FALSE | YHJD42S44S4 | 2660 | 3886188 | YORK BY JOHNSON CONTROLS | YHJD42S43S4 | HP | Split System: Heat Pump with Remote Outdoor Unit-Air-Source | YHJD42S43S4 |  | F6FP048 | 12 | 14.5 | 8.2 | Yes | Yes | 2011-01-22 |  | Below V5.0 Req.
FALSE | YHJD42S44S4 | 2660 | 3886189 | YORK BY JOHNSON CONTROLS | YHJD42S43S4 | HP | Split System: Heat Pump with Remote Outdoor Unit-Air-Source | YHJD42S43S4 |  | F6FP048+TXV | 12 | 14.5 | 8.2 | Yes | Yes | 2011-01-22 |  | Below V5.0 Req.
FALSE | YHJD42S44S4 | 2660 | 3886202 | YORK BY JOHNSON CONTROLS | YHJD42S44S4 | HP | Split System: Heat Pump with Remote Outdoor Unit-Air-Source | YHJD42S44S4 |  | AHX48 | 12 | 14.5 | 8.2 | Yes | Yes | 2011-01-22 |  | Below V5.0 Req.
FALSE | YHJD42S44S4 | 2660 | 3886203 | YORK BY JOHNSON CONTROLS | YHJD42S44S4 | HP | Split System: Heat Pump with Remote Outdoor Unit-Air-Source | YHJD42S44S4 |  | AHX48+TXV | 12 | 14.5 | 8.2 | Yes | Yes | 2011-01-22 |  | Below V5.0 Req.
FALSE | YHJD30S44S4 | 2687 | 3887825 | COLEMAN BY JOHNSON CONTROLS | THJD30S44S4 | HP | Split System: Heat Pump with Remote Outdoor Unit-Air-Source | YHJD30S44S4 |  | AHX36 | 12 | 14.5 | 8.2 | Yes | Yes | 2011-02-28 |  | Below V5.0 Req.
FALSE | YHJD30S44S4 | 2687 | 3887826 | COLEMAN BY JOHNSON CONTROLS | THJD30S44S4 | HP | Split System: Heat Pump with Remote Outdoor Unit-Air-Source | YHJD30S44S4 |  | AHX36+TXV | 12 | 14.5 | 8.2 | Yes | Yes | 2011-02-28 |  | Below V5.0 Req.
FALSE | YHJD42S44S4 | 2660 | 3888213 | COLEMAN BY JOHNSON CONTROLS | THJD42S43S4 | HP | Split System: Heat Pump with Remote Outdoor Unit-Air-Source | YHJD42S43S4 |  | AHX48 | 12 | 14.5 | 8.2 | Yes | Yes | 2011-02-28 |  | Below V5.0 Req.
FALSE | YHJD42S44S4 | 2660 | 3888214 | COLEMAN BY JOHNSON CONTROLS | THJD42S43S4 | HP | Split System: Heat Pump with Remote Outdoor Unit-Air-Source | YHJD42S43S4 |  | AHX48+TXV | 12 | 14.5 | 8.2 | Yes | Yes | 2011-02-28 |  | Below V5.0 Req.
FALSE | YHJD42S44S4 | 2660 | 3888223 | COLEMAN BY JOHNSON CONTROLS | THJD42S43S4 | HP | Split System: Heat Pump with Remote Outdoor Unit-Air-Source | YHJD42S43S4 |  | F6FP048 | 12 | 14.5 | 8.2 | Yes | Yes | 2011-02-28 |  | Below V5.0 Req.
FALSE | YHJD42S44S4 | 2660 | 3888224 | COLEMAN BY JOHNSON CONTROLS | THJD42S43S4 | HP | Split System: Heat Pump with Remote Outdoor Unit-Air-Source | YHJD42S43S4 |  | F6FP048+TXV | 12 | 14.5 | 8.2 | Yes | Yes | 2011-02-28 |  | Below V5.0 Req.
FALSE | YHJD42S44S4 | 2660 | 3888237 | COLEMAN BY JOHNSON CONTROLS | THJD42S44S4 | HP | Split System: Heat Pump with Remote Outdoor Unit-Air-Source | YHJD42S44S4 |  | AHX48 | 12 | 14.5 | 8.2 | Yes | Yes | 2011-02-28 |  | Below V5.0 Req.
FALSE | YHJD42S44S4 | 2660 | 3888238 | COLEMAN BY JOHNSON CONTROLS | THJD42S44S4 | HP | Split System: Heat Pump with Remote Outdoor Unit-Air-Source | YHJD42S44S4 |  | AHX48+TXV | 12 | 14.5 | 8.2 | Yes | Yes | 2011-02-28 |  | Below V5.0 Req.
FALSE | YHJD42S44S4 | 2660 | 3888247 | COLEMAN BY JOHNSON CONTROLS | THJD42S44S4 | HP | Split System: Heat Pump with Remote Outdoor Unit-Air-Source | YHJD42S44S4 |  | F6FP048 | 12 | 14.5 | 8.2 | Yes | Yes | 2011-02-28 |  | Below V5.0 Req.
FALSE | YHJD42S44S4 | 2660 | 3888248 | COLEMAN BY JOHNSON CONTROLS | THJD42S44S4 | HP | Split System: Heat Pump with Remote Outdoor Unit-Air-Source | YHJD42S44S4 |  | F6FP048+TXV | 12 | 14.5 | 8.2 | Yes | Yes | 2011-02-28 |  | Below V5.0 Req.
FALSE | YHJD30S44S4 | 2687 | 3889313 | LUXAIRE BY JOHNSON CONTROLS | THJD30S43S4 | HP | Split System: Heat Pump with Remote Outdoor Unit-Air-Source | YHJD30S43S4 |  | AHX36 | 12 | 14.5 | 8.2 | Yes | Yes | 2011-02-28 |  | Below V5.0 Req.
FALSE | YHJD30S44S4 | 2687 | 3889314 | LUXAIRE BY JOHNSON CONTROLS | THJD30S43S4 | HP | Split System: Heat Pump with Remote Outdoor Unit-Air-Source | YHJD30S43S4 |  | AHX36+TXV | 12 | 14.5 | 8.2 | Yes | Yes | 2011-02-28 |  | Below V5.0 Req.
FALSE | YHJD30S44S4 | 2687 | 3889335 | LUXAIRE BY JOHNSON CONTROLS | THJD30S44S4 | HP | Split System: Heat Pump with Remote Outdoor Unit-Air-Source | YHJD30S44S4 |  | AHX36 | 12 | 14.5 | 8.2 | Yes | Yes | 2011-02-28 |  | Below V5.0 Req.
FALSE | YHJD30S44S4 | 2687 | 3889336 | LUXAIRE BY JOHNSON CONTROLS | THJD30S44S4 | HP | Split System: Heat Pump with Remote Outdoor Unit-Air-Source | YHJD30S44S4 |  | AHX36+TXV | 12 | 14.5 | 8.2 | Yes | Yes | 2011-02-28 |  | Below V5.0 Req.
FALSE | YHJD42S44S4 | 2660 | 3889724 | LUXAIRE BY JOHNSON CONTROLS | THJD42S43S4 | HP | Split System: Heat Pump with Remote Outdoor Unit-Air-Source | YHJD42S43S4 |  | AHX48 | 12 | 14.5 | 8.2 | Yes | Yes | 2011-02-28 |  | Below V5.0 Req.
FALSE | YHJD42S44S4 | 2660 | 3889725 | LUXAIRE BY JOHNSON CONTROLS | THJD42S43S4 | HP | Split System: Heat Pump with Remote Outdoor Unit-Air-Source | YHJD42S43S4 |  | AHX48+TXV | 12 | 14.5 | 8.2 | Yes | Yes | 2011-02-28 |  | Below V5.0 Req.
FALSE | YHJD42S44S4 | 2660 | 3889734 | LUXAIRE BY JOHNSON CONTROLS | THJD42S43S4 | HP | Split System: Heat Pump with Remote Outdoor Unit-Air-Source | YHJD42S43S4 |  | F6FP048 | 12 | 14.5 | 8.2 | Yes | Yes | 2011-02-28 |  | Below V5.0 Req.
FALSE | YHJD42S44S4 | 2660 | 3889735 | LUXAIRE BY JOHNSON CONTROLS | THJD42S43S4 | HP | Split System: Heat Pump with Remote Outdoor Unit-Air-Source | YHJD42S43S4 |  | F6FP048+TXV | 12 | 14.5 | 8.2 | Yes | Yes | 2011-02-28 |  | Below V5.0 Req.
FALSE | YHJD42S44S4 | 2660 | 3889748 | LUXAIRE BY JOHNSON CONTROLS | THJD42S44S4 | HP | Split System: Heat Pump with Remote Outdoor Unit-Air-Source | YHJD42S44S4 |  | AHX48 | 12 | 14.5 | 8.2 | Yes | Yes | 2011-02-28 |  | Below V5.0 Req.
FALSE | YHJD42S44S4 | 2660 | 3889749 | LUXAIRE BY JOHNSON CONTROLS | THJD42S44S4 | HP | Split System: Heat Pump with Remote Outdoor Unit-Air-Source | YHJD42S44S4 |  | AHX48+TXV | 12 | 14.5 | 8.2 | Yes | Yes | 2011-02-28 |  | Below V5.0 Req.
FALSE | YHJD36S44S4 | 2691 | 3891020 | FRASER-JOHNSTON BY JOHNSON CONTROLS | THJD36S43S4 | HP | Split System: Heat Pump with Remote Outdoor Unit-Air-Source | YHJD36S43S4 |  | AHX42+TXV | 12 | 14.5 | 8.2 | Yes | Yes | 2011-02-28 |  | Below V5.0 Req.
FALSE | YHJD36S44S4 | 2691 | 3891023 | FRASER-JOHNSTON BY JOHNSON CONTROLS | THJD36S43S4 | HP | Split System: Heat Pump with Remote Outdoor Unit-Air-Source | YHJD36S43S4 |  | F5FP048 | 12 | 14.5 | 8.2 | Yes | Yes | 2011-02-28 |  | Below V5.0 Req.
FALSE | YHJD36S44S4 | 2691 | 3891024 | FRASER-JOHNSTON BY JOHNSON CONTROLS | THJD36S43S4 | HP | Split System: Heat Pump with Remote Outdoor Unit-Air-Source | YHJD36S43S4 |  | F5FP048+TXV | 12 | 14.5 | 8.2 | Yes | Yes | 2011-02-28 |  | Below V5.0 Req.
FALSE | YHJD36S44S4 | 2691 | 3891025 | FRASER-JOHNSTON BY JOHNSON CONTROLS | THJD36S43S4 | HP | Split System: Heat Pump with Remote Outdoor Unit-Air-Source | YHJD36S43S4 |  | F6FP042 | 12 | 14.5 | 8.2 | Yes | Yes | 2011-02-28 |  | Below V5.0 Req.
FALSE | YHJD36S44S4 | 2691 | 3891026 | FRASER-JOHNSTON BY JOHNSON CONTROLS | THJD36S43S4 | HP | Split System: Heat Pump with Remote Outdoor Unit-Air-Source | YHJD36S43S4 |  | F6FP042+TXV | 12 | 14.5 | 8.2 | Yes | Yes | 2011-02-28 |  | Below V5.0 Req.
FALSE | YHJD36S44S4 | 2691 | 3891041 | FRASER-JOHNSTON BY JOHNSON CONTROLS | THJD36S44S4 | HP | Split System: Heat Pump with Remote Outdoor Unit-Air-Source | YHJD36S44S4 |  | AHX36 | 12 | 14.5 | 8.2 | Yes | Yes | 2011-02-28 |  | Below V5.0 Req.
FALSE | YHJD36S44S4 | 2691 | 3891042 | FRASER-JOHNSTON BY JOHNSON CONTROLS | THJD36S44S4 | HP | Split System: Heat Pump with Remote Outdoor Unit-Air-Source | YHJD36S44S4 |  | AHX36+TXV | 12 | 14.5 | 8.2 | Yes | Yes | 2011-02-28 |  | Below V5.0 Req.
FALSE | YHJD36S44S4 | 2691 | 3891043 | FRASER-JOHNSTON BY JOHNSON CONTROLS | THJD36S44S4 | HP | Split System: Heat Pump with Remote Outdoor Unit-Air-Source | YHJD36S44S4 |  | AHX42 | 12 | 14.5 | 8.2 | Yes | Yes | 2011-02-28 |  | Below V5.0 Req.
FALSE | YHJD36S44S4 | 2691 | 3891044 | FRASER-JOHNSTON BY JOHNSON CONTROLS | THJD36S44S4 | HP | Split System: Heat Pump with Remote Outdoor Unit-Air-Source | YHJD36S44S4 |  | AHX42+TXV | 12 | 14.5 | 8.2 | Yes | Yes | 2011-02-28 |  | Below V5.0 Req.
FALSE | YHJD36S44S4 | 2691 | 3891047 | FRASER-JOHNSTON BY JOHNSON CONTROLS | THJD36S44S4 | HP | Split System: Heat Pump with Remote Outdoor Unit-Air-Source | YHJD36S44S4 |  | F5FP048 | 12 | 14.5 | 8.2 | Yes | Yes | 2011-02-28 |  | Below V5.0 Req.
FALSE | YHJD36S44S4 | 2691 | 3891048 | FRASER-JOHNSTON BY JOHNSON CONTROLS | THJD36S44S4 | HP | Split System: Heat Pump with Remote Outdoor Unit-Air-Source | YHJD36S44S4 |  | F5FP048+TXV | 12 | 14.5 | 8.2 | Yes | Yes | 2011-02-28 |  | Below V5.0 Req.
FALSE | YHJD36S44S4 | 2691 | 3891049 | FRASER-JOHNSTON BY JOHNSON CONTROLS | THJD36S44S4 | HP | Split System: Heat Pump with Remote Outdoor Unit-Air-Source | YHJD36S44S4 |  | F6FP042 | 12 | 14.5 | 8.2 | Yes | Yes | 2011-02-28 |  | Below V5.0 Req.
FALSE | YHJD36S44S4 | 2691 | 3891050 | FRASER-JOHNSTON BY JOHNSON CONTROLS | THJD36S44S4 | HP | Split System: Heat Pump with Remote Outdoor Unit-Air-Source | YHJD36S44S4 |  | F6FP042+TXV | 12 | 14.5 | 8.2 | Yes | Yes | 2011-02-28 |  | Below V5.0 Req.
FALSE | XP17-024-230* | 1566 | 3894577 | LENNOX INDUSTRIES, INC. | XP17-024-230* | HP | Split System: Heat Pump with Remote Outdoor Unit-Air-Source | XP17-024-230* |  | CX34-31+TDR | 14 | 17 | 9 | Yes | Yes | 2011-01-22 |  | 2
FALSE | XP17-024-230* | 1566 | 3894578 | LENNOX INDUSTRIES, INC. | XP17-024-230* | HP | Split System: Heat Pump with Remote Outdoor Unit-Air-Source | XP17-024-230* |  | CX34-31+TDR | 14.5 | 17 | 8.7 | Yes | Yes | 2011-01-22 |  | 1
FALSE | XP17-024-230* | 1566 | 3894579 | LENNOX INDUSTRIES, INC. | XP17-024-230* | HP | Split System: Heat Pump with Remote Outdoor Unit-Air-Source | XP17-024-230* |  | CX34-38+TDR | 14 | 16 | 9 | Yes | Yes | 2011-01-22 |  | 2
FALSE | XP17-024-230* | 1566 | 3894580 | LENNOX INDUSTRIES, INC. | XP17-024-230* | HP | Split System: Heat Pump with Remote Outdoor Unit-Air-Source | XP17-024-230* |  | CX34-38+TDR | 14 | 16 | 9 | Yes | Yes | 2011-01-22 |  | 2
FALSE | XP17-024-230* | 1566 | 3894581 | LENNOX INDUSTRIES, INC. | XP17-024-230* | HP | Split System: Heat Pump with Remote Outdoor Unit-Air-Source | XP17-024-230* |  | C33-31+TDR+TXV | 14 | 17 | 9 | Yes | Yes | 2011-01-22 |  | 2
FALSE | XP17-024-230* | 1566 | 3894582 | LENNOX INDUSTRIES, INC. | XP17-024-230* | HP | Split System: Heat Pump with Remote Outdoor Unit-Air-Source | XP17-024-230* |  | C33-31+TDR+TXV | 14.5 | 17 | 8.7 | Yes | Yes | 2011-01-22 |  | 1
FALSE | XP17-024-230* | 1566 | 3894583 | LENNOX INDUSTRIES, INC. | XP17-024-230* | HP | Split System: Heat Pump with Remote Outdoor Unit-Air-Source | XP17-024-230* |  | C33-38+TDR+TXV | 14 | 16 | 9 | Yes | Yes | 2011-01-22 |  | 2
FALSE | XP17-024-230* | 1566 | 3894584 | LENNOX INDUSTRIES, INC. | XP17-024-230* | HP | Split System: Heat Pump with Remote Outdoor Unit-Air-Source | XP17-024-230* |  | C33-38+TDR+TXV | 14 | 16 | 9 | Yes | Yes | 2011-01-22 |  | 2
FALSE | XP17-024-230* | 1566 | 3894585 | LENNOX INDUSTRIES, INC. | XP17-024-230* | HP | Split System: Heat Pump with Remote Outdoor Unit-Air-Source | XP17-024-230* |  | CH33-31A+TDR+TXV | 13.5 | 17 | 9 | Yes | Yes | 2011-01-22 |  | 2
FALSE | XP17-024-230* | 1566 | 3894586 | LENNOX INDUSTRIES, INC. | XP17-024-230* | HP | Split System: Heat Pump with Remote Outdoor Unit-Air-Source | XP17-024-230* |  | CH33-31B+TDR+TXV | 14 | 17 | 9 | Yes | Yes | 2011-01-22 |  | 2
FALSE | XP17-024-230* | 1566 | 3894587 | LENNOX INDUSTRIES, INC. | XP17-024-230* | HP | Split System: Heat Pump with Remote Outdoor Unit-Air-Source | XP17-024-230* |  | CH33-42+TDR+TXV | 14 | 17 | 8.7 | Yes | Yes | 2011-01-22 |  | 1
FALSE | XP17-024-230* | 1566 | 3894588 | LENNOX INDUSTRIES, INC. | XP17-024-230* | HP | Split System: Heat Pump with Remote Outdoor Unit-Air-Source | XP17-024-230* |  | CR33-48+TDR+TXV | 12.5 | 15 | 9 | Yes | Yes | 2011-01-22 |  | 1
FALSE | XP17-024-230* | 1566 | 3894589 | LENNOX INDUSTRIES, INC. | XP17-024-230* | HP | Split System: Heat Pump with Remote Outdoor Unit-Air-Source | XP17-024-230* |  | CR33-48+TDR+TXV | 12.5 | 15 | 9 | Yes | Yes | 2011-01-22 |  | 1
FALSE | XP17-030-230* | 1581 | 3894604 | LENNOX INDUSTRIES, INC. | XP17-030-230* | HP | Split System: Heat Pump with Remote Outdoor Unit-Air-Source | XP17-030-230* |  | CX34-31+TDR | 13.5 | 16 | 8.5 | Yes | Yes | 2011-01-22 |  | 1
FALSE | XP17-030-230* | 1581 | 3894605 | LENNOX INDUSTRIES, INC. | XP17-030-230* | HP | Split System: Heat Pump with Remote Outdoor Unit-Air-Source | XP17-030-230* |  | CX34-31+TDR | 13.5 | 16 | 8.5 | Yes | Yes | 2011-01-22 |  | 1
FALSE | XP17-030-230* | 1581 | 3894625 | LENNOX INDUSTRIES, INC. | XP17-030-230* | HP | Split System: Heat Pump with Remote Outdoor Unit-Air-Source | XP17-030-230* |  | CH33-44/48+TDR+TXV | 13.5 | 16 | 9 | Yes | Yes | 2011-01-22 |  | 2
FALSE | XP17-030-230* | 1581 | 3894626 | LENNOX INDUSTRIES, INC. | XP17-030-230* | HP | Split System: Heat Pump with Remote Outdoor Unit-Air-Source | XP17-030-230* |  | CH33-44/48+TDR+TXV | 13.5 | 16 | 9 | Yes | Yes | 2011-01-22 |  | 2
FALSE | XP17-030-230* | 1581 | 3894627 | LENNOX INDUSTRIES, INC. | XP17-030-230* | HP | Split System: Heat Pump with Remote Outdoor Unit-Air-Source | XP17-030-230* |  | CH33-42+TDR+TXV | 13.5 | 16 | 8.5 | Yes | Yes | 2011-01-22 |  | 1
FALSE | XP17-030-230* | 1581 | 3894628 | LENNOX INDUSTRIES, INC. | XP17-030-230* | HP | Split System: Heat Pump with Remote Outdoor Unit-Air-Source | XP17-030-230* |  | CH33-42+TDR+TXV | 13.5 | 16 | 8.5 | Yes | Yes | 2011-01-22 |  | 1
FALSE | XP17-030-230* | 1581 | 3894629 | LENNOX INDUSTRIES, INC. | XP17-030-230* | HP | Split System: Heat Pump with Remote Outdoor Unit-Air-Source | XP17-030-230* |  | CR33-48+TDR+TXV | 12.5 | 15 | 8.5 | Yes | Yes | 2011-01-22 |  | 1
FALSE | XP17-030-230* | 1581 | 3894630 | LENNOX INDUSTRIES, INC. | XP17-030-230* | HP | Split System: Heat Pump with Remote Outdoor Unit-Air-Source | XP17-030-230* |  | CR33-48+TDR+TXV | 12.5 | 15 | 8.5 | Yes | Yes | 2011-01-22 |  | 1
FALSE | XP17-036-230* | 1590 | 3894659 | LENNOX INDUSTRIES, INC. | XP17-036-230* | HP | Split System: Heat Pump with Remote Outdoor Unit-Air-Source | XP17-036-230* |  | CX34-38+TDR | 12.5 | 15 | 8.5 | Yes | Yes | 2011-01-22 |  | 1
FALSE | XP17-036-230* | 1590 | 3894660 | LENNOX INDUSTRIES, INC. | XP17-036-230* | HP | Split System: Heat Pump with Remote Outdoor Unit-Air-Source | XP17-036-230* |  | CX34-38+TDR | 13 | 16 | 8.5 | Yes | Yes | 2011-01-22 |  | 1
FALSE | XP17-036-230* | 1590 | 3894661 | LENNOX INDUSTRIES, INC. | XP17-036-230* | HP | Split System: Heat Pump with Remote Outdoor Unit-Air-Source | XP17-036-230* |  | CX34-38+TDR | 13 | 16 | 8.5 | Yes | Yes | 2011-01-22 |  | 1
FALSE | XP17-036-230* | 1590 | 3894662 | LENNOX INDUSTRIES, INC. | XP17-036-230* | HP | Split System: Heat Pump with Remote Outdoor Unit-Air-Source | XP17-036-230* |  | CX34-43+TDR | 13 | 16 | 8.5 | Yes | Yes | 2011-01-22 |  | 1
FALSE | XP17-036-230* | 1590 | 3894663 | LENNOX INDUSTRIES, INC. | XP17-036-230* | HP | Split System: Heat Pump with Remote Outdoor Unit-Air-Source | XP17-036-230* |  | CX34-43+TDR | 13 | 16 | 8.5 | Yes | Yes | 2011-01-22 |  | 1
FALSE | XP17-036-230* | 1590 | 3894664 | LENNOX INDUSTRIES, INC. | XP17-036-230* | HP | Split System: Heat Pump with Remote Outdoor Unit-Air-Source | XP17-036-230* |  | CX34-43+TDR | 13 | 15.1 | 8.5 | Yes | Yes | 2011-01-22 |  | 1
FALSE | XP17-036-230* | 1590 | 3894665 | LENNOX INDUSTRIES, INC. | XP17-036-230* | HP | Split System: Heat Pump with Remote Outdoor Unit-Air-Source | XP17-036-230* |  | CX34-43+TDR | 13 | 15.1 | 8.5 | Yes | Yes | 2011-01-22 |  | 1
FALSE | XP17-036-230* | 1590 | 3894666 | LENNOX INDUSTRIES, INC. | XP17-036-230* | HP | Split System: Heat Pump with Remote Outdoor Unit-Air-Source | XP17-036-230* |  | CX34-44/48+TDR | 13 | 15.7 | 8.2 | Yes | Yes | 2011-01-22 |  | Below V5.0 Req.
FALSE | XP17-036-230* | 1590 | 3894667 | LENNOX INDUSTRIES, INC. | XP17-036-230* | HP | Split System: Heat Pump with Remote Outdoor Unit-Air-Source | XP17-036-230* |  | CX34-44/48+TDR | 13 | 15.7 | 8.2 | Yes | Yes | 2011-01-22 |  | Below V5.0 Req.
FALSE | XP17-036-230* | 1590 | 3894668 | LENNOX INDUSTRIES, INC. | XP17-036-230* | HP | Split System: Heat Pump with Remote Outdoor Unit-Air-Source | XP17-036-230* |  | CX34-44/48+TDR | 13 | 15.1 | 8.2 | Yes | Yes | 2011-01-22 |  | Below V5.0 Req.
FALSE | XP17-036-230* | 1590 | 3894669 | LENNOX INDUSTRIES, INC. | XP17-036-230* | HP | Split System: Heat Pump with Remote Outdoor Unit-Air-Source | XP17-036-230* |  | CX34-44/48+TDR | 12.5 | 15.7 | 8.2 | Yes | Yes | 2011-01-22 |  | Below V5.0 Req.
FALSE | XP17-036-230* | 1590 | 3894689 | LENNOX INDUSTRIES, INC. | XP17-036-230* | HP | Split System: Heat Pump with Remote Outdoor Unit-Air-Source | XP17-036-230* |  | CH33-43B+TDR+TXV | 13 | 16 | 8.5 | Yes | Yes | 2011-01-22 |  | 1
FALSE | XP17-036-230* | 1590 | 3894690 | LENNOX INDUSTRIES, INC. | XP17-036-230* | HP | Split System: Heat Pump with Remote Outdoor Unit-Air-Source | XP17-036-230* |  | CH33-43B+TDR+TXV | 13 | 16 | 8.5 | Yes | Yes | 2011-01-22 |  | 1
FALSE | XP17-036-230* | 1590 | 3894691 | LENNOX INDUSTRIES, INC. | XP17-036-230* | HP | Split System: Heat Pump with Remote Outdoor Unit-Air-Source | XP17-036-230* |  | CH33-43C+TDR+TXV | 13 | 15.1 | 8.5 | Yes | Yes | 2011-01-22 |  | 1
FALSE | XP17-036-230* | 1590 | 3894692 | LENNOX INDUSTRIES, INC. | XP17-036-230* | HP | Split System: Heat Pump with Remote Outdoor Unit-Air-Source | XP17-036-230* |  | CH33-43C+TDR+TXV | 13 | 15.1 | 8.5 | Yes | Yes | 2011-01-22 |  | 1
FALSE | XP17-036-230* | 1590 | 3894693 | LENNOX INDUSTRIES, INC. | XP17-036-230* | HP | Split System: Heat Pump with Remote Outdoor Unit-Air-Source | XP17-036-230* |  | CH33-42+TDR+TXV | 12.7 | 15.7 | 8.5 | Yes | Yes | 2011-01-22 |  | 1
FALSE | XP17-036-230* | 1590 | 3894694 | LENNOX INDUSTRIES, INC. | XP17-036-230* | HP | Split System: Heat Pump with Remote Outdoor Unit-Air-Source | XP17-036-230* |  | CH33-42+TDR+TXV | 12.7 | 15.7 | 8.5 | Yes | Yes | 2011-01-22 |  | 1
FALSE | XP17-036-230* | 1590 | 3894695 | LENNOX INDUSTRIES, INC. | XP17-036-230* | HP | Split System: Heat Pump with Remote Outdoor Unit-Air-Source | XP17-036-230* |  | CH33-42+TDR+TXV | 12.5 | 15.2 | 8.2 | Yes | Yes | 2011-01-22 |  | Below V5.0 Req.
FALSE | XP17-036-230* | 1590 | 3894696 | LENNOX INDUSTRIES, INC. | XP17-036-230* | HP | Split System: Heat Pump with Remote Outdoor Unit-Air-Source | XP17-036-230* |  | CH33-44/48+TDR+TXV | 13 | 15.7 | 8.5 | Yes | Yes | 2011-01-22 |  | 1
FALSE | XP17-036-230* | 1590 | 3894697 | LENNOX INDUSTRIES, INC. | XP17-036-230* | HP | Split System: Heat Pump with Remote Outdoor Unit-Air-Source | XP17-036-230* |  | CH33-44/48+TDR+TXV | 13 | 15.7 | 8.7 | Yes | Yes | 2011-01-22 |  | 1
FALSE | XP17-036-230* | 1590 | 3894698 | LENNOX INDUSTRIES, INC. | XP17-036-230* | HP | Split System: Heat Pump with Remote Outdoor Unit-Air-Source | XP17-036-230* |  | CH33-48+TDR+TXV | 13 | 15.1 | 8.5 | Yes | Yes | 2011-01-22 |  | 1
FALSE | XP17-036-230* | 1590 | 3894699 | LENNOX INDUSTRIES, INC. | XP17-036-230* | HP | Split System: Heat Pump with Remote Outdoor Unit-Air-Source | XP17-036-230* |  | CH33-48+TDR+TXV | 12.5 | 15.7 | 8.5 | Yes | Yes | 2011-01-22 |  | 1
FALSE | XP17-036-230* | 1590 | 3894700 | LENNOX INDUSTRIES, INC. | XP17-036-230* | HP | Split System: Heat Pump with Remote Outdoor Unit-Air-Source | XP17-036-230* |  | CH33-49+TDR+TXV | 13 | 15.1 | 8.5 | Yes | Yes | 2011-01-22 |  | 1
FALSE | XP17-036-230* | 1590 | 3894701 | LENNOX INDUSTRIES, INC. | XP17-036-230* | HP | Split System: Heat Pump with Remote Outdoor Unit-Air-Source | XP17-036-230* |  | CH33-49+TDR+TXV | 13 | 16 | 8.5 | Yes | Yes | 2011-01-22 |  | 1
FALSE | XP17-036-230* | 1590 | 3894702 | LENNOX INDUSTRIES, INC. | XP17-036-230* | HP | Split System: Heat Pump with Remote Outdoor Unit-Air-Source | XP17-036-230* |  | CH33-50/60C+TDR+TXV | 13 | 15.1 | 8.5 | Yes | Yes | 2011-01-22 |  | 1
FALSE | XP17-036-230* | 1590 | 3894703 | LENNOX INDUSTRIES, INC. | XP17-036-230* | HP | Split System: Heat Pump with Remote Outdoor Unit-Air-Source | XP17-036-230* |  | CH33-50/60C+TDR+TXV | 13 | 16 | 8.5 | Yes | Yes | 2011-01-22 |  | 1
FALSE | XP17-036-230* | 1590 | 3894749 | LENNOX INDUSTRIES, INC. | XP17-036-230* | HP | Split System: Heat Pump with Remote Outdoor Unit-Air-Source | XP17-036-230* |  | CR33-48+TDR+TXV | 12.5 | 15 | 8.5 | Yes | Yes | 2011-01-22 |  | 1
FALSE | XP17-036-230* | 1590 | 3894750 | LENNOX INDUSTRIES, INC. | XP17-036-230* | HP | Split System: Heat Pump with Remote Outdoor Unit-Air-Source | XP17-036-230* |  | CR33-48+TDR+TXV | 12.5 | 15 | 8.5 | Yes | Yes | 2011-01-22 |  | 1
FALSE | XP17-042-230* | 1599 | 3894773 | LENNOX INDUSTRIES, INC. | XP17-042-230* | HP | Split System: Heat Pump with Remote Outdoor Unit-Air-Source | XP17-042-230* |  | C33-43+TDR+TXV | 12.2 | 14.7 | 8.5 | Yes | Yes | 2011-01-22 |  | 0
FALSE | XP17-042-230* | 1599 | 3894774 | LENNOX INDUSTRIES, INC. | XP17-042-230* | HP | Split System: Heat Pump with Remote Outdoor Unit-Air-Source | XP17-042-230* |  | C33-43+TDR+TXV | 12.2 | 14.5 | 8.5 | Yes | Yes | 2011-01-22 |  | 0
FALSE | XP17-042-230* | 1599 | 3894775 | LENNOX INDUSTRIES, INC. | XP17-042-230* | HP | Split System: Heat Pump with Remote Outdoor Unit-Air-Source | XP17-042-230* |  | C33-43+TDR+TXV | 12.5 | 15.2 | 8.7 | Yes | Yes | 2011-01-22 |  | 1
FALSE | XP17-042-230* | 1599 | 3894776 | LENNOX INDUSTRIES, INC. | XP17-042-230* | HP | Split System: Heat Pump with Remote Outdoor Unit-Air-Source | XP17-042-230* |  | C33-48+TDR+TXV | 12 | 14.5 | 8.2 | Yes | Yes | 2011-01-22 |  | Below V5.0 Req.
FALSE | XP17-042-230* | 1599 | 3894777 | LENNOX INDUSTRIES, INC. | XP17-042-230* | HP | Split System: Heat Pump with Remote Outdoor Unit-Air-Source | XP17-042-230* |  | C33-48+TDR+TXV | 12.2 | 14.7 | 8.2 | Yes | Yes | 2011-01-22 |  | Below V5.0 Req.
FALSE | XP17-042-230* | 1599 | 3894780 | LENNOX INDUSTRIES, INC. | XP17-042-230* | HP | Split System: Heat Pump with Remote Outdoor Unit-Air-Source | XP17-042-230* |  | C33-48+TDR+TXV | 12.2 | 14.7 | 8.2 | Yes | Yes | 2011-01-22 |  | Below V5.0 Req.
FALSE | XP17-042-230* | 1599 | 3894781 | LENNOX INDUSTRIES, INC. | XP17-042-230* | HP | Split System: Heat Pump with Remote Outdoor Unit-Air-Source | XP17-042-230* |  | C33-49+TDR+TXV | 12.5 | 14.5 | 8.5 | Yes | Yes | 2011-01-22 |  | 0
FALSE | XP17-042-230* | 1599 | 3894782 | LENNOX INDUSTRIES, INC. | XP17-042-230* | HP | Split System: Heat Pump with Remote Outdoor Unit-Air-Source | XP17-042-230* |  | C33-49+TDR+TXV | 12.7 | 15.2 | 8.7 | Yes | Yes | 2011-01-22 |  | 1
FALSE | XP17-042-230* | 1599 | 3894783 | LENNOX INDUSTRIES, INC. | XP17-042-230* | HP | Split System: Heat Pump with Remote Outdoor Unit-Air-Source | XP17-042-230* |  | C33-50/60C+TDR+TXV | 12.2 | 15 | 8.5 | Yes | Yes | 2011-01-22 |  | 0
FALSE | XP17-042-230* | 1599 | 3894784 | LENNOX INDUSTRIES, INC. | XP17-042-230* | HP | Split System: Heat Pump with Remote Outdoor Unit-Air-Source | XP17-042-230* |  | CH33-43B+TDR+TXV | 12.2 | 14.7 | 8.7 | Yes | Yes | 2011-01-22 |  | 0
FALSE | XP17-042-230* | 1599 | 3894785 | LENNOX INDUSTRIES, INC. | XP17-042-230* | HP | Split System: Heat Pump with Remote Outdoor Unit-Air-Source | XP17-042-230* |  | CH33-43B+TDR+TXV | 12.2 | 15 | 8.7 | Yes | Yes | 2011-01-22 |  | 0
FALSE | XP17-042-230* | 1599 | 3894786 | LENNOX INDUSTRIES, INC. | XP17-042-230* | HP | Split System: Heat Pump with Remote Outdoor Unit-Air-Source | XP17-042-230* |  | CH33-43C+TDR+TXV | 12.2 | 14.5 | 8.5 | Yes | Yes | 2011-01-22 |  | 0
FALSE | XP17-042-230* | 1599 | 3894787 | LENNOX INDUSTRIES, INC. | XP17-042-230* | HP | Split System: Heat Pump with Remote Outdoor Unit-Air-Source | XP17-042-230* |  | CH33-43C+TDR+TXV | 12.5 | 15.2 | 8.7 | Yes | Yes | 2011-01-22 |  | 1
FALSE | XP17-042-230* | 1599 | 3894788 | LENNOX INDUSTRIES, INC. | XP17-042-230* | HP | Split System: Heat Pump with Remote Outdoor Unit-Air-Source | XP17-042-230* |  | CH33-44/48+TDR+TXV | 12 | 14.5 | 8.7 | Yes | Yes | 2011-01-22 |  | 0
FALSE | XP17-042-230* | 1599 | 3894789 | LENNOX INDUSTRIES, INC. | XP17-042-230* | HP | Split System: Heat Pump with Remote Outdoor Unit-Air-Source | XP17-042-230* |  | CH33-44/48+TDR+TXV | 12 | 14.7 | 8.7 | Yes | Yes | 2011-01-22 |  | 0
FALSE | XP17-042-230* | 1599 | 3894790 | LENNOX INDUSTRIES, INC. | XP17-042-230* | HP | Split System: Heat Pump with Remote Outdoor Unit-Air-Source | XP17-042-230* |  | CH33-48+TDR+TXV | 12.2 | 15 | 8.5 | Yes | Yes | 2011-01-22 |  | 0
FALSE | XP17-048-230* | 1616 | 3894854 | LENNOX INDUSTRIES, INC. | XP17-048-230* | HP | Split System: Heat Pump with Remote Outdoor Unit-Air-Source | XP17-048-230* |  | C33-62D+TDR+TXV | 12.7 | 15.2 | 9 | Yes | Yes | 2011-01-22 |  | 1
FALSE | XP17-048-230* | 1616 | 3894855 | LENNOX INDUSTRIES, INC. | XP17-048-230* | HP | Split System: Heat Pump with Remote Outdoor Unit-Air-Source | XP17-048-230* |  | CH33-49+TDR+TXV | 12.5 | 15 | 8.7 | Yes | Yes | 2011-01-22 |  | 1
FALSE | XP17-048-230* | 1616 | 3894856 | LENNOX INDUSTRIES, INC. | XP17-048-230* | HP | Split System: Heat Pump with Remote Outdoor Unit-Air-Source | XP17-048-230* |  | CH33-49+TDR+TXV | 12.2 | 14.7 | 8.7 | Yes | Yes | 2011-01-22 |  | 0
FALSE | XP17-048-230* | 1616 | 3894857 | LENNOX INDUSTRIES, INC. | XP17-048-230* | HP | Split System: Heat Pump with Remote Outdoor Unit-Air-Source | XP17-048-230* |  | CH33-50/60C+TDR+TXV | 12.5 | 15 | 8.7 | Yes | Yes | 2011-01-22 |  | 1
FALSE | XP17-048-230* | 1616 | 3894858 | LENNOX INDUSTRIES, INC. | XP17-048-230* | HP | Split System: Heat Pump with Remote Outdoor Unit-Air-Source | XP17-048-230* |  | CH33-50/60C+TDR+TXV | 12.5 | 15 | 8.7 | Yes | Yes | 2011-01-22 |  | 1
FALSE | XP17-048-230* | 1616 | 3894859 | LENNOX INDUSTRIES, INC. | XP17-048-230* | HP | Split System: Heat Pump with Remote Outdoor Unit-Air-Source | XP17-048-230* |  | CH33-60D+TDR+TXV | 12.2 | 14.5 | 8.2 | Yes | Yes | 2011-01-22 |  | Below V5.0 Req.
FALSE | XP17-048-230* | 1616 | 3894860 | LENNOX INDUSTRIES, INC. | XP17-048-230* | HP | Split System: Heat Pump with Remote Outdoor Unit-Air-Source | XP17-048-230* |  | CH33-62D+TDR+TXV | 12.5 | 15 | 8.2 | Yes | Yes | 2011-01-22 |  | Below V5.0 Req.
FALSE | XP17-060-230* | 1620 | 3894879 | LENNOX INDUSTRIES, INC. | XP17-060-230* | HP | Split System: Heat Pump with Remote Outdoor Unit-Air-Source | XP17-060-230* |  | CX34-62C+TDR | 12.2 | 14.7 | 8.7 | Yes | Yes | 2011-01-22 |  | 0
FALSE | XP17-060-230* | 1620 | 3894880 | LENNOX INDUSTRIES, INC. | XP17-060-230* | HP | Split System: Heat Pump with Remote Outdoor Unit-Air-Source | XP17-060-230* |  | CX34-62C+TDR | 12.2 | 14.7 | 8.7 | Yes | Yes | 2011-01-22 |  | 0
FALSE | XP17-060-230* | 1620 | 3894881 | LENNOX INDUSTRIES, INC. | XP17-060-230* | HP | Split System: Heat Pump with Remote Outdoor Unit-Air-Source | XP17-060-230* |  | CX34-62D+TDR | 12.5 | 15 | 8.7 | Yes | Yes | 2011-01-22 |  | 1
FALSE | XP17-060-230* | 1620 | 3894884 | LENNOX INDUSTRIES, INC. | XP17-060-230* | HP | Split System: Heat Pump with Remote Outdoor Unit-Air-Source | XP17-060-230* |  | C33-62C+TDR+TXV | 12.2 | 14.7 | 8.7 | Yes | Yes | 2011-01-22 |  | 0
FALSE | XP17-060-230* | 1620 | 3894885 | LENNOX INDUSTRIES, INC. | XP17-060-230* | HP | Split System: Heat Pump with Remote Outdoor Unit-Air-Source | XP17-060-230* |  | C33-62C+TDR+TXV | 12.2 | 14.7 | 8.7 | Yes | Yes | 2011-01-22 |  | 0
FALSE | XP17-060-230* | 1620 | 3894886 | LENNOX INDUSTRIES, INC. | XP17-060-230* | HP | Split System: Heat Pump with Remote Outdoor Unit-Air-Source | XP17-060-230* |  | C33-62D+TDR+TXV | 12.5 | 15 | 8.7 | Yes | Yes | 2011-01-22 |  | 1
FALSE | XP17-060-230* | 1620 | 3894889 | LENNOX INDUSTRIES, INC. | XP17-060-230* | HP | Split System: Heat Pump with Remote Outdoor Unit-Air-Source | XP17-060-230* |  | CH33-62D+TDR+TXV | 12.2 | 14.7 | 8.7 | Yes | Yes | 2011-01-22 |  | 0
FALSE | XP17-060-230* | 1620 | 3894890 | LENNOX INDUSTRIES, INC. | XP17-060-230* | HP | Split System: Heat Pump with Remote Outdoor Unit-Air-Source | XP17-060-230* |  | CH33-49+TDR+TXV | 12 | 14.5 | 8.5 | Yes | Yes | 2011-01-22 |  | 0
FALSE | XP16-024-230-11 | 1632 | 3930043 | LENNOX INDUSTRIES, INC. | XP16-024-230-05 | HP | Split System: Heat Pump with Remote Outdoor Unit-Air-Source | XP16-024-230-05 |  | CX34-38+TDR | 12.7 | 16.5 | 8.7 | Yes | Yes | 2011-01-22 |  | 1
FALSE | XP16-024-230-11 | 1632 | 3930044 | LENNOX INDUSTRIES, INC. | XP16-024-230-05 | HP | Split System: Heat Pump with Remote Outdoor Unit-Air-Source | XP16-024-230-05 |  | CX34-38+TDR | 12.7 | 16.2 | 8.7 | Yes | Yes | 2011-01-22 |  | 1
FALSE | XP16-024-230-11 | 1632 | 3930045 | LENNOX INDUSTRIES, INC. | XP16-024-230-05 | HP | Split System: Heat Pump with Remote Outdoor Unit-Air-Source | XP16-024-230-05 |  | CX34-31+TDR | 12.7 | 16.2 | 8.2 | Yes | Yes | 2011-01-22 |  | Below V5.0 Req.
FALSE | XP16-024-230-11 | 1632 | 3930046 | LENNOX INDUSTRIES, INC. | XP16-024-230-05 | HP | Split System: Heat Pump with Remote Outdoor Unit-Air-Source | XP16-024-230-05 |  | CX34-31+TDR | 12.5 | 16.2 | 8.2 | Yes | Yes | 2011-01-22 |  | Below V5.0 Req.
FALSE | XP16-024-230-11 | 1632 | 3930048 | LENNOX INDUSTRIES, INC. | XP16-024-230-05 | HP | Split System: Heat Pump with Remote Outdoor Unit-Air-Source | XP16-024-230-05 |  | CR33-30/36+TDR+TXV | 12.5 | 15.7 | 8.5 | Yes | Yes | 2011-01-22 |  | 1
FALSE | 4A6H7060A1 | 173 | 3933752 | AMERICAN STANDARD, INC. | 4A6H6060E1 | HP | Split System: Heat Pump with Remote Outdoor Unit-Air-Source | 4A6H6060E1 |  | 4TEE3C09A1 | 12 | 16 | 9 | Yes | Yes | 2011-01-22 |  | 0
FALSE | 4A6H7060A1 | 173 | 3933753 | AMERICAN STANDARD, INC. | 4A6H6060E1 | HP | Split System: Heat Pump with Remote Outdoor Unit-Air-Source | 4A6H6060E1 |  | 4TEE3C09A1+18-GJ01D | 12 | 15.5 | 9 | Yes | Yes | 2011-01-22 |  | 0
FALSE | 4A6H7060A1 | 173 | 3933754 | AMERICAN STANDARD, INC. | 4A6H6060E1 | HP | Split System: Heat Pump with Remote Outdoor Unit-Air-Source | 4A6H6060E1 |  | 4TEE3C10A1 | 12 | 16 | 9 | Yes | Yes | 2011-01-22 |  | 0
FALSE | 4A6H7060A1 | 173 | 3933883 | AMERICAN STANDARD, INC. | 4A6H6060E1 | HP | Split System: Heat Pump with Remote Outdoor Unit-Air-Source | 4A6H6060E1 |  | 4TXCD063BC3 | 12 | 15.5 | 8.5 | Yes | Yes | 2011-01-22 |  | 0
FALSE | 4A6H7060A1 | 173 | 3933893 | AMERICAN STANDARD, INC. | 4A6H6060E1 | HP | Split System: Heat Pump with Remote Outdoor Unit-Air-Source | 4A6H6060E1 |  | 4TXCD063BC3 | 12 | 15.5 | 8.5 | Yes | Yes | 2011-01-22 |  | 0
FALSE | 4A6H7060A1 | 173 | 3933974 | TRANE | 4TWX6060E1 | HP | Split System: Heat Pump with Remote Outdoor Unit-Air-Source | 4A6H6060E1 |  | 4TEE3C09A1 | 12 | 16 | 9 | Yes | Yes | 2011-02-28 |  | 0
FALSE | 4A6H7060A1 | 173 | 3933975 | TRANE | 4TWX6060E1 | HP | Split System: Heat Pump with Remote Outdoor Unit-Air-Source | 4A6H6060E1 |  | 4TEE3C09A1+18-GJ01D | 12 | 15.5 | 9 | Yes | Yes | 2011-02-28 |  | 0
FALSE | 4A6H7060A1 | 173 | 3933976 | TRANE | 4TWX6060E1 | HP | Split System: Heat Pump with Remote Outdoor Unit-Air-Source | 4A6H6060E1 |  | 4TEE3C10A1 | 12 | 16 | 9 | Yes | Yes | 2011-02-28 |  | 0
FALSE | 4A6H7060A1 | 173 | 3934108 | TRANE | 4TWX6060E1 | HP | Split System: Heat Pump with Remote Outdoor Unit-Air-Source | 4A6H6060E1 |  | 4TXCD063BC3 | 12 | 15.5 | 8.5 | Yes | Yes | 2011-02-28 |  | 0
FALSE | 4A6H7048A1 | 172 | 3934237 | AMERICAN STANDARD, INC. | 4A6H6048E1 | HP | Split System: Heat Pump with Remote Outdoor Unit-Air-Source | 4A6H6048E1 |  | 4TXCC044BC3 | 12 | 16 | 8.2 | Yes | Yes | 2011-01-22 |  | Below V5.0 Req.
FALSE | 4A6H7048A1 | 172 | 3934238 | AMERICAN STANDARD, INC. | 4A6H6048E1 | HP | Split System: Heat Pump with Remote Outdoor Unit-Air-Source | 4A6H6048E1 |  | 4TXCC044BC3 | 12 | 16 | 8.2 | Yes | Yes | 2011-01-22 |  | Below V5.0 Req.
FALSE | 4A6H7048A1 | 172 | 3934240 | AMERICAN STANDARD, INC. | 4A6H6048E1 | HP | Split System: Heat Pump with Remote Outdoor Unit-Air-Source | 4A6H6048E1 |  | 4TXCC044BC3 | 12 | 15.5 | 8.2 | Yes | Yes | 2011-01-22 |  | Below V5.0 Req.
FALSE | 4A6H7048A1 | 172 | 3934244 | AMERICAN STANDARD, INC. | 4A6H6048E1 | HP | Split System: Heat Pump with Remote Outdoor Unit-Air-Source | 4A6H6048E1 |  | 4TXCC044BC3 | 12 | 16 | 8.5 | Yes | Yes | 2011-01-22 |  | 0
FALSE | 4A6H7048A1 | 172 | 3934246 | AMERICAN STANDARD, INC. | 4A6H6048E1 | HP | Split System: Heat Pump with Remote Outdoor Unit-Air-Source | 4A6H6048E1 |  | 4TXCC049BC3 | 12 | 16 | 8.5 | Yes | Yes | 2011-01-22 |  | 0
FALSE | 4A6H7048A1 | 172 | 3934250 | AMERICAN STANDARD, INC. | 4A6H6048E1 | HP | Split System: Heat Pump with Remote Outdoor Unit-Air-Source | 4A6H6048E1 |  | 4TXCC049BC3 | 12 | 15.5 | 8.2 | Yes | Yes | 2011-01-22 |  | Below V5.0 Req.
FALSE | 4A6H7048A1 | 172 | 3934251 | AMERICAN STANDARD, INC. | 4A6H6048E1 | HP | Split System: Heat Pump with Remote Outdoor Unit-Air-Source | 4A6H6048E1 |  | 4TXCC049BC3 | 12 | 15.5 | 8.2 | Yes | Yes | 2011-01-22 |  | Below V5.0 Req.
FALSE | 4A6H7048A1 | 172 | 3934256 | AMERICAN STANDARD, INC. | 4A6H6048E1 | HP | Split System: Heat Pump with Remote Outdoor Unit-Air-Source | 4A6H6048E1 |  | 4TXCC049BC3 | 12 | 15.5 | 8.2 | Yes | Yes | 2011-01-22 |  | Below V5.0 Req.
FALSE | 4A6H7048A1 | 172 | 3934260 | AMERICAN STANDARD, INC. | 4A6H6048E1 | HP | Split System: Heat Pump with Remote Outdoor Unit-Air-Source | 4A6H6048E1 |  | 4TXCC049BC3 | 12 | 15.5 | 8.2 | Yes | Yes | 2011-01-22 |  | Below V5.0 Req.
FALSE | 4A6H7048A1 | 172 | 3934261 | AMERICAN STANDARD, INC. | 4A6H6048E1 | HP | Split System: Heat Pump with Remote Outdoor Unit-Air-Source | 4A6H6048E1 |  | 4TXCC060BC3 | 12 | 16 | 8.5 | Yes | Yes | 2011-01-22 |  | 0
FALSE | 4A6H7048A1 | 172 | 3934262 | AMERICAN STANDARD, INC. | 4A6H6048E1 | HP | Split System: Heat Pump with Remote Outdoor Unit-Air-Source | 4A6H6048E1 |  | 4TXCC060BC3 | 12 | 16 | 8.5 | Yes | Yes | 2011-01-22 |  | 0
FALSE | 4A6H7048A1 | 172 | 3934263 | AMERICAN STANDARD, INC. | 4A6H6048E1 | HP | Split System: Heat Pump with Remote Outdoor Unit-Air-Source | 4A6H6048E1 |  | 4TXCC060BC3 | 12 | 16 | 8.5 | Yes | Yes | 2011-01-22 |  | 0
FALSE | 4A6H7048A1 | 172 | 3934266 | AMERICAN STANDARD, INC. | 4A6H6048E1 | HP | Split System: Heat Pump with Remote Outdoor Unit-Air-Source | 4A6H6048E1 |  | 4TXCC060BC3 | 12 | 15.5 | 8.2 | Yes | Yes | 2011-01-22 |  | Below V5.0 Req.
FALSE | 4A6H7048A1 | 172 | 3934269 | AMERICAN STANDARD, INC. | 4A6H6048E1 | HP | Split System: Heat Pump with Remote Outdoor Unit-Air-Source | 4A6H6048E1 |  | 4TXCC060BC3 | 12 | 15.5 | 8.2 | Yes | Yes | 2011-01-22 |  | Below V5.0 Req.
FALSE | 4A6H7048A1 | 172 | 3934272 | AMERICAN STANDARD, INC. | 4A6H6048E1 | HP | Split System: Heat Pump with Remote Outdoor Unit-Air-Source | 4A6H6048E1 |  | 4TXCC060BC3 | 12 | 15.5 | 8.5 | Yes | Yes | 2011-01-22 |  | 0
FALSE | 4A6H7048A1 | 172 | 3934275 | AMERICAN STANDARD, INC. | 4A6H6048E1 | HP | Split System: Heat Pump with Remote Outdoor Unit-Air-Source | 4A6H6048E1 |  | 4TXCC060BC3 | 12 | 15.5 | 8.5 | Yes | Yes | 2011-01-22 |  | 0
FALSE | 4A6H7048A1 | 172 | 3934280 | AMERICAN STANDARD, INC. | 4A6H6048E1 | HP | Split System: Heat Pump with Remote Outdoor Unit-Air-Source | 4A6H6048E1 |  | 4TXCD009CC3 | 12 | 16 | 8.2 | Yes | Yes | 2011-01-22 |  | Below V5.0 Req.
FALSE | 4A6H7048A1 | 172 | 3934286 | AMERICAN STANDARD, INC. | 4A6H6048E1 | HP | Split System: Heat Pump with Remote Outdoor Unit-Air-Source | 4A6H6048E1 |  | 4TXCD009CC3 | 12 | 16 | 8.2 | Yes | Yes | 2011-01-22 |  | Below V5.0 Req.
FALSE | 4A6H7048A1 | 172 | 3934332 | AMERICAN STANDARD, INC. | 4A6H6048E1 | HP | Split System: Heat Pump with Remote Outdoor Unit-Air-Source | 4A6H6048E1 |  | 4TXCD050BC3 | 12 | 16 | 8.5 | Yes | Yes | 2011-01-22 |  | 0
FALSE | 4A6H7048A1 | 172 | 3934333 | AMERICAN STANDARD, INC. | 4A6H6048E1 | HP | Split System: Heat Pump with Remote Outdoor Unit-Air-Source | 4A6H6048E1 |  | 4TXCD050BC3 | 12 | 15.5 | 8.2 | Yes | Yes | 2011-01-22 |  | Below V5.0 Req.
FALSE | 4A6H7048A1 | 172 | 3934335 | AMERICAN STANDARD, INC. | 4A6H6048E1 | HP | Split System: Heat Pump with Remote Outdoor Unit-Air-Source | 4A6H6048E1 |  | 4TXCD050BC3 | 12 | 15.5 | 8.5 | Yes | Yes | 2011-01-22 |  | 0
FALSE | 4A6H7048A1 | 172 | 3934340 | AMERICAN STANDARD, INC. | 4A6H6048E1 | HP | Split System: Heat Pump with Remote Outdoor Unit-Air-Source | 4A6H6048E1 |  | 4TXCD050BC3 | 12 | 16 | 8.5 | Yes | Yes | 2011-01-22 |  | 0
FALSE | 4A6H7048A1 | 172 | 3934342 | AMERICAN STANDARD, INC. | 4A6H6048E1 | HP | Split System: Heat Pump with Remote Outdoor Unit-Air-Source | 4A6H6048E1 |  | 4TXCD050BC3 | 12 | 15.5 | 8.2 | Yes | Yes | 2011-01-22 |  | Below V5.0 Req.
FALSE | 4A6H7048A1 | 172 | 3934343 | AMERICAN STANDARD, INC. | 4A6H6048E1 | HP | Split System: Heat Pump with Remote Outdoor Unit-Air-Source | 4A6H6048E1 |  | 4TXCD050BC3 | 12 | 15.5 | 8.2 | Yes | Yes | 2011-01-22 |  | Below V5.0 Req.
FALSE | 4A6H7048A1 | 172 | 3934346 | AMERICAN STANDARD, INC. | 4A6H6048E1 | HP | Split System: Heat Pump with Remote Outdoor Unit-Air-Source | 4A6H6048E1 |  | 4TXCD050BC3 | 12 | 16 | 8.5 | Yes | Yes | 2011-01-22 |  | 0
FALSE | 4A6H7048A1 | 172 | 3934351 | AMERICAN STANDARD, INC. | 4A6H6048E1 | HP | Split System: Heat Pump with Remote Outdoor Unit-Air-Source | 4A6H6048E1 |  | 4TXCD050BC3 | 12 | 16 | 8.2 | Yes | Yes | 2011-01-22 |  | Below V5.0 Req.
FALSE | 4A6H7048A1 | 172 | 3934352 | AMERICAN STANDARD, INC. | 4A6H6048E1 | HP | Split System: Heat Pump with Remote Outdoor Unit-Air-Source | 4A6H6048E1 |  | 4TXCD050BC3 | 12 | 16 | 8.5 | Yes | Yes | 2011-01-22 |  | 0
FALSE | 4A6H7048A1 | 172 | 3934353 | AMERICAN STANDARD, INC. | 4A6H6048E1 | HP | Split System: Heat Pump with Remote Outdoor Unit-Air-Source | 4A6H6048E1 |  | 4TXCD050BC3 | 12 | 16 | 8.5 | Yes | Yes | 2011-01-22 |  | 0
FALSE | 4A6H7048A1 | 172 | 3934357 | AMERICAN STANDARD, INC. | 4A6H6048E1 | HP | Split System: Heat Pump with Remote Outdoor Unit-Air-Source | 4A6H6048E1 |  | 4TXCD061BC3 | 12 | 15.5 | 8.2 | Yes | Yes | 2011-01-22 |  | Below V5.0 Req.
FALSE | 4A6H7048A1 | 172 | 3934358 | AMERICAN STANDARD, INC. | 4A6H6048E1 | HP | Split System: Heat Pump with Remote Outdoor Unit-Air-Source | 4A6H6048E1 |  | 4TXCD061BC3 | 12 | 15.5 | 8.5 | Yes | Yes | 2011-01-22 |  | 0
FALSE | 4A6H7048A1 | 172 | 3934359 | AMERICAN STANDARD, INC. | 4A6H6048E1 | HP | Split System: Heat Pump with Remote Outdoor Unit-Air-Source | 4A6H6048E1 |  | 4TXCD061BC3 | 12 | 15.5 | 8.2 | Yes | Yes | 2011-01-22 |  | Below V5.0 Req.
FALSE | 4A6H7048A1 | 172 | 3934361 | AMERICAN STANDARD, INC. | 4A6H6048E1 | HP | Split System: Heat Pump with Remote Outdoor Unit-Air-Source | 4A6H6048E1 |  | 4TXCD061BC3 | 12 | 16 | 8.5 | Yes | Yes | 2011-01-22 |  | 0
FALSE | 4A6H7048A1 | 172 | 3934362 | AMERICAN STANDARD, INC. | 4A6H6048E1 | HP | Split System: Heat Pump with Remote Outdoor Unit-Air-Source | 4A6H6048E1 |  | 4TXCD061BC3 | 12 | 15.5 | 8.2 | Yes | Yes | 2011-01-22 |  | Below V5.0 Req.
FALSE | 4A6H7048A1 | 172 | 3934364 | AMERICAN STANDARD, INC. | 4A6H6048E1 | HP | Split System: Heat Pump with Remote Outdoor Unit-Air-Source | 4A6H6048E1 |  | 4TXCD061BC3 | 12.5 | 16 | 8.5 | Yes | Yes | 2011-01-22 |  | 1
FALSE | 4A6H7048A1 | 172 | 3934365 | AMERICAN STANDARD, INC. | 4A6H6048E1 | HP | Split System: Heat Pump with Remote Outdoor Unit-Air-Source | 4A6H6048E1 |  | 4TXCD061BC3 | 12 | 15.5 | 8.5 | Yes | Yes | 2011-01-22 |  | 0
FALSE | 4A6H7048A1 | 172 | 3934366 | AMERICAN STANDARD, INC. | 4A6H6048E1 | HP | Split System: Heat Pump with Remote Outdoor Unit-Air-Source | 4A6H6048E1 |  | 4TXCD061BC3 | 12 | 16 | 8.5 | Yes | Yes | 2011-01-22 |  | 0
FALSE | 4A6H7048A1 | 172 | 3934409 | AMERICAN STANDARD, INC. | 4A6H6048E1 | HP | Split System: Heat Pump with Remote Outdoor Unit-Air-Source | 4A6H6048E1 |  | 4TXCD063BC3 | 12.5 | 16.5 | 8.5 | Yes | Yes | 2011-01-22 |  | 1
FALSE | 4A6H7048A1 | 172 | 3934410 | AMERICAN STANDARD, INC. | 4A6H6048E1 | HP | Split System: Heat Pump with Remote Outdoor Unit-Air-Source | 4A6H6048E1 |  | 4TXCD063BC3 | 12.5 | 16.5 | 8.5 | Yes | Yes | 2011-01-22 |  | 1
FALSE | 4A6H7048A1 | 172 | 3934411 | AMERICAN STANDARD, INC. | 4A6H6048E1 | HP | Split System: Heat Pump with Remote Outdoor Unit-Air-Source | 4A6H6048E1 |  | 4TXCD063BC3 | 12 | 16 | 8.5 | Yes | Yes | 2011-01-22 |  | 0
FALSE | 4A6H7048A1 | 172 | 3934414 | AMERICAN STANDARD, INC. | 4A6H6048E1 | HP | Split System: Heat Pump with Remote Outdoor Unit-Air-Source | 4A6H6048E1 |  | 4TXCD064BC3 | 12 | 16 | 8.5 | Yes | Yes | 2011-01-22 |  | 0
FALSE | 4A6H7048A1 | 172 | 3934415 | AMERICAN STANDARD, INC. | 4A6H6048E1 | HP | Split System: Heat Pump with Remote Outdoor Unit-Air-Source | 4A6H6048E1 |  | 4TXCD064BC3 | 12 | 15.5 | 8.2 | Yes | Yes | 2011-01-22 |  | Below V5.0 Req.
FALSE | 4A6H7048A1 | 172 | 3934418 | AMERICAN STANDARD, INC. | 4A6H6048E1 | HP | Split System: Heat Pump with Remote Outdoor Unit-Air-Source | 4A6H6048E1 |  | 4TXCD064BC3 | 12 | 16 | 8.2 | Yes | Yes | 2011-01-22 |  | Below V5.0 Req.
FALSE | 4A6H7048A1 | 172 | 3934426 | AMERICAN STANDARD, INC. | 4A6H6048E1 | HP | Split System: Heat Pump with Remote Outdoor Unit-Air-Source | 4A6H6048E1 |  | 4TXCD064BC3 | 12 | 16 | 8.5 | Yes | Yes | 2011-01-22 |  | 0
FALSE | 4A6H7048A1 | 172 | 3934428 | AMERICAN STANDARD, INC. | 4A6H6048E1 | HP | Split System: Heat Pump with Remote Outdoor Unit-Air-Source | 4A6H6048E1 |  | 4TXCD064BC3 | 12 | 16 | 8.2 | Yes | Yes | 2011-01-22 |  | Below V5.0 Req.
FALSE | 4A6H7048A1 | 172 | 3934429 | AMERICAN STANDARD, INC. | 4A6H6048E1 | HP | Split System: Heat Pump with Remote Outdoor Unit-Air-Source | 4A6H6048E1 |  | 4TXCD064BC3 | 12 | 16 | 8.5 | Yes | Yes | 2011-01-22 |  | 0
FALSE | 4A6H7048A1 | 172 | 3934431 | AMERICAN STANDARD, INC. | 4A6H6048E1 | HP | Split System: Heat Pump with Remote Outdoor Unit-Air-Source | 4A6H6048E1 |  | 4TXCD064BC3 | 12 | 16 | 8.2 | Yes | Yes | 2011-01-22 |  | Below V5.0 Req.
FALSE | 4A6H7048A1 | 172 | 3934432 | AMERICAN STANDARD, INC. | 4A6H6048E1 | HP | Split System: Heat Pump with Remote Outdoor Unit-Air-Source | 4A6H6048E1 |  | 4TXCD064BC3 | 12 | 16 | 8.5 | Yes | Yes | 2011-01-22 |  | 0
FALSE | 4A6H7048A1 | 172 | 3934434 | AMERICAN STANDARD, INC. | 4A6H6048E1 | HP | Split System: Heat Pump with Remote Outdoor Unit-Air-Source | 4A6H6048E1 |  | 4TXCD064BC3 | 12 | 16 | 8.5 | Yes | Yes | 2011-01-22 |  | 0
FALSE | 4A6H7048A1 | 172 | 3934435 | AMERICAN STANDARD, INC. | 4A6H6048E1 | HP | Split System: Heat Pump with Remote Outdoor Unit-Air-Source | 4A6H6048E1 |  | 4TXCD064BC3 | 12 | 16 | 8.5 | Yes | Yes | 2011-01-22 |  | 0
FALSE | 4A6H7048A1 | 172 | 3934436 | AMERICAN STANDARD, INC. | 4A6H6048E1 | HP | Split System: Heat Pump with Remote Outdoor Unit-Air-Source | 4A6H6048E1 |  | 4TXCD064BC3 | 12 | 16 | 8.5 | Yes | Yes | 2011-01-22 |  | 0
FALSE | 4A6H7048A1 | 172 | 3934438 | AMERICAN STANDARD, INC. | 4A6H6048E1 | HP | Split System: Heat Pump with Remote Outdoor Unit-Air-Source | 4A6H6048E1 |  | 4TXCD064BC3 | 12 | 16 | 8.5 | Yes | Yes | 2011-01-22 |  | 0
FALSE | 4A6H7048A1 | 172 | 3934439 | AMERICAN STANDARD, INC. | 4A6H6048E1 | HP | Split System: Heat Pump with Remote Outdoor Unit-Air-Source | 4A6H6048E1 |  | 4TXCD064BC3 | 12 | 16 | 8.2 | Yes | Yes | 2011-01-22 |  | Below V5.0 Req.
FALSE | 4A6H7048A1 | 172 | 3934459 | AMERICAN STANDARD, INC. | 4A6H6048E1 | HP | Split System: Heat Pump with Remote Outdoor Unit-Air-Source | 4A6H6048E1 |  | 4TXFH063CZ3 | 12.5 | 16.5 | 8.5 | Yes | Yes | 2011-01-22 |  | 1
FALSE | 4A6H7048A1 | 172 | 3934462 | AMERICAN STANDARD, INC. | 4A6H6048E1 | HP | Split System: Heat Pump with Remote Outdoor Unit-Air-Source | 4A6H6048E1 |  | 4TXFH063CZ3 | 12.5 | 16.5 | 8.5 | Yes | Yes | 2011-01-22 |  | 1
FALSE | 4A6H7048A1 | 172 | 3934463 | AMERICAN STANDARD, INC. | 4A6H6048E1 | HP | Split System: Heat Pump with Remote Outdoor Unit-Air-Source | 4A6H6048E1 |  | 4TXFH063CZ3 | 12.5 | 16.5 | 8.5 | Yes | Yes | 2011-01-22 |  | 1
FALSE | 4A6H7048A1 | 172 | 3934536 | TRANE | 4TWX6048E1 | HP | Split System: Heat Pump with Remote Outdoor Unit-Air-Source | 4A6H6048E1 |  | 4TXCC044BC3 | 12 | 16 | 8.2 | Yes | Yes | 2011-02-28 |  | Below V5.0 Req.
FALSE | 4A6H7048A1 | 172 | 3934537 | TRANE | 4TWX6048E1 | HP | Split System: Heat Pump with Remote Outdoor Unit-Air-Source | 4A6H6048E1 |  | 4TXCC044BC3 | 12 | 16 | 8.2 | Yes | Yes | 2011-02-28 |  | Below V5.0 Req.
FALSE | 4A6H7048A1 | 172 | 3934539 | TRANE | 4TWX6048E1 | HP | Split System: Heat Pump with Remote Outdoor Unit-Air-Source | 4A6H6048E1 |  | 4TXCC044BC3 | 12 | 15.5 | 8.2 | Yes | Yes | 2011-02-28 |  | Below V5.0 Req.
FALSE | 4A6H7048A1 | 172 | 3934543 | TRANE | 4TWX6048E1 | HP | Split System: Heat Pump with Remote Outdoor Unit-Air-Source | 4A6H6048E1 |  | 4TXCC044BC3 | 12 | 16 | 8.5 | Yes | Yes | 2011-02-28 |  | 0
FALSE | 4A6H7048A1 | 172 | 3934545 | TRANE | 4TWX6048E1 | HP | Split System: Heat Pump with Remote Outdoor Unit-Air-Source | 4A6H6048E1 |  | 4TXCC049BC3 | 12 | 16 | 8.5 | Yes | Yes | 2011-02-28 |  | 0
FALSE | 4A6H7048A1 | 172 | 3934549 | TRANE | 4TWX6048E1 | HP | Split System: Heat Pump with Remote Outdoor Unit-Air-Source | 4A6H6048E1 |  | 4TXCC049BC3 | 12 | 15.5 | 8.2 | Yes | Yes | 2011-02-28 |  | Below V5.0 Req.
FALSE | 4A6H7048A1 | 172 | 3934550 | TRANE | 4TWX6048E1 | HP | Split System: Heat Pump with Remote Outdoor Unit-Air-Source | 4A6H6048E1 |  | 4TXCC049BC3 | 12 | 15.5 | 8.2 | Yes | Yes | 2011-02-28 |  | Below V5.0 Req.
FALSE | 4A6H7048A1 | 172 | 3934555 | TRANE | 4TWX6048E1 | HP | Split System: Heat Pump with Remote Outdoor Unit-Air-Source | 4A6H6048E1 |  | 4TXCC049BC3 | 12 | 15.5 | 8.2 | Yes | Yes | 2011-02-28 |  | Below V5.0 Req.
FALSE | 4A6H7048A1 | 172 | 3934559 | TRANE | 4TWX6048E1 | HP | Split System: Heat Pump with Remote Outdoor Unit-Air-Source | 4A6H6048E1 |  | 4TXCC049BC3 | 12 | 15.5 | 8.2 | Yes | Yes | 2011-02-28 |  | Below V5.0 Req.
FALSE | 4A6H7048A1 | 172 | 3934560 | TRANE | 4TWX6048E1 | HP | Split System: Heat Pump with Remote Outdoor Unit-Air-Source | 4A6H6048E1 |  | 4TXCC060BC3 | 12 | 16 | 8.5 | Yes | Yes | 2011-02-28 |  | 0
FALSE | 4A6H7048A1 | 172 | 3934561 | TRANE | 4TWX6048E1 | HP | Split System: Heat Pump with Remote Outdoor Unit-Air-Source | 4A6H6048E1 |  | 4TXCC060BC3 | 12 | 16 | 8.5 | Yes | Yes | 2011-02-28 |  | 0
FALSE | 4A6H7048A1 | 172 | 3934562 | TRANE | 4TWX6048E1 | HP | Split System: Heat Pump with Remote Outdoor Unit-Air-Source | 4A6H6048E1 |  | 4TXCC060BC3 | 12 | 16 | 8.5 | Yes | Yes | 2011-02-28 |  | 0
FALSE | 4A6H7048A1 | 172 | 3934565 | TRANE | 4TWX6048E1 | HP | Split System: Heat Pump with Remote Outdoor Unit-Air-Source | 4A6H6048E1 |  | 4TXCC060BC3 | 12 | 15.5 | 8.2 | Yes | Yes | 2011-02-28 |  | Below V5.0 Req.
FALSE | 4A6H7048A1 | 172 | 3934568 | TRANE | 4TWX6048E1 | HP | Split System: Heat Pump with Remote Outdoor Unit-Air-Source | 4A6H6048E1 |  | 4TXCC060BC3 | 12 | 15.5 | 8.2 | Yes | Yes | 2011-02-28 |  | Below V5.0 Req.
FALSE | 4A6H7048A1 | 172 | 3934571 | TRANE | 4TWX6048E1 | HP | Split System: Heat Pump with Remote Outdoor Unit-Air-Source | 4A6H6048E1 |  | 4TXCC060BC3 | 12 | 15.5 | 8.5 | Yes | Yes | 2011-02-28 |  | 0
FALSE | 4A6H7048A1 | 172 | 3934574 | TRANE | 4TWX6048E1 | HP | Split System: Heat Pump with Remote Outdoor Unit-Air-Source | 4A6H6048E1 |  | 4TXCC060BC3 | 12 | 15.5 | 8.5 | Yes | Yes | 2011-02-28 |  | 0
FALSE | 4A6H7048A1 | 172 | 3934579 | TRANE | 4TWX6048E1 | HP | Split System: Heat Pump with Remote Outdoor Unit-Air-Source | 4A6H6048E1 |  | 4TXCD009CC3 | 12 | 16 | 8.2 | Yes | Yes | 2011-02-28 |  | Below V5.0 Req.
FALSE | 4A6H7048A1 | 172 | 3934585 | TRANE | 4TWX6048E1 | HP | Split System: Heat Pump with Remote Outdoor Unit-Air-Source | 4A6H6048E1 |  | 4TXCD009CC3 | 12 | 16 | 8.2 | Yes | Yes | 2011-02-28 |  | Below V5.0 Req.
FALSE | 4A6H7048A1 | 172 | 3934589 | TRANE | 4TWX6048E1 | HP | Split System: Heat Pump with Remote Outdoor Unit-Air-Source | 4A6H6048E1 |  | 4TXCD009CC3 | 12 | 16 | 8.5 | Yes | Yes | 2011-02-28 |  | 0
FALSE | 4A6H7048A1 | 172 | 3934595 | TRANE | 4TWX6048E1 | HP | Split System: Heat Pump with Remote Outdoor Unit-Air-Source | 4A6H6048E1 |  | 4TXCD009CC3 | 12 | 16 | 8.5 | Yes | Yes | 2011-02-28 |  | 0
FALSE | 4A6H7048A1 | 172 | 3934764 | TRANE | 4TWX6048E1 | HP | Split System: Heat Pump with Remote Outdoor Unit-Air-Source | 4A6H6048E1 |  | 4TXFH063CZ3 | 12.5 | 16 | 8.5 | Yes | Yes | 2011-02-28 |  | 1
FALSE | 4A6H7048A1 | 172 | 3934766 | TRANE | 4TWX6048E1 | HP | Split System: Heat Pump with Remote Outdoor Unit-Air-Source | 4A6H6048E1 |  | 4TXFH063CZ3 | 12.5 | 16.5 | 8.5 | Yes | Yes | 2011-02-28 |  | 1
FALSE | 4A6H7048A1 | 172 | 3934767 | TRANE | 4TWX6048E1 | HP | Split System: Heat Pump with Remote Outdoor Unit-Air-Source | 4A6H6048E1 |  | 4TXFH063CZ3 | 12.5 | 16.5 | 8.5 | Yes | Yes | 2011-02-28 |  | 1
FALSE | 4A6H7048A1 | 172 | 3934770 | TRANE | 4TWX6048E1 | HP | Split System: Heat Pump with Remote Outdoor Unit-Air-Source | 4A6H6048E1 |  | 4TXFH063CZ3 | 12 | 16 | 8.2 | Yes | Yes | 2011-02-28 |  | Below V5.0 Req.
FALSE | 4A6H7048A1 | 172 | 3934773 | TRANE | 4TWX6048E1 | HP | Split System: Heat Pump with Remote Outdoor Unit-Air-Source | 4A6H6048E1 |  | 4TXFH063CZ3 | 12 | 16.5 | 8.5 | Yes | Yes | 2011-02-28 |  | 0
FALSE | 4A6H7048A1 | 172 | 3934774 | TRANE | 4TWX6048E1 | HP | Split System: Heat Pump with Remote Outdoor Unit-Air-Source | 4A6H6048E1 |  | 4TXFH063CZ3 | 12.5 | 16.5 | 8.5 | Yes | Yes | 2011-02-28 |  | 1
FALSE | 4A6H7048A1 | 172 | 3934776 | TRANE | 4TWX6048E1 | HP | Split System: Heat Pump with Remote Outdoor Unit-Air-Source | 4A6H6048E1 |  | 4TXFH063CZ3 | 12 | 16 | 8.2 | Yes | Yes | 2011-02-28 |  | Below V5.0 Req.
FALSE | 4A6H7048A1 | 172 | 3934777 | TRANE | 4TWX6048E1 | HP | Split System: Heat Pump with Remote Outdoor Unit-Air-Source | 4A6H6048E1 |  | 4TXFH063CZ3 | 12 | 16 | 8.5 | Yes | Yes | 2011-02-28 |  | 0
FALSE | 4A6H7048A1 | 172 | 3934778 | TRANE | 4TWX6048E1 | HP | Split System: Heat Pump with Remote Outdoor Unit-Air-Source | 4A6H6048E1 |  | 4TXFH063CZ3 | 12 | 16.5 | 8.5 | Yes | Yes | 2011-02-28 |  | 0
FALSE | 4A6H7048A1 | 172 | 3934781 | TRANE | 4TWX6048E1 | HP | Split System: Heat Pump with Remote Outdoor Unit-Air-Source | 4A6H6048E1 |  | 4TXFH063CZ3 | 12.5 | 16.5 | 8.5 | Yes | Yes | 2011-02-28 |  | 1
FALSE | 4A6H7048A1 | 172 | 3934783 | TRANE | 4TWX6048E1 | HP | Split System: Heat Pump with Remote Outdoor Unit-Air-Source | 4A6H6048E1 |  | 4TXFH063CZ3 | 12.5 | 16.5 | 8.5 | Yes | Yes | 2011-02-28 |  | 1
FALSE | 4TWR5061E1 | 2575 | 3936530 | TRANE | 4TWR5061E1 | HP | Split System: Heat Pump with Remote Outdoor Unit-Air-Source | 4TWR5061E1 |  | 4TEE3C09A1 | 12.5 | 15 | 8.5 | Yes | Yes | 2011-01-22 |  | 1
FALSE | 4TWR4060D1 | 2574 | 3936714 | TRANE | 4TWB4061E1 | HP | Split System: Heat Pump with Remote Outdoor Unit-Air-Source | 4TWB4061E1 |  | 4TXCD063BC3 | 12 | 14.5 | 8.2 | Yes | Yes | 2011-01-22 |  | Below V5.0 Req.
FALSE | 4TWR4060D1 | 2574 | 3936719 | TRANE | 4TWB4061E1 | HP | Split System: Heat Pump with Remote Outdoor Unit-Air-Source | 4TWB4061E1 |  | 4TXCD063BC3 | 12 | 14.5 | 8.2 | Yes | Yes | 2011-01-22 |  | Below V5.0 Req.
FALSE | 4TWR4060D1 | 2574 | 3936724 | TRANE | 4TWB4061E1 | HP | Split System: Heat Pump with Remote Outdoor Unit-Air-Source | 4TWB4061E1 |  | 4TXCD063BC3 | 12 | 14.5 | 8.2 | Yes | Yes | 2011-01-22 |  | Below V5.0 Req.
FALSE | 4TWR4060D1 | 2574 | 3936732 | TRANE | 4TWB4061E1 | HP | Split System: Heat Pump with Remote Outdoor Unit-Air-Source | 4TWB4061E1 |  | 4TXCD063BC3 | 12 | 15 | 8.2 | Yes | Yes | 2011-01-22 |  | Below V5.0 Req.
FALSE | 4TWR4060D1 | 2574 | 3936738 | TRANE | 4TWB4061E1 | HP | Split System: Heat Pump with Remote Outdoor Unit-Air-Source | 4TWB4061E1 |  | 4TXCD063BC3 | 12 | 15 | 8.2 | Yes | Yes | 2011-01-22 |  | Below V5.0 Req.
FALSE | 4TWR4060D1 | 2574 | 3936739 | TRANE | 4TWB4061E1 | HP | Split System: Heat Pump with Remote Outdoor Unit-Air-Source | 4TWB4061E1 |  | 4TXCD063BC3 | 12 | 15 | 8.2 | Yes | Yes | 2011-01-22 |  | Below V5.0 Req.
FALSE | 4TWR4060D1 | 2574 | 3936740 | TRANE | 4TWB4061E1 | HP | Split System: Heat Pump with Remote Outdoor Unit with No Indoor Fan --Air Source | 4TWB4061E1 |  | 4TXCD063BC3 | 12 | 14.5 | 8.2 | Yes | Yes | 2011-01-22 |  | Below V5.0 Req.
FALSE | 4TWR5061E1 | 2575 | 3936780 | AMERICAN STANDARD, INC. | 4A6H5061E1 | HP | Split System: Heat Pump with Remote Outdoor Unit-Air-Source | 4TWR5061E1 |  | 4TEE3C09A1 | 12.5 | 15 | 8.5 | Yes | Yes | 2011-02-28 |  | 1
FALSE | 4TWR5061E1 | 2575 | 3936781 | AMERICAN STANDARD, INC. | 4A6H5061E1 | HP | Split System: Heat Pump with Remote Outdoor Unit-Air-Source | 4TWR5061E1 |  | 4TEE3C09A1+18-GJ01D | 12 | 14.5 | 8.5 | Yes | Yes | 2011-02-28 |  | 0
FALSE | 4TWR5061E1 | 2575 | 3936782 | AMERICAN STANDARD, INC. | 4A6H5061E1 | HP | Split System: Heat Pump with Remote Outdoor Unit-Air-Source | 4TWR5061E1 |  | 4TEE3C10A1 | 12.5 | 15 | 8.5 | Yes | Yes | 2011-02-28 |  | 1
FALSE | 4TWR5061E1 | 2575 | 3936785 | AMERICAN STANDARD, INC. | 4A6H5061E1 | HP | Split System: Heat Pump with Remote Outdoor Unit-Air-Source | 4TWR5061E1 |  | 4TEE3F49B1 | 12 | 14.5 | 8.2 | Yes | Yes | 2011-02-28 |  | Below V5.0 Req.
FALSE | 4TWR5061E1 | 2575 | 3936786 | AMERICAN STANDARD, INC. | 4A6H5061E1 | HP | Split System: Heat Pump with Remote Outdoor Unit-Air-Source | 4TWR5061E1 |  | 4TEE3F49C1 | 12 | 14.5 | 8.5 | Yes | Yes | 2011-02-28 |  | 0
FALSE | 4TWR5061E1 | 2575 | 3936788 | AMERICAN STANDARD, INC. | 4A6H5061E1 | HP | Split System: Heat Pump with Remote Outdoor Unit-Air-Source | 4TWR5061E1 |  | 4TEE3F65B1 | 12 | 14.5 | 8.5 | Yes | Yes | 2011-02-28 |  | 0
FALSE | 4TWR5061E1 | 2575 | 3936834 | AMERICAN STANDARD, INC. | 4A6H5061E1 | HP | Split System: Heat Pump with Remote Outdoor Unit-Air-Source | 4TWR5061E1 |  | 4TXCD063BC3 | 12.5 | 15 | 8.5 | Yes | Yes | 2011-02-28 |  | 1
FALSE | 4TWR5061E1 | 2575 | 3936835 | AMERICAN STANDARD, INC. | 4A6H5061E1 | HP | Split System: Heat Pump with Remote Outdoor Unit-Air-Source | 4TWR5061E1 |  | 4TXCD063BC3 | 12 | 14.5 | 8.2 | Yes | Yes | 2011-02-28 |  | Below V5.0 Req.
FALSE | 4TWR5061E1 | 2575 | 3936839 | AMERICAN STANDARD, INC. | 4A6H5061E1 | HP | Split System: Heat Pump with Remote Outdoor Unit-Air-Source | 4TWR5061E1 |  | 4TXCD063BC3 | 12 | 14.5 | 8.2 | Yes | Yes | 2011-02-28 |  | Below V5.0 Req.
FALSE | 4TWR5061E1 | 2575 | 3936842 | AMERICAN STANDARD, INC. | 4A6H5061E1 | HP | Split System: Heat Pump with Remote Outdoor Unit with No Indoor Fan --Air Source | 4TWR5061E1 |  | 4TXCD063BC3 | 12 | 14.5 | 8.2 | Yes | Yes | 2011-02-28 |  | Below V5.0 Req.
FALSE | 4TWR5061E1 | 2575 | 3936843 | AMERICAN STANDARD, INC. | 4A6H5061E1 | HP | Split System: Heat Pump with Remote Outdoor Unit-Air-Source | 4TWR5061E1 |  | 4TXCD063BC3 | 12 | 15 | 8.2 | Yes | Yes | 2011-02-28 |  | Below V5.0 Req.
FALSE | 4TWR5061E1 | 2575 | 3936844 | AMERICAN STANDARD, INC. | 4A6H5061E1 | HP | Split System: Heat Pump with Remote Outdoor Unit-Air-Source | 4TWR5061E1 |  | 4TXCD063BC3 | 12 | 15 | 8.2 | Yes | Yes | 2011-02-28 |  | Below V5.0 Req.
FALSE | 4TWR5061E1 | 2575 | 3936853 | AMERICAN STANDARD, INC. | 4A6H5061E1 | HP | Split System: Heat Pump with Remote Outdoor Unit-Air-Source | 4TWR5061E1 |  | 4TXCD063BC3 | 12 | 14.5 | 8.2 | Yes | Yes | 2011-02-28 |  | Below V5.0 Req.
FALSE | 4TWR5061E1 | 2575 | 3936856 | AMERICAN STANDARD, INC. | 4A6H5061E1 | HP | Split System: Heat Pump with Remote Outdoor Unit-Air-Source | 4TWR5061E1 |  | 4TXCD063BC3 | 12 | 14.5 | 8.2 | Yes | Yes | 2011-02-28 |  | Below V5.0 Req.
FALSE | 4TWR5061E1 | 2575 | 3936864 | AMERICAN STANDARD, INC. | 4A6H5061E1 | HP | Split System: Heat Pump with Remote Outdoor Unit-Air-Source | 4TWR5061E1 |  | 4TXCD063BC3 | 12 | 15 | 8.2 | Yes | Yes | 2011-02-28 |  | Below V5.0 Req.
FALSE | 4TWR4060D1 | 2574 | 3936905 | AMERICAN STANDARD, INC. | 4A6B4061E1 | HP | Split System: Heat Pump with Remote Outdoor Unit-Air-Source | 4TWB4061E1 |  | 4TEE3C09A1 | 12.5 | 15 | 8.5 | Yes | Yes | 2011-02-28 |  | 1
FALSE | 4TWR4060D1 | 2574 | 3936906 | AMERICAN STANDARD, INC. | 4A6B4061E1 | HP | Split System: Heat Pump with Remote Outdoor Unit-Air-Source | 4TWB4061E1 |  | 4TEE3C09A1+18-GJ01D | 12 | 14.5 | 8.5 | Yes | Yes | 2011-02-28 |  | 0
FALSE | 4TWR4060D1 | 2574 | 3936907 | AMERICAN STANDARD, INC. | 4A6B4061E1 | HP | Split System: Heat Pump with Remote Outdoor Unit-Air-Source | 4TWB4061E1 |  | 4TEE3C10A1 | 12.5 | 15 | 8.5 | Yes | Yes | 2011-02-28 |  | 1
FALSE | 4TWR4060D1 | 2574 | 3936910 | AMERICAN STANDARD, INC. | 4A6B4061E1 | HP | Split System: Heat Pump with Remote Outdoor Unit-Air-Source | 4TWB4061E1 |  | 4TEE3F49B1 | 12 | 14.5 | 8.2 | Yes | Yes | 2011-02-28 |  | Below V5.0 Req.
FALSE | 4TWR4060D1 | 2574 | 3936911 | AMERICAN STANDARD, INC. | 4A6B4061E1 | HP | Split System: Heat Pump with Remote Outdoor Unit-Air-Source | 4TWB4061E1 |  | 4TEE3F49C1 | 12 | 14.5 | 8.5 | Yes | Yes | 2011-02-28 |  | 0
FALSE | 4TWR4060D1 | 2574 | 3936913 | AMERICAN STANDARD, INC. | 4A6B4061E1 | HP | Split System: Heat Pump with Remote Outdoor Unit-Air-Source | 4TWB4061E1 |  | 4TEE3F65B1 | 12 | 14.5 | 8.5 | Yes | Yes | 2011-02-28 |  | 0
FALSE | 4TWR4060D1 | 2574 | 3936959 | AMERICAN STANDARD, INC. | 4A6B4061E1 | HP | Split System: Heat Pump with Remote Outdoor Unit-Air-Source | 4TWB4061E1 |  | 4TXCD063BC3 | 12.5 | 15 | 8.5 | Yes | Yes | 2011-02-28 |  | 1
FALSE | 4TWR4060D1 | 2574 | 3936960 | AMERICAN STANDARD, INC. | 4A6B4061E1 | HP | Split System: Heat Pump with Remote Outdoor Unit-Air-Source | 4TWB4061E1 |  | 4TXCD063BC3 | 12 | 14.5 | 8.2 | Yes | Yes | 2011-02-28 |  | Below V5.0 Req.
FALSE | 4TWR4060D1 | 2574 | 3936964 | AMERICAN STANDARD, INC. | 4A6B4061E1 | HP | Split System: Heat Pump with Remote Outdoor Unit-Air-Source | 4TWB4061E1 |  | 4TXCD063BC3 | 12 | 14.5 | 8.2 | Yes | Yes | 2011-02-28 |  | Below V5.0 Req.
FALSE | 4TWR4060D1 | 2574 | 3936969 | AMERICAN STANDARD, INC. | 4A6B4061E1 | HP | Split System: Heat Pump with Remote Outdoor Unit-Air-Source | 4TWB4061E1 |  | 4TXCD063BC3 | 12 | 14.5 | 8.2 | Yes | Yes | 2011-02-28 |  | Below V5.0 Req.
FALSE | 4TWX5049E1 | 2561 | 3938090 | TRANE | 4TWX5049E1 | HP | Split System: Heat Pump with Remote Outdoor Unit-Air-Source | 4TWX5049E1 |  | 4TXCD061BC3 | 12 | 15 | 8.2 | Yes | Yes | 2015-03-13 |  | Below V5.0 Req.
FALSE | 4TWX5049E1 | 2561 | 3938092 | TRANE | 4TWX5049E1 | HP | Split System: Heat Pump with Remote Outdoor Unit-Air-Source | 4TWX5049E1 |  | 4TXCD061BC3 | 12 | 15 | 8.2 | Yes | Yes | 2015-03-13 |  | Below V5.0 Req.
FALSE | 4TWX5049E1 | 2561 | 3938096 | TRANE | 4TWX5049E1 | HP | Split System: Heat Pump with Remote Outdoor Unit-Air-Source | 4TWX5049E1 |  | 4TXCD061BC3 | 12 | 15 | 8.2 | Yes | Yes | 2015-03-13 |  | Below V5.0 Req.
FALSE | 4TWX5049E1 | 2561 | 3938108 | TRANE | 4TWX5049E1 | HP | Split System: Heat Pump with Remote Outdoor Unit-Air-Source | 4TWX5049E1 |  | 4TXCD061BC3 | 12 | 14.5 | 8.2 | Yes | Yes | 2011-01-22 |  | Below V5.0 Req.
FALSE | 4TWX5049E1 | 2561 | 3938109 | TRANE | 4TWX5049E1 | HP | Split System: Heat Pump with Remote Outdoor Unit-Air-Source | 4TWX5049E1 |  | 4TXCD061BC3 | 12 | 15 | 8.2 | Yes | Yes | 2011-01-22 |  | Below V5.0 Req.
FALSE | 4TWX5049E1 | 2561 | 3938116 | TRANE | 4TWX5049E1 | HP | Split System: Heat Pump with Remote Outdoor Unit-Air-Source | 4TWX5049E1 |  | 4TXCD063BC3 | 12.5 | 15.5 | 8.5 | Yes | Yes | 2011-01-22 |  | 1
FALSE | 4TWX5049E1 | 2561 | 3938160 | TRANE | 4TWX5049E1 | HP | Split System: Heat Pump with Remote Outdoor Unit-Air-Source | 4TWX5049E1 |  | 4TXFH063CZ3 | 12.5 | 15.5 | 8.5 | Yes | Yes | 2011-01-22 |  | 1
FALSE | 4TWX5049E1 | 2561 | 3938161 | TRANE | 4TWX5049E1 | HP | Split System: Heat Pump with Remote Outdoor Unit-Air-Source | 4TWX5049E1 |  | 4TXFH063CZ3 | 12.5 | 15.5 | 8.5 | Yes | Yes | 2011-01-22 |  | 1
FALSE | 4TWX5049E1 | 2561 | 3938167 | TRANE | 4TWX5049E1 | HP | Split System: Heat Pump with Remote Outdoor Unit-Air-Source | 4TWX5049E1 |  | 4TXFH063CZ3 | 13 | 16 | 8.5 | Yes | Yes | 2011-01-22 |  | 1
FALSE | 4TWX5049E1 | 2561 | 3938168 | TRANE | 4TWX5049E1 | HP | Split System: Heat Pump with Remote Outdoor Unit-Air-Source | 4TWX5049E1 |  | 4TXFH063CZ3 | 12.5 | 15.5 | 8.5 | Yes | Yes | 2011-01-22 |  | 1
FALSE | 4TWX5049E1 | 2561 | 3938173 | TRANE | 4TWX5049E1 | HP | Split System: Heat Pump with Remote Outdoor Unit-Air-Source | 4TWX5049E1 |  | 4TXFH063CZ3 | 12.5 | 15 | 8.5 | Yes | Yes | 2011-01-22 |  | 1
FALSE | 4TWX5049E1 | 2561 | 3938177 | TRANE | 4TWX5049E1 | HP | Split System: Heat Pump with Remote Outdoor Unit-Air-Source | 4TWX5049E1 |  | 4TXFH063CZ3 | 12.5 | 15.5 | 8.5 | Yes | Yes | 2011-01-22 |  | 1
FALSE | 4TWX5049E1 | 2561 | 3938184 | TRANE | 4TWX5049E1 | HP | Split System: Heat Pump with Remote Outdoor Unit-Air-Source | 4TWX5049E1 |  | 4TXFH063CZ3 | 12 | 14.5 | 8.2 | Yes | Yes | 2011-01-22 |  | Below V5.0 Req.
FALSE | 4TWX5049E1 | 2561 | 3938188 | TRANE | 4TWX5049E1 | HP | Split System: Heat Pump with Remote Outdoor Unit-Air-Source | 4TWX5049E1 |  | 4TXFH063CZ3 | 12.5 | 15.5 | 8.5 | Yes | Yes | 2011-01-22 |  | 1
FALSE | 4TWX5049E1 | 2561 | 3938190 | TRANE | 4TWX5049E1 | HP | Split System: Heat Pump with Remote Outdoor Unit-Air-Source | 4TWX5049E1 |  | 4TXFH063CZ3 | 12 | 15 | 8.2 | Yes | Yes | 2011-01-22 |  | Below V5.0 Req.
FALSE | 4TWR5049E1 | 2560 | 3939520 | TRANE | 4TWR5049E1 | HP | Split System: Heat Pump with Remote Outdoor Unit-Air-Source | 4TWR5049E1 |  | 4TEC3F55B1 | 12 | 14.5 | 8.5 | Yes | Yes | 2011-01-22 |  | 0
FALSE | 4TWR5049E1 | 2560 | 3939521 | TRANE | 4TWR5049E1 | HP | Split System: Heat Pump with Remote Outdoor Unit-Air-Source | 4TWR5049E1 |  | 4TEC3F60B1 | 12 | 15 | 8.2 | Yes | Yes | 2011-01-22 |  | Below V5.0 Req.
FALSE | 4TWR5049E1 | 2560 | 3939522 | TRANE | 4TWR5049E1 | HP | Split System: Heat Pump with Remote Outdoor Unit-Air-Source | 4TWR5049E1 |  | 4TEE3C06A1 | 12 | 14.5 | 8.2 | Yes | Yes | 2011-01-22 |  | Below V5.0 Req.
FALSE | 4TWR5049E1 | 2560 | 3939524 | TRANE | 4TWR5049E1 | HP | Split System: Heat Pump with Remote Outdoor Unit-Air-Source | 4TWR5049E1 |  | 4TEE3C09A1 | 12.5 | 15 | 9 | Yes | Yes | 2011-01-22 |  | 1
FALSE | 4TWR5049E1 | 2560 | 3939525 | TRANE | 4TWR5049E1 | HP | Split System: Heat Pump with Remote Outdoor Unit-Air-Source | 4TWR5049E1 |  | 4TEE3C09A1+18-GJ01D | 12.5 | 15 | 8.5 | Yes | Yes | 2011-01-22 |  | 1
FALSE | 4TWR5049E1 | 2560 | 3939790 | TRANE | 4TWR5049E1 | HP | Split System: Heat Pump with Remote Outdoor Unit-Air-Source | 4TWR5049E1 |  | 4TXFH063CZ3 | 12.5 | 15 | 8.5 | Yes | Yes | 2011-01-22 |  | 1
FALSE | 4TWR5049E1 | 2560 | 3939791 | TRANE | 4TWR5049E1 | HP | Split System: Heat Pump with Remote Outdoor Unit-Air-Source | 4TWR5049E1 |  | 4TXFH063CZ3 | 12.5 | 15 | 8.5 | Yes | Yes | 2011-01-22 |  | 1
FALSE | 4TWR5049E1 | 2560 | 3939792 | TRANE | 4TWR5049E1 | HP | Split System: Heat Pump with Remote Outdoor Unit-Air-Source | 4TWR5049E1 |  | 4TXFH063CZ3 | 12.5 | 15 | 8.5 | Yes | Yes | 2011-01-22 |  | 1
FALSE | 4TWR5049E1 | 2560 | 3939793 | TRANE | 4TWR5049E1 | HP | Split System: Heat Pump with Remote Outdoor Unit-Air-Source | 4TWR5049E1 |  | 4TXFH063CZ3 | 12.5 | 15 | 8.5 | Yes | Yes | 2011-01-22 |  | 1
FALSE | 4TWR5049E1 | 2560 | 3939796 | TRANE | 4TWR5049E1 | HP | Split System: Heat Pump with Remote Outdoor Unit-Air-Source | 4TWR5049E1 |  | 4TXFH063CZ3 | 12.5 | 15 | 8.5 | Yes | Yes | 2011-01-22 |  | 1
FALSE | 4TWR5049E1 | 2560 | 3939804 | TRANE | 4TWR5049E1 | HP | Split System: Heat Pump with Remote Outdoor Unit-Air-Source | 4TWR5049E1 |  | 4TXFH063CZ3 | 12.5 | 15 | 8.5 | Yes | Yes | 2011-01-22 |  | 1
FALSE | 4TWR5049E1 | 2560 | 3939807 | TRANE | 4TWR5049E1 | HP | Split System: Heat Pump with Remote Outdoor Unit-Air-Source | 4TWR5049E1 |  | 4TXFH063CZ3 | 12.5 | 15 | 8.5 | Yes | Yes | 2011-01-22 |  | 1
FALSE | 4TWB4049E1 | 2559 | 3939813 | TRANE | 4TWB4049E1 | HP | Split System: Heat Pump with Remote Outdoor Unit-Air-Source | 4TWB4049E1 |  | 4TEC3F55B1 | 12 | 14.5 | 8.5 | Yes | Yes | 2011-01-22 |  | 0
FALSE | 4TWB4049E1 | 2559 | 3939814 | TRANE | 4TWB4049E1 | HP | Split System: Heat Pump with Remote Outdoor Unit-Air-Source | 4TWB4049E1 |  | 4TEC3F60B1 | 12 | 15 | 8.2 | Yes | Yes | 2011-01-22 |  | Below V5.0 Req.
FALSE | 4TWB4049E1 | 2559 | 3939815 | TRANE | 4TWB4049E1 | HP | Split System: Heat Pump with Remote Outdoor Unit-Air-Source | 4TWB4049E1 |  | 4TEE3C06A1 | 12 | 14.5 | 8.2 | Yes | Yes | 2011-01-22 |  | Below V5.0 Req.
FALSE | 4TWB4049E1 | 2559 | 3939817 | TRANE | 4TWB4049E1 | HP | Split System: Heat Pump with Remote Outdoor Unit-Air-Source | 4TWB4049E1 |  | 4TEE3C09A1 | 12.5 | 15 | 9 | Yes | Yes | 2011-01-22 |  | 1
FALSE | 4TWB4049E1 | 2559 | 3939818 | TRANE | 4TWB4049E1 | HP | Split System: Heat Pump with Remote Outdoor Unit-Air-Source | 4TWB4049E1 |  | 4TEE3C09A1+18-GJ01D | 12.5 | 15 | 8.5 | Yes | Yes | 2011-01-22 |  | 1
FALSE | 4TWB4049E1 | 2559 | 3939819 | TRANE | 4TWB4049E1 | HP | Split System: Heat Pump with Remote Outdoor Unit-Air-Source | 4TWB4049E1 |  | 4TEE3C10A1 | 12.5 | 15 | 9 | Yes | Yes | 2011-01-22 |  | 1
FALSE | 4TWB4049E1 | 2559 | 3939820 | TRANE | 4TWB4049E1 | HP | Split System: Heat Pump with Remote Outdoor Unit-Air-Source | 4TWB4049E1 |  | 4TEE3C10A1+18-GJ01D | 12.5 | 15 | 8.5 | Yes | Yes | 2011-01-22 |  | 1
FALSE | 4TWB4049E1 | 2559 | 3939822 | TRANE | 4TWB4049E1 | HP | Split System: Heat Pump with Remote Outdoor Unit-Air-Source | 4TWB4049E1 |  | 4TEE3F48B1 | 12.5 | 15 | 8.5 | Yes | Yes | 2011-01-22 |  | 1
FALSE | 4TWB4049E1 | 2559 | 3939823 | TRANE | 4TWB4049E1 | HP | Split System: Heat Pump with Remote Outdoor Unit-Air-Source | 4TWB4049E1 |  | 4TEE3F49B1 | 12.5 | 15 | 8.5 | Yes | Yes | 2011-01-22 |  | 1
FALSE | 4TWB4049E1 | 2559 | 3939825 | TRANE | 4TWB4049E1 | HP | Split System: Heat Pump with Remote Outdoor Unit-Air-Source | 4TWB4049E1 |  | 4TEE3F65B1 | 12.5 | 15 | 8.5 | Yes | Yes | 2011-01-22 |  | 1
FALSE | 4TWB4049E1 | 2559 | 3939826 | TRANE | 4TWB4049E1 | HP | Split System: Heat Pump with Remote Outdoor Unit-Air-Source | 4TWB4049E1 |  | 4TEE3F66A1 | 12.5 | 15 | 9 | Yes | Yes | 2011-01-22 |  | 1
FALSE | 4TWB4049E1 | 2559 | 3939835 | TRANE | 4TWB4049E1 | HP | Split System: Heat Pump with Remote Outdoor Unit-Air-Source | 4TWB4049E1 |  | 4TXCC008CC3 | 12.5 | 15 | 8.5 | Yes | Yes | 2011-01-22 |  | 1
FALSE | 4TWB4049E1 | 2559 | 3939838 | TRANE | 4TWB4049E1 | HP | Split System: Heat Pump with Remote Outdoor Unit-Air-Source | 4TWB4049E1 |  | 4TXCC008CC3 | 12 | 15 | 8.2 | Yes | Yes | 2011-01-22 |  | Below V5.0 Req.
FALSE | 4TWR5049E1 | 2560 | 3940108 | AMERICAN STANDARD, INC. | 4A6H5049E1 | HP | Split System: Heat Pump with Remote Outdoor Unit-Air-Source | 4TWR5049E1 |  | 4TEE3C06A1 | 12 | 14.5 | 8.2 | Yes | Yes | 2011-02-28 |  | Below V5.0 Req.
FALSE | 4TWR5049E1 | 2560 | 3940110 | AMERICAN STANDARD, INC. | 4A6H5049E1 | HP | Split System: Heat Pump with Remote Outdoor Unit-Air-Source | 4TWR5049E1 |  | 4TEE3C09A1 | 12.5 | 15 | 9 | Yes | Yes | 2011-02-28 |  | 1
FALSE | 4TWR5049E1 | 2560 | 3940111 | AMERICAN STANDARD, INC. | 4A6H5049E1 | HP | Split System: Heat Pump with Remote Outdoor Unit-Air-Source | 4TWR5049E1 |  | 4TEE3C09A1+18-GJ01D | 12.5 | 15 | 8.5 | Yes | Yes | 2011-02-28 |  | 1
FALSE | 4TWR5049E1 | 2560 | 3940112 | AMERICAN STANDARD, INC. | 4A6H5049E1 | HP | Split System: Heat Pump with Remote Outdoor Unit-Air-Source | 4TWR5049E1 |  | 4TEE3C10A1 | 12.5 | 15 | 9 | Yes | Yes | 2011-02-28 |  | 1
FALSE | 4TWR5049E1 | 2560 | 3940113 | AMERICAN STANDARD, INC. | 4A6H5049E1 | HP | Split System: Heat Pump with Remote Outdoor Unit-Air-Source | 4TWR5049E1 |  | 4TEE3C10A1+18-GJ01D | 12.5 | 15 | 8.5 | Yes | Yes | 2011-02-28 |  | 1
FALSE | 4TWR5049E1 | 2560 | 3940115 | AMERICAN STANDARD, INC. | 4A6H5049E1 | HP | Split System: Heat Pump with Remote Outdoor Unit-Air-Source | 4TWR5049E1 |  | 4TEE3F48B1 | 12.5 | 15 | 8.5 | Yes | Yes | 2011-02-28 |  | 1
FALSE | 4TWR5049E1 | 2560 | 3940116 | AMERICAN STANDARD, INC. | 4A6H5049E1 | HP | Split System: Heat Pump with Remote Outdoor Unit-Air-Source | 4TWR5049E1 |  | 4TEE3F49B1 | 12.5 | 15 | 8.5 | Yes | Yes | 2011-02-28 |  | 1
FALSE | 4TWR5049E1 | 2560 | 3940118 | AMERICAN STANDARD, INC. | 4A6H5049E1 | HP | Split System: Heat Pump with Remote Outdoor Unit-Air-Source | 4TWR5049E1 |  | 4TEE3F65B1 | 12.5 | 15 | 8.5 | Yes | Yes | 2011-02-28 |  | 1
FALSE | 4TWR5049E1 | 2560 | 3940119 | AMERICAN STANDARD, INC. | 4A6H5049E1 | HP | Split System: Heat Pump with Remote Outdoor Unit-Air-Source | 4TWR5049E1 |  | 4TEE3F66A1 | 12.5 | 15 | 9 | Yes | Yes | 2011-02-28 |  | 1
FALSE | 4TWR5049E1 | 2560 | 3940123 | AMERICAN STANDARD, INC. | 4A6H5049E1 | HP | Split System: Heat Pump with Remote Outdoor Unit-Air-Source | 4TWR5049E1 |  | 4TXCC008CC3 | 12 | 15 | 8.2 | Yes | Yes | 2011-02-28 |  | Below V5.0 Req.
FALSE | 4TWR5049E1 | 2560 | 3940126 | AMERICAN STANDARD, INC. | 4A6H5049E1 | HP | Split System: Heat Pump with Remote Outdoor Unit-Air-Source | 4TWR5049E1 |  | 4TXCC008CC3 | 12.5 | 15 | 8.5 | Yes | Yes | 2011-02-28 |  | 1
FALSE | 4TWR5049E1 | 2560 | 3940171 | AMERICAN STANDARD, INC. | 4A6H5049E1 | HP | Split System: Heat Pump with Remote Outdoor Unit-Air-Source | 4TWR5049E1 |  | 4TXCC060BC3 | 12 | 15 | 8.2 | Yes | Yes | 2011-02-28 |  | Below V5.0 Req.
FALSE | 4TWR5049E1 | 2560 | 3940187 | AMERICAN STANDARD, INC. | 4A6H5049E1 | HP | Split System: Heat Pump with Remote Outdoor Unit-Air-Source | 4TWR5049E1 |  | 4TXCC060BC3 | 12 | 15 | 8.2 | Yes | Yes | 2011-02-28 |  | Below V5.0 Req.
FALSE | 4TWR5049E1 | 2560 | 3940288 | AMERICAN STANDARD, INC. | 4A6H5049E1 | HP | Split System: Heat Pump with Remote Outdoor Unit-Air-Source | 4TWR5049E1 |  | 4TXCD061BC3 | 12 | 14.5 | 8.2 | Yes | Yes | 2011-02-28 |  | Below V5.0 Req.
FALSE | 4TWR5049E1 | 2560 | 3940289 | AMERICAN STANDARD, INC. | 4A6H5049E1 | HP | Split System: Heat Pump with Remote Outdoor Unit-Air-Source | 4TWR5049E1 |  | 4TXCD061BC3 | 12 | 15 | 8.2 | Yes | Yes | 2011-02-28 |  | Below V5.0 Req.
FALSE | 4TWR5049E1 | 2560 | 3940291 | AMERICAN STANDARD, INC. | 4A6H5049E1 | HP | Split System: Heat Pump with Remote Outdoor Unit-Air-Source | 4TWR5049E1 |  | 4TXCD061BC3 | 12 | 15 | 8.2 | Yes | Yes | 2011-02-28 |  | Below V5.0 Req.
FALSE | 4TWR5049E1 | 2560 | 3940304 | AMERICAN STANDARD, INC. | 4A6H5049E1 | HP | Split System: Heat Pump with Remote Outdoor Unit-Air-Source | 4TWR5049E1 |  | 4TXCD061BC3 | 12 | 14.5 | 8.2 | Yes | Yes | 2011-02-28 |  | Below V5.0 Req.
FALSE | 4TWR5049E1 | 2560 | 3940307 | AMERICAN STANDARD, INC. | 4A6H5049E1 | HP | Split System: Heat Pump with Remote Outdoor Unit-Air-Source | 4TWR5049E1 |  | 4TXCD061BC3 | 12 | 14.5 | 8.2 | Yes | Yes | 2011-02-28 |  | Below V5.0 Req.
FALSE | 4A6H7048A1 | 172 | 3942611 | AMERICAN STANDARD, INC. | 4A6H6048E1 | HP | Split System: Heat Pump with Remote Outdoor Unit-Air-Source | 4A6H6048E1 |  | 4TXAC060BC3 | 12 | 15.5 | 8.5 | Yes | Yes | 2011-01-22 |  | 0
FALSE | 4A6H7048A1 | 172 | 3942612 | AMERICAN STANDARD, INC. | 4A6H6048E1 | HP | Split System: Heat Pump with Remote Outdoor Unit-Air-Source | 4A6H6048E1 |  | 4TXAD050BC3 | 12 | 16 | 8.5 | Yes | Yes | 2011-01-22 |  | 0
FALSE | 4A6H7048A1 | 172 | 3942616 | AMERICAN STANDARD, INC. | 4A6H6048E1 | HP | Split System: Heat Pump with Remote Outdoor Unit-Air-Source | 4A6H6048E1 |  | 4TXAD050BC3 | 12 | 16 | 8.5 | Yes | Yes | 2011-01-22 |  | 0
FALSE | 4A6H7048A1 | 172 | 3942617 | AMERICAN STANDARD, INC. | 4A6H6048E1 | HP | Split System: Heat Pump with Remote Outdoor Unit-Air-Source | 4A6H6048E1 |  | 4TXAD050BC3 | 12 | 15.5 | 8.5 | Yes | Yes | 2011-01-22 |  | 0
FALSE | 4A6H7048A1 | 172 | 3942619 | AMERICAN STANDARD, INC. | 4A6H6048E1 | HP | Split System: Heat Pump with Remote Outdoor Unit-Air-Source | 4A6H6048E1 |  | 4TXAD050BC3 | 12 | 16 | 8.5 | Yes | Yes | 2011-01-22 |  | 0
FALSE | 4A6H7048A1 | 172 | 3942620 | AMERICAN STANDARD, INC. | 4A6H6048E1 | HP | Split System: Heat Pump with Remote Outdoor Unit-Air-Source | 4A6H6048E1 |  | 4TXAD050BC3 | 12 | 16 | 8.5 | Yes | Yes | 2011-01-22 |  | 0
FALSE | 4A6H7048A1 | 172 | 3942628 | AMERICAN STANDARD, INC. | 4A6H6048E1 | HP | Split System: Heat Pump with Remote Outdoor Unit-Air-Source | 4A6H6048E1 |  | 4TXAD050BC3 | 12 | 16 | 8.5 | Yes | Yes | 2011-01-22 |  | 0
FALSE | 4A6H7048A1 | 172 | 3942635 | AMERICAN STANDARD, INC. | 4A6H6048E1 | HP | Split System: Heat Pump with Remote Outdoor Unit-Air-Source | 4A6H6048E1 |  | 4TXAD050BC3 | 12 | 15.5 | 8.5 | Yes | Yes | 2011-01-22 |  | 0
FALSE | 4A6H7048A1 | 172 | 3942640 | AMERICAN STANDARD, INC. | 4A6H6048E1 | HP | Split System: Heat Pump with Remote Outdoor Unit-Air-Source | 4A6H6048E1 |  | 4TXAD061BC3 | 12 | 16 | 8.5 | Yes | Yes | 2011-01-22 |  | 0
FALSE | 4A6H7048A1 | 172 | 3942642 | AMERICAN STANDARD, INC. | 4A6H6048E1 | HP | Split System: Heat Pump with Remote Outdoor Unit-Air-Source | 4A6H6048E1 |  | 4TXAD061BC3 | 12 | 16 | 8.5 | Yes | Yes | 2011-01-22 |  | 0
FALSE | 4A6H7048A1 | 172 | 3942645 | AMERICAN STANDARD, INC. | 4A6H6048E1 | HP | Split System: Heat Pump with Remote Outdoor Unit-Air-Source | 4A6H6048E1 |  | 4TXAD061BC3 | 12 | 16 | 8.5 | Yes | Yes | 2011-01-22 |  | 0
FALSE | 4A6H7048A1 | 172 | 3942647 | AMERICAN STANDARD, INC. | 4A6H6048E1 | HP | Split System: Heat Pump with Remote Outdoor Unit-Air-Source | 4A6H6048E1 |  | 4TXAD061BC3 | 12 | 15.5 | 8.5 | Yes | Yes | 2011-01-22 |  | 0
FALSE | 4A6H7048A1 | 172 | 3942649 | AMERICAN STANDARD, INC. | 4A6H6048E1 | HP | Split System: Heat Pump with Remote Outdoor Unit-Air-Source | 4A6H6048E1 |  | 4TXAD061BC3 | 12.5 | 16 | 8.5 | Yes | Yes | 2011-01-22 |  | 1
FALSE | 4A6H7048A1 | 172 | 3942650 | AMERICAN STANDARD, INC. | 4A6H6048E1 | HP | Split System: Heat Pump with Remote Outdoor Unit-Air-Source | 4A6H6048E1 |  | 4TXAD061BC3 | 12 | 16 | 8.5 | Yes | Yes | 2011-01-22 |  | 0
FALSE | 4A6H7048A1 | 172 | 3942651 | AMERICAN STANDARD, INC. | 4A6H6048E1 | HP | Split System: Heat Pump with Remote Outdoor Unit-Air-Source | 4A6H6048E1 |  | 4TXAD061BC3 | 12.5 | 16 | 8.5 | Yes | Yes | 2011-01-22 |  | 1
FALSE | 4A6H7048A1 | 172 | 3942655 | AMERICAN STANDARD, INC. | 4A6H6048E1 | HP | Split System: Heat Pump with Remote Outdoor Unit-Air-Source | 4A6H6048E1 |  | 4TXAD061BC3 | 12 | 16 | 8.5 | Yes | Yes | 2011-01-22 |  | 0
FALSE | 4A6H7048A1 | 172 | 3942663 | AMERICAN STANDARD, INC. | 4A6H6048E1 | HP | Split System: Heat Pump with Remote Outdoor Unit-Air-Source | 4A6H6048E1 |  | 4TXAD061BC3 | 12 | 15.5 | 8.5 | Yes | Yes | 2011-01-22 |  | 0
FALSE | 4A6H7048A1 | 172 | 3942665 | AMERICAN STANDARD, INC. | 4A6H6048E1 | HP | Split System: Heat Pump with Remote Outdoor Unit-Air-Source | 4A6H6048E1 |  | 4TXAD064BC3 | 12 | 16 | 8.5 | Yes | Yes | 2011-01-22 |  | 0
FALSE | 4A6H7048A1 | 172 | 3942666 | AMERICAN STANDARD, INC. | 4A6H6048E1 | HP | Split System: Heat Pump with Remote Outdoor Unit-Air-Source | 4A6H6048E1 |  | 4TXAD064BC3 | 12 | 16 | 8.5 | Yes | Yes | 2011-01-22 |  | 0
FALSE | TPA036H4N*G | 1588 | 3949101 | LENNOX INDUSTRIES, INC. | XP14-036-230* | HP | Split System: Heat Pump with Remote Outdoor Unit-Air-Source | XP14-036-230* |  | CH33-43+TDR+TXV | 13.2 | 15.5 | 8.2 | Yes | Yes | 2011-01-22 |  | Below V5.0 Req.
FALSE | TPA036H4N*G | 1588 | 3949102 | LENNOX INDUSTRIES, INC. | XP14-036-230* | HP | Split System: Heat Pump with Remote Outdoor Unit-Air-Source | XP14-036-230* |  | CH33-43+TDR+TXV | 13.5 | 15.7 | 8.2 | Yes | Yes | 2011-01-22 |  | Below V5.0 Req.
FALSE | TPA036H4N*G | 1588 | 3949103 | LENNOX INDUSTRIES, INC. | XP14-036-230* | HP | Split System: Heat Pump with Remote Outdoor Unit-Air-Source | XP14-036-230* |  | CH33-43+TDR+TXV | 13.2 | 15.5 | 8.2 | Yes | Yes | 2011-01-22 |  | Below V5.0 Req.
FALSE | TPA036H4N*G | 1588 | 3949104 | LENNOX INDUSTRIES, INC. | XP14-036-230* | HP | Split System: Heat Pump with Remote Outdoor Unit-Air-Source | XP14-036-230* |  | CH33-44/48+TDR+TXV | 13.2 | 15.2 | 8.2 | Yes | Yes | 2011-01-22 |  | Below V5.0 Req.
FALSE | TPA036H4N*G | 1588 | 3949105 | LENNOX INDUSTRIES, INC. | XP14-036-230* | HP | Split System: Heat Pump with Remote Outdoor Unit-Air-Source | XP14-036-230* |  | CH33-44/48+TDR+TXV | 13 | 15.2 | 8.2 | Yes | Yes | 2011-01-22 |  | Below V5.0 Req.
FALSE | TPA036H4N*G | 1588 | 3949106 | LENNOX INDUSTRIES, INC. | XP14-036-230* | HP | Split System: Heat Pump with Remote Outdoor Unit-Air-Source | XP14-036-230* |  | CH33-48+TDR+TXV | 13.5 | 15.5 | 8.2 | Yes | Yes | 2011-01-22 |  | Below V5.0 Req.
FALSE | TPA036H4N*G | 1588 | 3949107 | LENNOX INDUSTRIES, INC. | XP14-036-230* | HP | Split System: Heat Pump with Remote Outdoor Unit-Air-Source | XP14-036-230* |  | CH33-48+TDR+TXV | 13.2 | 15.2 | 8.2 | Yes | Yes | 2011-01-22 |  | Below V5.0 Req.
FALSE | TPA036H4N*G | 1588 | 3949108 | LENNOX INDUSTRIES, INC. | XP14-036-230* | HP | Split System: Heat Pump with Remote Outdoor Unit-Air-Source | XP14-036-230* |  | CH33-49+TDR+TXV | 13.7 | 15.7 | 8.5 | Yes | Yes | 2011-01-22 |  | 1
FALSE | TPA036H4N*G | 1588 | 3949109 | LENNOX INDUSTRIES, INC. | XP14-036-230* | HP | Split System: Heat Pump with Remote Outdoor Unit-Air-Source | XP14-036-230* |  | CH33-49+TDR+TXV | 13.5 | 15.7 | 8.5 | Yes | Yes | 2011-01-22 |  | 1
FALSE | TPA036H4N*G | 1588 | 3949110 | LENNOX INDUSTRIES, INC. | XP14-036-230* | HP | Split System: Heat Pump with Remote Outdoor Unit-Air-Source | XP14-036-230* |  | CH33-50/60C+TDR+TXV | 13.5 | 15.7 | 8.5 | Yes | Yes | 2011-01-22 |  | 1
FALSE | TPA036H4N*G | 1588 | 3949111 | LENNOX INDUSTRIES, INC. | XP14-036-230* | HP | Split System: Heat Pump with Remote Outdoor Unit-Air-Source | XP14-036-230* |  | CH33-50/60C+TDR+TXV | 13.5 | 15.5 | 8.5 | Yes | Yes | 2011-01-22 |  | 1
FALSE | TPA036H4N*G | 1588 | 3949112 | LENNOX INDUSTRIES, INC. | XP14-036-230* | HP | Split System: Heat Pump with Remote Outdoor Unit-Air-Source | XP14-036-230* |  | CR33-48+TDR+TXV | 12.7 | 14.7 | 8.5 | Yes | Yes | 2011-01-22 |  | 0
FALSE | TPA036H4N*G | 1588 | 3949113 | LENNOX INDUSTRIES, INC. | XP14-036-230* | HP | Split System: Heat Pump with Remote Outdoor Unit-Air-Source | XP14-036-230* |  | CR33-48+TDR+TXV | 13 | 15.2 | 8.7 | Yes | Yes | 2011-01-22 |  | 1
FALSE | TPA036H4N*G | 1588 | 3949114 | LENNOX INDUSTRIES, INC. | XP14-036-230* | HP | Split System: Heat Pump with Remote Outdoor Unit-Air-Source | XP14-036-230* |  | CR33-50/60+TDR+TXV | 13.5 | 15.5 | 9 | Yes | Yes | 2011-01-22 |  | 1
FALSE | TPA042H4N*G | 1606 | 3949115 | LENNOX INDUSTRIES, INC. | XP14-042-230* | HP | Split System: Heat Pump with Remote Outdoor Unit-Air-Source | XP14-042-230* |  | CX34-49+TDR | 12.7 | 15.2 | 9 | Yes | Yes | 2011-01-22 |  | 1
FALSE | TPA042H4N*G | 1606 | 3949116 | LENNOX INDUSTRIES, INC. | XP14-042-230* | HP | Split System: Heat Pump with Remote Outdoor Unit-Air-Source | XP14-042-230* |  | CX34-49+TDR | 12.7 | 15 | 9 | Yes | Yes | 2011-01-22 |  | 1
FALSE | TPA042H4N*G | 1606 | 3949117 | LENNOX INDUSTRIES, INC. | XP14-042-230* | HP | Split System: Heat Pump with Remote Outdoor Unit-Air-Source | XP14-042-230* |  | CX34-50/60C+TDR | 12.5 | 14.7 | 9 | Yes | Yes | 2011-01-22 |  | 0
FALSE | TPA042H4N*G | 1606 | 3949138 | LENNOX INDUSTRIES, INC. | XP14-042-230* | HP | Split System: Heat Pump with Remote Outdoor Unit-Air-Source | XP14-042-230* |  | CR33-50/60+TDR+TXV | 12.7 | 15 | 9.5 | Yes | Yes | 2011-01-22 |  | 1
FALSE | TPA060H4N*Y | 1623 | 3949151 | LENNOX INDUSTRIES, INC. | XP14-060-230* | HP | Split System: Heat Pump with Remote Outdoor Unit-Air-Source | XP14-060-230* |  | CX34-62C+TDR | 12 | 14.5 | 8.5 | Yes | Yes | 2011-01-22 |  | 0
FALSE | TPA060H4N*Y | 1623 | 3949152 | LENNOX INDUSTRIES, INC. | XP14-060-230* | HP | Split System: Heat Pump with Remote Outdoor Unit-Air-Source | XP14-060-230* |  | CX34-62C+TDR | 12 | 14.5 | 8.5 | Yes | Yes | 2011-01-22 |  | 0
FALSE | TPA060H4N*Y | 1623 | 3949155 | LENNOX INDUSTRIES, INC. | XP14-060-230* | HP | Split System: Heat Pump with Remote Outdoor Unit-Air-Source | XP14-060-230* |  | CH23-68+TDR+TXV | 12 | 14.5 | 9 | Yes | Yes | 2011-01-22 |  | 0
FALSE | TPA060H4N*Y | 1623 | 3949156 | LENNOX INDUSTRIES, INC. | XP14-060-230* | HP | Split System: Heat Pump with Remote Outdoor Unit-Air-Source | XP14-060-230* |  | CH23-68+TDR+TXV | 12 | 14.5 | 9 | Yes | Yes | 2011-01-22 |  | 0
FALSE | TPA060H4N*Y | 1623 | 3949159 | LENNOX INDUSTRIES, INC. | XP14-060-230* | HP | Split System: Heat Pump with Remote Outdoor Unit-Air-Source | XP14-060-230* |  | CH33-62D+TDR+TXV | 12 | 14.7 | 8.2 | Yes | Yes | 2011-01-22 |  | Below V5.0 Req.
FALSE | TPA036H4N*G | 1588 | 3949433 | LENNOX INDUSTRIES, INC. | 14HPX-036-230* | HP | Split System: Heat Pump with Remote Outdoor Unit-Air-Source | 14HPX-036-230* |  | CX34-49+TDR | 13.5 | 15.5 | 8.5 | Yes | Yes | 2011-01-22 |  | 1
FALSE | TPA042H4N*G | 1606 | 3949465 | LENNOX INDUSTRIES, INC. | 14HPX-042-230* | HP | Split System: Heat Pump with Remote Outdoor Unit-Air-Source | 14HPX-042-230* |  | CH33-44/48+TDR+TXV | 12 | 14.5 | 9 | Yes | Yes | 2011-01-22 |  | 0
FALSE | TPA042H4N*G | 1606 | 3949466 | LENNOX INDUSTRIES, INC. | 14HPX-042-230* | HP | Split System: Heat Pump with Remote Outdoor Unit-Air-Source | 14HPX-042-230* |  | CH33-48+TDR+TXV | 12.5 | 14.5 | 9 | Yes | Yes | 2011-01-22 |  | 0
FALSE | TPA042H4N*G | 1606 | 3949467 | LENNOX INDUSTRIES, INC. | 14HPX-042-230* | HP | Split System: Heat Pump with Remote Outdoor Unit-Air-Source | 14HPX-042-230* |  | CH33-48+TDR+TXV | 12.5 | 14.5 | 8.5 | Yes | Yes | 2011-01-22 |  | 0
FALSE | TPA042H4N*G | 1606 | 3949468 | LENNOX INDUSTRIES, INC. | 14HPX-042-230* | HP | Split System: Heat Pump with Remote Outdoor Unit-Air-Source | 14HPX-042-230* |  | CH33-49+TDR+TXV | 12.5 | 14.5 | 9 | Yes | Yes | 2011-01-22 |  | 0
FALSE | TPA042H4N*G | 1606 | 3949469 | LENNOX INDUSTRIES, INC. | 14HPX-042-230* | HP | Split System: Heat Pump with Remote Outdoor Unit-Air-Source | 14HPX-042-230* |  | CH33-49+TDR+TXV | 12.5 | 14.5 | 9 | Yes | Yes | 2011-01-22 |  | 0
FALSE | TPA042H4N*G | 1606 | 3949470 | LENNOX INDUSTRIES, INC. | 14HPX-042-230* | HP | Split System: Heat Pump with Remote Outdoor Unit-Air-Source | 14HPX-042-230* |  | CH33-50/60C+TDR+TXV | 12.5 | 14.5 | 9 | Yes | Yes | 2011-01-22 |  | 0
FALSE | TPA042H4N*G | 1606 | 3949471 | LENNOX INDUSTRIES, INC. | 14HPX-042-230* | HP | Split System: Heat Pump with Remote Outdoor Unit-Air-Source | 14HPX-042-230* |  | CH33-50/60C+TDR+TXV | 12.5 | 14.5 | 9 | Yes | Yes | 2011-01-22 |  | 0
FALSE | TPA042H4N*G | 1606 | 3949472 | LENNOX INDUSTRIES, INC. | 14HPX-042-230* | HP | Split System: Heat Pump with Remote Outdoor Unit-Air-Source | 14HPX-042-230* |  | CH33-60D+TDR+TXV | 12.5 | 15 | 9 | Yes | Yes | 2011-01-22 |  | 1
FALSE | TPA042H4N*G | 1606 | 3949473 | LENNOX INDUSTRIES, INC. | 14HPX-042-230* | HP | Split System: Heat Pump with Remote Outdoor Unit-Air-Source | 14HPX-042-230* |  | CH33-62D+TDR+TXV | 13 | 15 | 9 | Yes | Yes | 2011-01-22 |  | 1
FALSE | TPA042H4N*G | 1606 | 3949474 | LENNOX INDUSTRIES, INC. | 14HPX-042-230* | HP | Split System: Heat Pump with Remote Outdoor Unit-Air-Source | 14HPX-042-230* |  | CR33-50/60+TDR+TXV | 12.5 | 14.5 | 9.5 | Yes | Yes | 2011-01-22 |  | 0
FALSE | TPA042H4N*G | 1606 | 3949475 | LENNOX INDUSTRIES, INC. | 14HPX-042-230* | HP | Split System: Heat Pump with Remote Outdoor Unit-Air-Source | 14HPX-042-230* |  | CR33-50/60+TDR+TXV | 12.5 | 15 | 9.5 | Yes | Yes | 2011-01-22 |  | 1
FALSE | TPA048H4N*G | 1610 | 3949478 | LENNOX INDUSTRIES, INC. | 14HPX-048-230* | HP | Split System: Heat Pump with Remote Outdoor Unit-Air-Source | 14HPX-048-230* |  | CX34-62C+TDR | 12.5 | 15 | 8.5 | Yes | Yes | 2011-01-22 |  | 1
FALSE | TPA048H4N*G | 1610 | 3949479 | LENNOX INDUSTRIES, INC. | 14HPX-048-230* | HP | Split System: Heat Pump with Remote Outdoor Unit-Air-Source | 14HPX-048-230* |  | CX34-62C+TDR | 12.5 | 15 | 8.5 | Yes | Yes | 2011-01-22 |  | 1
FALSE | TPA048H4N*G | 1610 | 3949486 | LENNOX INDUSTRIES, INC. | 14HPX-048-230* | HP | Split System: Heat Pump with Remote Outdoor Unit-Air-Source | 14HPX-048-230* |  | CR33-50/60+TDR+TXV | 12 | 14.5 | 8.5 | Yes | Yes | 2011-01-22 |  | 0
FALSE | TPA048H4N*G | 1610 | 3949487 | LENNOX INDUSTRIES, INC. | 14HPX-048-230* | HP | Split System: Heat Pump with Remote Outdoor Unit-Air-Source | 14HPX-048-230* |  | CR33-50/60+TDR+TXV | 12.5 | 14.5 | 8.5 | Yes | Yes | 2011-01-22 |  | 0
FALSE | TPA060H4N*Y | 1623 | 3949488 | LENNOX INDUSTRIES, INC. | 14HPX-060-230* | HP | Split System: Heat Pump with Remote Outdoor Unit-Air-Source | 14HPX-060-230* |  | CX34-62C+TDR | 12 | 14.5 | 8.5 | Yes | Yes | 2011-01-22 |  | 0
FALSE | TPA060H4N*Y | 1623 | 3949489 | LENNOX INDUSTRIES, INC. | 14HPX-060-230* | HP | Split System: Heat Pump with Remote Outdoor Unit-Air-Source | 14HPX-060-230* |  | CX34-62C+TDR | 12 | 14.5 | 8.5 | Yes | Yes | 2011-01-22 |  | 0
FALSE | TPA036H4N*G | 1588 | 3987288 | LENNOX INDUSTRIES, INC. | 14HPX-036-230* | HP | Split System: Heat Pump with Remote Outdoor Unit-Air-Source | 14HPX-036-230* |  | C33-49+TDR+TXV | 12.5 | 14.5 | 8.2 | Yes | Yes | 2011-01-22 |  | Below V5.0 Req.
FALSE | TPA036H4N*G | 1588 | 3987289 | LENNOX INDUSTRIES, INC. | 14HPX-036-230* | HP | Split System: Heat Pump with Remote Outdoor Unit-Air-Source | 14HPX-036-230* |  | CX34-49+TDR | 12.5 | 14.5 | 8.2 | Yes | Yes | 2011-01-22 |  | Below V5.0 Req.
FALSE | TPA036H4N*G | 1588 | 3987712 | LENNOX INDUSTRIES, INC. | 14HPX-036-230* | HP | Split System: Heat Pump with Remote Outdoor Unit-Air-Source | 14HPX-036-230* |  | C33-49+TDR+TXV | 12.5 | 14.5 | 8.2 | Yes | Yes | 2011-01-22 |  | Below V5.0 Req.
FALSE | TPA036H4N*G | 1588 | 3987750 | LENNOX INDUSTRIES, INC. | 14HPX-036-230* | HP | Split System: Heat Pump with Remote Outdoor Unit-Air-Source | 14HPX-036-230* |  | CX34-49+TDR | 12.5 | 14.5 | 8.2 | Yes | Yes | 2011-01-22 |  | Below V5.0 Req.
FALSE | XP21-024-230-** | 1634 | 4016217 | LENNOX INDUSTRIES, INC. | XP21-024-230* | HP | Split System: Heat Pump with Remote Outdoor Unit-Air-Source | XP21-024-230* |  | CBX40UHV-036*+TDR | 13.2 | 18 | 9 | Yes | Yes | 2011-01-22 |  | 2
FALSE | XP21-024-230-** | 1634 | 4016218 | LENNOX INDUSTRIES, INC. | XP21-024-230* | HP | Split System: Heat Pump with Remote Outdoor Unit-Air-Source | XP21-024-230* |  | CBX27UH-030-230*+TDR | 13.2 | 18.7 | 9 | Yes | Yes | 2011-01-22 |  | 2
FALSE | XP21-024-230-** | 1634 | 4016219 | LENNOX INDUSTRIES, INC. | XP21-024-230* | HP | Split System: Heat Pump with Remote Outdoor Unit-Air-Source | XP21-024-230* |  | CBX27UH-024-230*+TDR | 13.2 | 18 | 8.7 | Yes | Yes | 2011-01-22 |  | 1
FALSE | XP21-024-230-** | 1634 | 4016220 | LENNOX INDUSTRIES, INC. | XP21-024-230* | HP | Split System: Heat Pump with Remote Outdoor Unit-Air-Source | XP21-024-230* |  | CBX32M-036*+TDR | 12.2 | 15.7 | 8.5 | Yes | Yes | 2011-01-22 |  | 0
FALSE | XP21-024-230-** | 1634 | 4016221 | LENNOX INDUSTRIES, INC. | XP21-024-230* | HP | Split System: Heat Pump with Remote Outdoor Unit-Air-Source | XP21-024-230* |  | CBX32M-030*+TDR | 12.5 | 16.5 | 8.5 | Yes | Yes | 2011-01-22 |  | 1
FALSE | XP21-024-230-** | 1634 | 4016223 | LENNOX INDUSTRIES, INC. | XP21-024-230* | HP | Split System: Heat Pump with Remote Outdoor Unit-Air-Source | XP21-024-230* |  | CX34-31+TDR | 13.2 | 18.2 | 8.7 | Yes | Yes | 2011-01-22 |  | 1
FALSE | XP21-024-230-** | 1634 | 4016224 | LENNOX INDUSTRIES, INC. | XP21-024-230* | HP | Split System: Heat Pump with Remote Outdoor Unit-Air-Source | XP21-024-230* |  | CX34-31+TDR | 13 | 18 | 8.7 | Yes | Yes | 2011-01-22 |  | 1
FALSE | XP21-024-230-** | 1634 | 4016225 | LENNOX INDUSTRIES, INC. | XP21-024-230* | HP | Split System: Heat Pump with Remote Outdoor Unit-Air-Source | XP21-024-230* |  | CX34-31+TDR | 13.2 | 18 | 8.7 | Yes | Yes | 2011-01-22 |  | 1
FALSE | XP21-024-230-** | 1634 | 4016226 | LENNOX INDUSTRIES, INC. | XP21-024-230* | HP | Split System: Heat Pump with Remote Outdoor Unit-Air-Source | XP21-024-230* |  | CX34-31+TDR | 13.2 | 18.2 | 8.7 | Yes | Yes | 2011-01-22 |  | 1
FALSE | XP21-024-230-** | 1634 | 4016227 | LENNOX INDUSTRIES, INC. | XP21-024-230* | HP | Split System: Heat Pump with Remote Outdoor Unit-Air-Source | XP21-024-230* |  | CX34-31+TDR | 13.5 | 18 | 8.7 | Yes | Yes | 2011-01-22 |  | 1
FALSE | XP21-024-230-** | 1634 | 4016229 | LENNOX INDUSTRIES, INC. | XP21-024-230* | HP | Split System: Heat Pump with Remote Outdoor Unit with No Indoor Fan --Air Source | XP21-024-230* |  | CX34-38+TDR | 12 | 15.5 | 8.2 | Yes | Yes | 2011-01-22 |  | Below V5.0 Req.
FALSE | XP21-024-230-** | 1634 | 4016230 | LENNOX INDUSTRIES, INC. | XP21-024-230* | HP | Split System: Heat Pump with Remote Outdoor Unit-Air-Source | XP21-024-230* |  | CX34-38+TDR | 13.5 | 18.5 | 8.7 | Yes | Yes | 2011-01-22 |  | 1
FALSE | XP21-024-230-** | 1634 | 4016231 | LENNOX INDUSTRIES, INC. | XP21-024-230* | HP | Split System: Heat Pump with Remote Outdoor Unit-Air-Source | XP21-024-230* |  | CX34-38+TDR | 13.5 | 18 | 8.7 | Yes | Yes | 2011-01-22 |  | 1
FALSE | XP21-024-230-** | 1634 | 4016232 | LENNOX INDUSTRIES, INC. | XP21-024-230* | HP | Split System: Heat Pump with Remote Outdoor Unit-Air-Source | XP21-024-230* |  | CX34-38+TDR | 13.5 | 18.2 | 8.7 | Yes | Yes | 2011-01-22 |  | 1
FALSE | XP21-024-230-** | 1634 | 4016233 | LENNOX INDUSTRIES, INC. | XP21-024-230* | HP | Split System: Heat Pump with Remote Outdoor Unit-Air-Source | XP21-024-230* |  | CX34-38+TDR | 13.5 | 18.2 | 8.7 | Yes | Yes | 2011-01-22 |  | 1
FALSE | XP21-024-230-** | 1634 | 4016234 | LENNOX INDUSTRIES, INC. | XP21-024-230* | HP | Split System: Heat Pump with Remote Outdoor Unit-Air-Source | XP21-024-230* |  | CX34-38+TDR | 13.7 | 18.2 | 8.7 | Yes | Yes | 2011-01-22 |  | 1
FALSE | XP21-024-230-** | 1634 | 4016235 | LENNOX INDUSTRIES, INC. | XP21-024-230* | HP | Split System: Heat Pump with Remote Outdoor Unit-Air-Source | XP21-024-230* |  | CX34-38+TDR | 13.5 | 18.5 | 8.7 | Yes | Yes | 2011-01-22 |  | 1
FALSE | XP21-024-230-** | 1634 | 4016237 | LENNOX INDUSTRIES, INC. | XP21-024-230* | HP | Split System: Heat Pump with Remote Outdoor Unit-Air-Source | XP21-024-230* |  | CX34-44/48+TDR | 13 | 17.7 | 8.7 | Yes | Yes | 2011-01-22 |  | 1
FALSE | XP21-024-230-** | 1634 | 4016238 | LENNOX INDUSTRIES, INC. | XP21-024-230* | HP | Split System: Heat Pump with Remote Outdoor Unit-Air-Source | XP21-024-230* |  | CX34-44/48+TDR | 13 | 17.7 | 8.7 | Yes | Yes | 2011-01-22 |  | 1
FALSE | XP21-024-230-** | 1634 | 4016239 | LENNOX INDUSTRIES, INC. | XP21-024-230* | HP | Split System: Heat Pump with Remote Outdoor Unit-Air-Source | XP21-024-230* |  | CX34-44/48+TDR | 13 | 17.7 | 8.7 | Yes | Yes | 2011-01-22 |  | 1
FALSE | XP21-024-230-** | 1634 | 4016240 | LENNOX INDUSTRIES, INC. | XP21-024-230* | HP | Split System: Heat Pump with Remote Outdoor Unit-Air-Source | XP21-024-230* |  | CX34-44/48+TDR | 13.2 | 17.7 | 8.7 | Yes | Yes | 2011-01-22 |  | 1
FALSE | XP21-024-230-** | 1634 | 4016242 | LENNOX INDUSTRIES, INC. | XP21-024-230* | HP | Split System: Heat Pump with Remote Outdoor Unit with No Indoor Fan --Air Source | XP21-024-230* |  | CH33-31A+TDR+TXV | 12 | 15.7 | 8.2 | Yes | Yes | 2011-01-22 |  | Below V5.0 Req.
FALSE | XP21-024-230-** | 1634 | 4016243 | LENNOX INDUSTRIES, INC. | XP21-024-230* | HP | Split System: Heat Pump with Remote Outdoor Unit-Air-Source | XP21-024-230* |  | CH33-31A+TDR+TXV | 13.2 | 18.2 | 8.7 | Yes | Yes | 2011-01-22 |  | 1
FALSE | XP21-024-230-** | 1634 | 4016244 | LENNOX INDUSTRIES, INC. | XP21-024-230* | HP | Split System: Heat Pump with Remote Outdoor Unit with No Indoor Fan --Air Source | XP21-024-230* |  | CH33-31B+TDR+TXV | 12 | 15.5 | 8.2 | Yes | Yes | 2011-01-22 |  | Below V5.0 Req.
FALSE | XP21-024-230-** | 1634 | 4016245 | LENNOX INDUSTRIES, INC. | XP21-024-230* | HP | Split System: Heat Pump with Remote Outdoor Unit-Air-Source | XP21-024-230* |  | CH33-31B+TDR+TXV | 13.2 | 18 | 8.7 | Yes | Yes | 2011-01-22 |  | 1
FALSE | XP21-024-230-** | 1634 | 4016246 | LENNOX INDUSTRIES, INC. | XP21-024-230* | HP | Split System: Heat Pump with Remote Outdoor Unit-Air-Source | XP21-024-230* |  | CH33-31B+TDR+TXV | 13.2 | 18.2 | 8.7 | Yes | Yes | 2011-01-22 |  | 1
FALSE | XP21-024-230-** | 1634 | 4016247 | LENNOX INDUSTRIES, INC. | XP21-024-230* | HP | Split System: Heat Pump with Remote Outdoor Unit-Air-Source | XP21-024-230* |  | CH33-31B+TDR+TXV | 12 | 15.5 | 8.2 | Yes | Yes | 2011-01-22 |  | Below V5.0 Req.
FALSE | XP21-024-230-** | 1634 | 4016248 | LENNOX INDUSTRIES, INC. | XP21-024-230* | HP | Split System: Heat Pump with Remote Outdoor Unit-Air-Source | XP21-024-230* |  | CH33-31B+TDR+TXV | 13.7 | 18.2 | 9 | Yes | Yes | 2011-01-22 |  | 2
FALSE | XP21-024-230-** | 1634 | 4016249 | LENNOX INDUSTRIES, INC. | XP21-024-230* | HP | Split System: Heat Pump with Remote Outdoor Unit-Air-Source | XP21-024-230* |  | CH33-31B+TDR+TXV | 13.5 | 18.5 | 8.7 | Yes | Yes | 2011-01-22 |  | 1
FALSE | XP21-024-230-** | 1634 | 4016251 | LENNOX INDUSTRIES, INC. | XP21-024-230* | HP | Split System: Heat Pump with Remote Outdoor Unit-Air-Source | XP21-024-230* |  | CH33-42+TDR+TXV | 13.2 | 18 | 8.7 | Yes | Yes | 2011-01-22 |  | 1
FALSE | XP21-024-230-** | 1634 | 4016252 | LENNOX INDUSTRIES, INC. | XP21-024-230* | HP | Split System: Heat Pump with Remote Outdoor Unit-Air-Source | XP21-024-230* |  | CH33-42+TDR+TXV | 13.2 | 18.2 | 8.7 | Yes | Yes | 2011-01-22 |  | 1
FALSE | XP21-024-230-** | 1634 | 4016253 | LENNOX INDUSTRIES, INC. | XP21-024-230* | HP | Split System: Heat Pump with Remote Outdoor Unit-Air-Source | XP21-024-230* |  | CH33-42+TDR+TXV | 13.2 | 18.2 | 8.7 | Yes | Yes | 2011-01-22 |  | 1
FALSE | XP21-024-230-** | 1634 | 4016254 | LENNOX INDUSTRIES, INC. | XP21-024-230* | HP | Split System: Heat Pump with Remote Outdoor Unit-Air-Source | XP21-024-230* |  | CH33-42+TDR+TXV | 13.5 | 18 | 8.7 | Yes | Yes | 2011-01-22 |  | 1
FALSE | XP21-024-230-** | 1634 | 4016255 | LENNOX INDUSTRIES, INC. | XP21-024-230* | HP | Split System: Heat Pump with Remote Outdoor Unit-Air-Source | XP21-024-230* |  | CH33-42+TDR+TXV | 13.5 | 18.2 | 8.7 | Yes | Yes | 2011-01-22 |  | 1
FALSE | XP21-024-230-** | 1634 | 4016256 | LENNOX INDUSTRIES, INC. | XP21-024-230* | HP | Split System: Heat Pump with Remote Outdoor Unit with No Indoor Fan --Air Source | XP21-024-230* |  | CR33-50/60+TDR+TXV | 12 | 15.7 | 8.7 | Yes | Yes | 2011-01-22 |  | 0
FALSE | XP21-024-230-** | 1634 | 4016257 | LENNOX INDUSTRIES, INC. | XP21-024-230* | HP | Split System: Heat Pump with Remote Outdoor Unit-Air-Source | XP21-024-230* |  | CR33-50/60+TDR+TXV | 13.2 | 18.5 | 9.5 | Yes | Yes | 2011-01-22 |  | 2
FALSE | XP21-024-230-** | 1634 | 4016258 | LENNOX INDUSTRIES, INC. | XP21-024-230* | HP | Split System: Heat Pump with Remote Outdoor Unit-Air-Source | XP21-024-230* |  | CR33-50/60+TDR+TXV | 13.2 | 18 | 9.2 | Yes | Yes | 2011-01-22 |  | 2
FALSE | XP21-024-230-** | 1634 | 4016259 | LENNOX INDUSTRIES, INC. | XP21-024-230* | HP | Split System: Heat Pump with Remote Outdoor Unit-Air-Source | XP21-024-230* |  | CR33-50/60+TDR+TXV | 13.2 | 18.2 | 9.5 | Yes | Yes | 2011-01-22 |  | 2
TRUE | XP21-036-230* | 1641 | 4016307 | LENNOX INDUSTRIES, INC. | XP21-036-230* | HP | Split System: Heat Pump with Remote Outdoor Unit-Air-Source | XP21-036-230* |  | CBX32MV-048*+TDR | 12.7 | 18.2 | 9.7 | Yes | Yes | 2011-01-22 |  | 1
FALSE | XP21-036-230-** | 1641 | 4016308 | LENNOX INDUSTRIES, INC. | XP21-036-230* | HP | Split System: Heat Pump with Remote Outdoor Unit-Air-Source | XP21-036-230* |  | CBX32MV-036*+TDR | 12.2 | 17.5 | 9.2 | Yes | Yes | 2011-01-22 |  | 0
FALSE | XP21-036-230-** | 1641 | 4016309 | LENNOX INDUSTRIES, INC. | XP21-036-230* | HP | Split System: Heat Pump with Remote Outdoor Unit-Air-Source | XP21-036-230* |  | CBX40UHV-048*+TDR | 12.7 | 17.2 | 9.5 | Yes | Yes | 2011-01-22 |  | 1
FALSE | XP21-036-230-** | 1641 | 4016310 | LENNOX INDUSTRIES, INC. | XP21-036-230* | HP | Split System: Heat Pump with Remote Outdoor Unit-Air-Source | XP21-036-230* |  | CBX40UHV-042*+TDR | 12.5 | 18 | 9.5 | Yes | Yes | 2011-01-22 |  | 1
FALSE | XP21-036-230-** | 1641 | 4016311 | LENNOX INDUSTRIES, INC. | XP21-036-230* | HP | Split System: Heat Pump with Remote Outdoor Unit-Air-Source | XP21-036-230* |  | CBX40UHV-036*+TDR | 12.2 | 17 | 9 | Yes | Yes | 2011-01-22 |  | 0
FALSE | XP21-036-230-** | 1641 | 4016312 | LENNOX INDUSTRIES, INC. | XP21-036-230* | HP | Split System: Heat Pump with Remote Outdoor Unit-Air-Source | XP21-036-230* |  | CBX27UH-042-230*+TDR | 12.7 | 17.7 | 9.7 | Yes | Yes | 2011-01-22 |  | 1
FALSE | XP21-036-230-** | 1641 | 4016313 | LENNOX INDUSTRIES, INC. | XP21-036-230* | HP | Split System: Heat Pump with Remote Outdoor Unit-Air-Source | XP21-036-230* |  | CBX27UH-036-230*+TDR | 12.2 | 16.7 | 9 | Yes | Yes | 2011-01-22 |  | 0
FALSE | XP21-036-230-** | 1641 | 4016315 | LENNOX INDUSTRIES, INC. | XP21-036-230* | HP | Split System: Heat Pump with Remote Outdoor Unit-Air-Source | XP21-036-230* |  | CX34-38+TDR | 12.2 | 17 | 8.5 | Yes | Yes | 2011-01-22 |  | 0
FALSE | XP21-036-230-** | 1641 | 4016316 | LENNOX INDUSTRIES, INC. | XP21-036-230* | HP | Split System: Heat Pump with Remote Outdoor Unit-Air-Source | XP21-036-230* |  | CX34-38+TDR | 12 | 17 | 8.5 | Yes | Yes | 2011-01-22 |  | 0
FALSE | XP21-036-230-** | 1641 | 4016318 | LENNOX INDUSTRIES, INC. | XP21-036-230* | HP | Split System: Heat Pump with Remote Outdoor Unit-Air-Source | XP21-036-230* |  | CX34-38+TDR | 12.2 | 17 | 8.5 | Yes | Yes | 2011-01-22 |  | 0
FALSE | XP21-036-230-** | 1641 | 4016319 | LENNOX INDUSTRIES, INC. | XP21-036-230* | HP | Split System: Heat Pump with Remote Outdoor Unit-Air-Source | XP21-036-230* |  | CX34-38+TDR | 12.5 | 17.2 | 8.7 | Yes | Yes | 2011-01-22 |  | 1
FALSE | XP21-036-230-** | 1641 | 4016320 | LENNOX INDUSTRIES, INC. | XP21-036-230* | HP | Split System: Heat Pump with Remote Outdoor Unit-Air-Source | XP21-036-230* |  | CX34-38+TDR | 12.7 | 17.2 | 8.7 | Yes | Yes | 2011-01-22 |  | 1
FALSE | XP21-036-230-** | 1641 | 4016321 | LENNOX INDUSTRIES, INC. | XP21-036-230* | HP | Split System: Heat Pump with Remote Outdoor Unit-Air-Source | XP21-036-230* |  | CX34-38+TDR | 12.2 | 17.2 | 8.5 | Yes | Yes | 2011-01-22 |  | 0
FALSE | XP21-036-230-** | 1641 | 4016323 | LENNOX INDUSTRIES, INC. | XP21-036-230* | HP | Split System: Heat Pump with Remote Outdoor Unit-Air-Source | XP21-036-230* |  | CX34-43+TDR | 12 | 16.2 | 9 | Yes | Yes | 2011-01-22 |  | 0
FALSE | XP21-036-230-** | 1641 | 4016344 | LENNOX INDUSTRIES, INC. | XP21-036-230* | HP | Split System: Heat Pump with Remote Outdoor Unit-Air-Source | XP21-036-230* |  | CX34-44/48+TDR | 12.2 | 17.2 | 9 | Yes | Yes | 2011-01-22 |  | 0
FALSE | XP21-036-230-** | 1641 | 4016345 | LENNOX INDUSTRIES, INC. | XP21-036-230* | HP | Split System: Heat Pump with Remote Outdoor Unit-Air-Source | XP21-036-230* |  | CX34-44/48+TDR | 12.5 | 17.2 | 9 | Yes | Yes | 2011-01-22 |  | 1
FALSE | XP21-036-230-** | 1641 | 4016346 | LENNOX INDUSTRIES, INC. | XP21-036-230* | HP | Split System: Heat Pump with Remote Outdoor Unit-Air-Source | XP21-036-230* |  | CX34-44/48+TDR | 12.5 | 17 | 9 | Yes | Yes | 2011-01-22 |  | 1
FALSE | XP21-036-230-** | 1641 | 4016347 | LENNOX INDUSTRIES, INC. | XP21-036-230* | HP | Split System: Heat Pump with Remote Outdoor Unit-Air-Source | XP21-036-230* |  | CX34-44/48+TDR | 12.5 | 17 | 9 | Yes | Yes | 2011-01-22 |  | 1
FALSE | XP21-036-230-** | 1641 | 4016348 | LENNOX INDUSTRIES, INC. | XP21-036-230* | HP | Split System: Heat Pump with Remote Outdoor Unit-Air-Source | XP21-036-230* |  | CX34-44/48+TDR | 12.5 | 17 | 9 | Yes | Yes | 2011-01-22 |  | 1
FALSE | XP21-036-230-** | 1641 | 4016349 | LENNOX INDUSTRIES, INC. | XP21-036-230* | HP | Split System: Heat Pump with Remote Outdoor Unit-Air-Source | XP21-036-230* |  | CX34-44/48+TDR | 12.5 | 17.2 | 9 | Yes | Yes | 2011-01-22 |  | 1
FALSE | XP21-036-230-** | 1641 | 4016351 | LENNOX INDUSTRIES, INC. | XP21-036-230* | HP | Split System: Heat Pump with Remote Outdoor Unit-Air-Source | XP21-036-230* |  | CX34-49+TDR | 12.2 | 17 | 9.2 | Yes | Yes | 2011-01-22 |  | 0
FALSE | XP21-036-230-** | 1641 | 4016352 | LENNOX INDUSTRIES, INC. | XP21-036-230* | HP | Split System: Heat Pump with Remote Outdoor Unit-Air-Source | XP21-036-230* |  | CX34-49+TDR | 12.2 | 17.2 | 9.5 | Yes | Yes | 2011-01-22 |  | 0
FALSE | XP21-036-230-** | 1641 | 4016353 | LENNOX INDUSTRIES, INC. | XP21-036-230* | HP | Split System: Heat Pump with Remote Outdoor Unit-Air-Source | XP21-036-230* |  | CX34-49+TDR | 12.5 | 17.2 | 9.7 | Yes | Yes | 2011-01-22 |  | 1
FALSE | XP21-036-230-** | 1641 | 4016354 | LENNOX INDUSTRIES, INC. | XP21-036-230* | HP | Split System: Heat Pump with Remote Outdoor Unit-Air-Source | XP21-036-230* |  | CX34-49+TDR | 12.5 | 17.2 | 9.5 | Yes | Yes | 2011-01-22 |  | 1
FALSE | XP21-036-230-** | 1641 | 4016355 | LENNOX INDUSTRIES, INC. | XP21-036-230* | HP | Split System: Heat Pump with Remote Outdoor Unit-Air-Source | XP21-036-230* |  | CX34-49+TDR | 12.2 | 17 | 9.5 | Yes | Yes | 2011-01-22 |  | 0
FALSE | XP21-036-230-** | 1641 | 4016356 | LENNOX INDUSTRIES, INC. | XP21-036-230* | HP | Split System: Heat Pump with Remote Outdoor Unit-Air-Source | XP21-036-230* |  | CX34-49+TDR | 12.5 | 17.2 | 9.5 | Yes | Yes | 2011-01-22 |  | 1
FALSE | XP21-036-230-** | 1641 | 4016357 | LENNOX INDUSTRIES, INC. | XP21-036-230* | HP | Split System: Heat Pump with Remote Outdoor Unit-Air-Source | XP21-036-230* |  | CX34-49+TDR | 12.5 | 17.2 | 9.5 | Yes | Yes | 2011-01-22 |  | 1
FALSE | XP21-036-230-** | 1641 | 4016359 | LENNOX INDUSTRIES, INC. | XP21-036-230* | HP | Split System: Heat Pump with Remote Outdoor Unit-Air-Source | XP21-036-230* |  | CX34-50/60C+TDR | 12.2 | 16.7 | 9.2 | Yes | Yes | 2011-01-22 |  | 0
FALSE | XP21-036-230-** | 1641 | 4016360 | LENNOX INDUSTRIES, INC. | XP21-036-230* | HP | Split System: Heat Pump with Remote Outdoor Unit-Air-Source | XP21-036-230* |  | CX34-50/60C+TDR | 12.2 | 16.7 | 9.2 | Yes | Yes | 2011-01-22 |  | 0
FALSE | XP21-036-230-** | 1641 | 4016361 | LENNOX INDUSTRIES, INC. | XP21-036-230* | HP | Split System: Heat Pump with Remote Outdoor Unit-Air-Source | XP21-036-230* |  | CX34-50/60C+TDR | 12.2 | 16.7 | 9.2 | Yes | Yes | 2011-01-22 |  | 0
FALSE | XP21-036-230-** | 1641 | 4016362 | LENNOX INDUSTRIES, INC. | XP21-036-230* | HP | Split System: Heat Pump with Remote Outdoor Unit-Air-Source | XP21-036-230* |  | CX34-50/60C+TDR | 12.2 | 16.7 | 9.2 | Yes | Yes | 2011-01-22 |  | 0
FALSE | XP21-036-230-** | 1641 | 4016363 | LENNOX INDUSTRIES, INC. | XP21-036-230* | HP | Split System: Heat Pump with Remote Outdoor Unit-Air-Source | XP21-036-230* |  | CX34-50/60C+TDR | 12.5 | 16.7 | 9.2 | Yes | Yes | 2011-01-22 |  | 1
FALSE | XP21-036-230-** | 1641 | 4016388 | LENNOX INDUSTRIES, INC. | XP21-036-230* | HP | Split System: Heat Pump with Remote Outdoor Unit-Air-Source | XP21-036-230* |  | CH33-48+TDR+TXV | 12.2 | 16.7 | 9.2 | Yes | Yes | 2011-01-22 |  | 0
FALSE | XP21-036-230-** | 1641 | 4016389 | LENNOX INDUSTRIES, INC. | XP21-036-230* | HP | Split System: Heat Pump with Remote Outdoor Unit-Air-Source | XP21-036-230* |  | CH33-48+TDR+TXV | 12.2 | 16.5 | 9.2 | Yes | Yes | 2011-01-22 |  | 0
FALSE | XP21-036-230-** | 1641 | 4016390 | LENNOX INDUSTRIES, INC. | XP21-036-230* | HP | Split System: Heat Pump with Remote Outdoor Unit-Air-Source | XP21-036-230* |  | CH33-48+TDR+TXV | 12.2 | 16.7 | 9.2 | Yes | Yes | 2011-01-22 |  | 0
FALSE | XP21-036-230-** | 1641 | 4016391 | LENNOX INDUSTRIES, INC. | XP21-036-230* | HP | Split System: Heat Pump with Remote Outdoor Unit-Air-Source | XP21-036-230* |  | CH33-48+TDR+TXV | 12.5 | 16.7 | 9.2 | Yes | Yes | 2011-01-22 |  | 1
FALSE | XP21-036-230-** | 1641 | 4016393 | LENNOX INDUSTRIES, INC. | XP21-036-230* | HP | Split System: Heat Pump with Remote Outdoor Unit-Air-Source | XP21-036-230* |  | CH33-49+TDR+TXV | 12.5 | 17.2 | 9.5 | Yes | Yes | 2011-01-22 |  | 1
FALSE | XP21-036-230-** | 1641 | 4016394 | LENNOX INDUSTRIES, INC. | XP21-036-230* | HP | Split System: Heat Pump with Remote Outdoor Unit-Air-Source | XP21-036-230* |  | CH33-49+TDR+TXV | 12.5 | 17.5 | 9.5 | Yes | Yes | 2011-01-22 |  | 1
FALSE | XP21-036-230-** | 1641 | 4016395 | LENNOX INDUSTRIES, INC. | XP21-036-230* | HP | Split System: Heat Pump with Remote Outdoor Unit-Air-Source | XP21-036-230* |  | CH33-49+TDR+TXV | 12.5 | 17.5 | 9.5 | Yes | Yes | 2011-01-22 |  | 1
FALSE | XP21-036-230-** | 1641 | 4016396 | LENNOX INDUSTRIES, INC. | XP21-036-230* | HP | Split System: Heat Pump with Remote Outdoor Unit-Air-Source | XP21-036-230* |  | CH33-49+TDR+TXV | 12.5 | 17.2 | 9.5 | Yes | Yes | 2011-01-22 |  | 1
FALSE | XP21-036-230-** | 1641 | 4016397 | LENNOX INDUSTRIES, INC. | XP21-036-230* | HP | Split System: Heat Pump with Remote Outdoor Unit-Air-Source | XP21-036-230* |  | CH33-49+TDR+TXV | 12.5 | 17.5 | 9.5 | Yes | Yes | 2011-01-22 |  | 1
FALSE | XP21-036-230-** | 1641 | 4016398 | LENNOX INDUSTRIES, INC. | XP21-036-230* | HP | Split System: Heat Pump with Remote Outdoor Unit-Air-Source | XP21-036-230* |  | CH33-49+TDR+TXV | 12.5 | 17.5 | 9.7 | Yes | Yes | 2011-01-22 |  | 1
FALSE | XP21-036-230-** | 1641 | 4016400 | LENNOX INDUSTRIES, INC. | XP21-036-230* | HP | Split System: Heat Pump with Remote Outdoor Unit-Air-Source | XP21-036-230* |  | CH33-50/60C+TDR+TXV | 12.2 | 17.2 | 9.2 | Yes | Yes | 2011-01-22 |  | 0
FALSE | XP21-036-230-** | 1641 | 4016401 | LENNOX INDUSTRIES, INC. | XP21-036-230* | HP | Split System: Heat Pump with Remote Outdoor Unit-Air-Source | XP21-036-230* |  | CH33-50/60C+TDR+TXV | 12.2 | 17.2 | 9.5 | Yes | Yes | 2011-01-22 |  | 0
FALSE | XP21-036-230-** | 1641 | 4016402 | LENNOX INDUSTRIES, INC. | XP21-036-230* | HP | Split System: Heat Pump with Remote Outdoor Unit-Air-Source | XP21-036-230* |  | CH33-50/60C+TDR+TXV | 12.2 | 17.2 | 9.5 | Yes | Yes | 2011-01-22 |  | 0
FALSE | XP21-036-230-** | 1641 | 4016403 | LENNOX INDUSTRIES, INC. | XP21-036-230* | HP | Split System: Heat Pump with Remote Outdoor Unit-Air-Source | XP21-036-230* |  | CH33-50/60C+TDR+TXV | 12.5 | 17.2 | 9.5 | Yes | Yes | 2011-01-22 |  | 1
FALSE | XP21-036-230-** | 1641 | 4016404 | LENNOX INDUSTRIES, INC. | XP21-036-230* | HP | Split System: Heat Pump with Remote Outdoor Unit-Air-Source | XP21-036-230* |  | CH33-50/60C+TDR+TXV | 12.5 | 17.2 | 9.5 | Yes | Yes | 2011-01-22 |  | 1
FALSE | XP21-036-230-** | 1641 | 4016405 | LENNOX INDUSTRIES, INC. | XP21-036-230* | HP | Split System: Heat Pump with Remote Outdoor Unit-Air-Source | XP21-036-230* |  | CH33-50/60C+TDR+TXV | 12.5 | 17.5 | 9.5 | Yes | Yes | 2011-01-22 |  | 1
FALSE | XP21-036-230-** | 1641 | 4016407 | LENNOX INDUSTRIES, INC. | XP21-036-230* | HP | Split System: Heat Pump with Remote Outdoor Unit-Air-Source | XP21-036-230* |  | CR33-50/60+TDR+TXV | 12.5 | 17.2 | 9.7 | Yes | Yes | 2011-01-22 |  | 1
FALSE | XP21-036-230-** | 1641 | 4016408 | LENNOX INDUSTRIES, INC. | XP21-036-230* | HP | Split System: Heat Pump with Remote Outdoor Unit-Air-Source | XP21-036-230* |  | CR33-50/60+TDR+TXV | 12.7 | 17.2 | 9.7 | Yes | Yes | 2011-01-22 |  | 1
FALSE | XP21-036-230-** | 1641 | 4016409 | LENNOX INDUSTRIES, INC. | XP21-036-230* | HP | Split System: Heat Pump with Remote Outdoor Unit-Air-Source | XP21-036-230* |  | CR33-50/60+TDR+TXV | 12.7 | 17.5 | 9.7 | Yes | Yes | 2011-01-22 |  | 1
FALSE | XP21-036-230-** | 1641 | 4016410 | LENNOX INDUSTRIES, INC. | XP21-036-230* | HP | Split System: Heat Pump with Remote Outdoor Unit-Air-Source | XP21-036-230* |  | CR33-50/60+TDR+TXV | 12.5 | 17.2 | 9.7 | Yes | Yes | 2011-01-22 |  | 1
FALSE | XP21-036-230-** | 1641 | 4016411 | LENNOX INDUSTRIES, INC. | XP21-036-230* | HP | Split System: Heat Pump with Remote Outdoor Unit-Air-Source | XP21-036-230* |  | CR33-50/60+TDR+TXV | 12.7 | 17.5 | 9.7 | Yes | Yes | 2011-01-22 |  | 1
FALSE | XP21-036-230-** | 1641 | 4016412 | LENNOX INDUSTRIES, INC. | XP21-036-230* | HP | Split System: Heat Pump with Remote Outdoor Unit-Air-Source | XP21-036-230* |  | CR33-50/60+TDR+TXV | 12.5 | 17.2 | 9.7 | Yes | Yes | 2011-01-22 |  | 1
FALSE | XP21-036-230-** | 1641 | 4016413 | LENNOX INDUSTRIES, INC. | XP21-036-230* | HP | Split System: Heat Pump with Remote Outdoor Unit-Air-Source | XP21-036-230* |  | CR33-50/60+TDR+TXV | 12.7 | 17.2 | 9.7 | Yes | Yes | 2011-01-22 |  | 1
FALSE | XP21-036-230-** | 1641 | 4016414 | LENNOX INDUSTRIES, INC. | XP21-036-230* | HP | Split System: Heat Pump with Remote Outdoor Unit-Air-Source | XP21-036-230* |  | CR33-50/60+TDR+TXV | 12.7 | 17.2 | 9.7 | Yes | Yes | 2011-01-22 |  | 1
FALSE | XP21-036-230-** | 1641 | 4016415 | LENNOX INDUSTRIES, INC. | XP21-036-230* | HP | Split System: Heat Pump with Remote Outdoor Unit-Air-Source | XP21-036-230* |  | CR33-50/60+TDR+TXV | 12.7 | 17.2 | 9.7 | Yes | Yes | 2011-01-22 |  | 1
FALSE | XP21-036-230-** | 1641 | 4016417 | LENNOX INDUSTRIES, INC. | XP21-036-230/* | HP | Split System: Heat Pump with Remote Outdoor Unit-Air-Source | XP21-036-230/* |  | CBX40UHV-048*+TDR | 12.7 | 17.2 | 8.2 | Yes | Yes | 2011-01-22 |  | Below V5.0 Req.
FALSE | XP21-036-230-** | 1641 | 4016418 | LENNOX INDUSTRIES, INC. | XP21-036-230/* | HP | Split System: Heat Pump with Remote Outdoor Unit-Air-Source | XP21-036-230/* |  | CBX40UHV-042*+TDR | 12.5 | 18 | 8.2 | Yes | Yes | 2011-01-22 |  | Below V5.0 Req.
FALSE | XP21-036-230-** | 1641 | 4016420 | LENNOX INDUSTRIES, INC. | XP21-036-230/* | HP | Split System: Heat Pump with Remote Outdoor Unit-Air-Source | XP21-036-230/* |  | CBX27UH-042-230*+TDR | 12.7 | 17.7 | 8.2 | Yes | Yes | 2011-01-22 |  | Below V5.0 Req.
FALSE | XP21-036-230-** | 1641 | 4016438 | LENNOX INDUSTRIES, INC. | XP21-036-230/* | HP | Split System: Heat Pump with Remote Outdoor Unit-Air-Source | XP21-036-230/* |  | CX34-43+TDR | 12.2 | 16.7 | 8.2 | Yes | Yes | 2011-01-22 |  | Below V5.0 Req.
FALSE | XP21-036-230-** | 1641 | 4016439 | LENNOX INDUSTRIES, INC. | XP21-036-230/* | HP | Split System: Heat Pump with Remote Outdoor Unit-Air-Source | XP21-036-230/* |  | CX34-43+TDR | 12.5 | 17 | 8.2 | Yes | Yes | 2011-01-22 |  | Below V5.0 Req.
FALSE | XP21-036-230-** | 1641 | 4016440 | LENNOX INDUSTRIES, INC. | XP21-036-230/* | HP | Split System: Heat Pump with Remote Outdoor Unit-Air-Source | XP21-036-230/* |  | CX34-43+TDR | 12.5 | 16.7 | 8.2 | Yes | Yes | 2011-01-22 |  | Below V5.0 Req.
FALSE | XP21-036-230-** | 1641 | 4016443 | LENNOX INDUSTRIES, INC. | XP21-036-230/* | HP | Split System: Heat Pump with Remote Outdoor Unit-Air-Source | XP21-036-230/* |  | CX34-43+TDR | 12.5 | 17 | 8.2 | Yes | Yes | 2011-01-22 |  | Below V5.0 Req.
FALSE | XP21-036-230-** | 1641 | 4016459 | LENNOX INDUSTRIES, INC. | XP21-036-230/* | HP | Split System: Heat Pump with Remote Outdoor Unit-Air-Source | XP21-036-230/* |  | CX34-49+TDR | 12.2 | 17 | 8.2 | Yes | Yes | 2011-01-22 |  | Below V5.0 Req.
FALSE | XP21-036-230-** | 1641 | 4016460 | LENNOX INDUSTRIES, INC. | XP21-036-230/* | HP | Split System: Heat Pump with Remote Outdoor Unit-Air-Source | XP21-036-230/* |  | CX34-49+TDR | 12.2 | 17.2 | 8.2 | Yes | Yes | 2011-01-22 |  | Below V5.0 Req.
FALSE | XP21-036-230-** | 1641 | 4016461 | LENNOX INDUSTRIES, INC. | XP21-036-230/* | HP | Split System: Heat Pump with Remote Outdoor Unit-Air-Source | XP21-036-230/* |  | CX34-49+TDR | 12.5 | 17.2 | 8.2 | Yes | Yes | 2011-01-22 |  | Below V5.0 Req.
FALSE | XP21-036-230-** | 1641 | 4016462 | LENNOX INDUSTRIES, INC. | XP21-036-230/* | HP | Split System: Heat Pump with Remote Outdoor Unit-Air-Source | XP21-036-230/* |  | CX34-49+TDR | 12.5 | 17.2 | 8.2 | Yes | Yes | 2011-01-22 |  | Below V5.0 Req.
FALSE | XP21-036-230-** | 1641 | 4016463 | LENNOX INDUSTRIES, INC. | XP21-036-230/* | HP | Split System: Heat Pump with Remote Outdoor Unit-Air-Source | XP21-036-230/* |  | CX34-49+TDR | 12.2 | 17 | 8.2 | Yes | Yes | 2011-01-22 |  | Below V5.0 Req.
FALSE | XP21-036-230-** | 1641 | 4016464 | LENNOX INDUSTRIES, INC. | XP21-036-230/* | HP | Split System: Heat Pump with Remote Outdoor Unit-Air-Source | XP21-036-230/* |  | CX34-49+TDR | 12.5 | 17.2 | 8.2 | Yes | Yes | 2011-01-22 |  | Below V5.0 Req.
FALSE | XP21-036-230-** | 1641 | 4016465 | LENNOX INDUSTRIES, INC. | XP21-036-230/* | HP | Split System: Heat Pump with Remote Outdoor Unit-Air-Source | XP21-036-230/* |  | CX34-49+TDR | 12.5 | 17.2 | 8.2 | Yes | Yes | 2011-01-22 |  | Below V5.0 Req.
FALSE | XP21-036-230-** | 1641 | 4016472 | LENNOX INDUSTRIES, INC. | XP21-036-230/* | HP | Split System: Heat Pump with Remote Outdoor Unit-Air-Source | XP21-036-230/* |  | CX34-50/60C+TDR | 12.5 | 16.7 | 8.2 | Yes | Yes | 2011-01-22 |  | Below V5.0 Req.
FALSE | XP21-036-230-** | 1641 | 4016477 | LENNOX INDUSTRIES, INC. | XP21-036-230/* | HP | Split System: Heat Pump with Remote Outdoor Unit-Air-Source | XP21-036-230/* |  | CH33-43B+TDR+TXV | 12.5 | 16.7 | 8.2 | Yes | Yes | 2011-01-22 |  | Below V5.0 Req.
FALSE | XP21-036-230-** | 1641 | 4016478 | LENNOX INDUSTRIES, INC. | XP21-036-230/* | HP | Split System: Heat Pump with Remote Outdoor Unit-Air-Source | XP21-036-230/* |  | CH33-43B+TDR+TXV | 12.5 | 16.5 | 8.2 | Yes | Yes | 2011-01-22 |  | Below V5.0 Req.
FALSE | XP21-036-230-** | 1641 | 4016479 | LENNOX INDUSTRIES, INC. | XP21-036-230/* | HP | Split System: Heat Pump with Remote Outdoor Unit-Air-Source | XP21-036-230/* |  | CH33-43B+TDR+TXV | 12.2 | 16.5 | 8.2 | Yes | Yes | 2011-01-22 |  | Below V5.0 Req.
FALSE | XP21-036-230-** | 1641 | 4016482 | LENNOX INDUSTRIES, INC. | XP21-036-230/* | HP | Split System: Heat Pump with Remote Outdoor Unit-Air-Source | XP21-036-230/* |  | CH33-43C+TDR+TXV | 12.2 | 16.7 | 8.2 | Yes | Yes | 2011-01-22 |  | Below V5.0 Req.
FALSE | XP21-036-230-** | 1641 | 4016483 | LENNOX INDUSTRIES, INC. | XP21-036-230/* | HP | Split System: Heat Pump with Remote Outdoor Unit-Air-Source | XP21-036-230/* |  | CH33-43C+TDR+TXV | 12.2 | 16.7 | 8.2 | Yes | Yes | 2011-01-22 |  | Below V5.0 Req.
FALSE | XP21-036-230-** | 1641 | 4016484 | LENNOX INDUSTRIES, INC. | XP21-036-230/* | HP | Split System: Heat Pump with Remote Outdoor Unit-Air-Source | XP21-036-230/* |  | CH33-43C+TDR+TXV | 12.2 | 16.5 | 8.2 | Yes | Yes | 2011-01-22 |  | Below V5.0 Req.
FALSE | XP21-036-230-** | 1641 | 4016486 | LENNOX INDUSTRIES, INC. | XP21-036-230/* | HP | Split System: Heat Pump with Remote Outdoor Unit-Air-Source | XP21-036-230/* |  | CH33-43C+TDR+TXV | 12.5 | 16.7 | 8.2 | Yes | Yes | 2011-01-22 |  | Below V5.0 Req.
FALSE | XP21-036-230-** | 1641 | 4016491 | LENNOX INDUSTRIES, INC. | XP21-036-230/* | HP | Split System: Heat Pump with Remote Outdoor Unit-Air-Source | XP21-036-230/* |  | CH33-44/48+TDR+TXV | 12.2 | 16.2 | 8.2 | Yes | Yes | 2011-01-22 |  | Below V5.0 Req.
FALSE | XP21-036-230-** | 1641 | 4016492 | LENNOX INDUSTRIES, INC. | XP21-036-230/* | HP | Split System: Heat Pump with Remote Outdoor Unit-Air-Source | XP21-036-230/* |  | CH33-44/48+TDR+TXV | 12 | 16.2 | 8.2 | Yes | Yes | 2011-01-22 |  | Below V5.0 Req.
FALSE | XP21-036-230-** | 1641 | 4016495 | LENNOX INDUSTRIES, INC. | XP21-036-230/* | HP | Split System: Heat Pump with Remote Outdoor Unit-Air-Source | XP21-036-230/* |  | CH33-48+TDR+TXV | 12.2 | 16.7 | 8.2 | Yes | Yes | 2011-01-22 |  | Below V5.0 Req.
FALSE | XP21-036-230-** | 1641 | 4016496 | LENNOX INDUSTRIES, INC. | XP21-036-230/* | HP | Split System: Heat Pump with Remote Outdoor Unit-Air-Source | XP21-036-230/* |  | CH33-48+TDR+TXV | 12.2 | 16.7 | 8.2 | Yes | Yes | 2011-01-22 |  | Below V5.0 Req.
FALSE | XP21-036-230-** | 1641 | 4016499 | LENNOX INDUSTRIES, INC. | XP21-036-230/* | HP | Split System: Heat Pump with Remote Outdoor Unit-Air-Source | XP21-036-230/* |  | CH33-48+TDR+TXV | 12.5 | 16.7 | 8.2 | Yes | Yes | 2011-01-22 |  | Below V5.0 Req.
FALSE | XP21-036-230-** | 1641 | 4016521 | LENNOX INDUSTRIES, INC. | XP21-036-230/* | HP | Split System: Heat Pump with Remote Outdoor Unit-Air-Source | XP21-036-230/* |  | CR33-50/60+TDR+TXV | 12.7 | 17.2 | 8.5 | Yes | Yes | 2011-01-22 |  | 1
FALSE | XP21-036-230-** | 1641 | 4016522 | LENNOX INDUSTRIES, INC. | XP21-036-230/* | HP | Split System: Heat Pump with Remote Outdoor Unit-Air-Source | XP21-036-230/* |  | CR33-50/60+TDR+TXV | 12.7 | 17.2 | 8.2 | Yes | Yes | 2011-01-22 |  | Below V5.0 Req.
FALSE | XP21-036-230-** | 1641 | 4016523 | LENNOX INDUSTRIES, INC. | XP21-036-230/* | HP | Split System: Heat Pump with Remote Outdoor Unit-Air-Source | XP21-036-230/* |  | CR33-50/60+TDR+TXV | 12.7 | 17.2 | 8.2 | Yes | Yes | 2011-01-22 |  | Below V5.0 Req.
FALSE | XP21-048-230-** | 1646 | 4016524 | LENNOX INDUSTRIES, INC. | XP21-048-230* | HP | Split System: Heat Pump with Remote Outdoor Unit-Air-Source | XP21-048-230* |  | CBX32MV-048*+TDR | 12.2 | 17 | 8.7 | Yes | Yes | 2011-01-22 |  | 0
FALSE | XP21-048-230-** | 1646 | 4016525 | LENNOX INDUSTRIES, INC. | XP21-048-230* | HP | Split System: Heat Pump with Remote Outdoor Unit-Air-Source | XP21-048-230* |  | CBX32MV-068*+TDR | 12.7 | 17.7 | 9.5 | Yes | Yes | 2011-01-22 |  | 1
FALSE | XP21-048-230-** | 1646 | 4016526 | LENNOX INDUSTRIES, INC. | XP21-048-230* | HP | Split System: Heat Pump with Remote Outdoor Unit-Air-Source | XP21-048-230* |  | CBX40UHV-048*+TDR | 12.2 | 17.2 | 8.7 | Yes | Yes | 2011-01-22 |  | 0
FALSE | XP21-048-230-** | 1646 | 4016527 | LENNOX INDUSTRIES, INC. | XP21-048-230* | HP | Split System: Heat Pump with Remote Outdoor Unit-Air-Source | XP21-048-230* |  | CBX40UHV-060*+TDR | 12.5 | 17.2 | 9.2 | Yes | Yes | 2011-01-22 |  | 1
FALSE | XP21-048-230-** | 1646 | 4016529 | LENNOX INDUSTRIES, INC. | XP21-048-230* | HP | Split System: Heat Pump with Remote Outdoor Unit-Air-Source | XP21-048-230* |  | CBX32M-048*+TDR | 12 | 15.7 | 9 | Yes | Yes | 2011-01-22 |  | 0
FALSE | XP21-048-230-** | 1646 | 4016530 | LENNOX INDUSTRIES, INC. | XP21-048-230* | HP | Split System: Heat Pump with Remote Outdoor Unit-Air-Source | XP21-048-230* |  | CBX27UH-048-230*+TDR | 12.2 | 17.2 | 8.7 | Yes | Yes | 2011-01-22 |  | 0
FALSE | XP21-048-230-** | 1646 | 4016531 | LENNOX INDUSTRIES, INC. | XP21-048-230* | HP | Split System: Heat Pump with Remote Outdoor Unit-Air-Source | XP21-048-230* |  | CBX27UH-060-230*+TDR | 12.5 | 17.5 | 9.7 | Yes | Yes | 2011-01-22 |  | 1
FALSE | XP21-048-230-** | 1646 | 4016533 | LENNOX INDUSTRIES, INC. | XP21-048-230* | HP | Split System: Heat Pump with Remote Outdoor Unit with No Indoor Fan --Air Source | XP21-048-230* |  | CX34-62C+TDR | 12 | 16 | 8.7 | Yes | Yes | 2011-01-22 |  | 0
FALSE | XP21-048-230-** | 1646 | 4016536 | LENNOX INDUSTRIES, INC. | XP21-048-230* | HP | Split System: Heat Pump with Remote Outdoor Unit-Air-Source | XP21-048-230* |  | CH33-49+TDR+TXV | 12 | 16.7 | 8.5 | Yes | Yes | 2011-01-22 |  | 0
FALSE | XP21-048-230-** | 1646 | 4016537 | LENNOX INDUSTRIES, INC. | XP21-048-230* | HP | Split System: Heat Pump with Remote Outdoor Unit-Air-Source | XP21-048-230* |  | CH33-49+TDR+TXV | 12 | 16.5 | 8.5 | Yes | Yes | 2011-01-22 |  | 0
FALSE | XP21-048-230-** | 1646 | 4016538 | LENNOX INDUSTRIES, INC. | XP21-048-230* | HP | Split System: Heat Pump with Remote Outdoor Unit-Air-Source | XP21-048-230* |  | CH33-49+TDR+TXV | 12.2 | 16.7 | 8.5 | Yes | Yes | 2011-01-22 |  | 0
FALSE | XP21-048-230-** | 1646 | 4016539 | LENNOX INDUSTRIES, INC. | XP21-048-230* | HP | Split System: Heat Pump with Remote Outdoor Unit-Air-Source | XP21-048-230* |  | CH33-49+TDR+TXV | 12 | 16.7 | 8.5 | Yes | Yes | 2011-01-22 |  | 0
FALSE | XP21-048-230-** | 1646 | 4016540 | LENNOX INDUSTRIES, INC. | XP21-048-230* | HP | Split System: Heat Pump with Remote Outdoor Unit-Air-Source | XP21-048-230* |  | CH33-49+TDR+TXV | 12.2 | 17 | 8.7 | Yes | Yes | 2011-01-22 |  | 0
FALSE | XP21-048-230-** | 1646 | 4016541 | LENNOX INDUSTRIES, INC. | XP21-048-230* | HP | Split System: Heat Pump with Remote Outdoor Unit-Air-Source | XP21-048-230* |  | CH33-49+TDR+TXV | 12.2 | 16.7 | 8.7 | Yes | Yes | 2011-01-22 |  | 0
FALSE | XP21-048-230-** | 1646 | 4016563 | LENNOX INDUSTRIES, INC. | XP21-048-230* | HP | Split System: Heat Pump with Remote Outdoor Unit-Air-Source | XP21-048-230* |  | CR33-50/60+TDR+TXV | 12.2 | 16.5 | 9 | Yes | Yes | 2011-01-22 |  | 0
FALSE | XP21-048-230-** | 1646 | 4016568 | LENNOX INDUSTRIES, INC. | XP21-048-230* | HP | Split System: Heat Pump with Remote Outdoor Unit-Air-Source | XP21-048-230* |  | CR33-60+TDR+TXV | 12.2 | 16.7 | 9 | Yes | Yes | 2011-01-22 |  | 0
TRUE | XP21-048-230* | 1646 | 4016572 | LENNOX INDUSTRIES, INC. | XP21-048-230* | HP | Split System: Heat Pump with Remote Outdoor Unit-Air-Source | XP21-048-230* |  | CBX32MV-060*+TDR | 12.5 | 17.5 | 9.2 | Yes | Yes | 2011-01-22 |  | 1
FALSE | XP21-048-230-** | 1646 | 4016573 | LENNOX INDUSTRIES, INC. | XP21-048-230* | HP | Split System: Heat Pump with Remote Outdoor Unit-Air-Source | XP21-048-230* |  | CX34-49+TDR | 12 | 16.7 | 9 | Yes | Yes | 2011-01-22 |  | 0
FALSE | XP21-048-230-** | 1646 | 4016574 | LENNOX INDUSTRIES, INC. | XP21-048-230* | HP | Split System: Heat Pump with Remote Outdoor Unit-Air-Source | XP21-048-230* |  | CX34-49+TDR | 12 | 16.5 | 9 | Yes | Yes | 2011-01-22 |  | 0
FALSE | XP21-048-230-** | 1646 | 4016575 | LENNOX INDUSTRIES, INC. | XP21-048-230* | HP | Split System: Heat Pump with Remote Outdoor Unit-Air-Source | XP21-048-230* |  | CX34-49+TDR | 12.2 | 16.7 | 9.2 | Yes | Yes | 2011-01-22 |  | 0
FALSE | XP21-048-230-** | 1646 | 4016576 | LENNOX INDUSTRIES, INC. | XP21-048-230* | HP | Split System: Heat Pump with Remote Outdoor Unit-Air-Source | XP21-048-230* |  | CX34-49+TDR | 12 | 16.7 | 9 | Yes | Yes | 2011-01-22 |  | 0
FALSE | XP21-048-230-** | 1646 | 4016577 | LENNOX INDUSTRIES, INC. | XP21-048-230* | HP | Split System: Heat Pump with Remote Outdoor Unit-Air-Source | XP21-048-230* |  | CX34-49+TDR | 12.2 | 17 | 9.2 | Yes | Yes | 2011-01-22 |  | 0
FALSE | XP21-048-230-** | 1646 | 4016578 | LENNOX INDUSTRIES, INC. | XP21-048-230* | HP | Split System: Heat Pump with Remote Outdoor Unit-Air-Source | XP21-048-230* |  | CX34-49+TDR | 12.2 | 16.7 | 9.2 | Yes | Yes | 2011-01-22 |  | 0
FALSE | XP21-048-230-** | 1646 | 4016582 | LENNOX INDUSTRIES, INC. | XP21-048-230* | HP | Split System: Heat Pump with Remote Outdoor Unit-Air-Source | XP21-048-230* |  | CX34-62C+TDR | 12.5 | 17.2 | 9.2 | Yes | Yes | 2011-01-22 |  | 1
FALSE | XP21-048-230-** | 1646 | 4016583 | LENNOX INDUSTRIES, INC. | XP21-048-230* | HP | Split System: Heat Pump with Remote Outdoor Unit-Air-Source | XP21-048-230* |  | CX34-62C+TDR | 12.5 | 17.2 | 9.2 | Yes | Yes | 2011-01-22 |  | 1
FALSE | XP21-048-230-** | 1646 | 4016584 | LENNOX INDUSTRIES, INC. | XP21-048-230* | HP | Split System: Heat Pump with Remote Outdoor Unit-Air-Source | XP21-048-230* |  | CX34-62C+TDR | 12.5 | 17.5 | 9.2 | Yes | Yes | 2011-01-22 |  | 1
FALSE | XP21-048-230-** | 1646 | 4016585 | LENNOX INDUSTRIES, INC. | XP21-048-230* | HP | Split System: Heat Pump with Remote Outdoor Unit-Air-Source | XP21-048-230* |  | CX34-62C+TDR | 12.5 | 17.2 | 9.2 | Yes | Yes | 2011-01-22 |  | 1
FALSE | XP21-048-230-** | 1646 | 4016586 | LENNOX INDUSTRIES, INC. | XP21-048-230* | HP | Split System: Heat Pump with Remote Outdoor Unit-Air-Source | XP21-048-230* |  | CX34-62C+TDR | 12.7 | 17.7 | 9.2 | Yes | Yes | 2011-01-22 |  | 1
FALSE | XP21-048-230-** | 1646 | 4016587 | LENNOX INDUSTRIES, INC. | XP21-048-230* | HP | Split System: Heat Pump with Remote Outdoor Unit-Air-Source | XP21-048-230* |  | CX34-62C+TDR | 12.7 | 17.5 | 9.2 | Yes | Yes | 2011-01-22 |  | 1
FALSE | XP21-048-230-** | 1646 | 4016591 | LENNOX INDUSTRIES, INC. | XP21-048-230* | HP | Split System: Heat Pump with Remote Outdoor Unit-Air-Source | XP21-048-230* |  | CX34-62D+TDR | 12.2 | 17 | 9.2 | Yes | Yes | 2011-01-22 |  | 0
FALSE | XP21-048-230-** | 1646 | 4016592 | LENNOX INDUSTRIES, INC. | XP21-048-230* | HP | Split System: Heat Pump with Remote Outdoor Unit-Air-Source | XP21-048-230* |  | CX34-62D+TDR | 12.2 | 17 | 9.2 | Yes | Yes | 2011-01-22 |  | 0
FALSE | XP21-048-230-** | 1646 | 4016593 | LENNOX INDUSTRIES, INC. | XP21-048-230* | HP | Split System: Heat Pump with Remote Outdoor Unit-Air-Source | XP21-048-230* |  | CX34-62D+TDR | 12.2 | 17 | 9.2 | Yes | Yes | 2011-01-22 |  | 0
FALSE | TPA036H4N*G | 1588 | 4021118 | LENNOX INDUSTRIES, INC. | 14HPX-036-230* | HP | Split System: Heat Pump with Remote Outdoor Unit-Air-Source | 14HPX-036-230* |  | C33-38+TDR+TXV | 12.5 | 14.5 | 8.2 | Yes | Yes | 2011-01-22 |  | Below V5.0 Req.
FALSE | TPA036H4N*G | 1588 | 4021119 | LENNOX INDUSTRIES, INC. | 14HPX-036-230* | HP | Split System: Heat Pump with Remote Outdoor Unit-Air-Source | 14HPX-036-230* |  | C33-43+TDR+TXV | 13 | 14.5 | 8.2 | Yes | Yes | 2011-01-22 |  | Below V5.0 Req.
FALSE | TPA036H4N*G | 1588 | 4021120 | LENNOX INDUSTRIES, INC. | 14HPX-036-230* | HP | Split System: Heat Pump with Remote Outdoor Unit-Air-Source | 14HPX-036-230* |  | C33-43+TDR+TXV | 13 | 15 | 8.2 | Yes | Yes | 2011-01-22 |  | Below V5.0 Req.
FALSE | TPA036H4N*G | 1588 | 4021143 | LENNOX INDUSTRIES, INC. | 14HPX-036-230* | HP | Split System: Heat Pump with Remote Outdoor Unit-Air-Source | 14HPX-036-230* |  | CR33-50/60+TDR+TXV | 13 | 15 | 9 | Yes | Yes | 2011-01-22 |  | 1
FALSE | TPA036H4N*G | 1588 | 4021144 | LENNOX INDUSTRIES, INC. | 14HPX-036-230* | HP | Split System: Heat Pump with Remote Outdoor Unit-Air-Source | 14HPX-036-230* |  | CX34-38+TDR | 12.5 | 14.5 | 8.2 | Yes | Yes | 2011-01-22 |  | Below V5.0 Req.
FALSE | TPA036H4N*G | 1588 | 4021145 | LENNOX INDUSTRIES, INC. | 14HPX-036-230* | HP | Split System: Heat Pump with Remote Outdoor Unit-Air-Source | 14HPX-036-230* |  | CX34-43+TDR | 13 | 14.5 | 8.2 | Yes | Yes | 2011-01-22 |  | Below V5.0 Req.
FALSE | TPA036H4N*G | 1588 | 4021146 | LENNOX INDUSTRIES, INC. | 14HPX-036-230* | HP | Split System: Heat Pump with Remote Outdoor Unit-Air-Source | 14HPX-036-230* |  | CX34-43+TDR | 13 | 15 | 8.2 | Yes | Yes | 2011-01-22 |  | Below V5.0 Req.
FALSE | TPA036H4N*G | 1588 | 4021147 | LENNOX INDUSTRIES, INC. | 14HPX-036-230* | HP | Split System: Heat Pump with Remote Outdoor Unit-Air-Source | 14HPX-036-230* |  | CX34-43+TDR | 13 | 15.5 | 8.2 | Yes | Yes | 2011-01-22 |  | Below V5.0 Req.
FALSE | TPA036H4N*G | 1588 | 4021151 | LENNOX INDUSTRIES, INC. | 14HPX-036-230* | HP | Split System: Heat Pump with Remote Outdoor Unit-Air-Source | 14HPX-036-230* |  | CX34-49+TDR | 13.5 | 15.5 | 8.2 | Yes | Yes | 2011-01-22 |  | Below V5.0 Req.
FALSE | TPA036H4N*G | 1588 | 4021152 | LENNOX INDUSTRIES, INC. | 14HPX-036-230* | HP | Split System: Heat Pump with Remote Outdoor Unit-Air-Source | 14HPX-036-230* |  | CX34-49+TDR | 13.5 | 15.5 | 8.2 | Yes | Yes | 2011-01-22 |  | Below V5.0 Req.
FALSE | TPA036H4N*G | 1588 | 4021153 | LENNOX INDUSTRIES, INC. | 14HPX-036-230* | HP | Split System: Heat Pump with Remote Outdoor Unit-Air-Source | 14HPX-036-230* |  | CX34-50/60C+TDR | 13 | 15 | 8.2 | Yes | Yes | 2011-01-22 |  | Below V5.0 Req.
FALSE | TPA036H4N*G | 1588 | 4021154 | LENNOX INDUSTRIES, INC. | 14HPX-036-230* | HP | Split System: Heat Pump with Remote Outdoor Unit-Air-Source | 14HPX-036-230* |  | CX34-50/60C+TDR | 13 | 15 | 8.2 | Yes | Yes | 2011-01-22 |  | Below V5.0 Req.
FALSE | TPA042H4N*G | 1606 | 4021155 | LENNOX INDUSTRIES, INC. | 14HPX-042-230* | HP | Split System: Heat Pump with Remote Outdoor Unit-Air-Source | 14HPX-042-230* |  | C33-49+TDR+TXV | 12.5 | 14.5 | 9 | Yes | Yes | 2011-01-22 |  | 0
FALSE | TPA042H4N*G | 1606 | 4021156 | LENNOX INDUSTRIES, INC. | 14HPX-042-230* | HP | Split System: Heat Pump with Remote Outdoor Unit-Air-Source | 14HPX-042-230* |  | C33-49+TDR+TXV | 12.5 | 14.5 | 9 | Yes | Yes | 2011-01-22 |  | 0
FALSE | TPA042H4N*G | 1606 | 4021157 | LENNOX INDUSTRIES, INC. | 14HPX-042-230* | HP | Split System: Heat Pump with Remote Outdoor Unit-Air-Source | 14HPX-042-230* |  | C33-49+TDR+TXV | 12.5 | 14.5 | 9 | Yes | Yes | 2011-01-22 |  | 0
FALSE | TPA042H4N*G | 1606 | 4021158 | LENNOX INDUSTRIES, INC. | 14HPX-042-230* | HP | Split System: Heat Pump with Remote Outdoor Unit-Air-Source | 14HPX-042-230* |  | C33-49+TDR+TXV | 12.5 | 15 | 9 | Yes | Yes | 2011-01-22 |  | 1
FALSE | TPA042H4N*G | 1606 | 4021159 | LENNOX INDUSTRIES, INC. | 14HPX-042-230* | HP | Split System: Heat Pump with Remote Outdoor Unit-Air-Source | 14HPX-042-230* |  | C33-60D+TDR+TXV | 12.5 | 15 | 9.2 | Yes | Yes | 2011-01-22 |  | 1
FALSE | TPA042H4N*G | 1606 | 4021160 | LENNOX INDUSTRIES, INC. | 14HPX-042-230* | HP | Split System: Heat Pump with Remote Outdoor Unit-Air-Source | 14HPX-042-230* |  | C33-62C+TDR+TXV | 12.5 | 15 | 9.2 | Yes | Yes | 2011-01-22 |  | 1
FALSE | TPA042H4N*G | 1606 | 4021161 | LENNOX INDUSTRIES, INC. | 14HPX-042-230* | HP | Split System: Heat Pump with Remote Outdoor Unit-Air-Source | 14HPX-042-230* |  | C33-62C+TDR+TXV | 12.5 | 15 | 9.2 | Yes | Yes | 2011-01-22 |  | 1
FALSE | TPA042H4N*G | 1606 | 4021162 | LENNOX INDUSTRIES, INC. | 14HPX-042-230* | HP | Split System: Heat Pump with Remote Outdoor Unit-Air-Source | 14HPX-042-230* |  | C33-62C+TDR+TXV | 12.5 | 15 | 9.5 | Yes | Yes | 2011-01-22 |  | 1
FALSE | TPA042H4N*G | 1606 | 4021183 | LENNOX INDUSTRIES, INC. | 14HPX-042-230* | HP | Split System: Heat Pump with Remote Outdoor Unit-Air-Source | 14HPX-042-230* |  | CX34-49+TDR | 12.5 | 15 | 9 | Yes | Yes | 2011-01-22 |  | 1
FALSE | TPA042H4N*G | 1606 | 4021184 | LENNOX INDUSTRIES, INC. | 14HPX-042-230* | HP | Split System: Heat Pump with Remote Outdoor Unit-Air-Source | 14HPX-042-230* |  | CX34-60D+TDR | 12.5 | 15 | 9.2 | Yes | Yes | 2011-01-22 |  | 1
FALSE | TPA042H4N*G | 1606 | 4021185 | LENNOX INDUSTRIES, INC. | 14HPX-042-230* | HP | Split System: Heat Pump with Remote Outdoor Unit-Air-Source | 14HPX-042-230* |  | CX34-62C+TDR | 12.5 | 15 | 9.2 | Yes | Yes | 2011-01-22 |  | 1
FALSE | TPA042H4N*G | 1606 | 4021186 | LENNOX INDUSTRIES, INC. | 14HPX-042-230* | HP | Split System: Heat Pump with Remote Outdoor Unit-Air-Source | 14HPX-042-230* |  | CX34-62C+TDR | 12.5 | 15 | 9.2 | Yes | Yes | 2011-01-22 |  | 1
FALSE | TPA042H4N*G | 1606 | 4021187 | LENNOX INDUSTRIES, INC. | 14HPX-042-230* | HP | Split System: Heat Pump with Remote Outdoor Unit-Air-Source | 14HPX-042-230* |  | CX34-62C+TDR | 12.5 | 15 | 9.5 | Yes | Yes | 2011-01-22 |  | 1
FALSE | TPA042H4N*G | 1606 | 4021188 | LENNOX INDUSTRIES, INC. | 14HPX-042-230* | HP | Split System: Heat Pump with Remote Outdoor Unit-Air-Source | 14HPX-042-230* |  | CX34-62C+TDR | 13 | 15 | 9.5 | Yes | Yes | 2011-01-22 |  | 1
FALSE | TPA042H4N*G | 1606 | 4021189 | LENNOX INDUSTRIES, INC. | 14HPX-042-230* | HP | Split System: Heat Pump with Remote Outdoor Unit-Air-Source | 14HPX-042-230* |  | CX34-62D+TDR | 13 | 15 | 9.2 | Yes | Yes | 2011-01-22 |  | 1
FALSE | TPA048H4N*G | 1610 | 4021190 | LENNOX INDUSTRIES, INC. | 14HPX-048-230* | HP | Split System: Heat Pump with Remote Outdoor Unit-Air-Source | 14HPX-048-230* |  | C33-49+TDR+TXV | 12 | 14.5 | 8.2 | Yes | Yes | 2011-01-22 |  | Below V5.0 Req.
FALSE | TPA048H4N*G | 1610 | 4021191 | LENNOX INDUSTRIES, INC. | 14HPX-048-230* | HP | Split System: Heat Pump with Remote Outdoor Unit-Air-Source | 14HPX-048-230* |  | C33-49+TDR+TXV | 12.5 | 14.5 | 8.2 | Yes | Yes | 2011-01-22 |  | Below V5.0 Req.
FALSE | TPA048H4N*G | 1610 | 4021192 | LENNOX INDUSTRIES, INC. | 14HPX-048-230* | HP | Split System: Heat Pump with Remote Outdoor Unit-Air-Source | 14HPX-048-230* |  | C33-49+TDR+TXV | 12 | 14.5 | 8.2 | Yes | Yes | 2011-01-22 |  | Below V5.0 Req.
FALSE | TPA048H4N*G | 1610 | 4021193 | LENNOX INDUSTRIES, INC. | 14HPX-048-230* | HP | Split System: Heat Pump with Remote Outdoor Unit-Air-Source | 14HPX-048-230* |  | C33-60D+TDR+TXV | 12.5 | 14.5 | 8.5 | Yes | Yes | 2011-01-22 |  | 0
FALSE | TPA048H4N*G | 1610 | 4021194 | LENNOX INDUSTRIES, INC. | 14HPX-048-230* | HP | Split System: Heat Pump with Remote Outdoor Unit-Air-Source | 14HPX-048-230* |  | C33-62C+TDR+TXV | 12.5 | 14.5 | 8.7 | Yes | Yes | 2011-01-22 |  | 0
FALSE | TPA048H4N*G | 1610 | 4021195 | LENNOX INDUSTRIES, INC. | 14HPX-048-230* | HP | Split System: Heat Pump with Remote Outdoor Unit-Air-Source | 14HPX-048-230* |  | C33-62C+TDR+TXV | 12.5 | 14.5 | 8.7 | Yes | Yes | 2011-01-22 |  | 0
FALSE | TPA048H4N*G | 1610 | 4021196 | LENNOX INDUSTRIES, INC. | 14HPX-048-230* | HP | Split System: Heat Pump with Remote Outdoor Unit-Air-Source | 14HPX-048-230* |  | C33-62C+TDR+TXV | 12.5 | 14.5 | 8.7 | Yes | Yes | 2011-01-22 |  | 0
FALSE | TPA048H4N*G | 1610 | 4021197 | LENNOX INDUSTRIES, INC. | 14HPX-048-230* | HP | Split System: Heat Pump with Remote Outdoor Unit-Air-Source | 14HPX-048-230* |  | C33-62D+TDR+TXV | 12.5 | 14.5 | 8.5 | Yes | Yes | 2011-01-22 |  | 0
FALSE | TPA048H4N*G | 1610 | 4021201 | LENNOX INDUSTRIES, INC. | 14HPX-048-230* | HP | Split System: Heat Pump with Remote Outdoor Unit-Air-Source | 14HPX-048-230* |  | CH33-60D+TDR+TXV | 12.5 | 14.5 | 8.5 | Yes | Yes | 2011-01-22 |  | 0
FALSE | TPA048H4N*G | 1610 | 4021202 | LENNOX INDUSTRIES, INC. | 14HPX-048-230* | HP | Split System: Heat Pump with Remote Outdoor Unit-Air-Source | 14HPX-048-230* |  | CH33-62D+TDR+TXV | 12.5 | 14.5 | 8.5 | Yes | Yes | 2011-01-22 |  | 0
FALSE | TPA036H4N*G | 1588 | 4021698 | LENNOX INDUSTRIES, INC. | XP14-036-230* | HP | Split System: Heat Pump with Remote Outdoor Unit-Air-Source | XP14-036-230* |  | C33-38+TDR+TXV | 12.7 | 14.7 | 8.2 | Yes | Yes | 2011-01-22 |  | Below V5.0 Req.
FALSE | TPA036H4N*G | 1588 | 4021699 | LENNOX INDUSTRIES, INC. | XP14-036-230* | HP | Split System: Heat Pump with Remote Outdoor Unit-Air-Source | XP14-036-230* |  | C33-43+TDR+TXV | 13 | 14.7 | 8.2 | Yes | Yes | 2011-01-22 |  | Below V5.0 Req.
FALSE | TPA036H4N*G | 1588 | 4021700 | LENNOX INDUSTRIES, INC. | XP14-036-230* | HP | Split System: Heat Pump with Remote Outdoor Unit-Air-Source | XP14-036-230* |  | C33-43+TDR+TXV | 13.2 | 15.2 | 8.2 | Yes | Yes | 2011-01-22 |  | Below V5.0 Req.
FALSE | TPA036H4N*G | 1588 | 4021701 | LENNOX INDUSTRIES, INC. | XP14-036-230* | HP | Split System: Heat Pump with Remote Outdoor Unit-Air-Source | XP14-036-230* |  | C33-43+TDR+TXV | 13.2 | 15.5 | 8.2 | Yes | Yes | 2011-01-22 |  | Below V5.0 Req.
FALSE | TPA036H4N*G | 1588 | 4021705 | LENNOX INDUSTRIES, INC. | XP14-036-230* | HP | Split System: Heat Pump with Remote Outdoor Unit-Air-Source | XP14-036-230* |  | C33-49+TDR+TXV | 13.5 | 15.5 | 8.2 | Yes | Yes | 2011-01-22 |  | Below V5.0 Req.
FALSE | TPA036H4N*G | 1588 | 4021706 | LENNOX INDUSTRIES, INC. | XP14-036-230* | HP | Split System: Heat Pump with Remote Outdoor Unit-Air-Source | XP14-036-230* |  | C33-49+TDR+TXV | 13.5 | 15.5 | 8.2 | Yes | Yes | 2011-01-22 |  | Below V5.0 Req.
FALSE | TPA036H4N*G | 1588 | 4021707 | LENNOX INDUSTRIES, INC. | XP14-036-230* | HP | Split System: Heat Pump with Remote Outdoor Unit-Air-Source | XP14-036-230* |  | C33-50/60C+TDR+TXV | 13.2 | 15.2 | 8.2 | Yes | Yes | 2011-01-22 |  | Below V5.0 Req.
FALSE | TPA036H4N*G | 1588 | 4021708 | LENNOX INDUSTRIES, INC. | XP14-036-230* | HP | Split System: Heat Pump with Remote Outdoor Unit-Air-Source | XP14-036-230* |  | C33-50/60C+TDR+TXV | 13.2 | 15.2 | 8.2 | Yes | Yes | 2011-01-22 |  | Below V5.0 Req.
FALSE | TPA036H4N*G | 1588 | 4021709 | LENNOX INDUSTRIES, INC. | XP14-036-230* | HP | Split System: Heat Pump with Remote Outdoor Unit-Air-Source | XP14-036-230* |  | CH33-43+TDR+TXV | 13 | 15 | 8.2 | Yes | Yes | 2011-01-22 |  | Below V5.0 Req.
FALSE | TPA036H4N*G | 1588 | 4021710 | LENNOX INDUSTRIES, INC. | XP14-036-230* | HP | Split System: Heat Pump with Remote Outdoor Unit-Air-Source | XP14-036-230* |  | CH33-43+TDR+TXV | 13.2 | 15.5 | 8.2 | Yes | Yes | 2011-01-22 |  | Below V5.0 Req.
FALSE | TPA036H4N*G | 1588 | 4021733 | LENNOX INDUSTRIES, INC. | XP14-036-230* | HP | Split System: Heat Pump with Remote Outdoor Unit-Air-Source | XP14-036-230* |  | CX34-50/60C+TDR | 13.2 | 15.2 | 8.2 | Yes | Yes | 2011-01-22 |  | Below V5.0 Req.
FALSE | TPA036H4N*G | 1588 | 4021734 | LENNOX INDUSTRIES, INC. | XP14-036-230* | HP | Split System: Heat Pump with Remote Outdoor Unit-Air-Source | XP14-036-230* |  | CX34-50/60C+TDR | 13.2 | 15.2 | 8.2 | Yes | Yes | 2011-01-22 |  | Below V5.0 Req.
FALSE | TPA042H4N*G | 1606 | 4021735 | LENNOX INDUSTRIES, INC. | XP14-042-230* | HP | Split System: Heat Pump with Remote Outdoor Unit-Air-Source | XP14-042-230* |  | C33-49+TDR+TXV | 12.5 | 14.7 | 9 | Yes | Yes | 2011-01-22 |  | 0
FALSE | TPA042H4N*G | 1606 | 4021736 | LENNOX INDUSTRIES, INC. | XP14-042-230* | HP | Split System: Heat Pump with Remote Outdoor Unit-Air-Source | XP14-042-230* |  | C33-49+TDR+TXV | 12.7 | 14.7 | 9 | Yes | Yes | 2011-01-22 |  | 0
FALSE | TPA042H4N*G | 1606 | 4021737 | LENNOX INDUSTRIES, INC. | XP14-042-230* | HP | Split System: Heat Pump with Remote Outdoor Unit-Air-Source | XP14-042-230* |  | C33-49+TDR+TXV | 12.7 | 14.7 | 9 | Yes | Yes | 2011-01-22 |  | 0
FALSE | TPA042H4N*G | 1606 | 4021738 | LENNOX INDUSTRIES, INC. | XP14-042-230* | HP | Split System: Heat Pump with Remote Outdoor Unit-Air-Source | XP14-042-230* |  | C33-49+TDR+TXV | 12.7 | 15 | 9 | Yes | Yes | 2011-01-22 |  | 1
FALSE | TPA042H4N*G | 1606 | 4021739 | LENNOX INDUSTRIES, INC. | XP14-042-230* | HP | Split System: Heat Pump with Remote Outdoor Unit-Air-Source | XP14-042-230* |  | C33-60D+TDR+TXV | 12.7 | 15 | 9.2 | Yes | Yes | 2011-01-22 |  | 1
FALSE | TPA042H4N*G | 1606 | 4021740 | LENNOX INDUSTRIES, INC. | XP14-042-230* | HP | Split System: Heat Pump with Remote Outdoor Unit-Air-Source | XP14-042-230* |  | C33-62C+TDR+TXV | 12.7 | 15 | 9.2 | Yes | Yes | 2011-01-22 |  | 1
FALSE | TPA042H4N*G | 1606 | 4021741 | LENNOX INDUSTRIES, INC. | XP14-042-230* | HP | Split System: Heat Pump with Remote Outdoor Unit-Air-Source | XP14-042-230* |  | C33-62C+TDR+TXV | 12.7 | 15 | 9.2 | Yes | Yes | 2011-01-22 |  | 1
FALSE | TPA042H4N*G | 1606 | 4021742 | LENNOX INDUSTRIES, INC. | XP14-042-230* | HP | Split System: Heat Pump with Remote Outdoor Unit-Air-Source | XP14-042-230* |  | C33-62C+TDR+TXV | 12.7 | 15 | 9.5 | Yes | Yes | 2011-01-22 |  | 1
FALSE | TPA042H4N*G | 1606 | 4021743 | LENNOX INDUSTRIES, INC. | XP14-042-230* | HP | Split System: Heat Pump with Remote Outdoor Unit-Air-Source | XP14-042-230* |  | C33-62C+TDR+TXV | 13 | 15.2 | 9.5 | Yes | Yes | 2011-01-22 |  | 1
FALSE | TPA042H4N*G | 1606 | 4021744 | LENNOX INDUSTRIES, INC. | XP14-042-230* | HP | Split System: Heat Pump with Remote Outdoor Unit-Air-Source | XP14-042-230* |  | C33-62D+TDR+TXV | 13 | 15 | 9.2 | Yes | Yes | 2011-01-22 |  | 1
FALSE | TPA042H4N*G | 1606 | 4021746 | LENNOX INDUSTRIES, INC. | XP14-042-230* | HP | Split System: Heat Pump with Remote Outdoor Unit-Air-Source | XP14-042-230* |  | CH33-43+TDR+TXV | 12.5 | 14.7 | 8.7 | Yes | Yes | 2011-01-22 |  | 0
FALSE | TPA042H4N*G | 1606 | 4021747 | LENNOX INDUSTRIES, INC. | XP14-042-230* | HP | Split System: Heat Pump with Remote Outdoor Unit-Air-Source | XP14-042-230* |  | CH33-43+TDR+TXV | 12.7 | 14.7 | 9 | Yes | Yes | 2011-01-22 |  | 0
FALSE | TPA042H4N*G | 1606 | 4021748 | LENNOX INDUSTRIES, INC. | XP14-042-230* | HP | Split System: Heat Pump with Remote Outdoor Unit-Air-Source | XP14-042-230* |  | CH33-43+TDR+TXV | 12.7 | 14.7 | 9 | Yes | Yes | 2011-01-22 |  | 0
FALSE | TPA042H4N*G | 1606 | 4021749 | LENNOX INDUSTRIES, INC. | XP14-042-230* | HP | Split System: Heat Pump with Remote Outdoor Unit-Air-Source | XP14-042-230* |  | CH33-43+TDR+TXV | 12.7 | 14.7 | 9 | Yes | Yes | 2011-01-22 |  | 0
FALSE | TPA042H4N*G | 1606 | 4021750 | LENNOX INDUSTRIES, INC. | XP14-042-230* | HP | Split System: Heat Pump with Remote Outdoor Unit-Air-Source | XP14-042-230* |  | CH33-50/60C+TDR+TXV | 12.5 | 14.5 | 9 | Yes | Yes | 2011-01-22 |  | 0
FALSE | TPA042H4N*G | 1606 | 4021751 | LENNOX INDUSTRIES, INC. | XP14-042-230* | HP | Split System: Heat Pump with Remote Outdoor Unit-Air-Source | XP14-042-230* |  | CH33-50/60C+TDR+TXV | 12.5 | 14.7 | 9 | Yes | Yes | 2011-01-22 |  | 0
FALSE | TPA060H4N*Y | 1623 | 4021792 | LENNOX INDUSTRIES, INC. | XP14-060-230* | HP | Split System: Heat Pump with Remote Outdoor Unit-Air-Source | XP14-060-230* |  | C33-62C+TDR+TXV | 12 | 14.5 | 8.5 | Yes | Yes | 2011-01-22 |  | 0
FALSE | TPA060H4N*Y | 1623 | 4021794 | LENNOX INDUSTRIES, INC. | XP14-060-230* | HP | Split System: Heat Pump with Remote Outdoor Unit-Air-Source | XP14-060-230* |  | C33-62D+TDR+TXV | 12 | 14.5 | 8.2 | Yes | Yes | 2011-01-22 |  | Below V5.0 Req.
FALSE | TPA060H4N*Y | 1623 | 4021800 | LENNOX INDUSTRIES, INC. | XP14-060-230* | HP | Split System: Heat Pump with Remote Outdoor Unit-Air-Source | XP14-060-230* |  | CX34-62C+TDR | 12 | 14.5 | 8.5 | Yes | Yes | 2011-01-22 |  | 0
FALSE | TPA060H4N*Y | 1623 | 4021802 | LENNOX INDUSTRIES, INC. | XP14-060-230* | HP | Split System: Heat Pump with Remote Outdoor Unit-Air-Source | XP14-060-230* |  | CX34-62D+TDR | 12 | 14.5 | 8.2 | Yes | Yes | 2011-01-22 |  | Below V5.0 Req.
FALSE | SPB060H4S48Y | 1652 | 4021977 | LENNOX INDUSTRIES, INC. | XP16-060-230-05 | HP | Split System: Heat Pump with Remote Outdoor Unit-Air-Source | XP16-060-230-05 |  | CX34-62D+TDR | 12 | 15.7 | 8.7 | Yes | Yes | 2011-01-22 |  | 0
FALSE | XP17-024-230* | 1566 | 4022033 | LENNOX INDUSTRIES, INC. | XP17-024-230* | HP | Split System: Heat Pump with Remote Outdoor Unit-Air-Source | XP17-024-230* |  | CX34-31+TDR | 14.2 | 17.2 | 9 | Yes | Yes | 2011-01-22 |  | 2
FALSE | XP17-024-230* | 1566 | 4022037 | LENNOX INDUSTRIES, INC. | XP17-024-230* | HP | Split System: Heat Pump with Remote Outdoor Unit-Air-Source | XP17-024-230* |  | CR33-48+TDR+TXV | 13 | 15.7 | 9.2 | Yes | Yes | 2011-01-22 |  | 1
FALSE | XP17-030-230* | 1581 | 4022038 | LENNOX INDUSTRIES, INC. | XP17-030-230* | HP | Split System: Heat Pump with Remote Outdoor Unit-Air-Source | XP17-030-230* |  | CX34-31+TDR | 13.5 | 16.2 | 8.7 | Yes | Yes | 2011-01-22 |  | 1
FALSE | XP17-030-230* | 1581 | 4022039 | LENNOX INDUSTRIES, INC. | XP17-030-230* | HP | Split System: Heat Pump with Remote Outdoor Unit-Air-Source | XP17-030-230* |  | CX34-38+TDR | 13.5 | 16.2 | 8.7 | Yes | Yes | 2011-01-22 |  | 1
FALSE | XP17-030-230* | 1581 | 4022040 | LENNOX INDUSTRIES, INC. | XP17-030-230* | HP | Split System: Heat Pump with Remote Outdoor Unit-Air-Source | XP17-030-230* |  | CX34-43+TDR | 13.5 | 16.2 | 8.7 | Yes | Yes | 2011-01-22 |  | 1
FALSE | XP17-030-230* | 1581 | 4022041 | LENNOX INDUSTRIES, INC. | XP17-030-230* | HP | Split System: Heat Pump with Remote Outdoor Unit-Air-Source | XP17-030-230* |  | CX34-43+TDR | 14 | 16.7 | 8.7 | Yes | Yes | 2011-01-22 |  | 1
FALSE | XP17-030-230* | 1581 | 4022042 | LENNOX INDUSTRIES, INC. | XP17-030-230* | HP | Split System: Heat Pump with Remote Outdoor Unit-Air-Source | XP17-030-230* |  | CH33-31+TDR+TXV | 13.5 | 16.2 | 8.7 | Yes | Yes | 2011-01-22 |  | 1
FALSE | XP17-030-230* | 1581 | 4022043 | LENNOX INDUSTRIES, INC. | XP17-030-230* | HP | Split System: Heat Pump with Remote Outdoor Unit-Air-Source | XP17-030-230* |  | CH33-43+TDR+TXV | 13.7 | 16.5 | 9 | Yes | Yes | 2011-01-22 |  | 2
FALSE | XP17-030-230* | 1581 | 4022044 | LENNOX INDUSTRIES, INC. | XP17-030-230* | HP | Split System: Heat Pump with Remote Outdoor Unit-Air-Source | XP17-030-230* |  | CH33-43+TDR+TXV | 14 | 16.7 | 8.7 | Yes | Yes | 2011-01-22 |  | 1
FALSE | XP17-030-230* | 1581 | 4022045 | LENNOX INDUSTRIES, INC. | XP17-030-230* | HP | Split System: Heat Pump with Remote Outdoor Unit-Air-Source | XP17-030-230* |  | CH33-43+TDR+TXV | 14 | 16.7 | 8.7 | Yes | Yes | 2011-01-22 |  | 1
FALSE | XP17-030-230* | 1581 | 4022046 | LENNOX INDUSTRIES, INC. | XP17-030-230* | HP | Split System: Heat Pump with Remote Outdoor Unit-Air-Source | XP17-030-230* |  | CH33-44/48B-2F | 13.5 | 16.2 | 8.7 | Yes | Yes | 2011-01-22 |  | 1
FALSE | XP17-036-230* | 1590 | 4022069 | LENNOX INDUSTRIES, INC. | XP17-036-230* | HP | Split System: Heat Pump with Remote Outdoor Unit-Air-Source | XP17-036-230* |  | CH33-43+TDR+TXV | 13 | 15.7 | 8.2 | Yes | Yes | 2011-01-22 |  | Below V5.0 Req.
FALSE | XP17-036-230* | 1590 | 4022070 | LENNOX INDUSTRIES, INC. | XP17-036-230* | HP | Split System: Heat Pump with Remote Outdoor Unit-Air-Source | XP17-036-230* |  | CH33-43+TDR+TXV | 13 | 16 | 8.5 | Yes | Yes | 2011-01-22 |  | 1
FALSE | XP17-036-230* | 1590 | 4022071 | LENNOX INDUSTRIES, INC. | XP17-036-230* | HP | Split System: Heat Pump with Remote Outdoor Unit-Air-Source | XP17-036-230* |  | CH33-43+TDR+TXV | 13.2 | 16 | 8.7 | Yes | Yes | 2011-01-22 |  | 1
FALSE | XP17-036-230* | 1590 | 4022072 | LENNOX INDUSTRIES, INC. | XP17-036-230* | HP | Split System: Heat Pump with Remote Outdoor Unit-Air-Source | XP17-036-230* |  | CH33-42+TDR+TXV | 12.5 | 15.2 | 8.2 | Yes | Yes | 2011-01-22 |  | Below V5.0 Req.
FALSE | XP17-036-230* | 1590 | 4022073 | LENNOX INDUSTRIES, INC. | XP17-036-230* | HP | Split System: Heat Pump with Remote Outdoor Unit-Air-Source | XP17-036-230* |  | CH33-44/48+TDR+TXV | 12.7 | 15.2 | 8.2 | Yes | Yes | 2011-01-22 |  | Below V5.0 Req.
FALSE | XP17-036-230* | 1590 | 4022074 | LENNOX INDUSTRIES, INC. | XP17-036-230* | HP | Split System: Heat Pump with Remote Outdoor Unit-Air-Source | XP17-036-230* |  | CH33-48+TDR+TXV | 13 | 15.7 | 8.2 | Yes | Yes | 2011-01-22 |  | Below V5.0 Req.
FALSE | XP17-036-230* | 1590 | 4022075 | LENNOX INDUSTRIES, INC. | XP17-036-230* | HP | Split System: Heat Pump with Remote Outdoor Unit-Air-Source | XP17-036-230* |  | CH33-48+TDR+TXV | 13 | 16 | 8.5 | Yes | Yes | 2011-01-22 |  | 1
FALSE | XP17-036-230* | 1590 | 4022076 | LENNOX INDUSTRIES, INC. | XP17-036-230* | HP | Split System: Heat Pump with Remote Outdoor Unit-Air-Source | XP17-036-230* |  | CH33-48+TDR+TXV | 13.2 | 16 | 8.7 | Yes | Yes | 2011-01-22 |  | 1
FALSE | XP17-036-230* | 1590 | 4022077 | LENNOX INDUSTRIES, INC. | XP17-036-230* | HP | Split System: Heat Pump with Remote Outdoor Unit-Air-Source | XP17-036-230* |  | CH33-49+TDR+TXV | 13.2 | 16 | 8.5 | Yes | Yes | 2011-01-22 |  | 1
FALSE | XP17-036-230* | 1590 | 4022078 | LENNOX INDUSTRIES, INC. | XP17-036-230* | HP | Split System: Heat Pump with Remote Outdoor Unit-Air-Source | XP17-036-230* |  | CH33-49+TDR+TXV | 13.2 | 16.2 | 8.5 | Yes | Yes | 2011-01-22 |  | 1
FALSE | XP17-036-230* | 1590 | 4022079 | LENNOX INDUSTRIES, INC. | XP17-036-230* | HP | Split System: Heat Pump with Remote Outdoor Unit-Air-Source | XP17-036-230* |  | CH33-49+TDR+TXV | 13.2 | 16.2 | 8.7 | Yes | Yes | 2011-01-22 |  | 1
FALSE | XP17-036-230* | 1590 | 4022080 | LENNOX INDUSTRIES, INC. | XP17-036-230* | HP | Split System: Heat Pump with Remote Outdoor Unit-Air-Source | XP17-036-230* |  | CH33-50/60C+TDR+TXV | 13 | 16 | 8.5 | Yes | Yes | 2011-01-22 |  | 1
FALSE | XP17-036-230* | 1590 | 4022081 | LENNOX INDUSTRIES, INC. | XP17-036-230* | HP | Split System: Heat Pump with Remote Outdoor Unit-Air-Source | XP17-036-230* |  | CH33-50/60C+TDR+TXV | 13.2 | 16 | 8.5 | Yes | Yes | 2011-01-22 |  | 1
FALSE | XP17-036-230* | 1590 | 4022082 | LENNOX INDUSTRIES, INC. | XP17-036-230* | HP | Split System: Heat Pump with Remote Outdoor Unit-Air-Source | XP17-036-230* |  | CH33-50/60C+TDR+TXV | 13.2 | 16.2 | 8.7 | Yes | Yes | 2011-01-22 |  | 1
FALSE | XP17-036-230* | 1590 | 4022083 | LENNOX INDUSTRIES, INC. | XP17-036-230* | HP | Split System: Heat Pump with Remote Outdoor Unit-Air-Source | XP17-036-230* |  | CR33-48+TDR+TXV | 12.7 | 15.7 | 8.7 | Yes | Yes | 2011-01-22 |  | 1
FALSE | XP17-036-230* | 1590 | 4022084 | LENNOX INDUSTRIES, INC. | XP17-036-230* | HP | Split System: Heat Pump with Remote Outdoor Unit-Air-Source | XP17-036-230* |  | CR33-48+TDR+TXV | 13 | 15.7 | 8.7 | Yes | Yes | 2011-01-22 |  | 1
FALSE | XP17-036-230* | 1590 | 4022085 | LENNOX INDUSTRIES, INC. | XP17-036-230* | HP | Split System: Heat Pump with Remote Outdoor Unit-Air-Source | XP17-036-230* |  | CR33-48+TDR+TXV | 13 | 16 | 8.7 | Yes | Yes | 2011-01-22 |  | 1
FALSE | XP17-042-230* | 1599 | 4022109 | LENNOX INDUSTRIES, INC. | XP17-042-230* | HP | Split System: Heat Pump with Remote Outdoor Unit-Air-Source | XP17-042-230* |  | CH33-43+TDR+TXV | 12.2 | 15 | 8.5 | Yes | Yes | 2011-01-22 |  | 0
FALSE | XP17-042-230* | 1599 | 4022110 | LENNOX INDUSTRIES, INC. | XP17-042-230* | HP | Split System: Heat Pump with Remote Outdoor Unit-Air-Source | XP17-042-230* |  | CH33-43+TDR+TXV | 12.2 | 15 | 8.7 | Yes | Yes | 2011-01-22 |  | 0
FALSE | XP17-042-230* | 1599 | 4022112 | LENNOX INDUSTRIES, INC. | XP17-042-230* | HP | Split System: Heat Pump with Remote Outdoor Unit-Air-Source | XP17-042-230* |  | CH33-48+TDR+TXV | 12 | 14.5 | 8.5 | Yes | Yes | 2011-01-22 |  | 0
FALSE | XP17-042-230* | 1599 | 4022113 | LENNOX INDUSTRIES, INC. | XP17-042-230* | HP | Split System: Heat Pump with Remote Outdoor Unit-Air-Source | XP17-042-230* |  | CH33-48+TDR+TXV | 12.2 | 14.7 | 8.5 | Yes | Yes | 2011-01-22 |  | 0
FALSE | XP17-042-230* | 1599 | 4022114 | LENNOX INDUSTRIES, INC. | XP17-042-230* | HP | Split System: Heat Pump with Remote Outdoor Unit-Air-Source | XP17-042-230* |  | CH33-48+TDR+TXV | 12.2 | 14.7 | 8.5 | Yes | Yes | 2011-01-22 |  | 0
FALSE | XP17-042-230* | 1599 | 4022115 | LENNOX INDUSTRIES, INC. | XP17-042-230* | HP | Split System: Heat Pump with Remote Outdoor Unit-Air-Source | XP17-042-230* |  | CH33-48+TDR+TXV | 12 | 14.7 | 8.5 | Yes | Yes | 2011-01-22 |  | 0
FALSE | XP17-042-230* | 1599 | 4022116 | LENNOX INDUSTRIES, INC. | XP17-042-230* | HP | Split System: Heat Pump with Remote Outdoor Unit-Air-Source | XP17-042-230* |  | CH33-49+TDR+TXV | 12.5 | 15 | 8.5 | Yes | Yes | 2011-01-22 |  | 1
FALSE | XP17-042-230* | 1599 | 4022117 | LENNOX INDUSTRIES, INC. | XP17-042-230* | HP | Split System: Heat Pump with Remote Outdoor Unit-Air-Source | XP17-042-230* |  | CH33-49+TDR+TXV | 12.5 | 15.2 | 8.5 | Yes | Yes | 2011-01-22 |  | 1
FALSE | XP17-042-230* | 1599 | 4022118 | LENNOX INDUSTRIES, INC. | XP17-042-230* | HP | Split System: Heat Pump with Remote Outdoor Unit-Air-Source | XP17-042-230* |  | CH33-49+TDR+TXV | 12.5 | 15.2 | 8.5 | Yes | Yes | 2011-01-22 |  | 1
FALSE | XP17-042-230* | 1599 | 4022119 | LENNOX INDUSTRIES, INC. | XP17-042-230* | HP | Split System: Heat Pump with Remote Outdoor Unit-Air-Source | XP17-042-230* |  | CH33-49+TDR+TXV | 12.5 | 15.2 | 8.5 | Yes | Yes | 2011-01-22 |  | 1
FALSE | XP17-042-230* | 1599 | 4022120 | LENNOX INDUSTRIES, INC. | XP17-042-230* | HP | Split System: Heat Pump with Remote Outdoor Unit-Air-Source | XP17-042-230* |  | CH33-50/60C+TDR+TXV | 12.2 | 15 | 8.5 | Yes | Yes | 2011-01-22 |  | 0
FALSE | XP17-042-230* | 1599 | 4022121 | LENNOX INDUSTRIES, INC. | XP17-042-230* | HP | Split System: Heat Pump with Remote Outdoor Unit-Air-Source | XP17-042-230* |  | CH33-50/60C+TDR+TXV | 12.5 | 15.2 | 8.5 | Yes | Yes | 2011-01-22 |  | 1
FALSE | XP17-042-230* | 1599 | 4022122 | LENNOX INDUSTRIES, INC. | XP17-042-230* | HP | Split System: Heat Pump with Remote Outdoor Unit-Air-Source | XP17-042-230* |  | CH33-50/60C+TDR+TXV | 12.5 | 15.2 | 8.5 | Yes | Yes | 2011-01-22 |  | 1
FALSE | XP17-042-230* | 1599 | 4022123 | LENNOX INDUSTRIES, INC. | XP17-042-230* | HP | Split System: Heat Pump with Remote Outdoor Unit-Air-Source | XP17-042-230* |  | CH33-50/60C+TDR+TXV | 12.5 | 15.2 | 8.5 | Yes | Yes | 2011-01-22 |  | 1
FALSE | XP17-042-230* | 1599 | 4022125 | LENNOX INDUSTRIES, INC. | XP17-042-230* | HP | Split System: Heat Pump with Remote Outdoor Unit-Air-Source | XP17-042-230* |  | CR33-48+TDR+TXV | 12 | 14.5 | 8.5 | Yes | Yes | 2011-01-22 |  | 0
FALSE | XP17-042-230* | 1599 | 4022126 | LENNOX INDUSTRIES, INC. | XP17-042-230* | HP | Split System: Heat Pump with Remote Outdoor Unit-Air-Source | XP17-042-230* |  | CR33-48+TDR+TXV | 12.2 | 14.7 | 8.5 | Yes | Yes | 2011-01-22 |  | 0
FALSE | XP17-042-230* | 1599 | 4022127 | LENNOX INDUSTRIES, INC. | XP17-042-230* | HP | Split System: Heat Pump with Remote Outdoor Unit-Air-Source | XP17-042-230* |  | CR33-48+TDR+TXV | 12 | 14.5 | 8.7 | Yes | Yes | 2011-01-22 |  | 0
FALSE | XP17-060-230* | 1620 | 4022149 | LENNOX INDUSTRIES, INC. | XP17-060-230* | HP | Split System: Heat Pump with Remote Outdoor Unit-Air-Source | XP17-060-230* |  | CX34-62D+TDR | 12.2 | 14.7 | 8.5 | Yes | Yes | 2011-01-22 |  | 0
FALSE | XP17-060-230* | 1620 | 4022152 | LENNOX INDUSTRIES, INC. | XP17-060-230* | HP | Split System: Heat Pump with Remote Outdoor Unit-Air-Source | XP17-060-230* |  | CH33-62D+TDR+TXV | 12 | 14.5 | 8.5 | Yes | Yes | 2011-01-22 |  | 0
FALSE | XP21-060-230-** | 1648 | 4028047 | LENNOX INDUSTRIES, INC. | XP21-060-230* | HP | Split System: Heat Pump with Remote Outdoor Unit-Air-Source | XP21-060-230* |  | C33-62D+TDR+TXV | 12 | 15.7 | 8.7 | Yes | Yes | 2011-01-22 |  | 0
FALSE | XP21-060-230-** | 1648 | 4028048 | LENNOX INDUSTRIES, INC. | XP21-060-230* | HP | Split System: Heat Pump with Remote Outdoor Unit-Air-Source | XP21-060-230* |  | C33-62D+TDR+TXV | 12.2 | 15.7 | 9 | Yes | Yes | 2011-01-22 |  | 0
FALSE | XP21-060-230-** | 1648 | 4028049 | LENNOX INDUSTRIES, INC. | XP21-060-230* | HP | Split System: Heat Pump with Remote Outdoor Unit-Air-Source | XP21-060-230* |  | C33-62D+TDR+TXV | 12 | 15.7 | 9 | Yes | Yes | 2011-01-22 |  | 0
FALSE | XP21-060-230-** | 1648 | 4028065 | LENNOX INDUSTRIES, INC. | XP21-060-230* | HP | Split System: Heat Pump with Remote Outdoor Unit-Air-Source | XP21-060-230* |  | CH33-62D+TDR+TXV | 12 | 15.5 | 8.7 | Yes | Yes | 2011-01-22 |  | 0
FALSE | XP21-060-230-** | 1648 | 4028067 | LENNOX INDUSTRIES, INC. | XP21-060-230* | HP | Split System: Heat Pump with Remote Outdoor Unit-Air-Source | XP21-060-230* |  | CH23-68+TDR+TXV | 12 | 15.7 | 9.5 | Yes | Yes | 2011-01-22 |  | 0
FALSE | XP21-060-230-** | 1648 | 4028068 | LENNOX INDUSTRIES, INC. | XP21-060-230* | HP | Split System: Heat Pump with Remote Outdoor Unit-Air-Source | XP21-060-230* |  | CH23-68+TDR+TXV | 12.2 | 15.7 | 9.7 | Yes | Yes | 2011-01-22 |  | 0
FALSE | XP21-060-230-** | 1648 | 4028069 | LENNOX INDUSTRIES, INC. | XP21-060-230* | HP | Split System: Heat Pump with Remote Outdoor Unit-Air-Source | XP21-060-230* |  | CH23-68+TDR+TXV | 12 | 15.7 | 9.5 | Yes | Yes | 2011-01-22 |  | 0
FALSE | XP21-060-230-** | 1648 | 4028134 | LENNOX INDUSTRIES, INC. | XP21-060-230/* | HP | Split System: Heat Pump with Remote Outdoor Unit-Air-Source | XP21-060-230/* |  | CH23-68+TDR+TXV | 12 | 15.7 | 8.25 | Yes | Yes | 2011-01-22 |  | Below V5.0 Req.
FALSE | XP21-060-230-** | 1648 | 4028135 | LENNOX INDUSTRIES, INC. | XP21-060-230/* | HP | Split System: Heat Pump with Remote Outdoor Unit-Air-Source | XP21-060-230/* |  | CH23-68+TDR+TXV | 12.2 | 15.7 | 8.3 | Yes | Yes | 2011-01-22 |  | Below V5.0 Req.
FALSE | XP21-060-230-** | 1648 | 4028136 | LENNOX INDUSTRIES, INC. | XP21-060-230/* | HP | Split System: Heat Pump with Remote Outdoor Unit-Air-Source | XP21-060-230/* |  | CH23-68+TDR+TXV | 12 | 15.7 | 8.25 | Yes | Yes | 2011-01-22 |  | Below V5.0 Req.
TRUE | XP21-036-230/* | 1641 | 4037664 | LENNOX INDUSTRIES, INC. | XP21-036-230/* | HP | Split System: Heat Pump with Remote Outdoor Unit-Air-Source | XP21-036-230/* |  | CBX32MV-048*+TDR | 12.7 | 18.2 | 9.7 | Yes | Yes | 2011-01-22 |  | 1
FALSE | 14PJM24 | 3122 | 4041132 | CENTURY BY HEAT CONTROLLER | HRG1424-1B | HP | Split System: Heat Pump with Remote Outdoor Unit-Air-Source | 14PJM24 |  | RCFL-H*2417 | 12 | 14.5 | 8.5 | Yes | Yes | 2011-03-08 |  | 0
FALSE | 14PJM24 | 3122 | 4041133 | HEAT CONTROLLER, INC. | HRG1424-1B | HP | Split System: Heat Pump with Remote Outdoor Unit-Air-Source | 14PJM24 |  | RCFL-H*2417 | 12 | 14.5 | 8.5 | Yes | Yes | 2011-03-08 |  | 0
FALSE | 14PJM24 | 3122 | 4041134 | RICHMOND | RHP14410A24J | HP | Split System: Heat Pump with Remote Outdoor Unit-Air-Source | 14PJM24 |  | RCFL-H*2417 | 12 | 14.5 | 8.5 | Yes | Yes | 2011-03-08 |  | 0
FALSE | 14PJM24 | 3122 | 4041135 | RHEEM SALES COMPANY, INC. | RHP14410A24J | HP | Split System: Heat Pump with Remote Outdoor Unit-Air-Source | 14PJM24 |  | RCFL-H*2417 | 12 | 14.5 | 8.5 | Yes | Yes | 2011-03-08 |  | 0
FALSE | 14PJM30 | 27 | 4041141 | RUUD AIR CONDITIONING DIVISION | 14PJM30 | HP | Split System: Heat Pump with Remote Outdoor Unit-Air-Source | 14PJM30 |  | RCFL-H*3621 | 12 | 14.5 | 8.2 | Yes | Yes | 2011-03-08 |  | Below V5.0 Req.
FALSE | 14PJM30 | 27 | 4041142 | RUUD AIR CONDITIONING DIVISION | 14PJM30 | HP | Split System: Heat Pump with Remote Outdoor Unit-Air-Source | 14PJM30 |  | RCFL-H*3621 | 12 | 14.5 | 8.2 | Yes | Yes | 2011-03-08 |  | Below V5.0 Req.
FALSE | 14PJM30 | 27 | 4041147 | RUUD AIR CONDITIONING DIVISION | 14PJM30 | HP | Split System: Heat Pump with Remote Outdoor Unit-Air-Source | 14PJM30 |  | RCFL-H*3621 | 12 | 14.5 | 8.2 | Yes | Yes | 2011-03-08 |  | Below V5.0 Req.
FALSE | 14PJM30 | 27 | 4041161 | CENTURY BY HEAT CONTROLLER | HRG1430-1B | HP | Split System: Heat Pump with Remote Outdoor Unit-Air-Source | 14PJM30 |  | RCFL-H*3621 | 12 | 14.5 | 8.5 | Yes | Yes | 2011-03-08 |  | 0
FALSE | 14PJM30 | 27 | 4041162 | HEAT CONTROLLER, INC. | HRG1430-1B | HP | Split System: Heat Pump with Remote Outdoor Unit-Air-Source | 14PJM30 |  | RCFL-H*3621 | 12 | 14.5 | 8.5 | Yes | Yes | 2011-03-08 |  | 0
FALSE | 14PJM30 | 27 | 4041163 | RICHMOND | RHP14410A30J | HP | Split System: Heat Pump with Remote Outdoor Unit-Air-Source | 14PJM30 |  | RCFL-H*3621 | 12 | 14.5 | 8.5 | Yes | Yes | 2011-03-08 |  | 0
FALSE | 14PJM30 | 27 | 4041164 | RHEEM SALES COMPANY, INC. | RHP14410A30J | HP | Split System: Heat Pump with Remote Outdoor Unit-Air-Source | 14PJM30 |  | RCFL-H*3621 | 12 | 14.5 | 8.5 | Yes | Yes | 2011-03-08 |  | 0
FALSE | 14PJM30 | 27 | 4041166 | CENTURY BY HEAT CONTROLLER | HRG1430-1B | HP | Split System: Heat Pump with Remote Outdoor Unit-Air-Source | 14PJM30 |  | RCFL-H*3621 | 12 | 14.5 | 8.5 | Yes | Yes | 2011-03-08 |  | 0
FALSE | 14PJM30 | 27 | 4041167 | HEAT CONTROLLER, INC. | HRG1430-1B | HP | Split System: Heat Pump with Remote Outdoor Unit-Air-Source | 14PJM30 |  | RCFL-H*3621 | 12 | 14.5 | 8.5 | Yes | Yes | 2011-03-08 |  | 0
FALSE | 14PJM30 | 27 | 4041168 | RICHMOND | RHP14410A30J | HP | Split System: Heat Pump with Remote Outdoor Unit-Air-Source | 14PJM30 |  | RCFL-H*3621 | 12 | 14.5 | 8.5 | Yes | Yes | 2011-03-08 |  | 0
FALSE | 14PJM30 | 27 | 4041169 | RHEEM SALES COMPANY, INC. | RHP14410A30J | HP | Split System: Heat Pump with Remote Outdoor Unit-Air-Source | 14PJM30 |  | RCFL-H*3621 | 12 | 14.5 | 8.5 | Yes | Yes | 2011-03-08 |  | 0
FALSE | 14PJM36 | 3141 | 4041182 | RUUD AIR CONDITIONING DIVISION | 14PJM36 | HP | Split System: Heat Pump with Remote Outdoor Unit-Air-Source | 14PJM36 |  | RCFL-H*3621 | 12 | 14.5 | 8.2 | Yes | Yes | 2011-03-08 |  | Below V5.0 Req.
FALSE | 14PJM36 | 3141 | 4041183 | RUUD AIR CONDITIONING DIVISION | 14PJM36 | HP | Split System: Heat Pump with Remote Outdoor Unit-Air-Source | 14PJM36 |  | RCFL-H*3621 | 12 | 14.5 | 8.2 | Yes | Yes | 2011-03-08 |  | Below V5.0 Req.
FALSE | 14PJM36 | 3141 | 4041188 | RUUD AIR CONDITIONING DIVISION | 14PJM36 | HP | Split System: Heat Pump with Remote Outdoor Unit-Air-Source | 14PJM36 |  | RCFL-H*3621 | 12 | 14.5 | 8.2 | Yes | Yes | 2011-03-08 |  | Below V5.0 Req.
FALSE | 14PJM36 | 3141 | 4041199 | CENTURY BY HEAT CONTROLLER | HRG1436-1B | HP | Split System: Heat Pump with Remote Outdoor Unit-Air-Source | 14PJM36 |  | RCFL-H*3621 | 12 | 14.5 | 8.5 | Yes | Yes | 2011-03-08 |  | 0
FALSE | 14PJM36 | 3141 | 4041200 | HEAT CONTROLLER, INC. | HRG1436-1B | HP | Split System: Heat Pump with Remote Outdoor Unit-Air-Source | 14PJM36 |  | RCFL-H*3621 | 12 | 14.5 | 8.5 | Yes | Yes | 2011-03-08 |  | 0
FALSE | 14PJM36 | 3141 | 4041201 | RICHMOND | RHP14410A36J | HP | Split System: Heat Pump with Remote Outdoor Unit-Air-Source | 14PJM36 |  | RCFL-H*3621 | 12 | 14.5 | 8.5 | Yes | Yes | 2011-03-08 |  | 0
FALSE | 14PJM36 | 3141 | 4041202 | RHEEM SALES COMPANY, INC. | RHP14410A36J | HP | Split System: Heat Pump with Remote Outdoor Unit-Air-Source | 14PJM36 |  | RCFL-H*3621 | 12 | 14.5 | 8.5 | Yes | Yes | 2011-03-08 |  | 0
FALSE | 15PJL18 | 13 | 4041289 | RHEEM SALES COMPANY, INC. | 15PJL18 | HP | Split System: Heat Pump with Remote Outdoor Unit-Air-Source | 15PJL18 |  | RCFL-H*2417 | 12.5 | 15 | 8.2 | Yes | Yes | 2011-01-22 |  | Below V5.0 Req.
FALSE | 15PJL24 | 15 | 4041294 | RHEEM SALES COMPANY, INC. | 15PJL24 | HP | Split System: Heat Pump with Remote Outdoor Unit-Air-Source | 15PJL24 |  | RCFL-H*2417 | 12 | 14.5 | 8.2 | Yes | Yes | 2011-01-22 |  | Below V5.0 Req.
FALSE | 15PJL30 | 23 | 4041306 | RHEEM SALES COMPANY, INC. | 15PJL30 | HP | Split System: Heat Pump with Remote Outdoor Unit-Air-Source | 15PJL30 |  | RCFL-H*3621 | 12.5 | 15 | 8.5 | Yes | Yes | 2011-01-22 |  | 1
FALSE | 15PJL30 | 23 | 4041307 | RHEEM SALES COMPANY, INC. | 15PJL30 | HP | Split System: Heat Pump with Remote Outdoor Unit-Air-Source | 15PJL30 |  | RCFL-H*3621 | 12.5 | 15 | 8.5 | Yes | Yes | 2011-01-22 |  | 1
FALSE | 15PJL42 | 44 | 4041411 | RUUD AIR CONDITIONING DIVISION | 15PJL42 | HP | Split System: Heat Pump with Remote Outdoor Unit-Air-Source | 15PJL42 |  | RCFL-H*4824 | 12 | 14.5 | 8.2 | Yes | Yes | 2011-03-08 |  | Below V5.0 Req.
FALSE | 15PJL60 | 3171 | 4041421 | RUUD AIR CONDITIONING DIVISION | 15PJL60 | HP | Split System: Heat Pump with Remote Outdoor Unit-Air-Source | 15PJL60 |  | RCFL-H*6024 | 12 | 14.5 | 8.2 | Yes | Yes | 2011-03-08 |  | Below V5.0 Req.
FALSE | 15PJL60 | 3171 | 4041422 | RUUD AIR CONDITIONING DIVISION | 15PJL60 | HP | Split System: Heat Pump with Remote Outdoor Unit-Air-Source | 15PJL60 |  | RCFL-H*6024 | 12 | 14.5 | 8.2 | Yes | Yes | 2011-03-08 |  | Below V5.0 Req.
FALSE | 15PJL60 | 3171 | 4041423 | RUUD AIR CONDITIONING DIVISION | 15PJL60 | HP | Split System: Heat Pump with Remote Outdoor Unit-Air-Source | 15PJL60 |  | RCFL-H*6024 | 12 | 14.5 | 8.2 | Yes | Yes | 2011-03-08 |  | Below V5.0 Req.
FALSE | XP17-030-230* | 1581 | 4041574 | LENNOX INDUSTRIES, INC. | XP17-030-230* | HP | Split System: Heat Pump with Remote Outdoor Unit-Air-Source | XP17-030-230* |  | C33-38+TDR+TXV | 13.5 | 16 | 8.5 | Yes | Yes | 2011-01-22 |  | 1
FALSE | XP17-030-230* | 1581 | 4041575 | LENNOX INDUSTRIES, INC. | XP17-030-230* | HP | Split System: Heat Pump with Remote Outdoor Unit-Air-Source | XP17-030-230* |  | CH33-31A+TDR+TXV | 13 | 16 | 8.5 | Yes | Yes | 2011-01-22 |  | 1
FALSE | XP17-036-230* | 1590 | 4041581 | LENNOX INDUSTRIES, INC. | XP17-036-230* | HP | Split System: Heat Pump with Remote Outdoor Unit-Air-Source | XP17-036-230* |  | CX34-38+TDR | 12.5 | 15 | 8.5 | Yes | Yes | 2011-01-22 |  | 1
FALSE | XP17-036-230* | 1590 | 4041582 | LENNOX INDUSTRIES, INC. | XP17-036-230* | HP | Split System: Heat Pump with Remote Outdoor Unit-Air-Source | XP17-036-230* |  | C33-38+TDR+TXV | 12.5 | 15 | 8.5 | Yes | Yes | 2011-01-22 |  | 1
FALSE | XP21-024-230-** | 1634 | 4041597 | LENNOX INDUSTRIES, INC. | XP21-024-230* | HP | Split System: Heat Pump with Remote Outdoor Unit-Air-Source | XP21-024-230* |  | CX34-31+TDR | 13.2 | 18.2 | 8.7 | Yes | Yes | 2011-01-22 |  | 1
FALSE | XP21-024-230-** | 1634 | 4041598 | LENNOX INDUSTRIES, INC. | XP21-024-230* | HP | Split System: Heat Pump with Remote Outdoor Unit-Air-Source | XP21-024-230* |  | CH33-31A+TDR+TXV | 13.2 | 18.2 | 8.7 | Yes | Yes | 2011-01-22 |  | 1
FALSE | XP21-024-230-** | 1634 | 4041599 | LENNOX INDUSTRIES, INC. | XP21-024-230* | HP | Split System: Heat Pump with Remote Outdoor Unit-Air-Source | XP21-024-230* |  | CX34-38+TDR | 13.5 | 18.5 | 8.7 | Yes | Yes | 2011-01-22 |  | 1
FALSE | XP21-036-230-** | 1641 | 4041603 | LENNOX INDUSTRIES, INC. | XP21-036-230* | HP | Split System: Heat Pump with Remote Outdoor Unit-Air-Source | XP21-036-230* |  | CX34-38+TDR | 12.2 | 17 | 8.5 | Yes | Yes | 2011-01-22 |  | 0
FALSE | TPA036H4N*G | 1588 | 4041736 | LENNOX INDUSTRIES, INC. | XP14-036-230* | HP | Split System: Heat Pump with Remote Outdoor Unit-Air-Source | XP14-036-230* |  | CX34-38+TDR | 13.2 | 15.2 | 8.2 | Yes | Yes | 2011-01-22 |  | Below V5.0 Req.
FALSE | TPA036H4N*G | 1588 | 4041737 | LENNOX INDUSTRIES, INC. | XP14-036-230* | HP | Split System: Heat Pump with Remote Outdoor Unit-Air-Source | XP14-036-230* |  | CX34-43+TDR | 13.5 | 15.5 | 8.2 | Yes | Yes | 2011-01-22 |  | Below V5.0 Req.
FALSE | TPA036H4N*G | 1588 | 4041739 | LENNOX INDUSTRIES, INC. | XP14-036-230* | HP | Split System: Heat Pump with Remote Outdoor Unit-Air-Source | XP14-036-230* |  | CH33-43+TDR+TXV | 13.2 | 15.5 | 8.2 | Yes | Yes | 2011-01-22 |  | Below V5.0 Req.
FALSE | TPA036H4N*G | 1588 | 4041740 | LENNOX INDUSTRIES, INC. | XP14-036-230* | HP | Split System: Heat Pump with Remote Outdoor Unit-Air-Source | XP14-036-230* |  | CH33-44/48+TDR+TXV | 13 | 15.2 | 8.2 | Yes | Yes | 2011-01-22 |  | Below V5.0 Req.
FALSE | TPA042H4N*G | 1606 | 4041746 | LENNOX INDUSTRIES, INC. | XP14-042-230* | HP | Split System: Heat Pump with Remote Outdoor Unit-Air-Source | XP14-042-230* |  | CH33-43+TDR+TXV | 12.5 | 14.7 | 9.2 | Yes | Yes | 2011-01-22 |  | 0
FALSE | TPA042H4N*G | 1606 | 4041747 | LENNOX INDUSTRIES, INC. | XP14-042-230* | HP | Split System: Heat Pump with Remote Outdoor Unit-Air-Source | XP14-042-230* |  | CH33-44/48+TDR+TXV | 12.2 | 14.5 | 9 | Yes | Yes | 2011-01-22 |  | 0
FALSE | XP17-030-230* | 1581 | 4041754 | LENNOX INDUSTRIES, INC. | XP17-030-230* | HP | Split System: Heat Pump with Remote Outdoor Unit-Air-Source | XP17-030-230* |  | CH33-42+TDR+TXV | 13.5 | 16 | 8.5 | Yes | Yes | 2011-01-22 |  | 1
FALSE | XP17-030-230* | 1581 | 4041755 | LENNOX INDUSTRIES, INC. | XP17-030-230* | HP | Split System: Heat Pump with Remote Outdoor Unit-Air-Source | XP17-030-230* |  | CX34-31+TDR | 13.5 | 16 | 8.5 | Yes | Yes | 2011-01-22 |  | 1
FALSE | XP17-030-230* | 1581 | 4041756 | LENNOX INDUSTRIES, INC. | XP17-030-230* | HP | Split System: Heat Pump with Remote Outdoor Unit-Air-Source | XP17-030-230* |  | CX34-38+TDR | 13.5 | 16 | 8.5 | Yes | Yes | 2011-01-22 |  | 1
FALSE | XP17-030-230* | 1581 | 4041757 | LENNOX INDUSTRIES, INC. | XP17-030-230* | HP | Split System: Heat Pump with Remote Outdoor Unit-Air-Source | XP17-030-230* |  | CX34-43+TDR | 13.5 | 16 | 8.5 | Yes | Yes | 2011-01-22 |  | 1
FALSE | XP17-030-230* | 1581 | 4041758 | LENNOX INDUSTRIES, INC. | XP17-030-230* | HP | Split System: Heat Pump with Remote Outdoor Unit-Air-Source | XP17-030-230* |  | C33-31+TDR+TXV | 13.5 | 16 | 8.5 | Yes | Yes | 2011-01-22 |  | 1
FALSE | XP17-030-230* | 1581 | 4041759 | LENNOX INDUSTRIES, INC. | XP17-030-230* | HP | Split System: Heat Pump with Remote Outdoor Unit-Air-Source | XP17-030-230* |  | C33-38+TDR+TXV | 13.5 | 16 | 8.5 | Yes | Yes | 2011-01-22 |  | 1
FALSE | XP17-042-230* | 1599 | 4041798 | LENNOX INDUSTRIES, INC. | XP17-042-230* | HP | Split System: Heat Pump with Remote Outdoor Unit-Air-Source | XP17-042-230* |  | CH33-43B+TDR+TXV | 12.2 | 15 | 8.7 | Yes | Yes | 2011-01-22 |  | 0
FALSE | XP17-042-230* | 1599 | 4041799 | LENNOX INDUSTRIES, INC. | XP17-042-230* | HP | Split System: Heat Pump with Remote Outdoor Unit-Air-Source | XP17-042-230* |  | CH33-44/48+TDR+TXV | 12 | 14.7 | 8.7 | Yes | Yes | 2011-01-22 |  | 0
FALSE | XP21-036-230-** | 1641 | 4041824 | LENNOX INDUSTRIES, INC. | XP21-036-230* | HP | Split System: Heat Pump with Remote Outdoor Unit-Air-Source | XP21-036-230* |  | CX34-38+TDR | 12.7 | 17.2 | 8.7 | Yes | Yes | 2011-01-22 |  | 1
FALSE | XP21-036-230-** | 1641 | 4041825 | LENNOX INDUSTRIES, INC. | XP21-036-230* | HP | Split System: Heat Pump with Remote Outdoor Unit-Air-Source | XP21-036-230* |  | CX34-43+TDR | 12.5 | 16.5 | 9.2 | Yes | Yes | 2011-01-22 |  | 1
FALSE | XP21-036-230-** | 1641 | 4041826 | LENNOX INDUSTRIES, INC. | XP21-036-230* | HP | Split System: Heat Pump with Remote Outdoor Unit-Air-Source | XP21-036-230* |  | CH33-43B+TDR+TXV | 12.5 | 16.5 | 9.5 | Yes | Yes | 2011-01-22 |  | 1
FALSE | XP21-036-230-** | 1641 | 4041827 | LENNOX INDUSTRIES, INC. | XP21-036-230* | HP | Split System: Heat Pump with Remote Outdoor Unit-Air-Source | XP21-036-230* |  | CH33-44/48+TDR+TXV | 12 | 16.2 | 9.2 | Yes | Yes | 2011-01-22 |  | 0
FALSE | XP21-036-230-** | 1641 | 4041828 | LENNOX INDUSTRIES, INC. | XP21-036-230* | HP | Split System: Heat Pump with Remote Outdoor Unit-Air-Source | XP21-036-230* |  | CX34-44/48+TDR | 12.5 | 16.7 | 8.7 | Yes | Yes | 2011-01-22 |  | 1
FALSE | XP21-036-230-** | 1641 | 4041829 | LENNOX INDUSTRIES, INC. | XP21-036-230/* | HP | Split System: Heat Pump with Remote Outdoor Unit-Air-Source | XP21-036-230/* |  | CH33-43B+TDR+TXV | 12.5 | 16.5 | 8.2 | Yes | Yes | 2011-01-22 |  | Below V5.0 Req.
FALSE | XP21-036-230-** | 1641 | 4041831 | LENNOX INDUSTRIES, INC. | XP21-036-230/* | HP | Split System: Heat Pump with Remote Outdoor Unit-Air-Source | XP21-036-230/* |  | CH33-44/48+TDR+TXV | 12 | 16.2 | 8.2 | Yes | Yes | 2011-01-22 |  | Below V5.0 Req.
FALSE | TPA036H4N*G | 1588 | 4041856 | LENNOX INDUSTRIES, INC. | 14HPX-036-230* | HP | Split System: Heat Pump with Remote Outdoor Unit-Air-Source | 14HPX-036-230* |  | CH33-49+TDR+TXV | 13.5 | 15.5 | 8.5 | Yes | Yes | 2011-01-22 |  | 1
FALSE | TPA036H4N*G | 1588 | 4041933 | LENNOX INDUSTRIES, INC. | XP14-036-230* | HP | Split System: Heat Pump with Remote Outdoor Unit-Air-Source | XP14-036-230* |  | CH33-50/60C+TDR+TXV | 13.5 | 15.5 | 8.5 | Yes | Yes | 2011-01-22 |  | 1
FALSE | TPA042H4N*G | 1606 | 4041942 | LENNOX INDUSTRIES, INC. | XP14-042-230* | HP | Split System: Heat Pump with Remote Outdoor Unit-Air-Source | XP14-042-230* |  | CX34-49+TDR | 12.7 | 15 | 9 | Yes | Yes | 2011-01-22 |  | 1
FALSE | TPA042H4N*G | 1606 | 4041943 | LENNOX INDUSTRIES, INC. | XP14-042-230* | HP | Split System: Heat Pump with Remote Outdoor Unit-Air-Source | XP14-042-230* |  | CX34-50/60C+TDR | 12.5 | 14.7 | 8.7 | Yes | Yes | 2011-01-22 |  | 0
FALSE | TPA042H4N*G | 1606 | 4041944 | LENNOX INDUSTRIES, INC. | XP14-042-230* | HP | Split System: Heat Pump with Remote Outdoor Unit-Air-Source | XP14-042-230* |  | CX34-62C+TDR | 13 | 15.2 | 9.5 | Yes | Yes | 2011-01-22 |  | 1
FALSE | TPA042H4N*G | 1606 | 4041945 | LENNOX INDUSTRIES, INC. | XP14-042-230* | HP | Split System: Heat Pump with Remote Outdoor Unit-Air-Source | XP14-042-230* |  | CH33-43+TDR+TXV | 12.7 | 15 | 9 | Yes | Yes | 2011-01-22 |  | 1
FALSE | TPA042H4N*G | 1606 | 4041946 | LENNOX INDUSTRIES, INC. | XP14-042-230* | HP | Split System: Heat Pump with Remote Outdoor Unit-Air-Source | XP14-042-230* |  | CH33-48+TDR+TXV | 12.5 | 14.7 | 8.7 | Yes | Yes | 2011-01-22 |  | 0
FALSE | TPA042H4N*G | 1606 | 4041947 | LENNOX INDUSTRIES, INC. | XP14-042-230* | HP | Split System: Heat Pump with Remote Outdoor Unit-Air-Source | XP14-042-230* |  | CH33-49+TDR+TXV | 12.7 | 14.7 | 9.2 | Yes | Yes | 2011-01-22 |  | 0
FALSE | TPA042H4N*G | 1606 | 4041948 | LENNOX INDUSTRIES, INC. | XP14-042-230* | HP | Split System: Heat Pump with Remote Outdoor Unit-Air-Source | XP14-042-230* |  | CH33-50/60C+TDR+TXV | 12.7 | 14.7 | 9.2 | Yes | Yes | 2011-01-22 |  | 0
FALSE | TPA042H4N*G | 1606 | 4041951 | LENNOX INDUSTRIES, INC. | XP14-042-230/* | HP | Split System: Heat Pump with Remote Outdoor Unit-Air-Source | XP14-042-230/* |  | CX34-62C+TDR | 13 | 15.2 | 8.2 | Yes | Yes | 2011-01-22 |  | Below V5.0 Req.
FALSE | TPA060H4N*Y | 1623 | 4041958 | LENNOX INDUSTRIES, INC. | XP14-060-230* | HP | Split System: Heat Pump with Remote Outdoor Unit-Air-Source | XP14-060-230* |  | CX34-62C+TDR | 12 | 14.5 | 8.5 | Yes | Yes | 2011-01-22 |  | 0
FALSE | TPA060H4N*Y | 1623 | 4041959 | LENNOX INDUSTRIES, INC. | XP14-060-230* | HP | Split System: Heat Pump with Remote Outdoor Unit-Air-Source | XP14-060-230* |  | CH23-68+TDR+TXV | 12 | 14.5 | 9 | Yes | Yes | 2011-01-22 |  | 0
FALSE | XP17-036-230* | 1590 | 4041978 | LENNOX INDUSTRIES, INC. | XP17-036-230* | HP | Split System: Heat Pump with Remote Outdoor Unit-Air-Source | XP17-036-230* |  | CH33-49+TDR+TXV | 13 | 15.1 | 8.5 | Yes | Yes | 2011-01-22 |  | 1
FALSE | XP17-036-230* | 1590 | 4041979 | LENNOX INDUSTRIES, INC. | XP17-036-230* | HP | Split System: Heat Pump with Remote Outdoor Unit-Air-Source | XP17-036-230* |  | CH33-50/60C+TDR+TXV | 13 | 16 | 8.5 | Yes | Yes | 2011-01-22 |  | 1
FALSE | XP17-036-230* | 1590 | 4041980 | LENNOX INDUSTRIES, INC. | XP17-036-230* | HP | Split System: Heat Pump with Remote Outdoor Unit-Air-Source | XP17-036-230* |  | CX34-43+TDR | 13 | 15.1 | 8.5 | Yes | Yes | 2011-01-22 |  | 1
FALSE | XP17-042-230* | 1599 | 4042012 | LENNOX INDUSTRIES, INC. | XP17-042-230* | HP | Split System: Heat Pump with Remote Outdoor Unit-Air-Source | XP17-042-230* |  | CH33-48+TDR+TXV | 12.2 | 14.7 | 8.5 | Yes | Yes | 2011-01-22 |  | 0
FALSE | XP17-048-230* | 1616 | 4042024 | LENNOX INDUSTRIES, INC. | XP17-048-230* | HP | Split System: Heat Pump with Remote Outdoor Unit-Air-Source | XP17-048-230* |  | CX34-49+TDR | 12.5 | 15 | 8.7 | Yes | Yes | 2011-01-22 |  | 1
FALSE | XP17-048-230* | 1616 | 4042025 | LENNOX INDUSTRIES, INC. | XP17-048-230* | HP | Split System: Heat Pump with Remote Outdoor Unit-Air-Source | XP17-048-230* |  | CX34-62C+TDR | 12.7 | 15.2 | 8.7 | Yes | Yes | 2011-01-22 |  | 1
FALSE | XP17-048-230* | 1616 | 4042026 | LENNOX INDUSTRIES, INC. | XP17-048-230* | HP | Split System: Heat Pump with Remote Outdoor Unit-Air-Source | XP17-048-230* |  | C33-49+TDR+TXV | 12.5 | 15 | 8.7 | Yes | Yes | 2011-01-22 |  | 1
FALSE | XP17-048-230* | 1616 | 4042027 | LENNOX INDUSTRIES, INC. | XP17-048-230* | HP | Split System: Heat Pump with Remote Outdoor Unit-Air-Source | XP17-048-230* |  | C33-62C+TDR+TXV | 12.7 | 15.2 | 8.7 | Yes | Yes | 2011-01-22 |  | 1
FALSE | XP17-048-230* | 1616 | 4042028 | LENNOX INDUSTRIES, INC. | XP17-048-230* | HP | Split System: Heat Pump with Remote Outdoor Unit-Air-Source | XP17-048-230* |  | CH33-49+TDR+TXV | 12.2 | 14.7 | 8.7 | Yes | Yes | 2011-01-22 |  | 0
FALSE | XP17-048-230* | 1616 | 4042029 | LENNOX INDUSTRIES, INC. | XP17-048-230* | HP | Split System: Heat Pump with Remote Outdoor Unit-Air-Source | XP17-048-230* |  | CH33-50/60C+TDR+TXV | 12.5 | 15 | 8.7 | Yes | Yes | 2011-01-22 |  | 1
FALSE | XP17-060-230* | 1620 | 4042039 | LENNOX INDUSTRIES, INC. | XP17-060-230* | HP | Split System: Heat Pump with Remote Outdoor Unit-Air-Source | XP17-060-230* |  | CX34-62C+TDR | 12.2 | 14.7 | 8.7 | Yes | Yes | 2011-01-22 |  | 0
FALSE | XP17-060-230* | 1620 | 4042041 | LENNOX INDUSTRIES, INC. | XP17-060-230* | HP | Split System: Heat Pump with Remote Outdoor Unit-Air-Source | XP17-060-230* |  | C33-62C+TDR+TXV | 12.2 | 14.7 | 8.7 | Yes | Yes | 2011-01-22 |  | 0
FALSE | XP21-036-230-** | 1641 | 4042103 | LENNOX INDUSTRIES, INC. | XP21-036-230/* | HP | Split System: Heat Pump with Remote Outdoor Unit-Air-Source | XP21-036-230/* |  | CX34-49+TDR | 12.5 | 17.2 | 8.2 | Yes | Yes | 2011-01-22 |  | Below V5.0 Req.
FALSE | XP21-036-230-** | 1641 | 4042104 | LENNOX INDUSTRIES, INC. | XP21-036-230/* | HP | Split System: Heat Pump with Remote Outdoor Unit-Air-Source | XP21-036-230/* |  | CH33-49+TDR+TXV | 12.5 | 17.5 | 8.2 | Yes | Yes | 2011-01-22 |  | Below V5.0 Req.
FALSE | XP21-036-230-** | 1641 | 4042105 | LENNOX INDUSTRIES, INC. | XP21-036-230/* | HP | Split System: Heat Pump with Remote Outdoor Unit-Air-Source | XP21-036-230/* |  | CH33-50/60C+TDR+TXV | 12.2 | 17.2 | 8.2 | Yes | Yes | 2011-01-22 |  | Below V5.0 Req.
FALSE | XP21-048-230-** | 1646 | 4042106 | LENNOX INDUSTRIES, INC. | XP21-048-230* | HP | Split System: Heat Pump with Remote Outdoor Unit-Air-Source | XP21-048-230* |  | CH33-49+TDR+TXV | 12.2 | 16.7 | 8.7 | Yes | Yes | 2011-01-22 |  | 0
FALSE | XP21-048-230-** | 1646 | 4042107 | LENNOX INDUSTRIES, INC. | XP21-048-230* | HP | Split System: Heat Pump with Remote Outdoor Unit-Air-Source | XP21-048-230* |  | CH33-50/60C+TDR+TXV | 12.2 | 16.7 | 8.7 | Yes | Yes | 2011-01-22 |  | 0
FALSE | XP21-048-230-** | 1646 | 4042108 | LENNOX INDUSTRIES, INC. | XP21-048-230* | HP | Split System: Heat Pump with Remote Outdoor Unit-Air-Source | XP21-048-230* |  | CX34-49+TDR | 12.2 | 16.7 | 9.2 | Yes | Yes | 2011-01-22 |  | 0
FALSE | XP21-048-230-** | 1646 | 4042109 | LENNOX INDUSTRIES, INC. | XP21-048-230* | HP | Split System: Heat Pump with Remote Outdoor Unit-Air-Source | XP21-048-230* |  | CX34-62C+TDR | 12.7 | 17.5 | 9.2 | Yes | Yes | 2011-01-22 |  | 1
FALSE | XP21-048-230-** | 1646 | 4042110 | LENNOX INDUSTRIES, INC. | XP21-048-230/* | HP | Split System: Heat Pump with Remote Outdoor Unit-Air-Source | XP21-048-230/* |  | CX34-62C+TDR | 12.7 | 17.5 | 8.2 | Yes | Yes | 2011-01-22 |  | Below V5.0 Req.
FALSE | XP17-036-230* | 1590 | 4042156 | LENNOX INDUSTRIES, INC. | XP17-036-230* | HP | Split System: Heat Pump with Remote Outdoor Unit with No Indoor Fan --Air Source | XP17-036-230* |  | CR33-50/60+TDR+TXV | 12 | 14.5 | 8.7 | Yes | Yes | 2011-01-22 |  | 0
FALSE | XP17-036-230* | 1590 | 4042157 | LENNOX INDUSTRIES, INC. | XP17-036-230* | HP | Split System: Heat Pump with Remote Outdoor Unit-Air-Source | XP17-036-230* |  | CR33-50/60+TDR+TXV | 13 | 15.7 | 9.2 | Yes | Yes | 2011-01-22 |  | 1
FALSE | XP17-036-230* | 1590 | 4042158 | LENNOX INDUSTRIES, INC. | XP17-036-230* | HP | Split System: Heat Pump with Remote Outdoor Unit-Air-Source | XP17-036-230* |  | CR33-50/60+TDR+TXV | 13 | 15.7 | 9.2 | Yes | Yes | 2011-01-22 |  | 1
FALSE | XP17-036-230* | 1590 | 4042159 | LENNOX INDUSTRIES, INC. | XP17-036-230* | HP | Split System: Heat Pump with Remote Outdoor Unit-Air-Source | XP17-036-230* |  | CR33-50/60+TDR+TXV | 13 | 15.7 | 9.2 | Yes | Yes | 2011-01-22 |  | 1
FALSE | XP17-036-230* | 1590 | 4042160 | LENNOX INDUSTRIES, INC. | XP17-036-230* | HP | Split System: Heat Pump with Remote Outdoor Unit-Air-Source | XP17-036-230* |  | CR33-50/60+TDR+TXV | 13 | 15.1 | 9 | Yes | Yes | 2011-01-22 |  | 1
FALSE | XP17-036-230* | 1590 | 4042161 | LENNOX INDUSTRIES, INC. | XP17-036-230* | HP | Split System: Heat Pump with Remote Outdoor Unit-Air-Source | XP17-036-230* |  | CR33-50/60+TDR+TXV | 12.7 | 15.7 | 9.2 | Yes | Yes | 2011-01-22 |  | 1
FALSE | XP17-036-230* | 1590 | 4042162 | LENNOX INDUSTRIES, INC. | XP17-036-230* | HP | Split System: Heat Pump with Remote Outdoor Unit-Air-Source | XP17-036-230* |  | CR33-50/60+TDR+TXV | 13 | 15.7 | 9.2 | Yes | Yes | 2011-01-22 |  | 1
FALSE | XP17-036-230* | 1590 | 4042163 | LENNOX INDUSTRIES, INC. | XP17-036-230* | HP | Split System: Heat Pump with Remote Outdoor Unit-Air-Source | XP17-036-230* |  | CR33-50/60+TDR+TXV | 13 | 15.7 | 9.2 | Yes | Yes | 2011-01-22 |  | 1
FALSE | XP17-036-230* | 1590 | 4042164 | LENNOX INDUSTRIES, INC. | XP17-036-230* | HP | Split System: Heat Pump with Remote Outdoor Unit-Air-Source | XP17-036-230* |  | CR33-50/60+TDR+TXV | 13 | 15.7 | 9.2 | Yes | Yes | 2011-01-22 |  | 1
FALSE | TPA036H4N*G | 1588 | 4083101 | LENNOX INDUSTRIES, INC. | TPA036H4N*Y | HP | Split System: Heat Pump with Remote Outdoor Unit-Air-Source | TPA036H4N*Y |  | CH33-49+TDR+TXV | 13 | 15.1 | 8.5 | Yes | Yes | 2011-01-22 |  | 1
FALSE | TPA036H4N*G | 1588 | 4083102 | LENNOX INDUSTRIES, INC. | TPA036H4N*Y | HP | Split System: Heat Pump with Remote Outdoor Unit-Air-Source | TPA036H4N*Y |  | CH33-49+TDR+TXV | 13 | 15.1 | 8.5 | Yes | Yes | 2011-01-22 |  | 1
FALSE | TPA036H4N*G | 1588 | 4083103 | LENNOX INDUSTRIES, INC. | TPA036H4N*Y | HP | Split System: Heat Pump with Remote Outdoor Unit-Air-Source | TPA036H4N*Y |  | CH33-50/60C+TDR+TXV | 13 | 15.1 | 8.5 | Yes | Yes | 2011-01-22 |  | 1
FALSE | TPA036H4N*G | 1588 | 4083104 | LENNOX INDUSTRIES, INC. | TPA036H4N*Y | HP | Split System: Heat Pump with Remote Outdoor Unit-Air-Source | TPA036H4N*Y |  | CH33-50/60C+TDR+TXV | 12.5 | 15.1 | 8.5 | Yes | Yes | 2011-01-22 |  | 1
FALSE | TPA036H4N*G | 1588 | 4083105 | LENNOX INDUSTRIES, INC. | TPA036H4N*Y | HP | Split System: Heat Pump with Remote Outdoor Unit-Air-Source | TPA036H4N*Y |  | CR33-48+TDR+TXV | 12.5 | 14.5 | 8.5 | Yes | Yes | 2011-01-22 |  | 0
FALSE | TPA036H4N*G | 1588 | 4083106 | LENNOX INDUSTRIES, INC. | TPA036H4N*Y | HP | Split System: Heat Pump with Remote Outdoor Unit-Air-Source | TPA036H4N*Y |  | CR33-48+TDR+TXV | 13 | 15 | 8.5 | Yes | Yes | 2011-01-22 |  | 1
FALSE | TPA036H4N*G | 1588 | 4083107 | LENNOX INDUSTRIES, INC. | TPA036H4N*Y | HP | Split System: Heat Pump with Remote Outdoor Unit-Air-Source | TPA036H4N*Y |  | CR33-50/60+TDR+TXV | 13 | 15.1 | 8.5 | Yes | Yes | 2011-01-22 |  | 1
FALSE | TPA036H4N*G | 1588 | 4083119 | LENNOX INDUSTRIES, INC. | TPA036H4N*Y | HP | Split System: Heat Pump with Remote Outdoor Unit-Air-Source | TPA036H4N*Y |  | CX34-49+TDR | 13 | 15.1 | 8.5 | Yes | Yes | 2011-01-22 |  | 1
FALSE | TPA036H4N*G | 1588 | 4083120 | LENNOX INDUSTRIES, INC. | TPA036H4N*Y | HP | Split System: Heat Pump with Remote Outdoor Unit-Air-Source | TPA036H4N*Y |  | CH33-43+TDR+TXV | 13 | 15.5 | 8.2 | Yes | Yes | 2011-01-22 |  | Below V5.0 Req.
FALSE | TPA036H4N*G | 1588 | 4083121 | LENNOX INDUSTRIES, INC. | TPA036H4N*Y | HP | Split System: Heat Pump with Remote Outdoor Unit-Air-Source | TPA036H4N*Y |  | CH33-43+TDR+TXV | 13 | 15.5 | 8.2 | Yes | Yes | 2011-01-22 |  | Below V5.0 Req.
FALSE | TPA036H4N*G | 1588 | 4083122 | LENNOX INDUSTRIES, INC. | TPA036H4N*Y | HP | Split System: Heat Pump with Remote Outdoor Unit-Air-Source | TPA036H4N*Y |  | CH33-44/48+TDR+TXV | 12.5 | 14.5 | 8.2 | Yes | Yes | 2011-01-22 |  | Below V5.0 Req.
FALSE | TPA036H4N*G | 1588 | 4083123 | LENNOX INDUSTRIES, INC. | TPA036H4N*Y | HP | Split System: Heat Pump with Remote Outdoor Unit-Air-Source | TPA036H4N*Y |  | C33-38+TDR+TXV | 12.5 | 14.5 | 8.2 | Yes | Yes | 2011-01-22 |  | Below V5.0 Req.
FALSE | TPA036H4N*G | 1588 | 4083124 | LENNOX INDUSTRIES, INC. | TPA036H4N*Y | HP | Split System: Heat Pump with Remote Outdoor Unit-Air-Source | TPA036H4N*Y |  | C33-43+TDR+TXV | 13 | 14.5 | 8.2 | Yes | Yes | 2011-01-22 |  | Below V5.0 Req.
FALSE | TPA036H4N*G | 1588 | 4083125 | LENNOX INDUSTRIES, INC. | TPA036H4N*Y | HP | Split System: Heat Pump with Remote Outdoor Unit-Air-Source | TPA036H4N*Y |  | C33-43+TDR+TXV | 13 | 15 | 8.2 | Yes | Yes | 2011-01-22 |  | Below V5.0 Req.
FALSE | TPA036H4N*G | 1588 | 4083126 | LENNOX INDUSTRIES, INC. | TPA036H4N*Y | HP | Split System: Heat Pump with Remote Outdoor Unit-Air-Source | TPA036H4N*Y |  | C33-43+TDR+TXV | 13 | 15.5 | 8.2 | Yes | Yes | 2011-01-22 |  | Below V5.0 Req.
FALSE | TPA036H4N*G | 1588 | 4083152 | LENNOX INDUSTRIES, INC. | TPA036H4N*Y | HP | Split System: Heat Pump with Remote Outdoor Unit-Air-Source | TPA036H4N*Y |  | CR33-48+TDR+TXV | 12.5 | 14.5 | 8.5 | Yes | Yes | 2011-01-22 |  | 0
FALSE | TPA036H4N*G | 1588 | 4083153 | LENNOX INDUSTRIES, INC. | TPA036H4N*Y | HP | Split System: Heat Pump with Remote Outdoor Unit-Air-Source | TPA036H4N*Y |  | CR33-50/60+TDR+TXV | 13 | 15 | 8.7 | Yes | Yes | 2011-01-22 |  | 1
FALSE | TPA036H4N*G | 1588 | 4083154 | LENNOX INDUSTRIES, INC. | TPA036H4N*Y | HP | Split System: Heat Pump with Remote Outdoor Unit-Air-Source | TPA036H4N*Y |  | CR33-50/60+TDR+TXV | 13 | 15 | 9 | Yes | Yes | 2011-01-22 |  | 1
FALSE | TPA036H4N*G | 1588 | 4083155 | LENNOX INDUSTRIES, INC. | TPA036H4N*Y | HP | Split System: Heat Pump with Remote Outdoor Unit-Air-Source | TPA036H4N*Y |  | CX34-38+TDR | 12.5 | 14.5 | 8.2 | Yes | Yes | 2011-01-22 |  | Below V5.0 Req.
FALSE | TPA036H4N*G | 1588 | 4083156 | LENNOX INDUSTRIES, INC. | TPA036H4N*Y | HP | Split System: Heat Pump with Remote Outdoor Unit-Air-Source | TPA036H4N*Y |  | CX34-50/60C+TDR | 13 | 15 | 8.2 | Yes | Yes | 2011-01-22 |  | Below V5.0 Req.
FALSE | TPA036H4N*G | 1588 | 4083165 | LENNOX INDUSTRIES, INC. | TPA036H4N*Y | HP | Split System: Heat Pump with Remote Outdoor Unit-Air-Source | TPA036H4N*Y |  | CH33-49+TDR+TXV | 13 | 15.1 | 8.5 | Yes | Yes | 2011-01-22 |  | 1
FALSE | TPA036H4N*G | 1588 | 4083166 | LENNOX INDUSTRIES, INC. | TPA036H4N*Y | HP | Split System: Heat Pump with Remote Outdoor Unit-Air-Source | TPA036H4N*Y |  | CH33-50/60C+TDR+TXV | 12.5 | 15.1 | 8.5 | Yes | Yes | 2011-01-22 |  | 1
FALSE | TPA036H4N*G | 1588 | 4083182 | LENNOX INDUSTRIES, INC. | TPA036H4N*G | HP | Split System: Heat Pump with Remote Outdoor Unit-Air-Source | TPA036H4N*G |  | CH33-49+TDR+TXV | 13 | 15.1 | 8.5 | Yes | Yes | 2011-01-22 |  | 1
FALSE | TPA036H4N*G | 1588 | 4083183 | LENNOX INDUSTRIES, INC. | TPA036H4N*G | HP | Split System: Heat Pump with Remote Outdoor Unit-Air-Source | TPA036H4N*G |  | CH33-49+TDR+TXV | 13 | 15.1 | 8.5 | Yes | Yes | 2011-01-22 |  | 1
FALSE | TPA036H4N*G | 1588 | 4083184 | LENNOX INDUSTRIES, INC. | TPA036H4N*G | HP | Split System: Heat Pump with Remote Outdoor Unit-Air-Source | TPA036H4N*G |  | CH33-50/60C+TDR+TXV | 13 | 15.1 | 8.5 | Yes | Yes | 2011-01-22 |  | 1
FALSE | TPA036H4N*G | 1588 | 4083185 | LENNOX INDUSTRIES, INC. | TPA036H4N*G | HP | Split System: Heat Pump with Remote Outdoor Unit-Air-Source | TPA036H4N*G |  | CH33-50/60C+TDR+TXV | 12.5 | 15.1 | 8.5 | Yes | Yes | 2011-01-22 |  | 1
FALSE | TPA036H4N*G | 1588 | 4083186 | LENNOX INDUSTRIES, INC. | TPA036H4N*G | HP | Split System: Heat Pump with Remote Outdoor Unit-Air-Source | TPA036H4N*G |  | CR33-48+TDR+TXV | 12.5 | 14.5 | 8.5 | Yes | Yes | 2011-01-22 |  | 0
FALSE | TPA036H4N*G | 1588 | 4083187 | LENNOX INDUSTRIES, INC. | TPA036H4N*G | HP | Split System: Heat Pump with Remote Outdoor Unit-Air-Source | TPA036H4N*G |  | CR33-48+TDR+TXV | 13 | 15 | 8.5 | Yes | Yes | 2011-01-22 |  | 1
FALSE | TPA036H4N*G | 1588 | 4083188 | LENNOX INDUSTRIES, INC. | TPA036H4N*G | HP | Split System: Heat Pump with Remote Outdoor Unit-Air-Source | TPA036H4N*G |  | CR33-50/60+TDR+TXV | 13 | 15.1 | 8.5 | Yes | Yes | 2011-01-22 |  | 1
FALSE | TPA036H4N*G | 1588 | 4083200 | LENNOX INDUSTRIES, INC. | TPA036H4N*G | HP | Split System: Heat Pump with Remote Outdoor Unit-Air-Source | TPA036H4N*G |  | CX34-49+TDR | 13 | 15.1 | 8.5 | Yes | Yes | 2011-01-22 |  | 1
FALSE | TPA036H4N*G | 1588 | 4083201 | LENNOX INDUSTRIES, INC. | TPA036H4N*G | HP | Split System: Heat Pump with Remote Outdoor Unit-Air-Source | TPA036H4N*G |  | CH33-43+TDR+TXV | 13 | 15.5 | 8.2 | Yes | Yes | 2011-01-22 |  | Below V5.0 Req.
FALSE | TPA036H4N*G | 1588 | 4083202 | LENNOX INDUSTRIES, INC. | TPA036H4N*G | HP | Split System: Heat Pump with Remote Outdoor Unit-Air-Source | TPA036H4N*G |  | CH33-43+TDR+TXV | 13 | 15.5 | 8.2 | Yes | Yes | 2011-01-22 |  | Below V5.0 Req.
FALSE | TPA036H4N*G | 1588 | 4083203 | LENNOX INDUSTRIES, INC. | TPA036H4N*G | HP | Split System: Heat Pump with Remote Outdoor Unit-Air-Source | TPA036H4N*G |  | CH33-44/48+TDR+TXV | 12.5 | 14.5 | 8.2 | Yes | Yes | 2011-01-22 |  | Below V5.0 Req.
FALSE | TPA036H4N*G | 1588 | 4083229 | LENNOX INDUSTRIES, INC. | TPA036H4N*G | HP | Split System: Heat Pump with Remote Outdoor Unit-Air-Source | TPA036H4N*G |  | CH33-50/60C+TDR+TXV | 13.5 | 15.5 | 8.2 | Yes | Yes | 2011-01-22 |  | Below V5.0 Req.
FALSE | TPA036H4N*G | 1588 | 4083230 | LENNOX INDUSTRIES, INC. | TPA036H4N*G | HP | Split System: Heat Pump with Remote Outdoor Unit-Air-Source | TPA036H4N*G |  | CH33-50/60C+TDR+TXV | 13.5 | 15.5 | 8.2 | Yes | Yes | 2011-01-22 |  | Below V5.0 Req.
FALSE | TPA036H4N*G | 1588 | 4083231 | LENNOX INDUSTRIES, INC. | TPA036H4N*G | HP | Split System: Heat Pump with Remote Outdoor Unit-Air-Source | TPA036H4N*G |  | CR33-48+TDR+TXV | 12.5 | 14.5 | 8.5 | Yes | Yes | 2011-01-22 |  | 0
FALSE | TPA036H4N*G | 1588 | 4083232 | LENNOX INDUSTRIES, INC. | TPA036H4N*G | HP | Split System: Heat Pump with Remote Outdoor Unit-Air-Source | TPA036H4N*G |  | CR33-48+TDR+TXV | 12.5 | 14.5 | 8.5 | Yes | Yes | 2011-01-22 |  | 0
FALSE | TPA036H4N*G | 1588 | 4083233 | LENNOX INDUSTRIES, INC. | TPA036H4N*G | HP | Split System: Heat Pump with Remote Outdoor Unit-Air-Source | TPA036H4N*G |  | CR33-48+TDR+TXV | 12.5 | 14.5 | 8.5 | Yes | Yes | 2011-01-22 |  | 0
FALSE | TPA036H4N*G | 1588 | 4083234 | LENNOX INDUSTRIES, INC. | TPA036H4N*G | HP | Split System: Heat Pump with Remote Outdoor Unit-Air-Source | TPA036H4N*G |  | CR33-50/60+TDR+TXV | 13 | 15 | 8.7 | Yes | Yes | 2011-01-22 |  | 1
FALSE | TPA036H4N*G | 1588 | 4083235 | LENNOX INDUSTRIES, INC. | TPA036H4N*G | HP | Split System: Heat Pump with Remote Outdoor Unit-Air-Source | TPA036H4N*G |  | CR33-50/60+TDR+TXV | 13 | 15 | 9 | Yes | Yes | 2011-01-22 |  | 1
FALSE | TPA036H4N*G | 1588 | 4083236 | LENNOX INDUSTRIES, INC. | TPA036H4N*G | HP | Split System: Heat Pump with Remote Outdoor Unit-Air-Source | TPA036H4N*G |  | CX34-38+TDR | 12.5 | 14.5 | 8.2 | Yes | Yes | 2011-01-22 |  | Below V5.0 Req.
FALSE | TPA036H4N*G | 1588 | 4083237 | LENNOX INDUSTRIES, INC. | TPA036H4N*G | HP | Split System: Heat Pump with Remote Outdoor Unit-Air-Source | TPA036H4N*G |  | CX34-50/60C+TDR | 13 | 15 | 8.2 | Yes | Yes | 2011-01-22 |  | Below V5.0 Req.
FALSE | TPA036H4N*G | 1588 | 4083246 | LENNOX INDUSTRIES, INC. | TPA036H4N*G | HP | Split System: Heat Pump with Remote Outdoor Unit-Air-Source | TPA036H4N*G |  | CH33-49+TDR+TXV | 13 | 15.1 | 8.5 | Yes | Yes | 2011-01-22 |  | 1
FALSE | TPA036H4N*G | 1588 | 4083247 | LENNOX INDUSTRIES, INC. | TPA036H4N*G | HP | Split System: Heat Pump with Remote Outdoor Unit-Air-Source | TPA036H4N*G |  | CH33-50/60C+TDR+TXV | 12.5 | 15.1 | 8.5 | Yes | Yes | 2011-01-22 |  | 1
FALSE | TPA042H4N*G | 1606 | 4083367 | LENNOX INDUSTRIES, INC. | TPA042H4N*Y | HP | Split System: Heat Pump with Remote Outdoor Unit-Air-Source | TPA042H4N*Y |  | CX34-49+TDR | 12.5 | 15 | 9 | Yes | Yes | 2011-01-22 |  | 1
FALSE | TPA042H4N*G | 1606 | 4083368 | LENNOX INDUSTRIES, INC. | TPA042H4N*Y | HP | Split System: Heat Pump with Remote Outdoor Unit-Air-Source | TPA042H4N*Y |  | CX34-49+TDR | 12.5 | 15 | 9 | Yes | Yes | 2011-01-22 |  | 1
FALSE | TPA042H4N*G | 1606 | 4083369 | LENNOX INDUSTRIES, INC. | TPA042H4N*Y | HP | Split System: Heat Pump with Remote Outdoor Unit-Air-Source | TPA042H4N*Y |  | CX34-50/60C+TDR | 12.5 | 14.5 | 9 | Yes | Yes | 2011-01-22 |  | 0
FALSE | TPA042H4N*G | 1606 | 4083370 | LENNOX INDUSTRIES, INC. | TPA042H4N*Y | HP | Split System: Heat Pump with Remote Outdoor Unit-Air-Source | TPA042H4N*Y |  | CX34-50/60C+TDR | 12.5 | 14.5 | 8.5 | Yes | Yes | 2011-01-22 |  | 0
FALSE | TPA042H4N*G | 1606 | 4083371 | LENNOX INDUSTRIES, INC. | TPA042H4N*Y | HP | Split System: Heat Pump with Remote Outdoor Unit-Air-Source | TPA042H4N*Y |  | CX34-60D+TDR | 13 | 15 | 9 | Yes | Yes | 2011-01-22 |  | 1
FALSE | TPA042H4N*G | 1606 | 4083372 | LENNOX INDUSTRIES, INC. | TPA042H4N*Y | HP | Split System: Heat Pump with Remote Outdoor Unit-Air-Source | TPA042H4N*Y |  | CX34-62C+TDR | 13 | 15 | 9.5 | Yes | Yes | 2011-01-22 |  | 1
FALSE | TPA042H4N*G | 1606 | 4083373 | LENNOX INDUSTRIES, INC. | TPA042H4N*Y | HP | Split System: Heat Pump with Remote Outdoor Unit-Air-Source | TPA042H4N*Y |  | CX34-62C+TDR | 13 | 15 | 9.5 | Yes | Yes | 2011-01-22 |  | 1
FALSE | TPA042H4N*G | 1606 | 4083393 | LENNOX INDUSTRIES, INC. | TPA042H4N*Y | HP | Split System: Heat Pump with Remote Outdoor Unit-Air-Source | TPA042H4N*Y |  | C33-62C+TDR+TXV | 12.5 | 15 | 9.2 | Yes | Yes | 2011-01-22 |  | 1
FALSE | TPA042H4N*G | 1606 | 4083394 | LENNOX INDUSTRIES, INC. | TPA042H4N*Y | HP | Split System: Heat Pump with Remote Outdoor Unit-Air-Source | TPA042H4N*Y |  | C33-62C+TDR+TXV | 12.5 | 15 | 9.5 | Yes | Yes | 2011-01-22 |  | 1
FALSE | TPA042H4N*G | 1606 | 4083395 | LENNOX INDUSTRIES, INC. | TPA042H4N*Y | HP | Split System: Heat Pump with Remote Outdoor Unit-Air-Source | TPA042H4N*Y |  | C33-62C+TDR+TXV | 13 | 15 | 9.5 | Yes | Yes | 2011-01-22 |  | 1
FALSE | TPA042H4N*G | 1606 | 4083396 | LENNOX INDUSTRIES, INC. | TPA042H4N*Y | HP | Split System: Heat Pump with Remote Outdoor Unit-Air-Source | TPA042H4N*Y |  | C33-62D+TDR+TXV | 13 | 15 | 9.2 | Yes | Yes | 2011-01-22 |  | 1
FALSE | TPA042H4N*G | 1606 | 4083398 | LENNOX INDUSTRIES, INC. | TPA042H4N*Y | HP | Split System: Heat Pump with Remote Outdoor Unit-Air-Source | TPA042H4N*Y |  | CH33-43+TDR+TXV | 12.5 | 14.5 | 8.7 | Yes | Yes | 2011-01-22 |  | 0
FALSE | TPA042H4N*G | 1606 | 4083399 | LENNOX INDUSTRIES, INC. | TPA042H4N*Y | HP | Split System: Heat Pump with Remote Outdoor Unit-Air-Source | TPA042H4N*Y |  | CH33-43+TDR+TXV | 12.5 | 14.5 | 9 | Yes | Yes | 2011-01-22 |  | 0
FALSE | TPA042H4N*G | 1606 | 4083400 | LENNOX INDUSTRIES, INC. | TPA042H4N*Y | HP | Split System: Heat Pump with Remote Outdoor Unit-Air-Source | TPA042H4N*Y |  | CH33-43+TDR+TXV | 12.5 | 14.5 | 9 | Yes | Yes | 2011-01-22 |  | 0
FALSE | TPA042H4N*G | 1606 | 4083401 | LENNOX INDUSTRIES, INC. | TPA042H4N*Y | HP | Split System: Heat Pump with Remote Outdoor Unit-Air-Source | TPA042H4N*Y |  | CH33-43+TDR+TXV | 12.5 | 14.5 | 9 | Yes | Yes | 2011-01-22 |  | 0
FALSE | TPA042H4N*G | 1606 | 4083402 | LENNOX INDUSTRIES, INC. | TPA042H4N*Y | HP | Split System: Heat Pump with Remote Outdoor Unit-Air-Source | TPA042H4N*Y |  | CH33-50/60C+TDR+TXV | 12.5 | 14.5 | 9 | Yes | Yes | 2011-01-22 |  | 0
FALSE | TPA042H4N*G | 1606 | 4083403 | LENNOX INDUSTRIES, INC. | TPA042H4N*Y | HP | Split System: Heat Pump with Remote Outdoor Unit-Air-Source | TPA042H4N*Y |  | CH33-50/60C+TDR+TXV | 12.5 | 14.5 | 9 | Yes | Yes | 2011-01-22 |  | 0
FALSE | TPA042H4N*G | 1606 | 4083404 | LENNOX INDUSTRIES, INC. | TPA042H4N*Y | HP | Split System: Heat Pump with Remote Outdoor Unit-Air-Source | TPA042H4N*Y |  | CH33-50/60C+TDR+TXV | 12.5 | 14.5 | 9.2 | Yes | Yes | 2011-01-22 |  | 0
FALSE | TPA042H4N*G | 1606 | 4083405 | LENNOX INDUSTRIES, INC. | TPA042H4N*Y | HP | Split System: Heat Pump with Remote Outdoor Unit-Air-Source | TPA042H4N*Y |  | CH33-50/60C+TDR+TXV | 12.5 | 14.5 | 9.2 | Yes | Yes | 2011-01-22 |  | 0
FALSE | TPA042H4N*G | 1606 | 4083406 | LENNOX INDUSTRIES, INC. | TPA042H4N*Y | HP | Split System: Heat Pump with Remote Outdoor Unit-Air-Source | TPA042H4N*Y |  | CH33-60D+TDR+TXV | 12.5 | 15 | 9.2 | Yes | Yes | 2011-01-22 |  | 1
FALSE | TPA042H4N*G | 1606 | 4083407 | LENNOX INDUSTRIES, INC. | TPA042H4N*Y | HP | Split System: Heat Pump with Remote Outdoor Unit-Air-Source | TPA042H4N*Y |  | CH33-62D+TDR+TXV | 12.5 | 15 | 9.2 | Yes | Yes | 2011-01-22 |  | 1
FALSE | TPA042H4N*G | 1606 | 4083408 | LENNOX INDUSTRIES, INC. | TPA042H4N*Y | HP | Split System: Heat Pump with Remote Outdoor Unit-Air-Source | TPA042H4N*Y |  | CR33-50/60+TDR+TXV | 12 | 14.5 | 9.2 | Yes | Yes | 2011-01-22 |  | 0
FALSE | TPA042H4N*G | 1606 | 4083409 | LENNOX INDUSTRIES, INC. | TPA042H4N*Y | HP | Split System: Heat Pump with Remote Outdoor Unit-Air-Source | TPA042H4N*Y |  | CR33-50/60+TDR+TXV | 12.5 | 14.5 | 9.5 | Yes | Yes | 2011-01-22 |  | 0
FALSE | TPA042H4N*G | 1606 | 4083410 | LENNOX INDUSTRIES, INC. | TPA042H4N*Y | HP | Split System: Heat Pump with Remote Outdoor Unit-Air-Source | TPA042H4N*Y |  | CR33-50/60+TDR+TXV | 12.5 | 14.5 | 9.5 | Yes | Yes | 2011-01-22 |  | 0
FALSE | TPA042H4N*G | 1606 | 4083430 | LENNOX INDUSTRIES, INC. | TPA042H4N*Y | HP | Split System: Heat Pump with Remote Outdoor Unit-Air-Source | TPA042H4N*Y |  | CX34-62C+TDR | 13 | 15 | 9.5 | Yes | Yes | 2011-01-22 |  | 1
FALSE | TPA042H4N*G | 1606 | 4083431 | LENNOX INDUSTRIES, INC. | TPA042H4N*Y | HP | Split System: Heat Pump with Remote Outdoor Unit-Air-Source | TPA042H4N*Y |  | CH33-48+TDR+TXV | 12.5 | 14.5 | 8.5 | Yes | Yes | 2011-01-22 |  | 0
FALSE | TPA042H4N*G | 1606 | 4083432 | LENNOX INDUSTRIES, INC. | TPA042H4N*Y | HP | Split System: Heat Pump with Remote Outdoor Unit-Air-Source | TPA042H4N*Y |  | CH33-49+TDR+TXV | 12.5 | 14.5 | 9 | Yes | Yes | 2011-01-22 |  | 0
FALSE | TPA042H4N*G | 1606 | 4083433 | LENNOX INDUSTRIES, INC. | TPA042H4N*Y | HP | Split System: Heat Pump with Remote Outdoor Unit-Air-Source | TPA042H4N*Y |  | CH33-50/60C+TDR+TXV | 12.5 | 14.5 | 9 | Yes | Yes | 2011-01-22 |  | 0
FALSE | TPA042H4N*G | 1606 | 4083434 | LENNOX INDUSTRIES, INC. | TPA042H4N*Y | HP | Split System: Heat Pump with Remote Outdoor Unit-Air-Source | TPA042H4N*Y |  | CH33-43+TDR+TXV | 12.5 | 15 | 9 | Yes | Yes | 2011-01-22 |  | 1
FALSE | TPA042H4N*G | 1606 | 4083435 | LENNOX INDUSTRIES, INC. | TPA042H4N*G | HP | Split System: Heat Pump with Remote Outdoor Unit-Air-Source | TPA042H4N*G |  | CX34-49+TDR | 12.5 | 15 | 9 | Yes | Yes | 2011-01-22 |  | 1
FALSE | TPA042H4N*G | 1606 | 4083436 | LENNOX INDUSTRIES, INC. | TPA042H4N*G | HP | Split System: Heat Pump with Remote Outdoor Unit-Air-Source | TPA042H4N*G |  | CX34-49+TDR | 12.5 | 15 | 9 | Yes | Yes | 2011-01-22 |  | 1
FALSE | TPA042H4N*G | 1606 | 4083437 | LENNOX INDUSTRIES, INC. | TPA042H4N*G | HP | Split System: Heat Pump with Remote Outdoor Unit-Air-Source | TPA042H4N*G |  | CX34-50/60C+TDR | 12.5 | 14.5 | 9 | Yes | Yes | 2011-01-22 |  | 0
FALSE | TPA042H4N*G | 1606 | 4083438 | LENNOX INDUSTRIES, INC. | TPA042H4N*G | HP | Split System: Heat Pump with Remote Outdoor Unit-Air-Source | TPA042H4N*G |  | CX34-50/60C+TDR | 12.5 | 14.5 | 8.5 | Yes | Yes | 2011-01-22 |  | 0
FALSE | TPA042H4N*G | 1606 | 4083439 | LENNOX INDUSTRIES, INC. | TPA042H4N*G | HP | Split System: Heat Pump with Remote Outdoor Unit-Air-Source | TPA042H4N*G |  | CX34-60D+TDR | 13 | 15 | 9 | Yes | Yes | 2011-01-22 |  | 1
FALSE | TPA042H4N*G | 1606 | 4083440 | LENNOX INDUSTRIES, INC. | TPA042H4N*G | HP | Split System: Heat Pump with Remote Outdoor Unit-Air-Source | TPA042H4N*G |  | CX34-62C+TDR | 13 | 15 | 9.5 | Yes | Yes | 2011-01-22 |  | 1
FALSE | TPA042H4N*G | 1606 | 4083441 | LENNOX INDUSTRIES, INC. | TPA042H4N*G | HP | Split System: Heat Pump with Remote Outdoor Unit-Air-Source | TPA042H4N*G |  | CX34-62C+TDR | 13 | 15 | 9.5 | Yes | Yes | 2011-01-22 |  | 1
FALSE | TPA042H4N*G | 1606 | 4083442 | LENNOX INDUSTRIES, INC. | TPA042H4N*G | HP | Split System: Heat Pump with Remote Outdoor Unit-Air-Source | TPA042H4N*G |  | CH33-48+TDR+TXV | 12.5 | 14.5 | 9 | Yes | Yes | 2011-01-22 |  | 0
FALSE | TPA042H4N*G | 1606 | 4083443 | LENNOX INDUSTRIES, INC. | TPA042H4N*G | HP | Split System: Heat Pump with Remote Outdoor Unit-Air-Source | TPA042H4N*G |  | CH33-48+TDR+TXV | 12.5 | 14.5 | 8.5 | Yes | Yes | 2011-01-22 |  | 0
FALSE | TPA042H4N*G | 1606 | 4083444 | LENNOX INDUSTRIES, INC. | TPA042H4N*G | HP | Split System: Heat Pump with Remote Outdoor Unit-Air-Source | TPA042H4N*G |  | CH33-49+TDR+TXV | 12.5 | 14.5 | 9 | Yes | Yes | 2011-01-22 |  | 0
FALSE | TPA042H4N*G | 1606 | 4083445 | LENNOX INDUSTRIES, INC. | TPA042H4N*G | HP | Split System: Heat Pump with Remote Outdoor Unit-Air-Source | TPA042H4N*G |  | CH33-49+TDR+TXV | 12.5 | 14.5 | 9 | Yes | Yes | 2011-01-22 |  | 0
FALSE | TPA042H4N*G | 1606 | 4083446 | LENNOX INDUSTRIES, INC. | TPA042H4N*G | HP | Split System: Heat Pump with Remote Outdoor Unit-Air-Source | TPA042H4N*G |  | CH33-50/60C+TDR+TXV | 12.5 | 14.5 | 9 | Yes | Yes | 2011-01-22 |  | 0
FALSE | TPA042H4N*G | 1606 | 4083447 | LENNOX INDUSTRIES, INC. | TPA042H4N*G | HP | Split System: Heat Pump with Remote Outdoor Unit-Air-Source | TPA042H4N*G |  | CH33-50/60C+TDR+TXV | 12.5 | 14.5 | 9 | Yes | Yes | 2011-01-22 |  | 0
FALSE | TPA042H4N*G | 1606 | 4083467 | LENNOX INDUSTRIES, INC. | TPA042H4N*G | HP | Split System: Heat Pump with Remote Outdoor Unit-Air-Source | TPA042H4N*G |  | CH33-43+TDR+TXV | 12.5 | 14.5 | 9 | Yes | Yes | 2011-01-22 |  | 0
FALSE | TPA042H4N*G | 1606 | 4083468 | LENNOX INDUSTRIES, INC. | TPA042H4N*G | HP | Split System: Heat Pump with Remote Outdoor Unit-Air-Source | TPA042H4N*G |  | CH33-43+TDR+TXV | 12.5 | 14.5 | 9 | Yes | Yes | 2011-01-22 |  | 0
FALSE | TPA042H4N*G | 1606 | 4083469 | LENNOX INDUSTRIES, INC. | TPA042H4N*G | HP | Split System: Heat Pump with Remote Outdoor Unit-Air-Source | TPA042H4N*G |  | CH33-43+TDR+TXV | 12.5 | 14.5 | 9 | Yes | Yes | 2011-01-22 |  | 0
FALSE | TPA042H4N*G | 1606 | 4083470 | LENNOX INDUSTRIES, INC. | TPA042H4N*G | HP | Split System: Heat Pump with Remote Outdoor Unit-Air-Source | TPA042H4N*G |  | CH33-50/60C+TDR+TXV | 12.5 | 14.5 | 9 | Yes | Yes | 2011-01-22 |  | 0
FALSE | TPA042H4N*G | 1606 | 4083471 | LENNOX INDUSTRIES, INC. | TPA042H4N*G | HP | Split System: Heat Pump with Remote Outdoor Unit-Air-Source | TPA042H4N*G |  | CH33-50/60C+TDR+TXV | 12.5 | 14.5 | 9 | Yes | Yes | 2011-01-22 |  | 0
FALSE | TPA042H4N*G | 1606 | 4083472 | LENNOX INDUSTRIES, INC. | TPA042H4N*G | HP | Split System: Heat Pump with Remote Outdoor Unit-Air-Source | TPA042H4N*G |  | CH33-50/60C+TDR+TXV | 12.5 | 14.5 | 9.2 | Yes | Yes | 2011-01-22 |  | 0
FALSE | TPA042H4N*G | 1606 | 4083473 | LENNOX INDUSTRIES, INC. | TPA042H4N*G | HP | Split System: Heat Pump with Remote Outdoor Unit-Air-Source | TPA042H4N*G |  | CH33-50/60C+TDR+TXV | 12.5 | 14.5 | 9.2 | Yes | Yes | 2011-01-22 |  | 0
FALSE | TPA042H4N*G | 1606 | 4083474 | LENNOX INDUSTRIES, INC. | TPA042H4N*G | HP | Split System: Heat Pump with Remote Outdoor Unit-Air-Source | TPA042H4N*G |  | CH33-60D+TDR+TXV | 12.5 | 15 | 9.2 | Yes | Yes | 2011-01-22 |  | 1
FALSE | TPA042H4N*G | 1606 | 4083475 | LENNOX INDUSTRIES, INC. | TPA042H4N*G | HP | Split System: Heat Pump with Remote Outdoor Unit-Air-Source | TPA042H4N*G |  | CH33-62D+TDR+TXV | 12.5 | 15 | 9.2 | Yes | Yes | 2011-01-22 |  | 1
FALSE | TPA042H4N*G | 1606 | 4083476 | LENNOX INDUSTRIES, INC. | TPA042H4N*G | HP | Split System: Heat Pump with Remote Outdoor Unit-Air-Source | TPA042H4N*G |  | CR33-50/60+TDR+TXV | 12 | 14.5 | 9.2 | Yes | Yes | 2011-01-22 |  | 0
FALSE | TPA042H4N*G | 1606 | 4083477 | LENNOX INDUSTRIES, INC. | TPA042H4N*G | HP | Split System: Heat Pump with Remote Outdoor Unit-Air-Source | TPA042H4N*G |  | CR33-50/60+TDR+TXV | 12.5 | 14.5 | 9.5 | Yes | Yes | 2011-01-22 |  | 0
FALSE | TPA042H4N*G | 1606 | 4083478 | LENNOX INDUSTRIES, INC. | TPA042H4N*G | HP | Split System: Heat Pump with Remote Outdoor Unit-Air-Source | TPA042H4N*G |  | CR33-50/60+TDR+TXV | 12.5 | 14.5 | 9.5 | Yes | Yes | 2011-01-22 |  | 0
FALSE | TPA042H4N*G | 1606 | 4083479 | LENNOX INDUSTRIES, INC. | TPA042H4N*G | HP | Split System: Heat Pump with Remote Outdoor Unit-Air-Source | TPA042H4N*G |  | CR33-50/60+TDR+TXV | 12.5 | 14.5 | 9.5 | Yes | Yes | 2011-01-22 |  | 0
FALSE | TPA042H4N*G | 1606 | 4083480 | LENNOX INDUSTRIES, INC. | TPA042H4N*G | HP | Split System: Heat Pump with Remote Outdoor Unit-Air-Source | TPA042H4N*G |  | CX34-49+TDR | 12.5 | 14.5 | 9 | Yes | Yes | 2011-01-22 |  | 0
FALSE | TPA042H4N*G | 1606 | 4083481 | LENNOX INDUSTRIES, INC. | TPA042H4N*G | HP | Split System: Heat Pump with Remote Outdoor Unit-Air-Source | TPA042H4N*G |  | CX34-49+TDR | 12.5 | 14.5 | 9 | Yes | Yes | 2011-01-22 |  | 0
FALSE | TPA042H4N*G | 1606 | 4083482 | LENNOX INDUSTRIES, INC. | TPA042H4N*G | HP | Split System: Heat Pump with Remote Outdoor Unit-Air-Source | TPA042H4N*G |  | CX34-49+TDR | 12.5 | 14.5 | 9 | Yes | Yes | 2011-01-22 |  | 0
FALSE | TPA042H4N*G | 1606 | 4083483 | LENNOX INDUSTRIES, INC. | TPA042H4N*G | HP | Split System: Heat Pump with Remote Outdoor Unit-Air-Source | TPA042H4N*G |  | CX34-49+TDR | 12.5 | 15 | 9 | Yes | Yes | 2011-01-22 |  | 1
FALSE | TPA042H4N*G | 1606 | 4083484 | LENNOX INDUSTRIES, INC. | TPA042H4N*G | HP | Split System: Heat Pump with Remote Outdoor Unit-Air-Source | TPA042H4N*G |  | CX34-60D+TDR | 12.5 | 15 | 9.2 | Yes | Yes | 2011-01-22 |  | 1
FALSE | TPA048H4N*G | 1610 | 4083556 | LENNOX INDUSTRIES, INC. | TPA048H4N*Y | HP | Split System: Heat Pump with Remote Outdoor Unit-Air-Source | TPA048H4N*Y |  | CX34-62C+TDR | 12.5 | 15 | 8.5 | Yes | Yes | 2011-01-22 |  | 1
FALSE | TPA048H4N*G | 1610 | 4083563 | LENNOX INDUSTRIES, INC. | TPA048H4N*Y | HP | Split System: Heat Pump with Remote Outdoor Unit-Air-Source | TPA048H4N*Y |  | CR33-50/60+TDR+TXV | 12 | 14.5 | 8.5 | Yes | Yes | 2011-01-22 |  | 0
FALSE | TPA048H4N*G | 1610 | 4083564 | LENNOX INDUSTRIES, INC. | TPA048H4N*Y | HP | Split System: Heat Pump with Remote Outdoor Unit-Air-Source | TPA048H4N*Y |  | CR33-50/60+TDR+TXV | 12.5 | 14.5 | 8.5 | Yes | Yes | 2011-01-22 |  | 0
FALSE | TPA048H4N*G | 1610 | 4083565 | LENNOX INDUSTRIES, INC. | TPA048H4N*Y | HP | Split System: Heat Pump with Remote Outdoor Unit-Air-Source | TPA048H4N*Y |  | C33-49+TDR+TXV | 12 | 14.5 | 8.2 | Yes | Yes | 2011-01-22 |  | Below V5.0 Req.
FALSE | TPA048H4N*G | 1610 | 4083566 | LENNOX INDUSTRIES, INC. | TPA048H4N*Y | HP | Split System: Heat Pump with Remote Outdoor Unit-Air-Source | TPA048H4N*Y |  | C33-49+TDR+TXV | 12.5 | 14.5 | 8.2 | Yes | Yes | 2011-01-22 |  | Below V5.0 Req.
FALSE | TPA048H4N*G | 1610 | 4083567 | LENNOX INDUSTRIES, INC. | TPA048H4N*Y | HP | Split System: Heat Pump with Remote Outdoor Unit-Air-Source | TPA048H4N*Y |  | C33-49+TDR+TXV | 12 | 14.5 | 8.2 | Yes | Yes | 2011-01-22 |  | Below V5.0 Req.
FALSE | TPA048H4N*G | 1610 | 4083568 | LENNOX INDUSTRIES, INC. | TPA048H4N*Y | HP | Split System: Heat Pump with Remote Outdoor Unit-Air-Source | TPA048H4N*Y |  | C33-60D+TDR+TXV | 12.5 | 14.5 | 8.5 | Yes | Yes | 2011-01-22 |  | 0
FALSE | TPA048H4N*G | 1610 | 4083569 | LENNOX INDUSTRIES, INC. | TPA048H4N*Y | HP | Split System: Heat Pump with Remote Outdoor Unit-Air-Source | TPA048H4N*Y |  | C33-62C+TDR+TXV | 12.5 | 14.5 | 8.7 | Yes | Yes | 2011-01-22 |  | 0
FALSE | TPA048H4N*G | 1610 | 4083570 | LENNOX INDUSTRIES, INC. | TPA048H4N*Y | HP | Split System: Heat Pump with Remote Outdoor Unit-Air-Source | TPA048H4N*Y |  | C33-62C+TDR+TXV | 12.5 | 14.5 | 8.7 | Yes | Yes | 2011-01-22 |  | 0
FALSE | TPA048H4N*G | 1610 | 4083571 | LENNOX INDUSTRIES, INC. | TPA048H4N*Y | HP | Split System: Heat Pump with Remote Outdoor Unit-Air-Source | TPA048H4N*Y |  | C33-62C+TDR+TXV | 12.5 | 14.5 | 8.7 | Yes | Yes | 2011-01-22 |  | 0
FALSE | TPA048H4N*G | 1610 | 4083572 | LENNOX INDUSTRIES, INC. | TPA048H4N*Y | HP | Split System: Heat Pump with Remote Outdoor Unit-Air-Source | TPA048H4N*Y |  | C33-62D+TDR+TXV | 12.5 | 14.5 | 8.5 | Yes | Yes | 2011-01-22 |  | 0
FALSE | TPA048H4N*G | 1610 | 4083576 | LENNOX INDUSTRIES, INC. | TPA048H4N*Y | HP | Split System: Heat Pump with Remote Outdoor Unit-Air-Source | TPA048H4N*Y |  | CH33-60D+TDR+TXV | 12.5 | 14.5 | 8.5 | Yes | Yes | 2011-01-22 |  | 0
FALSE | TPA048H4N*G | 1610 | 4083577 | LENNOX INDUSTRIES, INC. | TPA048H4N*Y | HP | Split System: Heat Pump with Remote Outdoor Unit-Air-Source | TPA048H4N*Y |  | CH33-62D+TDR+TXV | 12.5 | 14.5 | 8.5 | Yes | Yes | 2011-01-22 |  | 0
FALSE | TPA048H4N*G | 1610 | 4083608 | LENNOX INDUSTRIES, INC. | TPA048H4N*G | HP | Split System: Heat Pump with Remote Outdoor Unit-Air-Source | TPA048H4N*G |  | C33-62C+TDR+TXV | 12.5 | 14.5 | 8.7 | Yes | Yes | 2011-01-22 |  | 0
FALSE | TPA048H4N*G | 1610 | 4083609 | LENNOX INDUSTRIES, INC. | TPA048H4N*G | HP | Split System: Heat Pump with Remote Outdoor Unit-Air-Source | TPA048H4N*G |  | C33-62D+TDR+TXV | 12.5 | 14.5 | 8.5 | Yes | Yes | 2011-01-22 |  | 0
FALSE | TPA048H4N*G | 1610 | 4083613 | LENNOX INDUSTRIES, INC. | TPA048H4N*G | HP | Split System: Heat Pump with Remote Outdoor Unit-Air-Source | TPA048H4N*G |  | CH33-60D+TDR+TXV | 12.5 | 14.5 | 8.5 | Yes | Yes | 2011-01-22 |  | 0
FALSE | TPA048H4N*G | 1610 | 4083614 | LENNOX INDUSTRIES, INC. | TPA048H4N*G | HP | Split System: Heat Pump with Remote Outdoor Unit-Air-Source | TPA048H4N*G |  | CH33-62D+TDR+TXV | 12.5 | 14.5 | 8.5 | Yes | Yes | 2011-01-22 |  | 0
FALSE | TPA048H4N*G | 1610 | 4083618 | LENNOX INDUSTRIES, INC. | TPA048H4N*G | HP | Split System: Heat Pump with Remote Outdoor Unit-Air-Source | TPA048H4N*G |  | CX34-49+TDR | 12 | 14.5 | 8.2 | Yes | Yes | 2011-01-22 |  | Below V5.0 Req.
FALSE | TPA048H4N*G | 1610 | 4083619 | LENNOX INDUSTRIES, INC. | TPA048H4N*G | HP | Split System: Heat Pump with Remote Outdoor Unit-Air-Source | TPA048H4N*G |  | CX34-49+TDR | 12.5 | 14.5 | 8.2 | Yes | Yes | 2011-01-22 |  | Below V5.0 Req.
FALSE | TPA048H4N*G | 1610 | 4083620 | LENNOX INDUSTRIES, INC. | TPA048H4N*G | HP | Split System: Heat Pump with Remote Outdoor Unit-Air-Source | TPA048H4N*G |  | CX34-49+TDR | 12 | 14.5 | 8.2 | Yes | Yes | 2011-01-22 |  | Below V5.0 Req.
FALSE | TPA048H4N*G | 1610 | 4083621 | LENNOX INDUSTRIES, INC. | TPA048H4N*G | HP | Split System: Heat Pump with Remote Outdoor Unit-Air-Source | TPA048H4N*G |  | CX34-60D+TDR | 12.5 | 14.5 | 8.5 | Yes | Yes | 2011-01-22 |  | 0
FALSE | TPA048H4N*G | 1610 | 4083622 | LENNOX INDUSTRIES, INC. | TPA048H4N*G | HP | Split System: Heat Pump with Remote Outdoor Unit-Air-Source | TPA048H4N*G |  | CX34-62C+TDR | 12.5 | 14.5 | 8.7 | Yes | Yes | 2011-01-22 |  | 0
FALSE | TPA048H4N*G | 1610 | 4083623 | LENNOX INDUSTRIES, INC. | TPA048H4N*G | HP | Split System: Heat Pump with Remote Outdoor Unit-Air-Source | TPA048H4N*G |  | CX34-62C+TDR | 12.5 | 14.5 | 8.7 | Yes | Yes | 2011-01-22 |  | 0
FALSE | TPA048H4N*G | 1610 | 4083624 | LENNOX INDUSTRIES, INC. | TPA048H4N*G | HP | Split System: Heat Pump with Remote Outdoor Unit-Air-Source | TPA048H4N*G |  | CX34-62C+TDR | 12.5 | 14.5 | 8.7 | Yes | Yes | 2011-01-22 |  | 0
FALSE | TPA048H4N*G | 1610 | 4083625 | LENNOX INDUSTRIES, INC. | TPA048H4N*G | HP | Split System: Heat Pump with Remote Outdoor Unit-Air-Source | TPA048H4N*G |  | CX34-62D+TDR | 12.5 | 14.5 | 8.5 | Yes | Yes | 2011-01-22 |  | 0
FALSE | TPA060H4N*Y | 1623 | 4083676 | LENNOX INDUSTRIES, INC. | TPA060H4N*G | HP | Split System: Heat Pump with Remote Outdoor Unit-Air-Source | TPA060H4N*G |  | CH23-68+TDR+TXV | 12 | 14.5 | 9 | Yes | Yes | 2011-01-22 |  | 0
FALSE | 15PJL18 | 13 | 4093286 | RHEEM SALES COMPANY, INC. | 14PJM18 | HP | Split System: Heat Pump with Remote Outdoor Unit-Air-Source | 14PJM18 |  | RCFL-H*2417 | 12 | 14.5 | 8.2 | Yes | Yes | 2011-01-22 |  | Below V5.0 Req.
FALSE | 15PJL18 | 13 | 4093287 | RHEEM SALES COMPANY, INC. | 14PJM18 | HP | Split System: Heat Pump with Remote Outdoor Unit-Air-Source | 14PJM18 |  | RCFL-H*2417 | 12 | 14.5 | 8.2 | Yes | Yes | 2011-01-22 |  | Below V5.0 Req.
FALSE | 14PJM24 | 3122 | 4093288 | RHEEM SALES COMPANY, INC. | 14PJM24 | HP | Split System: Heat Pump with Remote Outdoor Unit-Air-Source | 14PJM24 |  | RCFL-H*2417 | 12 | 14.5 | 8.2 | Yes | Yes | 2011-01-22 |  | Below V5.0 Req.
FALSE | 14PJM24 | 3122 | 4093289 | RHEEM SALES COMPANY, INC. | 14PJM24 | HP | Split System: Heat Pump with Remote Outdoor Unit-Air-Source | 14PJM24 |  | RCFL-H*2417 | 12 | 14.5 | 8.2 | Yes | Yes | 2011-01-22 |  | Below V5.0 Req.
FALSE | 14PJM30 | 27 | 4093292 | RHEEM SALES COMPANY, INC. | 14PJM30 | HP | Split System: Heat Pump with Remote Outdoor Unit-Air-Source | 14PJM30 |  | RCFL-H*3617 | 12 | 14.5 | 8.2 | Yes | Yes | 2011-01-22 |  | Below V5.0 Req.
FALSE | 14PJM30 | 27 | 4093293 | RHEEM SALES COMPANY, INC. | 14PJM30 | HP | Split System: Heat Pump with Remote Outdoor Unit-Air-Source | 14PJM30 |  | RCFL-H*3617 | 12 | 14.5 | 8.2 | Yes | Yes | 2011-01-22 |  | Below V5.0 Req.
FALSE | 14PJM30 | 27 | 4093296 | RHEEM SALES COMPANY, INC. | 14PJM30 | HP | Split System: Heat Pump with Remote Outdoor Unit-Air-Source | 14PJM30 |  | RCFL-H*3621 | 12 | 14.5 | 8.2 | Yes | Yes | 2011-01-22 |  | Below V5.0 Req.
FALSE | 14PJM30 | 27 | 4093297 | RHEEM SALES COMPANY, INC. | 14PJM30 | HP | Split System: Heat Pump with Remote Outdoor Unit-Air-Source | 14PJM30 |  | RCFL-H*3621 | 12 | 14.5 | 8.2 | Yes | Yes | 2011-01-22 |  | Below V5.0 Req.
FALSE | 14PJM36 | 3141 | 4093307 | RHEEM SALES COMPANY, INC. | 14PJM36 | HP | Split System: Heat Pump with Remote Outdoor Unit-Air-Source | 14PJM36 |  | RCFL-H*3621 | 12 | 14.5 | 8.2 | Yes | Yes | 2011-01-22 |  | Below V5.0 Req.
FALSE | XP21-024-230-** | 1634 | 4094933 | LENNOX INDUSTRIES, INC. | XP21-024-230* | HP | Split System: Heat Pump with Remote Outdoor Unit with No Indoor Fan --Air Source | XP21-024-230* |  | CR33-48+TDR+TXV | 12 | 15.5 | 8.5 | Yes | Yes | 2011-01-22 |  | 0
FALSE | XP21-024-230-** | 1634 | 4094936 | LENNOX INDUSTRIES, INC. | XP21-024-230* | HP | Split System: Heat Pump with Remote Outdoor Unit-Air-Source | XP21-024-230* |  | CR33-48+TDR+TXV | 13.2 | 18.2 | 9.2 | Yes | Yes | 2011-01-22 |  | 2
FALSE | XP21-024-230-** | 1634 | 4094940 | LENNOX INDUSTRIES, INC. | XP21-024-230* | HP | Split System: Heat Pump with Remote Outdoor Unit-Air-Source | XP21-024-230* |  | CR33-48+TDR+TXV | 13.2 | 17.7 | 9 | Yes | Yes | 2011-01-22 |  | 2
FALSE | XP21-024-230-** | 1634 | 4094944 | LENNOX INDUSTRIES, INC. | XP21-024-230* | HP | Split System: Heat Pump with Remote Outdoor Unit-Air-Source | XP21-024-230* |  | CR33-48+TDR+TXV | 13.5 | 18.2 | 9.2 | Yes | Yes | 2011-01-22 |  | 2
FALSE | XP21-024-230-** | 1634 | 4094947 | LENNOX INDUSTRIES, INC. | XP21-024-230* | HP | Split System: Heat Pump with Remote Outdoor Unit-Air-Source | XP21-024-230* |  | CR33-48+TDR+TXV | 13.7 | 18.5 | 9.2 | Yes | Yes | 2011-01-22 |  | 2
FALSE | XP21-036-230-** | 1641 | 4094954 | LENNOX INDUSTRIES, INC. | XP21-036-230* | HP | Split System: Heat Pump with Remote Outdoor Unit-Air-Source | XP21-036-230* |  | CR33-48+TDR+TXV | 12.2 | 16.7 | 9 | Yes | Yes | 2011-01-22 |  | 0
FALSE | XP21-036-230-** | 1641 | 4094957 | LENNOX INDUSTRIES, INC. | XP21-036-230* | HP | Split System: Heat Pump with Remote Outdoor Unit-Air-Source | XP21-036-230* |  | CR33-48+TDR+TXV | 12.2 | 16.7 | 9 | Yes | Yes | 2011-01-22 |  | 0
FALSE | XP21-036-230-** | 1641 | 4094963 | LENNOX INDUSTRIES, INC. | XP21-036-230* | HP | Split System: Heat Pump with Remote Outdoor Unit-Air-Source | XP21-036-230* |  | CR33-48+TDR+TXV | 12.7 | 17.2 | 9.2 | Yes | Yes | 2011-01-22 |  | 1
FALSE | XP21-036-230-** | 1641 | 4094966 | LENNOX INDUSTRIES, INC. | XP21-036-230* | HP | Split System: Heat Pump with Remote Outdoor Unit-Air-Source | XP21-036-230* |  | CR33-48+TDR+TXV | 12.2 | 17 | 9 | Yes | Yes | 2011-01-22 |  | 0
FALSE | XP21-036-230-** | 1641 | 4094969 | LENNOX INDUSTRIES, INC. | XP21-036-230* | HP | Split System: Heat Pump with Remote Outdoor Unit-Air-Source | XP21-036-230* |  | CR33-48+TDR+TXV | 12.5 | 17.2 | 9.2 | Yes | Yes | 2011-01-22 |  | 1
FALSE | XP21-036-230-** | 1641 | 4094971 | LENNOX INDUSTRIES, INC. | XP21-036-230* | HP | Split System: Heat Pump with Remote Outdoor Unit-Air-Source | XP21-036-230* |  | CR33-48+TDR+TXV | 12.5 | 17 | 9.2 | Yes | Yes | 2011-01-22 |  | 1
FALSE | XP21-036-230-** | 1641 | 4094973 | LENNOX INDUSTRIES, INC. | XP21-036-230* | HP | Split System: Heat Pump with Remote Outdoor Unit-Air-Source | XP21-036-230* |  | CR33-48+TDR+TXV | 12.2 | 17 | 9.2 | Yes | Yes | 2011-01-22 |  | 0
FALSE | XP21-024-230-** | 1634 | 4121638 | LENNOX INDUSTRIES, INC. | XP21-024-230* | HP | Split System: Heat Pump with Remote Outdoor Unit-Air-Source | XP21-024-230* |  | CX34-31+TDR | 12.7 | 18 | 8.7 | Yes | Yes | 2011-01-22 |  | 1
FALSE | XP21-024-230-** | 1634 | 4121639 | LENNOX INDUSTRIES, INC. | XP21-024-230* | HP | Split System: Heat Pump with Remote Outdoor Unit-Air-Source | XP21-024-230* |  | CX34-31+TDR | 12.7 | 17.5 | 8.5 | Yes | Yes | 2011-01-22 |  | 1
FALSE | XP21-024-230-** | 1634 | 4121640 | LENNOX INDUSTRIES, INC. | XP21-024-230* | HP | Split System: Heat Pump with Remote Outdoor Unit-Air-Source | XP21-024-230* |  | CX34-38+TDR | 13 | 18 | 8.7 | Yes | Yes | 2011-01-22 |  | 1
FALSE | XP21-024-230-** | 1634 | 4121641 | LENNOX INDUSTRIES, INC. | XP21-024-230* | HP | Split System: Heat Pump with Remote Outdoor Unit-Air-Source | XP21-024-230* |  | CX34-38+TDR | 13.2 | 17.7 | 8.7 | Yes | Yes | 2011-01-22 |  | 1
FALSE | XP21-024-230-** | 1634 | 4121642 | LENNOX INDUSTRIES, INC. | XP21-024-230* | HP | Split System: Heat Pump with Remote Outdoor Unit-Air-Source | XP21-024-230* |  | CX34-44/48+TDR | 12.5 | 17.5 | 8.7 | Yes | Yes | 2011-01-22 |  | 1
FALSE | XP21-024-230-** | 1634 | 4121643 | LENNOX INDUSTRIES, INC. | XP21-024-230* | HP | Split System: Heat Pump with Remote Outdoor Unit-Air-Source | XP21-024-230* |  | CX34-44/48+TDR | 12.5 | 17.2 | 8.7 | Yes | Yes | 2011-01-22 |  | 1
FALSE | XP21-036-230-** | 1641 | 4121644 | LENNOX INDUSTRIES, INC. | XP21-036-230* | HP | Split System: Heat Pump with Remote Outdoor Unit-Air-Source | XP21-036-230* |  | CX34-38+TDR | 12 | 16.7 | 8.5 | Yes | Yes | 2011-01-22 |  | 0
FALSE | XP21-036-230-** | 1641 | 4121647 | LENNOX INDUSTRIES, INC. | XP21-036-230* | HP | Split System: Heat Pump with Remote Outdoor Unit-Air-Source | XP21-036-230* |  | CX34-44/48+TDR | 12 | 17.2 | 8.7 | Yes | Yes | 2011-01-22 |  | 0
FALSE | XP21-036-230-** | 1641 | 4121648 | LENNOX INDUSTRIES, INC. | XP21-036-230* | HP | Split System: Heat Pump with Remote Outdoor Unit-Air-Source | XP21-036-230* |  | CX34-49+TDR | 12 | 17.2 | 9.2 | Yes | Yes | 2011-01-22 |  | 0
FALSE | XP21-036-230-** | 1641 | 4121649 | LENNOX INDUSTRIES, INC. | XP21-036-230* | HP | Split System: Heat Pump with Remote Outdoor Unit-Air-Source | XP21-036-230* |  | CX34-50/60C+TDR | 12 | 16.7 | 9.2 | Yes | Yes | 2011-01-22 |  | 0
FALSE | XP21-036-230-** | 1641 | 4121650 | LENNOX INDUSTRIES, INC. | XP21-036-230* | HP | Split System: Heat Pump with Remote Outdoor Unit-Air-Source | XP21-036-230* |  | CX34-43+TDR | 12 | 16.7 | 9.2 | Yes | Yes | 2011-01-22 |  | 0
FALSE | XP21-036-230-** | 1641 | 4121662 | LENNOX INDUSTRIES, INC. | XP21-036-230/* | HP | Split System: Heat Pump with Remote Outdoor Unit-Air-Source | XP21-036-230/* |  | CX34-49+TDR | 12 | 17.2 | 8.2 | Yes | Yes | 2011-01-22 |  | Below V5.0 Req.
FALSE | XP21-036-230-** | 1641 | 4150435 | LENNOX INDUSTRIES, INC. | XP21-036-230* | HP | Split System: Heat Pump with Remote Outdoor Unit-Air-Source | XP21-036-230* |  | CX34-43+TDR | 12 | 16.2 | 9 | Yes | Yes | 2011-01-22 |  | 0
FALSE | XP21-036-230-** | 1641 | 4150436 | LENNOX INDUSTRIES, INC. | XP21-036-230* | HP | Split System: Heat Pump with Remote Outdoor Unit-Air-Source | XP21-036-230* |  | CX34-44/48+TDR | 12.2 | 16.7 | 8.7 | Yes | Yes | 2011-01-22 |  | 0
FALSE | XP21-036-230-** | 1641 | 4150438 | LENNOX INDUSTRIES, INC. | XP21-036-230* | HP | Split System: Heat Pump with Remote Outdoor Unit-Air-Source | XP21-036-230* |  | CH33-43B+TDR+TXV | 12 | 16.2 | 9.2 | Yes | Yes | 2011-01-22 |  | 0
FALSE | XP21-036-230-** | 1641 | 4150440 | LENNOX INDUSTRIES, INC. | XP21-036-230* | HP | Split System: Heat Pump with Remote Outdoor Unit-Air-Source | XP21-036-230* |  | CX34-43+TDR | 12.2 | 16.7 | 9.2 | Yes | Yes | 2011-01-22 |  | 0
FALSE | XP21-036-230-** | 1641 | 4150441 | LENNOX INDUSTRIES, INC. | XP21-036-230* | HP | Split System: Heat Pump with Remote Outdoor Unit-Air-Source | XP21-036-230* |  | CX34-44/48+TDR | 12.2 | 17 | 8.7 | Yes | Yes | 2011-01-22 |  | 0
FALSE | XP21-036-230-** | 1641 | 4150442 | LENNOX INDUSTRIES, INC. | XP21-036-230* | HP | Split System: Heat Pump with Remote Outdoor Unit-Air-Source | XP21-036-230* |  | CX34-49+TDR | 12.2 | 17 | 9.2 | Yes | Yes | 2011-01-22 |  | 0
FALSE | XP21-036-230-** | 1641 | 4150443 | LENNOX INDUSTRIES, INC. | XP21-036-230* | HP | Split System: Heat Pump with Remote Outdoor Unit-Air-Source | XP21-036-230* |  | CH33-43C+TDR+TXV | 12.2 | 16.5 | 9.2 | Yes | Yes | 2011-01-22 |  | 0
FALSE | XP21-036-230-** | 1641 | 4150444 | LENNOX INDUSTRIES, INC. | XP21-036-230* | HP | Split System: Heat Pump with Remote Outdoor Unit-Air-Source | XP21-036-230* |  | CX34-50/60C+TDR | 12.2 | 16.7 | 9.2 | Yes | Yes | 2011-01-22 |  | 0
FALSE | XP21-036-230-** | 1641 | 4150445 | LENNOX INDUSTRIES, INC. | XP21-036-230* | HP | Split System: Heat Pump with Remote Outdoor Unit-Air-Source | XP21-036-230* |  | CH33-48+TDR+TXV | 12.2 | 16.5 | 9.2 | Yes | Yes | 2011-01-22 |  | 0
FALSE | XP21-036-230-** | 1641 | 4150446 | LENNOX INDUSTRIES, INC. | XP21-036-230* | HP | Split System: Heat Pump with Remote Outdoor Unit-Air-Source | XP21-036-230* |  | CH33-49+TDR+TXV | 12.5 | 17.2 | 9.5 | Yes | Yes | 2011-01-22 |  | 1
FALSE | XP21-036-230-** | 1641 | 4150447 | LENNOX INDUSTRIES, INC. | XP21-036-230* | HP | Split System: Heat Pump with Remote Outdoor Unit-Air-Source | XP21-036-230* |  | CH33-50/60C+TDR+TXV | 12.2 | 17.2 | 9.2 | Yes | Yes | 2011-01-22 |  | 0
FALSE | XP21-036-230-** | 1641 | 4150448 | LENNOX INDUSTRIES, INC. | XP21-036-230* | HP | Split System: Heat Pump with Remote Outdoor Unit-Air-Source | XP21-036-230* |  | CR33-50/60+TDR+TXV | 12.5 | 17.2 | 9.7 | Yes | Yes | 2011-01-22 |  | 1
FALSE | XP21-036-230-** | 1641 | 4150449 | LENNOX INDUSTRIES, INC. | XP21-036-230* | HP | Split System: Heat Pump with Remote Outdoor Unit-Air-Source | XP21-036-230* |  | CX34-43+TDR | 12.2 | 16.7 | 9.2 | Yes | Yes | 2011-01-22 |  | 0
FALSE | XP21-036-230-** | 1641 | 4150450 | LENNOX INDUSTRIES, INC. | XP21-036-230* | HP | Split System: Heat Pump with Remote Outdoor Unit-Air-Source | XP21-036-230* |  | CX34-44/48+TDR | 12.2 | 17.2 | 9 | Yes | Yes | 2011-01-22 |  | 0
FALSE | XP21-036-230-** | 1641 | 4150451 | LENNOX INDUSTRIES, INC. | XP21-036-230* | HP | Split System: Heat Pump with Remote Outdoor Unit-Air-Source | XP21-036-230* |  | CX34-49+TDR | 12.2 | 17.2 | 9.5 | Yes | Yes | 2011-01-22 |  | 0
FALSE | XP21-036-230-** | 1641 | 4150452 | LENNOX INDUSTRIES, INC. | XP21-036-230* | HP | Split System: Heat Pump with Remote Outdoor Unit-Air-Source | XP21-036-230* |  | CH33-43C+TDR+TXV | 12.2 | 16.7 | 9.2 | Yes | Yes | 2011-01-22 |  | 0
FALSE | XP21-036-230-** | 1641 | 4150453 | LENNOX INDUSTRIES, INC. | XP21-036-230* | HP | Split System: Heat Pump with Remote Outdoor Unit-Air-Source | XP21-036-230* |  | CX34-50/60C+TDR | 12.2 | 16.7 | 9.2 | Yes | Yes | 2011-01-22 |  | 0
FALSE | XP21-036-230-** | 1641 | 4150454 | LENNOX INDUSTRIES, INC. | XP21-036-230* | HP | Split System: Heat Pump with Remote Outdoor Unit-Air-Source | XP21-036-230* |  | CH33-48+TDR+TXV | 12.2 | 16.7 | 9.2 | Yes | Yes | 2011-01-22 |  | 0
FALSE | XP21-048-230-** | 1646 | 4150485 | LENNOX INDUSTRIES, INC. | XP21-048-230* | HP | Split System: Heat Pump with Remote Outdoor Unit-Air-Source | XP21-048-230* |  | CX34-49+TDR | 12 | 16.7 | 9 | Yes | Yes | 2011-01-22 |  | 0
FALSE | XP21-048-230-** | 1646 | 4150486 | LENNOX INDUSTRIES, INC. | XP21-048-230* | HP | Split System: Heat Pump with Remote Outdoor Unit-Air-Source | XP21-048-230* |  | CX34-62C+TDR | 12.5 | 17.2 | 9.2 | Yes | Yes | 2011-01-22 |  | 1
FALSE | XP21-048-230-** | 1646 | 4150487 | LENNOX INDUSTRIES, INC. | XP21-048-230* | HP | Split System: Heat Pump with Remote Outdoor Unit-Air-Source | XP21-048-230* |  | CH33-49+TDR+TXV | 12.2 | 16.7 | 8.5 | Yes | Yes | 2011-01-22 |  | 0
FALSE | XP21-048-230-** | 1646 | 4150488 | LENNOX INDUSTRIES, INC. | XP21-048-230* | HP | Split System: Heat Pump with Remote Outdoor Unit-Air-Source | XP21-048-230* |  | CH33-50/60C+TDR+TXV | 12 | 16.7 | 8.5 | Yes | Yes | 2011-01-22 |  | 0
FALSE | XP21-048-230-** | 1646 | 4150489 | LENNOX INDUSTRIES, INC. | XP21-048-230* | HP | Split System: Heat Pump with Remote Outdoor Unit-Air-Source | XP21-048-230* |  | CX34-49+TDR | 12.2 | 16.7 | 9.2 | Yes | Yes | 2011-01-22 |  | 0
FALSE | XP21-048-230-** | 1646 | 4150490 | LENNOX INDUSTRIES, INC. | XP21-048-230* | HP | Split System: Heat Pump with Remote Outdoor Unit-Air-Source | XP21-048-230* |  | CX34-62C+TDR | 12.5 | 17.5 | 9.2 | Yes | Yes | 2011-01-22 |  | 1
FALSE | XP21-048-230-** | 1646 | 4150491 | LENNOX INDUSTRIES, INC. | XP21-048-230* | HP | Split System: Heat Pump with Remote Outdoor Unit-Air-Source | XP21-048-230* |  | CH33-62D+TDR+TXV | 12.2 | 16.2 | 9 | Yes | Yes | 2011-01-22 |  | 0
FALSE | XP21-048-230-** | 1646 | 4150492 | LENNOX INDUSTRIES, INC. | XP21-048-230* | HP | Split System: Heat Pump with Remote Outdoor Unit-Air-Source | XP21-048-230* |  | CX34-62D+TDR | 12.2 | 17 | 9.2 | Yes | Yes | 2011-01-22 |  | 0
FALSE | XP21-048-230-** | 1646 | 4150496 | LENNOX INDUSTRIES, INC. | XP21-048-230/* | HP | Split System: Heat Pump with Remote Outdoor Unit-Air-Source | XP21-048-230/* |  | CX34-62C+TDR | 12.5 | 17.2 | 8.2 | Yes | Yes | 2011-01-22 |  | Below V5.0 Req.
FALSE | XP21-048-230-** | 1646 | 4150500 | LENNOX INDUSTRIES, INC. | XP21-048-230/* | HP | Split System: Heat Pump with Remote Outdoor Unit-Air-Source | XP21-048-230/* |  | CX34-62C+TDR | 12.5 | 17.5 | 8.2 | Yes | Yes | 2011-01-22 |  | Below V5.0 Req.
FALSE | XP21-048-230-** | 1646 | 4150501 | LENNOX INDUSTRIES, INC. | XP21-048-230/* | HP | Split System: Heat Pump with Remote Outdoor Unit-Air-Source | XP21-048-230/* |  | CX34-62D+TDR | 12.2 | 17 | 8.2 | Yes | Yes | 2011-01-22 |  | Below V5.0 Req.
FALSE | XP21-060-230-** | 1648 | 4150515 | LENNOX INDUSTRIES, INC. | XP21-060-230* | HP | Split System: Heat Pump with Remote Outdoor Unit-Air-Source | XP21-060-230* |  | CX34-62D+TDR | 12 | 15.7 | 8.7 | Yes | Yes | 2011-01-22 |  | 0
FALSE | XP21-060-230-** | 1648 | 4150516 | LENNOX INDUSTRIES, INC. | XP21-060-230* | HP | Split System: Heat Pump with Remote Outdoor Unit-Air-Source | XP21-060-230* |  | C33-62D+TDR+TXV | 12 | 15.7 | 8.7 | Yes | Yes | 2011-01-22 |  | 0
FALSE | XP21-060-230-** | 1648 | 4150518 | LENNOX INDUSTRIES, INC. | XP21-060-230* | HP | Split System: Heat Pump with Remote Outdoor Unit-Air-Source | XP21-060-230* |  | CH23-68+TDR+TXV | 12 | 15.7 | 9.5 | Yes | Yes | 2011-01-22 |  | 0
FALSE | XP21-060-230-** | 1648 | 4150534 | LENNOX INDUSTRIES, INC. | XP21-060-230/* | HP | Split System: Heat Pump with Remote Outdoor Unit-Air-Source | XP21-060-230/* |  | CH23-68+TDR+TXV | 12 | 15.7 | 8.25 | Yes | Yes | 2011-01-22 |  | Below V5.0 Req.
FALSE | 14PJM30 | 27 | 4150749 | RUUD AIR CONDITIONING DIVISION | 14PJM30 | HP | Split System: Heat Pump with Remote Outdoor Unit-Air-Source | 14PJM30 |  | RCFL-H*3621 | 12 | 14.5 | 8.5 | Yes | Yes | 2011-03-08 |  | 0
TRUE | 4TWB4018E1 | 2393 | 4151168 | TRANE | 4TWB4018E1 | HP | Split System: Heat Pump with Remote Outdoor Unit-Air-Source | 4TWB4018E1 |  | GAM5A0A18M11 | 12.5 | 15 | 8.5 | Yes | Yes | 2011-02-28 |  | 1
TRUE | 4TWR5036E1 | 2477 | 4151209 | TRANE | 4TWR5036E1 | HP | Split System: Heat Pump with Remote Outdoor Unit-Air-Source | 4TWR5036E1 |  | GAM5A0B36M31 | 12.5 | 15 | 8.5 | Yes | Yes | 2011-01-22 |  | 1
TRUE | 4TWR5042E1 | 2555 | 4151211 | TRANE | 4TWR5042E1 | HP | Split System: Heat Pump with Remote Outdoor Unit-Air-Source | 4TWR5042E1 |  | GAM5A0C42M31 | 12.5 | 15.25 | 8.5 | Yes | Yes | 2011-01-22 |  | 1
FALSE | 4TWR5049E1 | 2560 | 4151216 | TRANE | 4TWR5049E1 | HP | Split System: Heat Pump with Remote Outdoor Unit-Air-Source | 4TWR5049E1 |  | GAM5A0C42M31 | 12.5 | 15.75 | 8.5 | Yes | Yes | 2011-01-22 |  | 1
FALSE | 4TWR5049E1 | 2560 | 4151217 | TRANE | 4TWR5049E1 | HP | Split System: Heat Pump with Remote Outdoor Unit-Air-Source | 4TWR5049E1 |  | GAM5A0C48M41 | 12.5 | 15.5 | 8.5 | Yes | Yes | 2011-01-22 |  | 1
FALSE | 4TWR5049E1 | 2560 | 4151218 | TRANE | 4TWR5049E1 | HP | Split System: Heat Pump with Remote Outdoor Unit-Air-Source | 4TWR5049E1 |  | GAM5A0C60M51 | 12.5 | 15 | 8.5 | Yes | Yes | 2011-01-22 |  | 1
TRUE | 4TWX5018A1 | 2392 | 4151223 | TRANE | 4TWX5018A1 | HP | Split System: Heat Pump with Remote Outdoor Unit-Air-Source | 4TWX5018A1 |  | GAM5A0A18M11 | 13.5 | 16.25 | 8.5 | Yes | Yes | 2011-01-22 |  | 1
TRUE | 4TWX5024A1 | 2407 | 4151225 | TRANE | 4TWX5024A1 | HP | Split System: Heat Pump with Remote Outdoor Unit-Air-Source | 4TWX5024A1 |  | GAM5A0A24M21 | 13 | 15.25 | 8.5 | Yes | Yes | 2011-01-22 |  | 1
TRUE | 4TWX5030A1 | 2419 | 4151229 | TRANE | 4TWX5030A1 | HP | Split System: Heat Pump with Remote Outdoor Unit-Air-Source | 4TWX5030A1 |  | GAM5A0B30M21 | 13 | 15.75 | 9.5 | Yes | Yes | 2011-01-22 |  | 1
TRUE | 4TWX5036A1 | 2480 | 4151232 | TRANE | 4TWX5036A1 | HP | Split System: Heat Pump with Remote Outdoor Unit-Air-Source | 4TWX5036A1 |  | GAM5A0B36M31 | 12.5 | 15 | 8.5 | Yes | Yes | 2011-01-22 |  | 1
FALSE | 4TWR5049E1 | 2560 | 4151318 | AMERICAN STANDARD, INC. | 4A6H5049E1 | HP | Split System: Heat Pump with Remote Outdoor Unit-Air-Source | 4TWR5049E1 |  | GAM5A0C42M31 | 12.5 | 15.75 | 8.5 | Yes | Yes | 2011-02-28 |  | 1
FALSE | 4TWR5049E1 | 2560 | 4151319 | AMERICAN STANDARD, INC. | 4A6H5049E1 | HP | Split System: Heat Pump with Remote Outdoor Unit-Air-Source | 4TWR5049E1 |  | GAM5A0C48M41 | 12.5 | 15.5 | 8.5 | Yes | Yes | 2011-02-28 |  | 1
FALSE | 4TWR5049E1 | 2560 | 4151320 | AMERICAN STANDARD, INC. | 4A6H5049E1 | HP | Split System: Heat Pump with Remote Outdoor Unit-Air-Source | 4TWR5049E1 |  | GAM5A0C60M51 | 12.5 | 15 | 8.5 | Yes | Yes | 2011-02-28 |  | 1
TRUE | 4TWX5018A1 | 2392 | 4151325 | AMERICAN STANDARD, INC. | 4A6H5018A1 | HP | Split System: Heat Pump with Remote Outdoor Unit-Air-Source | 4TWX5018A1 |  | GAM5A0A18M11 | 13.5 | 16.25 | 8.5 | Yes | Yes | 2011-02-28 |  | 1
TRUE | 4TWX5024A1 | 2407 | 4151327 | AMERICAN STANDARD, INC. | 4A6H5024A1 | HP | Split System: Heat Pump with Remote Outdoor Unit-Air-Source | 4TWX5024A1 |  | GAM5A0A24M21 | 13 | 15.25 | 8.5 | Yes | Yes | 2011-02-28 |  | 1
TRUE | 4TWX5030A1 | 2419 | 4151331 | AMERICAN STANDARD, INC. | 4A6H5030A1 | HP | Split System: Heat Pump with Remote Outdoor Unit-Air-Source | 4TWX5030A1 |  | GAM5A0B30M21 | 13 | 15.75 | 9.5 | Yes | Yes | 2011-02-28 |  | 1
TRUE | 4TWX5036A1 | 2480 | 4151334 | AMERICAN STANDARD, INC. | 4A6H5036A1 | HP | Split System: Heat Pump with Remote Outdoor Unit-Air-Source | 4TWX5036A1 |  | GAM5A0B36M31 | 12.5 | 15 | 8.5 | Yes | Yes | 2011-02-28 |  | 1
TRUE | 4TWX5042A1 | 2550 | 4151336 | AMERICAN STANDARD, INC. | 4A6H5042A1 | HP | Split System: Heat Pump with Remote Outdoor Unit-Air-Source | 4TWX5042A1 |  | GAM5A0C42M31 | 12.5 | 15.25 | 8.5 | Yes | Yes | 2011-02-28 |  | 1
FALSE | 4A6H7048A1 | 172 | 4166171 | AMERICAN STANDARD, INC. | 4A6H6048E1 | HP | Split System: Heat Pump with Remote Outdoor Unit-Air-Source | 4A6H6048E1 |  | 4TXAC060BC3 | 12 | 15.5 | 8.5 | Yes | Yes | 2011-01-22 |  | 0
FALSE | 4A6H7048A1 | 172 | 4166173 | AMERICAN STANDARD, INC. | 4A6H6048E1 | HP | Split System: Heat Pump with Remote Outdoor Unit-Air-Source | 4A6H6048E1 |  | 4TXAD061BC3 | 12 | 16 | 8.5 | Yes | Yes | 2011-01-22 |  | 0
FALSE | 4A6H7048A1 | 172 | 4166174 | AMERICAN STANDARD, INC. | 4A6H6048E1 | HP | Split System: Heat Pump with Remote Outdoor Unit-Air-Source | 4A6H6048E1 |  | 4TXAD064BC3 | 12 | 16 | 8.5 | Yes | Yes | 2011-01-22 |  | 0
FALSE | 4A6H7048A1 | 172 | 4166179 | AMERICAN STANDARD, INC. | 4A6H6048E1 | HP | Split System: Heat Pump with Remote Outdoor Unit-Air-Source | 4A6H6048E1 |  | 4TXCC060BC3 | 12 | 15.5 | 8.5 | Yes | Yes | 2011-01-22 |  | 0
FALSE | 4A6H7048A1 | 172 | 4166183 | AMERICAN STANDARD, INC. | 4A6H6048E1 | HP | Split System: Heat Pump with Remote Outdoor Unit-Air-Source | 4A6H6048E1 |  | 4TXCD061BC3 | 12 | 16 | 8.5 | Yes | Yes | 2011-01-22 |  | 0
FALSE | 4A6H7048A1 | 172 | 4166184 | AMERICAN STANDARD, INC. | 4A6H6048E1 | HP | Split System: Heat Pump with Remote Outdoor Unit-Air-Source | 4A6H6048E1 |  | 4TXCD063BC3 | 12.5 | 16 | 8.5 | Yes | Yes | 2011-01-22 |  | 1
FALSE | 4A6H7048A1 | 172 | 4166185 | AMERICAN STANDARD, INC. | 4A6H6048E1 | HP | Split System: Heat Pump with Remote Outdoor Unit-Air-Source | 4A6H6048E1 |  | 4TXCD064BC3 | 12 | 16 | 8.5 | Yes | Yes | 2011-01-22 |  | 0
FALSE | 4A6H7048A1 | 172 | 4166187 | AMERICAN STANDARD, INC. | 4A6H6048E1 | HP | Split System: Heat Pump with Remote Outdoor Unit-Air-Source | 4A6H6048E1 |  | 4TXFH063CZ3 | 12.5 | 16.5 | 8.5 | Yes | Yes | 2011-01-22 |  | 1
FALSE | 4A6H7048A1 | 172 | 4166515 | TRANE | 4TWX6048E1 | HP | Split System: Heat Pump with Remote Outdoor Unit-Air-Source | 4A6H6048E1 |  | 4TXAC060BC3 | 12 | 15.5 | 8.5 | Yes | Yes | 2011-02-28 |  | 0
FALSE | 4A6H7048A1 | 172 | 4166517 | TRANE | 4TWX6048E1 | HP | Split System: Heat Pump with Remote Outdoor Unit-Air-Source | 4A6H6048E1 |  | 4TXAD061BC3 | 12 | 16 | 8.5 | Yes | Yes | 2011-02-28 |  | 0
FALSE | 4A6H7048A1 | 172 | 4166518 | TRANE | 4TWX6048E1 | HP | Split System: Heat Pump with Remote Outdoor Unit-Air-Source | 4A6H6048E1 |  | 4TXAD064BC3 | 12 | 16 | 8.5 | Yes | Yes | 2011-02-28 |  | 0
FALSE | 4A6H7048A1 | 172 | 4166523 | TRANE | 4TWX6048E1 | HP | Split System: Heat Pump with Remote Outdoor Unit-Air-Source | 4A6H6048E1 |  | 4TXCC060BC3 | 12 | 15.5 | 8.5 | Yes | Yes | 2011-02-28 |  | 0
FALSE | 4A6H7048A1 | 172 | 4174714 | AMERICAN STANDARD, INC. | 4A6H6048E1 | HP | Split System: Heat Pump with Remote Outdoor Unit-Air-Source | 4A6H6048E1 |  | 4TXAD050BC3 | 12 | 16 | 8.5 | Yes | Yes | 2011-01-22 |  | 0
FALSE | 4A6H7048A1 | 172 | 4174715 | AMERICAN STANDARD, INC. | 4A6H6048E1 | HP | Split System: Heat Pump with Remote Outdoor Unit-Air-Source | 4A6H6048E1 |  | 4TXAD061BC3 | 12.5 | 16 | 8.5 | Yes | Yes | 2011-01-22 |  | 1
FALSE | 4A6H7048A1 | 172 | 4174716 | AMERICAN STANDARD, INC. | 4A6H6048E1 | HP | Split System: Heat Pump with Remote Outdoor Unit-Air-Source | 4A6H6048E1 |  | 4TXAD064BC3 | 12 | 16 | 8.5 | Yes | Yes | 2011-01-22 |  | 0
FALSE | 4A6H7048A1 | 172 | 4174719 | AMERICAN STANDARD, INC. | 4A6H6048E1 | HP | Split System: Heat Pump with Remote Outdoor Unit-Air-Source | 4A6H6048E1 |  | 4TXCD050BC3 | 12 | 16 | 8.5 | Yes | Yes | 2011-01-22 |  | 0
FALSE | 4A6H7048A1 | 172 | 4174720 | AMERICAN STANDARD, INC. | 4A6H6048E1 | HP | Split System: Heat Pump with Remote Outdoor Unit-Air-Source | 4A6H6048E1 |  | 4TXCD061BC3 | 12.5 | 16 | 8.5 | Yes | Yes | 2011-01-22 |  | 1
FALSE | 4A6H7048A1 | 172 | 4174721 | AMERICAN STANDARD, INC. | 4A6H6048E1 | HP | Split System: Heat Pump with Remote Outdoor Unit-Air-Source | 4A6H6048E1 |  | 4TXCD063BC3 | 12.5 | 16 | 8.5 | Yes | Yes | 2011-01-22 |  | 1
FALSE | 4A6H7048A1 | 172 | 4174722 | AMERICAN STANDARD, INC. | 4A6H6048E1 | HP | Split System: Heat Pump with Remote Outdoor Unit-Air-Source | 4A6H6048E1 |  | 4TXCD064BC3 | 12 | 16 | 8.5 | Yes | Yes | 2011-01-22 |  | 0
FALSE | 4A6H7048A1 | 172 | 4174724 | AMERICAN STANDARD, INC. | 4A6H6048E1 | HP | Split System: Heat Pump with Remote Outdoor Unit-Air-Source | 4A6H6048E1 |  | 4TXFH063CZ3 | 12.5 | 16.5 | 8.5 | Yes | Yes | 2011-01-22 |  | 1
FALSE | 4A6H7048A1 | 172 | 4175446 | TRANE | 4TWX6048E1 | HP | Split System: Heat Pump with Remote Outdoor Unit-Air-Source | 4A6H6048E1 |  | 4TXAD050BC3 | 12 | 16 | 8.5 | Yes | Yes | 2011-02-28 |  | 0
FALSE | 4A6H7048A1 | 172 | 4175447 | TRANE | 4TWX6048E1 | HP | Split System: Heat Pump with Remote Outdoor Unit-Air-Source | 4A6H6048E1 |  | 4TXAD061BC3 | 12.5 | 16 | 8.5 | Yes | Yes | 2011-02-28 |  | 1
FALSE | 4A6H7048A1 | 172 | 4175448 | TRANE | 4TWX6048E1 | HP | Split System: Heat Pump with Remote Outdoor Unit-Air-Source | 4A6H6048E1 |  | 4TXAD064BC3 | 12 | 16 | 8.5 | Yes | Yes | 2011-02-28 |  | 0
FALSE | 4A6H7048A1 | 172 | 4175451 | TRANE | 4TWX6048E1 | HP | Split System: Heat Pump with Remote Outdoor Unit-Air-Source | 4A6H6048E1 |  | 4TXCD050BC3 | 12 | 16 | 8.5 | Yes | Yes | 2011-02-28 |  | 0
FALSE | 4A6H7048A1 | 172 | 4175452 | TRANE | 4TWX6048E1 | HP | Split System: Heat Pump with Remote Outdoor Unit-Air-Source | 4A6H6048E1 |  | 4TXCD061BC3 | 12.5 | 16 | 8.5 | Yes | Yes | 2011-02-28 |  | 1
FALSE | 4A6H7048A1 | 172 | 4175453 | TRANE | 4TWX6048E1 | HP | Split System: Heat Pump with Remote Outdoor Unit-Air-Source | 4A6H6048E1 |  | 4TXCD063BC3 | 12.5 | 16 | 8.5 | Yes | Yes | 2011-02-28 |  | 1
FALSE | 4A6H7048A1 | 172 | 4175454 | TRANE | 4TWX6048E1 | HP | Split System: Heat Pump with Remote Outdoor Unit-Air-Source | 4A6H6048E1 |  | 4TXCD064BC3 | 12 | 16 | 8.5 | Yes | Yes | 2011-02-28 |  | 0
FALSE | 4A6H7048A1 | 172 | 4175456 | TRANE | 4TWX6048E1 | HP | Split System: Heat Pump with Remote Outdoor Unit-Air-Source | 4A6H6048E1 |  | 4TXFH063CZ3 | 12.5 | 16.5 | 8.5 | Yes | Yes | 2011-02-28 |  | 1
FALSE | 4A6H7048A1 | 172 | 4176439 | AMERICAN STANDARD, INC. | 4A6H6048E1 | HP | Split System: Heat Pump with Remote Outdoor Unit-Air-Source | 4A6H6048E1 |  | 4TXAC060BC3 | 12 | 15.5 | 8.5 | Yes | Yes | 2011-01-22 |  | 0
FALSE | 4A6H7048A1 | 172 | 4182482 | AMERICAN STANDARD, INC. | 4A6H6048E1 | HP | Split System: Heat Pump with Remote Outdoor Unit-Air-Source | 4A6H6048E1 |  | 4TXCD061BC3 | 12 | 16 | 8.5 | Yes | Yes | 2011-01-22 |  | 0
FALSE | 4A6H7048A1 | 172 | 4182483 | AMERICAN STANDARD, INC. | 4A6H6048E1 | HP | Split System: Heat Pump with Remote Outdoor Unit-Air-Source | 4A6H6048E1 |  | 4TXCD063BC3 | 12.5 | 17 | 9 | Yes | Yes | 2011-01-22 |  | 1
FALSE | 4A6H7048A1 | 172 | 4182484 | AMERICAN STANDARD, INC. | 4A6H6048E1 | HP | Split System: Heat Pump with Remote Outdoor Unit-Air-Source | 4A6H6048E1 |  | 4TXCD064BC3 | 12 | 16 | 8.5 | Yes | Yes | 2011-01-22 |  | 0
FALSE | 4A6H7048A1 | 172 | 4182486 | AMERICAN STANDARD, INC. | 4A6H6048E1 | HP | Split System: Heat Pump with Remote Outdoor Unit-Air-Source | 4A6H6048E1 |  | 4TXFH063CZ3 | 12.5 | 16.5 | 8.5 | Yes | Yes | 2011-01-22 |  | 1
FALSE | 4A6H7048A1 | 172 | 4184705 | AMERICAN STANDARD, INC. | 4A6H6048E1 | HP | Split System: Heat Pump with Remote Outdoor Unit-Air-Source | 4A6H6048E1 |  | 4TXAD061BC3 | 12 | 16 | 8.5 | Yes | Yes | 2011-01-22 |  | 0
FALSE | 4A6H7048A1 | 172 | 4184706 | AMERICAN STANDARD, INC. | 4A6H6048E1 | HP | Split System: Heat Pump with Remote Outdoor Unit-Air-Source | 4A6H6048E1 |  | 4TXAD064BC3 | 12 | 16 | 8.5 | Yes | Yes | 2011-01-22 |  | 0
FALSE | 4A6H7048A1 | 172 | 4184707 | AMERICAN STANDARD, INC. | 4A6H6048E1 | HP | Split System: Heat Pump with Remote Outdoor Unit-Air-Source | 4A6H6048E1 |  | 4TXCD009CC3 | 12 | 16 | 8.5 | Yes | Yes | 2011-01-22 |  | 0
FALSE | 4A6H7048A1 | 172 | 4184708 | AMERICAN STANDARD, INC. | 4A6H6048E1 | HP | Split System: Heat Pump with Remote Outdoor Unit-Air-Source | 4A6H6048E1 |  | 4TXCD010CC3 | 12 | 16 | 8.5 | Yes | Yes | 2011-01-22 |  | 0
FALSE | 4A6H7048A1 | 172 | 4184710 | AMERICAN STANDARD, INC. | 4A6H6048E1 | HP | Split System: Heat Pump with Remote Outdoor Unit-Air-Source | 4A6H6048E1 |  | 4TXCD061BC3 | 12 | 16 | 8.5 | Yes | Yes | 2011-01-22 |  | 0
FALSE | 4A6H7048A1 | 172 | 4184711 | AMERICAN STANDARD, INC. | 4A6H6048E1 | HP | Split System: Heat Pump with Remote Outdoor Unit-Air-Source | 4A6H6048E1 |  | 4TXCD063BC3 | 12.5 | 17 | 9 | Yes | Yes | 2011-01-22 |  | 1
FALSE | 4A6H7048A1 | 172 | 4184712 | AMERICAN STANDARD, INC. | 4A6H6048E1 | HP | Split System: Heat Pump with Remote Outdoor Unit-Air-Source | 4A6H6048E1 |  | 4TXCD064BC3 | 12 | 16 | 8.5 | Yes | Yes | 2011-01-22 |  | 0
FALSE | 4A6H7048A1 | 172 | 4184714 | AMERICAN STANDARD, INC. | 4A6H6048E1 | HP | Split System: Heat Pump with Remote Outdoor Unit-Air-Source | 4A6H6048E1 |  | 4TXFH063CZ3 | 12.5 | 16.5 | 8.5 | Yes | Yes | 2011-01-22 |  | 1
FALSE | 4A6H7048A1 | 172 | 4184772 | TRANE | 4TWX6048E1 | HP | Split System: Heat Pump with Remote Outdoor Unit-Air-Source | 4A6H6048E1 |  | 4TXAD061BC3 | 12 | 16 | 8.5 | Yes | Yes | 2011-02-28 |  | 0
FALSE | 4A6H7048A1 | 172 | 4184773 | TRANE | 4TWX6048E1 | HP | Split System: Heat Pump with Remote Outdoor Unit-Air-Source | 4A6H6048E1 |  | 4TXAD064BC3 | 12 | 16 | 8.5 | Yes | Yes | 2011-02-28 |  | 0
FALSE | 4A6H7048A1 | 172 | 4184774 | TRANE | 4TWX6048E1 | HP | Split System: Heat Pump with Remote Outdoor Unit-Air-Source | 4A6H6048E1 |  | 4TXCD009CC3 | 12 | 16 | 8.5 | Yes | Yes | 2011-02-28 |  | 0
FALSE | 4A6H7048A1 | 172 | 4184775 | TRANE | 4TWX6048E1 | HP | Split System: Heat Pump with Remote Outdoor Unit-Air-Source | 4A6H6048E1 |  | 4TXCD010CC3 | 12 | 16 | 8.5 | Yes | Yes | 2011-02-28 |  | 0
FALSE | 4A6H7048A1 | 172 | 4184777 | TRANE | 4TWX6048E1 | HP | Split System: Heat Pump with Remote Outdoor Unit-Air-Source | 4A6H6048E1 |  | 4TXCD061BC3 | 12 | 16 | 8.5 | Yes | Yes | 2011-02-28 |  | 0
FALSE | 4A6H7048A1 | 172 | 4184778 | TRANE | 4TWX6048E1 | HP | Split System: Heat Pump with Remote Outdoor Unit-Air-Source | 4A6H6048E1 |  | 4TXCD063BC3 | 12.5 | 17 | 9 | Yes | Yes | 2011-02-28 |  | 1
FALSE | 4A6H7048A1 | 172 | 4184779 | TRANE | 4TWX6048E1 | HP | Split System: Heat Pump with Remote Outdoor Unit-Air-Source | 4A6H6048E1 |  | 4TXCD064BC3 | 12 | 16 | 8.5 | Yes | Yes | 2011-02-28 |  | 0
FALSE | 4A6H7048A1 | 172 | 4184781 | TRANE | 4TWX6048E1 | HP | Split System: Heat Pump with Remote Outdoor Unit-Air-Source | 4A6H6048E1 |  | 4TXFH063CZ3 | 12.5 | 16.5 | 8.5 | Yes | Yes | 2011-02-28 |  | 1
FALSE | XP17-024-230* | 1566 | 4187764 | LENNOX INDUSTRIES, INC. | XP17-024-230* | HP | Split System: Heat Pump with Remote Outdoor Unit-Air-Source | XP17-024-230* |  | CH33-31B+TDR+TXV | 14.2 | 17.2 | 9 | Yes | Yes | 2011-01-22 |  | 2
FALSE | XP17-024-230* | 1566 | 4187765 | LENNOX INDUSTRIES, INC. | XP17-024-230* | HP | Split System: Heat Pump with Remote Outdoor Unit-Air-Source | XP17-024-230* |  | CH33-42+TDR+TXV | 14.2 | 17.2 | 9 | Yes | Yes | 2011-01-22 |  | 2
FALSE | XP17-030-230* | 1581 | 4187766 | LENNOX INDUSTRIES, INC. | XP17-030-230* | HP | Split System: Heat Pump with Remote Outdoor Unit-Air-Source | XP17-030-230* |  | CR33-48+TDR+TXV | 13 | 15.5 | 8.7 | Yes | Yes | 2011-01-22 |  | 1
FALSE | XP17-030-230* | 1581 | 4187767 | LENNOX INDUSTRIES, INC. | XP17-030-230* | HP | Split System: Heat Pump with Remote Outdoor Unit-Air-Source | XP17-030-230* |  | CR33-48+TDR+TXV | 13.2 | 15.7 | 8.7 | Yes | Yes | 2011-01-22 |  | 1
FALSE | XP17-030-230* | 1581 | 4187768 | LENNOX INDUSTRIES, INC. | XP17-030-230* | HP | Split System: Heat Pump with Remote Outdoor Unit-Air-Source | XP17-030-230* |  | CR33-48+TDR+TXV | 13.2 | 15.7 | 8.7 | Yes | Yes | 2011-01-22 |  | 1
FALSE | XP17-042-230* | 1599 | 4187769 | LENNOX INDUSTRIES, INC. | XP17-042-230* | HP | Split System: Heat Pump with Remote Outdoor Unit-Air-Source | XP17-042-230* |  | CX34-38+TDR | 12 | 14.5 | 8.2 | Yes | Yes | 2011-01-22 |  | Below V5.0 Req.
FALSE | XP17-036-230* | 1590 | 4188228 | LENNOX INDUSTRIES, INC. | XP17-036-230* | HP | Split System: Heat Pump with Remote Outdoor Unit-Air-Source | XP17-036-230* |  | C33-50/60C+TDR+TXV | 13.2 | 16 | 8.7 | Yes | Yes | 2011-01-22 |  | 1
FALSE | XP17-042-230* | 1599 | 4188245 | LENNOX INDUSTRIES, INC. | XP17-042-230* | HP | Split System: Heat Pump with Remote Outdoor Unit-Air-Source | XP17-042-230* |  | C33-43+TDR+TXV | 12.2 | 14.7 | 8.5 | Yes | Yes | 2011-01-22 |  | 0
FALSE | XP17-042-230* | 1599 | 4188246 | LENNOX INDUSTRIES, INC. | XP17-042-230* | HP | Split System: Heat Pump with Remote Outdoor Unit-Air-Source | XP17-042-230* |  | C33-43+TDR+TXV | 12.2 | 15 | 8.5 | Yes | Yes | 2011-01-22 |  | 0
FALSE | XP17-042-230* | 1599 | 4188247 | LENNOX INDUSTRIES, INC. | XP17-042-230* | HP | Split System: Heat Pump with Remote Outdoor Unit-Air-Source | XP17-042-230* |  | C33-43+TDR+TXV | 12.2 | 15 | 8.5 | Yes | Yes | 2011-01-22 |  | 0
FALSE | XP17-042-230* | 1599 | 4188248 | LENNOX INDUSTRIES, INC. | XP17-042-230* | HP | Split System: Heat Pump with Remote Outdoor Unit-Air-Source | XP17-042-230* |  | C33-43+TDR+TXV | 12.2 | 15 | 8.7 | Yes | Yes | 2011-01-22 |  | 0
FALSE | XP17-042-230* | 1599 | 4188250 | LENNOX INDUSTRIES, INC. | XP17-042-230* | HP | Split System: Heat Pump with Remote Outdoor Unit-Air-Source | XP17-042-230* |  | C33-48+TDR+TXV | 12 | 14.5 | 8.2 | Yes | Yes | 2011-01-22 |  | Below V5.0 Req.
FALSE | XP17-042-230* | 1599 | 4188251 | LENNOX INDUSTRIES, INC. | XP17-042-230* | HP | Split System: Heat Pump with Remote Outdoor Unit-Air-Source | XP17-042-230* |  | C33-48+TDR+TXV | 12 | 14.7 | 8.2 | Yes | Yes | 2011-01-22 |  | Below V5.0 Req.
FALSE | XP17-042-230* | 1599 | 4188252 | LENNOX INDUSTRIES, INC. | XP17-042-230* | HP | Split System: Heat Pump with Remote Outdoor Unit-Air-Source | XP17-042-230* |  | C33-48+TDR+TXV | 12.2 | 14.7 | 8.2 | Yes | Yes | 2011-01-22 |  | Below V5.0 Req.
FALSE | XP17-042-230* | 1599 | 4188253 | LENNOX INDUSTRIES, INC. | XP17-042-230* | HP | Split System: Heat Pump with Remote Outdoor Unit-Air-Source | XP17-042-230* |  | C33-48+TDR+TXV | 12 | 14.7 | 8.2 | Yes | Yes | 2011-01-22 |  | Below V5.0 Req.
FALSE | XP17-042-230* | 1599 | 4188254 | LENNOX INDUSTRIES, INC. | XP17-042-230* | HP | Split System: Heat Pump with Remote Outdoor Unit-Air-Source | XP17-042-230* |  | C33-49+TDR+TXV | 12.2 | 15 | 8.7 | Yes | Yes | 2011-01-22 |  | 0
FALSE | XP17-042-230* | 1599 | 4188255 | LENNOX INDUSTRIES, INC. | XP17-042-230* | HP | Split System: Heat Pump with Remote Outdoor Unit-Air-Source | XP17-042-230* |  | C33-49+TDR+TXV | 12.2 | 15.2 | 8.7 | Yes | Yes | 2011-01-22 |  | 0
FALSE | XP17-042-230* | 1599 | 4188256 | LENNOX INDUSTRIES, INC. | XP17-042-230* | HP | Split System: Heat Pump with Remote Outdoor Unit-Air-Source | XP17-042-230* |  | C33-49+TDR+TXV | 12.5 | 15.2 | 8.7 | Yes | Yes | 2011-01-22 |  | 1
FALSE | XP17-042-230* | 1599 | 4188257 | LENNOX INDUSTRIES, INC. | XP17-042-230* | HP | Split System: Heat Pump with Remote Outdoor Unit-Air-Source | XP17-042-230* |  | C33-49+TDR+TXV | 12.5 | 15.2 | 8.7 | Yes | Yes | 2011-01-22 |  | 1
FALSE | XP17-042-230* | 1599 | 4188258 | LENNOX INDUSTRIES, INC. | XP17-042-230* | HP | Split System: Heat Pump with Remote Outdoor Unit-Air-Source | XP17-042-230* |  | C33-50/60C+TDR+TXV | 12 | 14.5 | 8.5 | Yes | Yes | 2011-01-22 |  | 0
FALSE | XP17-042-230* | 1599 | 4188259 | LENNOX INDUSTRIES, INC. | XP17-042-230* | HP | Split System: Heat Pump with Remote Outdoor Unit-Air-Source | XP17-042-230* |  | C33-50/60C+TDR+TXV | 12.2 | 14.7 | 8.5 | Yes | Yes | 2011-01-22 |  | 0
FALSE | XP17-042-230* | 1599 | 4188260 | LENNOX INDUSTRIES, INC. | XP17-042-230* | HP | Split System: Heat Pump with Remote Outdoor Unit-Air-Source | XP17-042-230* |  | C33-50/60C+TDR+TXV | 12.2 | 14.7 | 8.5 | Yes | Yes | 2011-01-22 |  | 0
FALSE | XP17-042-230* | 1599 | 4188261 | LENNOX INDUSTRIES, INC. | XP17-042-230* | HP | Split System: Heat Pump with Remote Outdoor Unit-Air-Source | XP17-042-230* |  | C33-50/60C+TDR+TXV | 12 | 14.7 | 8.5 | Yes | Yes | 2011-01-22 |  | 0
FALSE | XP17-036-230* | 1590 | 4235827 | LENNOX INDUSTRIES, INC. | XP17-036-230* | HP | Split System: Heat Pump with Remote Outdoor Unit-Air-Source | XP17-036-230* |  | CH33-50/60C+TDR+TXV | 13 | 16 | 8.5 | Yes | Yes | 2011-01-22 |  | 1
FALSE | XP17-036-230* | 1590 | 4235829 | LENNOX INDUSTRIES, INC. | XP17-036-230* | HP | Split System: Heat Pump with Remote Outdoor Unit-Air-Source | XP17-036-230* |  | CX34-43+TDR | 13 | 15.1 | 8.5 | Yes | Yes | 2011-01-22 |  | 1
FALSE | XP17-042-230* | 1599 | 4235863 | LENNOX INDUSTRIES, INC. | XP17-042-230* | HP | Split System: Heat Pump with Remote Outdoor Unit-Air-Source | XP17-042-230* |  | CH33-50/60C+TDR+TXV | 12.5 | 15.1 | 8.2 | Yes | Yes | 2011-01-22 |  | Below V5.0 Req.
FALSE | XP17-042-230* | 1599 | 4235864 | LENNOX INDUSTRIES, INC. | XP17-042-230* | HP | Split System: Heat Pump with Remote Outdoor Unit-Air-Source | XP17-042-230* |  | CH33-43C+TDR+TXV | 12.2 | 15.1 | 8.5 | Yes | Yes | 2011-01-22 |  | 0
FALSE | XP17-042-230* | 1599 | 4235865 | LENNOX INDUSTRIES, INC. | XP17-042-230* | HP | Split System: Heat Pump with Remote Outdoor Unit-Air-Source | XP17-042-230* |  | CH33-48+TDR+TXV | 12.2 | 15 | 8.5 | Yes | Yes | 2011-01-22 |  | 0
FALSE | XP17-048-230* | 1616 | 4235869 | LENNOX INDUSTRIES, INC. | XP17-048-230* | HP | Split System: Heat Pump with Remote Outdoor Unit-Air-Source | XP17-048-230* |  | CX34-49+TDR | 12.5 | 15 | 8.7 | Yes | Yes | 2011-01-22 |  | 1
FALSE | XP17-048-230* | 1616 | 4235870 | LENNOX INDUSTRIES, INC. | XP17-048-230* | HP | Split System: Heat Pump with Remote Outdoor Unit-Air-Source | XP17-048-230* |  | CX34-62C+TDR | 12.7 | 15.5 | 8.7 | Yes | Yes | 2011-01-22 |  | 1
FALSE | XP17-048-230* | 1616 | 4235871 | LENNOX INDUSTRIES, INC. | XP17-048-230* | HP | Split System: Heat Pump with Remote Outdoor Unit-Air-Source | XP17-048-230* |  | C33-49+TDR+TXV | 12.5 | 15 | 8.7 | Yes | Yes | 2011-01-22 |  | 1
FALSE | XP17-048-230* | 1616 | 4235872 | LENNOX INDUSTRIES, INC. | XP17-048-230* | HP | Split System: Heat Pump with Remote Outdoor Unit-Air-Source | XP17-048-230* |  | C33-62C+TDR+TXV | 12.7 | 15.5 | 8.7 | Yes | Yes | 2011-01-22 |  | 1
FALSE | XP17-048-230* | 1616 | 4235873 | LENNOX INDUSTRIES, INC. | XP17-048-230* | HP | Split System: Heat Pump with Remote Outdoor Unit-Air-Source | XP17-048-230* |  | CH33-49+TDR+TXV | 12.5 | 15 | 8.7 | Yes | Yes | 2011-01-22 |  | 1
FALSE | XP17-048-230* | 1616 | 4235874 | LENNOX INDUSTRIES, INC. | XP17-048-230* | HP | Split System: Heat Pump with Remote Outdoor Unit-Air-Source | XP17-048-230* |  | CH33-50/60C+TDR+TXV | 12.5 | 15 | 8.7 | Yes | Yes | 2011-01-22 |  | 1
FALSE | XP17-060-230* | 1620 | 4235881 | LENNOX INDUSTRIES, INC. | XP17-060-230* | HP | Split System: Heat Pump with Remote Outdoor Unit-Air-Source | XP17-060-230* |  | CX34-62C+TDR | 12.2 | 14.7 | 8.7 | Yes | Yes | 2011-01-22 |  | 0
FALSE | XP17-060-230* | 1620 | 4235883 | LENNOX INDUSTRIES, INC. | XP17-060-230* | HP | Split System: Heat Pump with Remote Outdoor Unit-Air-Source | XP17-060-230* |  | CH33-49+TDR+TXV | 12 | 14.5 | 8.5 | Yes | Yes | 2011-01-22 |  | 0
FALSE | XP17-060-230* | 1620 | 4235892 | LENNOX INDUSTRIES, INC. | XP17-060-230* | HP | Split System: Heat Pump with Remote Outdoor Unit-Air-Source | XP17-060-230* |  | C33-62C+TDR+TXV | 12.2 | 14.7 | 8.7 | Yes | Yes | 2011-01-22 |  | 0
FALSE | TPA042H4N*G | 1606 | 4235912 | LENNOX INDUSTRIES, INC. | XP14-042-230/* | HP | Split System: Heat Pump with Remote Outdoor Unit-Air-Source | XP14-042-230/* |  | CX34-62C+TDR | 13.2 | 15.2 | 8.2 | Yes | Yes | 2011-01-22 |  | Below V5.0 Req.
FALSE | TPA036H4N*G | 1588 | 4235913 | LENNOX INDUSTRIES, INC. | XP14-036-230* | HP | Split System: Heat Pump with Remote Outdoor Unit-Air-Source | XP14-036-230* |  | CX34-49+TDR | 13.7 | 15.7 | 8.5 | Yes | Yes | 2011-01-22 |  | 1
FALSE | TPA036H4N*G | 1588 | 4235914 | LENNOX INDUSTRIES, INC. | XP14-036-230* | HP | Split System: Heat Pump with Remote Outdoor Unit-Air-Source | XP14-036-230* |  | CX34-43+TDR | 13.5 | 15.5 | 8.2 | Yes | Yes | 2011-01-22 |  | Below V5.0 Req.
FALSE | TPA042H4N*G | 1606 | 4235952 | LENNOX INDUSTRIES, INC. | 14HPX-042-230* | HP | Split System: Heat Pump with Remote Outdoor Unit-Air-Source | 14HPX-042-230* |  | CX34-49+TDR | 12.5 | 15 | 9 | Yes | Yes | 2011-01-22 |  | 1
FALSE | TPA042H4N*G | 1606 | 4235953 | LENNOX INDUSTRIES, INC. | 14HPX-042-230* | HP | Split System: Heat Pump with Remote Outdoor Unit-Air-Source | 14HPX-042-230* |  | CX34-50/60C+TDR | 12.5 | 14.5 | 9 | Yes | Yes | 2011-01-22 |  | 0
FALSE | TPA042H4N*G | 1606 | 4235954 | LENNOX INDUSTRIES, INC. | 14HPX-042-230* | HP | Split System: Heat Pump with Remote Outdoor Unit-Air-Source | 14HPX-042-230* |  | CX34-62C+TDR | 13 | 15 | 9.5 | Yes | Yes | 2011-01-22 |  | 1
FALSE | TPA042H4N*G | 1606 | 4235956 | LENNOX INDUSTRIES, INC. | 14HPX-042-230* | HP | Split System: Heat Pump with Remote Outdoor Unit-Air-Source | 14HPX-042-230* |  | CH33-48+TDR+TXV | 12.5 | 14.5 | 9 | Yes | Yes | 2011-01-22 |  | 0
FALSE | TPA042H4N*G | 1606 | 4235957 | LENNOX INDUSTRIES, INC. | 14HPX-042-230* | HP | Split System: Heat Pump with Remote Outdoor Unit-Air-Source | 14HPX-042-230* |  | CH33-49+TDR+TXV | 12.5 | 14.5 | 9 | Yes | Yes | 2011-01-22 |  | 0
FALSE | TPA042H4N*G | 1606 | 4235958 | LENNOX INDUSTRIES, INC. | 14HPX-042-230* | HP | Split System: Heat Pump with Remote Outdoor Unit-Air-Source | 14HPX-042-230* |  | CH33-50/60C+TDR+TXV | 12.5 | 14.5 | 9 | Yes | Yes | 2011-01-22 |  | 0
FALSE | TPA042H4N*G | 1606 | 4235960 | LENNOX INDUSTRIES, INC. | 14HPX-042-230* | HP | Split System: Heat Pump with Remote Outdoor Unit-Air-Source | 14HPX-042-230* |  | CH33-43+TDR+TXV | 12.5 | 15 | 9 | Yes | Yes | 2011-01-22 |  | 1
FALSE | TPA060H4N*Y | 1623 | 4235962 | LENNOX INDUSTRIES, INC. | 14HPX-060-230* | HP | Split System: Heat Pump with Remote Outdoor Unit-Air-Source | 14HPX-060-230* |  | CX34-62C+TDR | 12 | 14.5 | 8.5 | Yes | Yes | 2011-01-22 |  | 0
FALSE | TPA060H4N*Y | 1623 | 4235963 | LENNOX INDUSTRIES, INC. | 14HPX-060-230* | HP | Split System: Heat Pump with Remote Outdoor Unit-Air-Source | 14HPX-060-230* |  | CH23-68+TDR+TXV | 12 | 14.5 | 9 | Yes | Yes | 2011-01-22 |  | 0
FALSE | TPA036H4N*G | 1588 | 4235968 | LENNOX INDUSTRIES, INC. | 14HPX-036-230* | HP | Split System: Heat Pump with Remote Outdoor Unit-Air-Source | 14HPX-036-230* |  | CX34-49+TDR | 13.5 | 15.5 | 8.5 | Yes | Yes | 2011-01-22 |  | 1
FALSE | XP21-036-230-** | 1641 | 4236043 | LENNOX INDUSTRIES, INC. | XP21-036-230* | HP | Split System: Heat Pump with Remote Outdoor Unit-Air-Source | XP21-036-230* |  | CX34-43+TDR | 12.5 | 17 | 9.5 | Yes | Yes | 2011-01-22 |  | 1
FALSE | XP21-036-230-** | 1641 | 4236044 | LENNOX INDUSTRIES, INC. | XP21-036-230* | HP | Split System: Heat Pump with Remote Outdoor Unit-Air-Source | XP21-036-230* |  | CX34-44/48+TDR | 12.5 | 17.2 | 9 | Yes | Yes | 2011-01-22 |  | 1
FALSE | XP21-036-230-** | 1641 | 4236045 | LENNOX INDUSTRIES, INC. | XP21-036-230* | HP | Split System: Heat Pump with Remote Outdoor Unit-Air-Source | XP21-036-230* |  | CX34-49+TDR | 12.5 | 17.2 | 9.7 | Yes | Yes | 2011-01-22 |  | 1
FALSE | XP21-036-230-** | 1641 | 4236046 | LENNOX INDUSTRIES, INC. | XP21-036-230/* | HP | Split System: Heat Pump with Remote Outdoor Unit-Air-Source | XP21-036-230/* |  | CX34-43+TDR | 12.5 | 17 | 8.2 | Yes | Yes | 2011-01-22 |  | Below V5.0 Req.
FALSE | XP21-036-230-** | 1641 | 4236048 | LENNOX INDUSTRIES, INC. | XP21-036-230/* | HP | Split System: Heat Pump with Remote Outdoor Unit-Air-Source | XP21-036-230/* |  | CX34-49+TDR | 12.5 | 17.2 | 8.2 | Yes | Yes | 2011-01-22 |  | Below V5.0 Req.
FALSE | TPA042H4N*G | 1606 | 4236101 | LENNOX INDUSTRIES, INC. | TPA042H4N*Y | HP | Split System: Heat Pump with Remote Outdoor Unit-Air-Source | TPA042H4N*Y |  | CH33-49+TDR+TXV | 12.5 | 14.5 | 9 | Yes | Yes | 2011-01-22 |  | 0
FALSE | TPA042H4N*G | 1606 | 4236102 | LENNOX INDUSTRIES, INC. | TPA042H4N*Y | HP | Split System: Heat Pump with Remote Outdoor Unit-Air-Source | TPA042H4N*Y |  | CH33-50/60C+TDR+TXV | 12.5 | 14.5 | 9 | Yes | Yes | 2011-01-22 |  | 0
FALSE | TPA042H4N*G | 1606 | 4236103 | LENNOX INDUSTRIES, INC. | TPA042H4N*Y | HP | Split System: Heat Pump with Remote Outdoor Unit-Air-Source | TPA042H4N*Y |  | CH33-43+TDR+TXV | 12.5 | 15 | 9 | Yes | Yes | 2011-01-22 |  | 1
FALSE | TPA042H4N*G | 1606 | 4236104 | LENNOX INDUSTRIES, INC. | TPA042H4N*G | HP | Split System: Heat Pump with Remote Outdoor Unit-Air-Source | TPA042H4N*G |  | CX34-49+TDR | 12.5 | 15 | 9 | Yes | Yes | 2011-01-22 |  | 1
FALSE | TPA042H4N*G | 1606 | 4236105 | LENNOX INDUSTRIES, INC. | TPA042H4N*G | HP | Split System: Heat Pump with Remote Outdoor Unit-Air-Source | TPA042H4N*G |  | CX34-50/60C+TDR | 12.5 | 14.5 | 9 | Yes | Yes | 2011-01-22 |  | 0
FALSE | TPA042H4N*G | 1606 | 4236106 | LENNOX INDUSTRIES, INC. | TPA042H4N*G | HP | Split System: Heat Pump with Remote Outdoor Unit-Air-Source | TPA042H4N*G |  | CX34-62C+TDR | 13 | 15 | 9.5 | Yes | Yes | 2011-01-22 |  | 1
FALSE | TPA042H4N*G | 1606 | 4236107 | LENNOX INDUSTRIES, INC. | TPA042H4N*G | HP | Split System: Heat Pump with Remote Outdoor Unit-Air-Source | TPA042H4N*G |  | CH33-48+TDR+TXV | 12.5 | 14.5 | 9 | Yes | Yes | 2011-01-22 |  | 0
FALSE | TPA042H4N*G | 1606 | 4236108 | LENNOX INDUSTRIES, INC. | TPA042H4N*G | HP | Split System: Heat Pump with Remote Outdoor Unit-Air-Source | TPA042H4N*G |  | CH33-49+TDR+TXV | 12.5 | 14.5 | 9 | Yes | Yes | 2011-01-22 |  | 0
FALSE | TPA042H4N*G | 1606 | 4236109 | LENNOX INDUSTRIES, INC. | TPA042H4N*G | HP | Split System: Heat Pump with Remote Outdoor Unit-Air-Source | TPA042H4N*G |  | CH33-50/60C+TDR+TXV | 12.5 | 14.5 | 9 | Yes | Yes | 2011-01-22 |  | 0
FALSE | TPA042H4N*G | 1606 | 4236110 | LENNOX INDUSTRIES, INC. | TPA042H4N*G | HP | Split System: Heat Pump with Remote Outdoor Unit-Air-Source | TPA042H4N*G |  | CH33-43+TDR+TXV | 12.5 | 15 | 9 | Yes | Yes | 2011-01-22 |  | 1
FALSE | TPA060H4N*Y | 1623 | 4236111 | LENNOX INDUSTRIES, INC. | TPA060H4N*Y | HP | Split System: Heat Pump with Remote Outdoor Unit-Air-Source | TPA060H4N*Y |  | CX34-62C+TDR | 12 | 14.5 | 8.5 | Yes | Yes | 2011-01-22 |  | 0
FALSE | TPA060H4N*Y | 1623 | 4236112 | LENNOX INDUSTRIES, INC. | TPA060H4N*G | HP | Split System: Heat Pump with Remote Outdoor Unit-Air-Source | TPA060H4N*G |  | CX34-62C+TDR | 12 | 14.5 | 8.5 | Yes | Yes | 2011-01-22 |  | 0
FALSE | TPA060H4N*Y | 1623 | 4236113 | LENNOX INDUSTRIES, INC. | TPA060H4N*G | HP | Split System: Heat Pump with Remote Outdoor Unit-Air-Source | TPA060H4N*G |  | CH23-68+TDR+TXV | 12 | 14.5 | 9 | Yes | Yes | 2011-01-22 |  | 0
FALSE | TPA060H4N*Y | 1623 | 4236114 | LENNOX INDUSTRIES, INC. | TPA060H4N*Y | HP | Split System: Heat Pump with Remote Outdoor Unit-Air-Source | TPA060H4N*Y |  | CH23-68+TDR+TXV | 12 | 14.5 | 9 | Yes | Yes | 2011-01-22 |  | 0
FALSE | 4TWB4049E1 | 2559 | 4245565 | TRANE | 4TWB4049E1 | HP | Split System: Heat Pump with Remote Outdoor Unit-Air-Source | 4TWB4049E1 |  | 4TEE3F49C1+18-GJ23D | 12.5 | 15 | 8.5 | Yes | Yes | 2011-01-22 |  | 1
FALSE | 4TWR5049E1 | 2560 | 4245567 | TRANE | 4TWR5049E1 | HP | Split System: Heat Pump with Remote Outdoor Unit-Air-Source | 4TWR5049E1 |  | 4TEE3F49C1+18-GJ23D | 12.5 | 15 | 8.5 | Yes | Yes | 2011-01-22 |  | 1
FALSE | 4TWX5049E1 | 2561 | 4245569 | TRANE | 4TWX5049E1 | HP | Split System: Heat Pump with Remote Outdoor Unit-Air-Source | 4TWX5049E1 |  | 4TEE3F49C1+18-GJ23D | 12.5 | 15.5 | 8.5 | Yes | Yes | 2011-01-22 |  | 1
FALSE | 4TWB4049E1 | 2559 | 4245572 | AMERICAN STANDARD, INC. | 4A6B4049E1 | HP | Split System: Heat Pump with Remote Outdoor Unit-Air-Source | 4TWB4049E1 |  | 4TEE3F49C1+18-GJ23D | 12.5 | 15 | 8.5 | Yes | Yes | 2011-02-28 |  | 1
FALSE | 4TWR5049E1 | 2560 | 4245574 | AMERICAN STANDARD, INC. | 4A6H5049E1 | HP | Split System: Heat Pump with Remote Outdoor Unit-Air-Source | 4TWR5049E1 |  | 4TEE3F49C1+18-GJ23D | 12.5 | 15 | 8.5 | Yes | Yes | 2011-02-28 |  | 1
FALSE | YHJD36S44S4 | 2691 | 4248131 | YORK BY JOHNSON CONTROLS | YHJD36S43S4 | HP | Split System: Heat Pump with Remote Outdoor Unit-Air-Source | YHJD36S43S4 |  | FC/MC48C+MV16C+TXV | 12 | 14.5 | 8.2 | Yes | Yes | 2015-03-20 |  | Below V5.0 Req.
FALSE | YHJD36S44S4 | 2691 | 4248132 | YORK BY JOHNSON CONTROLS | YHJD36S43S4 | HP | Split System: Heat Pump with Remote Outdoor Unit-Air-Source | YHJD36S43S4 |  | FC/MC48D+MV12D | 12 | 14.5 | 8.2 | Yes | Yes | 2015-03-20 |  | Below V5.0 Req.
FALSE | YHJD36S44S4 | 2691 | 4248133 | YORK BY JOHNSON CONTROLS | YHJD36S43S4 | HP | Split System: Heat Pump with Remote Outdoor Unit-Air-Source | YHJD36S43S4 |  | FC/MC48D+MV12D+TXV | 12 | 14.5 | 8.2 | Yes | Yes | 2015-03-20 |  | Below V5.0 Req.
FALSE | YHJD36S44S4 | 2691 | 4248142 | YORK BY JOHNSON CONTROLS | YHJD36S44S4 | HP | Split System: Heat Pump with Remote Outdoor Unit-Air-Source | YHJD36S44S4 |  | FC/MC43B+MV12B | 12 | 14.5 | 8.2 | Yes | Yes | 2015-03-20 |  | Below V5.0 Req.
FALSE | YHJD36S44S4 | 2691 | 4248143 | YORK BY JOHNSON CONTROLS | YHJD36S44S4 | HP | Split System: Heat Pump with Remote Outdoor Unit-Air-Source | YHJD36S44S4 |  | FC/MC43B+MV12B+TXV | 12 | 14.5 | 8.2 | Yes | Yes | 2015-03-20 |  | Below V5.0 Req.
FALSE | YHJD36S44S4 | 2691 | 4248144 | YORK BY JOHNSON CONTROLS | YHJD36S44S4 | HP | Split System: Heat Pump with Remote Outdoor Unit-Air-Source | YHJD36S44S4 |  | FC/MC43C+MV16C | 12 | 14.5 | 8.2 | Yes | Yes | 2015-03-20 |  | Below V5.0 Req.
FALSE | YHJD36S44S4 | 2691 | 4248145 | YORK BY JOHNSON CONTROLS | YHJD36S44S4 | HP | Split System: Heat Pump with Remote Outdoor Unit-Air-Source | YHJD36S44S4 |  | FC/MC43C+MV16C+TXV | 12 | 14.5 | 8.2 | Yes | Yes | 2015-03-20 |  | Below V5.0 Req.
FALSE | YHJD36S44S4 | 2691 | 4248146 | YORK BY JOHNSON CONTROLS | YHJD36S44S4 | HP | Split System: Heat Pump with Remote Outdoor Unit-Air-Source | YHJD36S44S4 |  | FC/MC48C+MV16C | 12 | 14.5 | 8.2 | Yes | Yes | 2015-03-20 |  | Below V5.0 Req.
FALSE | YHJD36S44S4 | 2691 | 4248147 | YORK BY JOHNSON CONTROLS | YHJD36S44S4 | HP | Split System: Heat Pump with Remote Outdoor Unit-Air-Source | YHJD36S44S4 |  | FC/MC48C+MV16C+TXV | 12 | 14.5 | 8.2 | Yes | Yes | 2015-03-20 |  | Below V5.0 Req.
FALSE | YHJD36S44S4 | 2691 | 4248148 | YORK BY JOHNSON CONTROLS | YHJD36S44S4 | HP | Split System: Heat Pump with Remote Outdoor Unit-Air-Source | YHJD36S44S4 |  | FC/MC48D+MV12D | 12 | 14.5 | 8.2 | Yes | Yes | 2015-03-20 |  | Below V5.0 Req.
FALSE | YHJD36S44S4 | 2691 | 4248149 | YORK BY JOHNSON CONTROLS | YHJD36S44S4 | HP | Split System: Heat Pump with Remote Outdoor Unit-Air-Source | YHJD36S44S4 |  | FC/MC48D+MV12D+TXV | 12 | 14.5 | 8.2 | Yes | Yes | 2015-03-20 |  | Below V5.0 Req.
FALSE | YHJD30S44S4 | 2687 | 4248215 | LUXAIRE BY JOHNSON CONTROLS | THJD30S43S4 | HP | Split System: Heat Pump with Remote Outdoor Unit-Air-Source | YHJD30S43S4 |  | FC/MC43B+MV12B | 12 | 14.5 | 8.2 | Yes | Yes | 2015-03-20 |  | Below V5.0 Req.
FALSE | YHJD30S44S4 | 2687 | 4248216 | LUXAIRE BY JOHNSON CONTROLS | THJD30S43S4 | HP | Split System: Heat Pump with Remote Outdoor Unit-Air-Source | YHJD30S43S4 |  | FC/MC43B+MV12B+TXV | 12 | 14.5 | 8.2 | Yes | Yes | 2015-03-20 |  | Below V5.0 Req.
FALSE | YHJD30S44S4 | 2687 | 4248217 | LUXAIRE BY JOHNSON CONTROLS | THJD30S43S4 | HP | Split System: Heat Pump with Remote Outdoor Unit-Air-Source | YHJD30S43S4 |  | FC/MC43C+MV16C | 12 | 14.5 | 8.2 | Yes | Yes | 2015-03-20 |  | Below V5.0 Req.
FALSE | YHJD30S44S4 | 2687 | 4248218 | LUXAIRE BY JOHNSON CONTROLS | THJD30S43S4 | HP | Split System: Heat Pump with Remote Outdoor Unit-Air-Source | YHJD30S43S4 |  | FC/MC43C+MV16C+TXV | 12 | 14.5 | 8.2 | Yes | Yes | 2015-03-20 |  | Below V5.0 Req.
FALSE | YHJD36S44S4 | 2691 | 4248221 | LUXAIRE BY JOHNSON CONTROLS | THJD36S43S4 | HP | Split System: Heat Pump with Remote Outdoor Unit-Air-Source | YHJD36S43S4 |  | FC/MC43B+MV12B | 12 | 14.5 | 8.2 | Yes | Yes | 2015-03-20 |  | Below V5.0 Req.
FALSE | YHJD36S44S4 | 2691 | 4248222 | LUXAIRE BY JOHNSON CONTROLS | THJD36S43S4 | HP | Split System: Heat Pump with Remote Outdoor Unit-Air-Source | YHJD36S43S4 |  | FC/MC43B+MV12B+TXV | 12 | 14.5 | 8.2 | Yes | Yes | 2015-03-20 |  | Below V5.0 Req.
FALSE | YHJD36S44S4 | 2691 | 4248223 | LUXAIRE BY JOHNSON CONTROLS | THJD36S43S4 | HP | Split System: Heat Pump with Remote Outdoor Unit-Air-Source | YHJD36S43S4 |  | FC/MC43C+MV16C | 12 | 14.5 | 8.2 | Yes | Yes | 2015-03-20 |  | Below V5.0 Req.
FALSE | YHJD36S44S4 | 2691 | 4248224 | LUXAIRE BY JOHNSON CONTROLS | THJD36S43S4 | HP | Split System: Heat Pump with Remote Outdoor Unit-Air-Source | YHJD36S43S4 |  | FC/MC43C+MV16C+TXV | 12 | 14.5 | 8.2 | Yes | Yes | 2015-03-20 |  | Below V5.0 Req.
FALSE | YZF03013C | 2716 | 4251782 | YORK BY JOHNSON CONTROLS | YZF03013C | HP | Split System: Heat Pump with Remote Outdoor Unit-Air-Source | YZF03013C |  | AHX36+TXV | 13 | 16 | 9 | Yes | Yes | 2011-01-22 |  | 2
FALSE | YZF02413C | 2713 | 4252120 | COLEMAN BY JOHNSON CONTROLS | HC6B024F3C | HP | Split System: Heat Pump with Remote Outdoor Unit-Air-Source | YZF02413C |  | AHX30+TXV | 12.5 | 15 | 8.5 | Yes | Yes | 2011-02-28 |  | 1
FALSE | YZF02413C | 2713 | 4252121 | COLEMAN BY JOHNSON CONTROLS | HC6B024F3C | HP | Split System: Heat Pump with Remote Outdoor Unit-Air-Source | YZF02413C |  | AHX36+TXV | 12.5 | 15 | 8.5 | Yes | Yes | 2011-02-28 |  | 1
FALSE | YZF02413C | 2713 | 4252123 | COLEMAN BY JOHNSON CONTROLS | HC6B024F3C | HP | Split System: Heat Pump with Remote Outdoor Unit-Air-Source | YZF02413C |  | F6FP030+TXV | 12.5 | 15 | 8.5 | Yes | Yes | 2011-02-28 |  | 1
FALSE | YZF02413C | 2713 | 4252124 | COLEMAN BY JOHNSON CONTROLS | HC6B024F3C | HP | Split System: Heat Pump with Remote Outdoor Unit-Air-Source | YZF02413C |  | F6FP036+TXV | 12.5 | 15 | 8.5 | Yes | Yes | 2011-02-28 |  | 1
FALSE | YZF03613C | 2718 | 4252198 | LUXAIRE BY JOHNSON CONTROLS | HL6B036F3C | HP | Split System: Heat Pump with Remote Outdoor Unit-Air-Source | YZF03613C |  | AHX42+TXV | 12.5 | 15 | 9 | Yes | Yes | 2011-02-28 |  | 1
FALSE | YZF03613C | 2718 | 4252199 | LUXAIRE BY JOHNSON CONTROLS | HL6B036F3C | HP | Split System: Heat Pump with Remote Outdoor Unit-Air-Source | YZF03613C |  | AHX48+TXV | 12.5 | 15 | 9 | Yes | Yes | 2011-02-28 |  | 1
FALSE | YZF03613C | 2718 | 4252296 | LUXAIRE BY JOHNSON CONTROLS | HL6B036F3C | HP | Split System: Heat Pump with Remote Outdoor Unit-Air-Source | YZF03613C |  | F6FP042+TXV | 12.5 | 15 | 9 | Yes | Yes | 2011-02-28 |  | 1
FALSE | YZF03613C | 2718 | 4252297 | LUXAIRE BY JOHNSON CONTROLS | HL6B036F3C | HP | Split System: Heat Pump with Remote Outdoor Unit-Air-Source | YZF03613C |  | F6FP048+TXV | 12.5 | 15 | 9 | Yes | Yes | 2011-02-28 |  | 1
FALSE | YZF02413C | 2713 | 4252325 | LUXAIRE BY JOHNSON CONTROLS | HL6B024F3C | HP | Split System: Heat Pump with Remote Outdoor Unit-Air-Source | YZF02413C |  | AHX30+TXV | 12.5 | 15 | 8.5 | Yes | Yes | 2011-02-28 |  | 1
FALSE | YZF02413C | 2713 | 4252326 | LUXAIRE BY JOHNSON CONTROLS | HL6B024F3C | HP | Split System: Heat Pump with Remote Outdoor Unit-Air-Source | YZF02413C |  | AHX36+TXV | 12.5 | 15 | 8.5 | Yes | Yes | 2011-02-28 |  | 1
FALSE | YZF02413C | 2713 | 4252328 | LUXAIRE BY JOHNSON CONTROLS | HL6B024F3C | HP | Split System: Heat Pump with Remote Outdoor Unit-Air-Source | YZF02413C |  | F6FP030+TXV | 12.5 | 15 | 8.5 | Yes | Yes | 2011-02-28 |  | 1
FALSE | YZF03013C | 2716 | 4252370 | FRASER-JOHNSTON BY JOHNSON CONTROLS | HL6B030F3C | HP | Split System: Heat Pump with Remote Outdoor Unit-Air-Source | YZF03013C |  | AHX36+TXV | 13 | 16 | 9 | Yes | Yes | 2011-02-28 |  | 2
FALSE | YZF03613C | 2718 | 4252386 | FRASER-JOHNSTON BY JOHNSON CONTROLS | HL6B036F3C | HP | Split System: Heat Pump with Remote Outdoor Unit-Air-Source | YZF03613C |  | AHX42+TXV | 12.5 | 15 | 9 | Yes | Yes | 2011-02-28 |  | 1
FALSE | YZF03613C | 2718 | 4252387 | FRASER-JOHNSTON BY JOHNSON CONTROLS | HL6B036F3C | HP | Split System: Heat Pump with Remote Outdoor Unit-Air-Source | YZF03613C |  | AHX48+TXV | 12.5 | 15 | 9 | Yes | Yes | 2011-02-28 |  | 1
FALSE | YZF03613C | 2718 | 4252462 | FRASER-JOHNSTON BY JOHNSON CONTROLS | HL6B036F3C | HP | Split System: Heat Pump with Remote Outdoor Unit-Air-Source | YZF03613C |  | F6FP042+TXV | 12.5 | 15 | 9 | Yes | Yes | 2011-02-28 |  | 1
FALSE | YZF03613C | 2718 | 4252463 | FRASER-JOHNSTON BY JOHNSON CONTROLS | HL6B036F3C | HP | Split System: Heat Pump with Remote Outdoor Unit-Air-Source | YZF03613C |  | F6FP048+TXV | 12.5 | 15 | 9 | Yes | Yes | 2011-02-28 |  | 1
FALSE | YZF02413C | 2713 | 4252487 | FRASER-JOHNSTON BY JOHNSON CONTROLS | HL6B024F3C | HP | Split System: Heat Pump with Remote Outdoor Unit-Air-Source | YZF02413C |  | AHX30+TXV | 12.5 | 15 | 8.5 | Yes | Yes | 2011-02-28 |  | 1
FALSE | YZF02413C | 2713 | 4252488 | FRASER-JOHNSTON BY JOHNSON CONTROLS | HL6B024F3C | HP | Split System: Heat Pump with Remote Outdoor Unit-Air-Source | YZF02413C |  | AHX36+TXV | 12.5 | 15 | 8.5 | Yes | Yes | 2011-02-28 |  | 1
FALSE | YZF02413C | 2713 | 4252490 | FRASER-JOHNSTON BY JOHNSON CONTROLS | HL6B024F3C | HP | Split System: Heat Pump with Remote Outdoor Unit-Air-Source | YZF02413C |  | F6FP030+TXV | 12.5 | 15 | 8.5 | Yes | Yes | 2011-02-28 |  | 1
FALSE | YZF02413C | 2713 | 4252491 | FRASER-JOHNSTON BY JOHNSON CONTROLS | HL6B024F3C | HP | Split System: Heat Pump with Remote Outdoor Unit-Air-Source | YZF02413C |  | F6FP036+TXV | 12.5 | 15 | 8.5 | Yes | Yes | 2011-02-28 |  | 1
FALSE | T4BF-024KB | 1866 | 4258359 | NORDYNE, INC. | T4BF-024KB | HP | Split System: Heat Pump with Remote Outdoor Unit-Air-Source | T4BF-024KB |  | C6B(A,H)-F42(C,U)-B+TXV-X2.0 | 13 | 16 | 9 | Yes | Yes | 2011-01-22 |  | 2
FALSE | T4BF-024KB | 1866 | 4258360 | NORDYNE, LLC. | T4BF-024KB | HP | Split System: Heat Pump with Remote Outdoor Unit-Air-Source | T4BF-024KB |  | C6B(A,H)-F42(C,U)-B+TXV-X2.0 | 12.5 | 15.5 | 8.8 | Yes | Yes | 2011-01-22 |  | 1
FALSE | T4BF-024KB | 1866 | 4258361 | NORDYNE, LLC. | T4BF-024KB | HP | Split System: Heat Pump with Remote Outdoor Unit-Air-Source | T4BF-024KB |  | C6B(A,H)-F42(C,U)-B+TXV-X2.0 | 12.5 | 15.5 | 8.8 | Yes | Yes | 2011-01-22 |  | 1
FALSE | T4BF-024KB | 1866 | 4258362 | NORDYNE, LLC. | T4BF-024KB | HP | Split System: Heat Pump with Remote Outdoor Unit-Air-Source | T4BF-024KB |  | C6B(A,H)-X26(C,U)-B | 12.5 | 15.5 | 8.8 | Yes | Yes | 2011-01-22 |  | 1
FALSE | T4BF-024KB | 1866 | 4258363 | NORDYNE, LLC. | T4BF-024KB | HP | Split System: Heat Pump with Remote Outdoor Unit-Air-Source | T4BF-024KB |  | C6B(A,H)-X26(C,U)-B | 12.5 | 15.5 | 8.8 | Yes | Yes | 2011-01-22 |  | 1
FALSE | T4BF-024KB | 1866 | 4258364 | NORDYNE, LLC. | T4BF-024KB | HP | Split System: Heat Pump with Remote Outdoor Unit-Air-Source | T4BF-024KB |  | C6B(A,H)-X26(C,U)-B | 12.5 | 15.5 | 8.8 | Yes | Yes | 2011-01-22 |  | 1
FALSE | T4BF-024KB | 1866 | 4285243 | FRIGIDAIRE | ET4BF-024KB | HP | Split System: Heat Pump with Remote Outdoor Unit-Air-Source | T4BF-024KB |  | C6B(A,H)-X26(C,U)-B | 12.5 | 15.5 | 8.8 | Yes | Yes | 2011-02-08 |  | 1
FALSE | T4BF-024KB | 1866 | 4285244 | FRIGIDAIRE | ET4BF-024KB | HP | Split System: Heat Pump with Remote Outdoor Unit-Air-Source | T4BF-024KB |  | C6B(A,H)-F42(C,U)-B+TXV-X2.0 | 12.5 | 15.5 | 8.8 | Yes | Yes | 2011-02-08 |  | 1
FALSE | T4BF-024KB | 1866 | 4285245 | FRIGIDAIRE | ET4BF-024KB | HP | Split System: Heat Pump with Remote Outdoor Unit-Air-Source | T4BF-024KB |  | C6B(A,H)-X26(C,U)-B | 12.5 | 15.5 | 8.8 | Yes | Yes | 2011-02-08 |  | 1
FALSE | T4BF-024KB | 1866 | 4285246 | FRIGIDAIRE | ET4BF-024KB | HP | Split System: Heat Pump with Remote Outdoor Unit-Air-Source | T4BF-024KB |  | C6B(A,H)-F42(C,U)-B+TXV-X2.0 | 12.5 | 15.5 | 8.8 | Yes | Yes | 2011-02-08 |  | 1
FALSE | T4BF-024KB | 1866 | 4285247 | FRIGIDAIRE | ET4BF-024KB | HP | Split System: Heat Pump with Remote Outdoor Unit-Air-Source | T4BF-024KB |  | C6B(A,H)-X26(C,U)-B | 13 | 16 | 9 | Yes | Yes | 2011-02-08 |  | 2
FALSE | T4BF-024KB | 1866 | 4285248 | FRIGIDAIRE | ET4BF-024KB | HP | Split System: Heat Pump with Remote Outdoor Unit-Air-Source | T4BF-024KB |  | C6B(A,H)-F42(C,U)-B+TXV-X2.0 | 13 | 16 | 9 | Yes | Yes | 2011-02-08 |  | 2
FALSE | T4BF-024KB | 1866 | 4285249 | FRIGIDAIRE | ET4BF-024KB | HP | Split System: Heat Pump with Remote Outdoor Unit-Air-Source | T4BF-024KB |  | C6B(A,H)-X26(C,U)-B | 12.5 | 15.5 | 8.8 | Yes | Yes | 2011-02-08 |  | 1
FALSE | T4BF-024KB | 1866 | 4285250 | FRIGIDAIRE | ET4BF-024KB | HP | Split System: Heat Pump with Remote Outdoor Unit-Air-Source | T4BF-024KB |  | B4VM-X24K-B | 13 | 16 | 9 | Yes | Yes | 2011-02-08 |  | 2
FALSE | T4BF-024KB | 1866 | 4285251 | FRIGIDAIRE | FT4BF-024KB | HP | Split System: Heat Pump with Remote Outdoor Unit-Air-Source | T4BF-024KB |  | C6B(A,H)-F42(C,U)-B+TXV-X2.0 | 12.5 | 15.5 | 8.8 | Yes | Yes | 2011-02-08 |  | 1
FALSE | T4BF-024KB | 1866 | 4285252 | FRIGIDAIRE | FT4BF-024KB | HP | Split System: Heat Pump with Remote Outdoor Unit-Air-Source | T4BF-024KB |  | C6B(A,H)-X26(C,U)-B | 12.5 | 15.5 | 8.8 | Yes | Yes | 2011-02-08 |  | 1
FALSE | T4BF-024KB | 1866 | 4285253 | FRIGIDAIRE | FT4BF-024KB | HP | Split System: Heat Pump with Remote Outdoor Unit-Air-Source | T4BF-024KB |  | C6B(A,H)-X26(C,U)-B | 12.5 | 15.5 | 8.8 | Yes | Yes | 2011-02-08 |  | 1
FALSE | T4BF-024KB | 1866 | 4285254 | FRIGIDAIRE | FT4BF-024KB | HP | Split System: Heat Pump with Remote Outdoor Unit-Air-Source | T4BF-024KB |  | C6B(A,H)-F42(C,U)-B+TXV-X2.0 | 12.5 | 15.5 | 8.8 | Yes | Yes | 2011-02-08 |  | 1
FALSE | T4BF-024KB | 1866 | 4285255 | FRIGIDAIRE | FT4BF-024KB | HP | Split System: Heat Pump with Remote Outdoor Unit-Air-Source | T4BF-024KB |  | C6B(A,H)-F42(C,U)-B+TXV-X2.0 | 12.5 | 15.5 | 8.8 | Yes | Yes | 2011-02-08 |  | 1
FALSE | T4BF-024KB | 1866 | 4285256 | FRIGIDAIRE | FT4BF-024KB | HP | Split System: Heat Pump with Remote Outdoor Unit-Air-Source | T4BF-024KB |  | C6B(A,H)-X26(C,U)-B | 12.5 | 15.5 | 8.8 | Yes | Yes | 2011-02-08 |  | 1
FALSE | T4BF-024KB | 1866 | 4285257 | FRIGIDAIRE | FT4BF-024KB | HP | Split System: Heat Pump with Remote Outdoor Unit-Air-Source | T4BF-024KB |  | C6B(A,H)-X26(C,U)-B | 12.5 | 15.5 | 8.8 | Yes | Yes | 2011-02-08 |  | 1
FALSE | T4BF-024KB | 1866 | 4285258 | FRIGIDAIRE | FT4BF-024KB | HP | Split System: Heat Pump with Remote Outdoor Unit-Air-Source | T4BF-024KB |  | C6B(A,H)-F42(C,U)-B+TXV-X2.0 | 12.5 | 15.5 | 8.8 | Yes | Yes | 2011-02-08 |  | 1
FALSE | T4BF-024KB | 1866 | 4285259 | FRIGIDAIRE | FT4BF-024KB | HP | Split System: Heat Pump with Remote Outdoor Unit-Air-Source | T4BF-024KB |  | C6B(A,H)-X26(C,U)-B | 12.5 | 15.5 | 8.8 | Yes | Yes | 2011-02-08 |  | 1
FALSE | T4BF-024KB | 1866 | 4285260 | FRIGIDAIRE | FT4BF-024KB | HP | Split System: Heat Pump with Remote Outdoor Unit-Air-Source | T4BF-024KB |  | C6B(A,H)-F42(C,U)-B+TXV-X2.0 | 12.5 | 15.5 | 8.8 | Yes | Yes | 2011-02-08 |  | 1
FALSE | T4BF-024KB | 1866 | 4285334 | KELVINATOR | JT4BF-024KB | HP | Split System: Heat Pump with Remote Outdoor Unit-Air-Source | T4BF-024KB |  | C6B(A,H)-X26(C,U)-B | 12.5 | 15.5 | 8.8 | Yes | Yes | 2011-02-08 |  | 1
FALSE | T4BF-024KB | 1866 | 4285335 | KELVINATOR | JT4BF-024KB | HP | Split System: Heat Pump with Remote Outdoor Unit-Air-Source | T4BF-024KB |  | C6B(A,H)-F42(C,U)-B+TXV-X2.0 | 12.5 | 15.5 | 8.8 | Yes | Yes | 2011-02-08 |  | 1
FALSE | T4BF-024KB | 1866 | 4285336 | KELVINATOR | JT4BF-024KB | HP | Split System: Heat Pump with Remote Outdoor Unit-Air-Source | T4BF-024KB |  | C6B(A,H)-X26(C,U)-B | 13 | 16 | 9 | Yes | Yes | 2011-02-08 |  | 2
FALSE | T4BF-024KB | 1866 | 4285337 | KELVINATOR | JT4BF-024KB | HP | Split System: Heat Pump with Remote Outdoor Unit-Air-Source | T4BF-024KB |  | C6B(A,H)-F42(C,U)-B+TXV-X2.0 | 13 | 16 | 9 | Yes | Yes | 2011-02-08 |  | 2
FALSE | T4BF-024KB | 1866 | 4285338 | KELVINATOR | JT4BF-024KB | HP | Split System: Heat Pump with Remote Outdoor Unit-Air-Source | T4BF-024KB |  | C6B(A,H)-X26(C,U)-B | 12.5 | 15.5 | 8.8 | Yes | Yes | 2011-02-08 |  | 1
FALSE | T4BF-024KB | 1866 | 4285339 | KELVINATOR | JT4BF-024KB | HP | Split System: Heat Pump with Remote Outdoor Unit-Air-Source | T4BF-024KB |  | B4VM-X24K-B | 13 | 16 | 9 | Yes | Yes | 2011-02-08 |  | 2
FALSE | T4BF-024KB | 1866 | 4285340 | MAYTAG | MSH4BF024KB | HP | Split System: Heat Pump with Remote Outdoor Unit-Air-Source | T4BF-024KB |  | C6B(A,H)-X26(C,U)-B | 13 | 16 | 9 | Yes | Yes | 2011-02-08 |  | 2
FALSE | T4BF-024KB | 1866 | 4285341 | MAYTAG | MSH4BF024KB | HP | Split System: Heat Pump with Remote Outdoor Unit-Air-Source | T4BF-024KB |  | C6B(A,H)-F42(C,U)-B+TXV-X2.0 | 13 | 16 | 9 | Yes | Yes | 2011-02-08 |  | 2
FALSE | T4BF-024KB | 1866 | 4285342 | MAYTAG | MSH4BF024KB | HP | Split System: Heat Pump with Remote Outdoor Unit-Air-Source | T4BF-024KB |  | C6B(A,H)-F42(C,U)-B+TXV-X2.0 | 12.5 | 15.5 | 8.8 | Yes | Yes | 2011-02-08 |  | 1
FALSE | T4BF-024KB | 1866 | 4285343 | MAYTAG | MSH4BF024KB | HP | Split System: Heat Pump with Remote Outdoor Unit-Air-Source | T4BF-024KB |  | C6B(A,H)-X26(C,U)-B | 12.5 | 15.5 | 8.8 | Yes | Yes | 2011-02-08 |  | 1
FALSE | T4BF-024KB | 1866 | 4285344 | MAYTAG | MSH4BF024KB | HP | Split System: Heat Pump with Remote Outdoor Unit-Air-Source | T4BF-024KB |  | C6B(A,H)-X26(C,U)-B | 12.5 | 15.5 | 8.8 | Yes | Yes | 2011-02-08 |  | 1
FALSE | T4BF-024KB | 1866 | 4285345 | MAYTAG | MSH4BF024KB | HP | Split System: Heat Pump with Remote Outdoor Unit-Air-Source | T4BF-024KB |  | C6B(A,H)-F42(C,U)-B+TXV-X2.0 | 12.5 | 15.5 | 8.8 | Yes | Yes | 2011-02-08 |  | 1
FALSE | T4BF-024KB | 1866 | 4285346 | MAYTAG | MSH4BF024KB | HP | Split System: Heat Pump with Remote Outdoor Unit-Air-Source | T4BF-024KB |  | C6B(A,H)-X26(C,U)-B | 12.5 | 15.5 | 8.8 | Yes | Yes | 2011-02-08 |  | 1
FALSE | T4BF-024KB | 1866 | 4285347 | MAYTAG | MSH4BF024KB | HP | Split System: Heat Pump with Remote Outdoor Unit-Air-Source | T4BF-024KB |  | C6B(A,H)-F42(C,U)-B+TXV-X2.0 | 12.5 | 15.5 | 8.8 | Yes | Yes | 2011-02-08 |  | 1
FALSE | T4BF-024KB | 1866 | 4285348 | MAYTAG | MSH4BF024KB | HP | Split System: Heat Pump with Remote Outdoor Unit-Air-Source | T4BF-024KB |  | C6B(A,H)-X26(C,U)-B | 12.5 | 15.5 | 8.8 | Yes | Yes | 2011-02-08 |  | 1
FALSE | T4BF-024KB | 1866 | 4285349 | MAYTAG | MSH4BF024KB | HP | Split System: Heat Pump with Remote Outdoor Unit-Air-Source | T4BF-024KB |  | B4VM-X24K-B | 13 | 16 | 9 | Yes | Yes | 2011-02-08 |  | 2
FALSE | T4BF-024KB | 1866 | 4285350 | MAYTAG | MSH4BF024KB | HP | Split System: Heat Pump with Remote Outdoor Unit-Air-Source | T4BF-024KB |  | B4VM-X24K-B | 13 | 16 | 9 | Yes | Yes | 2011-02-08 |  | 2
FALSE | T4BF-024KB | 1866 | 4285351 | MAYTAG | PSH4BF024KB | HP | Split System: Heat Pump with Remote Outdoor Unit-Air-Source | T4BF-024KB |  | C6B(A,H)-X26(C,U)-B | 13 | 16 | 9 | Yes | Yes | 2011-02-08 |  | 2
FALSE | T4BF-024KB | 1866 | 4285352 | MAYTAG | PSH4BF024KB | HP | Split System: Heat Pump with Remote Outdoor Unit-Air-Source | T4BF-024KB |  | C6B(A,H)-F42(C,U)-B+TXV-X2.0 | 13 | 16 | 9 | Yes | Yes | 2011-02-08 |  | 2
FALSE | T4BF-024KB | 1866 | 4285427 | NUTONE | ET4BF-024KB | HP | Split System: Heat Pump with Remote Outdoor Unit-Air-Source | T4BF-024KB |  | C6B(A,H)-X26(C,U)-B | 12.5 | 15.5 | 8.8 | Yes | Yes | 2011-02-08 |  | 1
FALSE | T4BF-024KB | 1866 | 4285428 | NUTONE | ET4BF-024KB | HP | Split System: Heat Pump with Remote Outdoor Unit-Air-Source | T4BF-024KB |  | C6B(A,H)-F42(C,U)-B+TXV-X2.0 | 12.5 | 15.5 | 8.8 | Yes | Yes | 2011-02-08 |  | 1
FALSE | T4BF-024KB | 1866 | 4285429 | NUTONE | ET4BF-024KB | HP | Split System: Heat Pump with Remote Outdoor Unit-Air-Source | T4BF-024KB |  | C6B(A,H)-X26(C,U)-B | 12.5 | 15.5 | 8.8 | Yes | Yes | 2011-02-08 |  | 1
FALSE | T4BF-024KB | 1866 | 4285430 | NUTONE | ET4BF-024KB | HP | Split System: Heat Pump with Remote Outdoor Unit-Air-Source | T4BF-024KB |  | C6B(A,H)-F42(C,U)-B+TXV-X2.0 | 12.5 | 15.5 | 8.8 | Yes | Yes | 2011-02-08 |  | 1
FALSE | T4BF-024KB | 1866 | 4285431 | PHILCO | JT4BF-024KB | HP | Split System: Heat Pump with Remote Outdoor Unit-Air-Source | T4BF-024KB |  | C6B(A,H)-F42(C,U)-B+TXV-X2.0 | 12.5 | 15.5 | 8.8 | Yes | Yes | 2011-02-08 |  | 1
FALSE | T4BF-024KB | 1866 | 4285432 | PHILCO | JT4BF-024KB | HP | Split System: Heat Pump with Remote Outdoor Unit-Air-Source | T4BF-024KB |  | C6B(A,H)-X26(C,U)-B | 12.5 | 15.5 | 8.8 | Yes | Yes | 2011-02-08 |  | 1
FALSE | T4BF-024KB | 1866 | 4285433 | PHILCO | JT4BF-024KB | HP | Split System: Heat Pump with Remote Outdoor Unit-Air-Source | T4BF-024KB |  | C6B(A,H)-X26(C,U)-B | 12.5 | 15.5 | 8.8 | Yes | Yes | 2011-02-08 |  | 1
FALSE | T4BF-024KB | 1866 | 4285434 | PHILCO | JT4BF-024KB | HP | Split System: Heat Pump with Remote Outdoor Unit-Air-Source | T4BF-024KB |  | C6B(A,H)-F42(C,U)-B+TXV-X2.0 | 12.5 | 15.5 | 8.8 | Yes | Yes | 2011-02-08 |  | 1
FALSE | T4BF-024KB | 1866 | 4285435 | PHILCO | JT4BF-024KB | HP | Split System: Heat Pump with Remote Outdoor Unit-Air-Source | T4BF-024KB |  | C6B(A,H)-F42(C,U)-B+TXV-X2.0 | 12.5 | 15.5 | 8.8 | Yes | Yes | 2011-02-08 |  | 1
FALSE | T4BF-024KB | 1866 | 4285436 | PHILCO | JT4BF-024KB | HP | Split System: Heat Pump with Remote Outdoor Unit-Air-Source | T4BF-024KB |  | C6B(A,H)-X26(C,U)-B | 12.5 | 15.5 | 8.8 | Yes | Yes | 2011-02-08 |  | 1
FALSE | T4BF-024KB | 1866 | 4285437 | PHILCO | JT4BF-024KB | HP | Split System: Heat Pump with Remote Outdoor Unit-Air-Source | T4BF-024KB |  | C6B(A,H)-X26(C,U)-B | 12.5 | 15.5 | 8.8 | Yes | Yes | 2011-02-08 |  | 1
FALSE | T4BF-024KB | 1866 | 4285438 | PHILCO | JT4BF-024KB | HP | Split System: Heat Pump with Remote Outdoor Unit-Air-Source | T4BF-024KB |  | C6B(A,H)-F42(C,U)-B+TXV-X2.0 | 12.5 | 15.5 | 8.8 | Yes | Yes | 2011-02-08 |  | 1
FALSE | T4BF-024KB | 1866 | 4285439 | PHILCO | JT4BF-024KB | HP | Split System: Heat Pump with Remote Outdoor Unit-Air-Source | T4BF-024KB |  | C6B(A,H)-X26(C,U)-B | 12.5 | 15.5 | 8.8 | Yes | Yes | 2011-02-08 |  | 1
FALSE | T4BF-024KB | 1866 | 4285440 | PHILCO | JT4BF-024KB | HP | Split System: Heat Pump with Remote Outdoor Unit-Air-Source | T4BF-024KB |  | C6B(A,H)-F42(C,U)-B+TXV-X2.0 | 12.5 | 15.5 | 8.8 | Yes | Yes | 2011-02-08 |  | 1
FALSE | T4BF-024KB | 1866 | 4285441 | PHILCO | JT4BF-024KB | HP | Split System: Heat Pump with Remote Outdoor Unit-Air-Source | T4BF-024KB |  | C6B(A,H)-F42(C,U)-B+TXV-X2.0 | 12.5 | 15.5 | 8.8 | Yes | Yes | 2011-02-08 |  | 1
FALSE | T4BF-024KB | 1866 | 4285442 | PHILCO | JT4BF-024KB | HP | Split System: Heat Pump with Remote Outdoor Unit-Air-Source | T4BF-024KB |  | C6B(A,H)-X26(C,U)-B | 12.5 | 15.5 | 8.8 | Yes | Yes | 2011-02-08 |  | 1
FALSE | T4BF-024KB | 1866 | 4285443 | PHILCO | JT4BF-024KB | HP | Split System: Heat Pump with Remote Outdoor Unit-Air-Source | T4BF-024KB |  | C6B(A,H)-X26(C,U)-B | 12.5 | 15.5 | 8.8 | Yes | Yes | 2011-02-08 |  | 1
FALSE | T4BF-024KB | 1866 | 4285444 | PHILCO | JT4BF-024KB | HP | Split System: Heat Pump with Remote Outdoor Unit-Air-Source | T4BF-024KB |  | C6B(A,H)-F42(C,U)-B+TXV-X2.0 | 12.5 | 15.5 | 8.8 | Yes | Yes | 2011-02-08 |  | 1
FALSE | T4BF-024KB | 1866 | 4285445 | PHILCO | JT4BF-024KB | HP | Split System: Heat Pump with Remote Outdoor Unit-Air-Source | T4BF-024KB |  | C6B(A,H)-X26(C,U)-B | 12.5 | 15.5 | 8.8 | Yes | Yes | 2011-02-08 |  | 1
FALSE | T4BF-024KB | 1866 | 4285518 | WESTINGHOUSE | ET4BF-024KB | HP | Split System: Heat Pump with Remote Outdoor Unit-Air-Source | T4BF-024KB |  | C6B(A,H)-F42(C,U)-B+TXV-X2.0 | 12.5 | 15.5 | 8.8 | Yes | Yes | 2011-02-08 |  | 1
FALSE | 4TWX5049E1 | 2561 | 4356834 | TRANE | 4TWX5049E1 | HP | Split System: Heat Pump with Remote Outdoor Unit-Air-Source | 4TWX5049E1 |  | 4TXCD064BC3 | 12 | 14.5 | 8.2 | Yes | Yes | 2011-01-22 |  | Below V5.0 Req.
FALSE | 4A6H7048A1 | 172 | 4356851 | TRANE | 4TWX6048E1 | HP | Split System: Heat Pump with Remote Outdoor Unit-Air-Source | 4A6H6048E1 |  | 4TXCD009CC3 | 12 | 16 | 8.2 | Yes | Yes | 2011-02-28 |  | Below V5.0 Req.
FALSE | 4A6H7048A1 | 172 | 4356852 | TRANE | 4TWX6048E1 | HP | Split System: Heat Pump with Remote Outdoor Unit-Air-Source | 4A6H6048E1 |  | 4TXCD050BC3 | 12 | 16 | 8.2 | Yes | Yes | 2011-02-28 |  | Below V5.0 Req.
FALSE | 4A6H7048A1 | 172 | 4356853 | TRANE | 4TWX6048E1 | HP | Split System: Heat Pump with Remote Outdoor Unit-Air-Source | 4A6H6048E1 |  | 4TXCD061BC3 | 12 | 16 | 8.5 | Yes | Yes | 2011-02-28 |  | 0
FALSE | 4A6H7048A1 | 172 | 4356854 | TRANE | 4TWX6048E1 | HP | Split System: Heat Pump with Remote Outdoor Unit-Air-Source | 4A6H6048E1 |  | 4TXFH063CZ3 | 12 | 16.5 | 8.5 | Yes | Yes | 2011-02-28 |  | 0
FALSE | 4A6H7048A1 | 172 | 4358074 | AMERICAN STANDARD, INC. | 4A6H6048E1 | HP | Split System: Heat Pump with Remote Outdoor Unit-Air-Source | 4A6H6048E1 |  | 4TXFH063CZ3 | 12 | 16 | 8.5 | Yes | Yes | 2011-01-22 |  | 0
TRUE | 25HPA624A**31 | 643 | 4383352 | CARRIER AIR CONDITIONING | 25HPA624A**31 | HP | Split System: Heat Pump with Remote Outdoor Unit-Air-Source | 25HPA624A**31 |  | FV4CNF002 | 12.6 | 16 | 9 | Yes | Yes | 2011-01-22 |  | 1
TRUE | 25HPA636A**31 | 655 | 4384123 | CARRIER AIR CONDITIONING | 25HPA636A**31 | HP | Split System: Heat Pump with Remote Outdoor Unit-Air-Source | 25HPA636A**31 |  | FV4CN(B,F)003 | 12.5 | 15.5 | 9 | Yes | Yes | 2011-01-22 |  | 1
TRUE | 4A6H6036E1 | 165 | 4385258 | AMERICAN STANDARD, INC. | 4A6H6036E1 | HP | Split System: Heat Pump with Remote Outdoor Unit-Air-Source | 4A6H6036E1 |  | *AM7A0C36H31 | 12.5 | 17 | 9 | Yes | Yes | 2011-01-22 |  | 1
TRUE | 4A6H6048E1 | 172 | 4385259 | AMERICAN STANDARD, INC. | 4A6H6048E1 | HP | Split System: Heat Pump with Remote Outdoor Unit-Air-Source | 4A6H6048E1 |  | *AM7A0C48H41 | 12.5 | 17 | 9 | Yes | Yes | 2011-01-22 |  | 1
FALSE | 4A6H7048A1 | 172 | 4385390 | AMERICAN STANDARD, INC. | 4A6H6048E1 | HP | Split System: Heat Pump with Remote Outdoor Unit-Air-Source | 4A6H6048E1 |  | *AM7A0C42H31 | 12.5 | 17 | 9.2 | Yes | Yes | 2011-01-22 |  | 1
FALSE | 4A6H7060A1 | 173 | 4385391 | AMERICAN STANDARD, INC. | 4A6H6060E1 | HP | Split System: Heat Pump with Remote Outdoor Unit-Air-Source | 4A6H6060E1 |  | *AM7A0C48H41 | 12 | 16 | 9.2 | Yes | Yes | 2011-01-22 |  | 0
FALSE | 4A6H7060A1 | 173 | 4385392 | AMERICAN STANDARD, INC. | 4A6H6060E1 | HP | Split System: Heat Pump with Remote Outdoor Unit-Air-Source | 4A6H6060E1 |  | *AM7A0C60H51 | 12.5 | 16 | 9 | Yes | Yes | 2011-01-22 |  | 1
TRUE | 4A6Z0024A1 | 133 | 4385394 | AMERICAN STANDARD, INC. | 4A6Z0024A1 | HP | Split System: Heat Pump with Remote Outdoor Unit-Air-Source | 4A6Z0024A1 |  | *AM7A0B30H21 | 14 | 19 | 10 | Yes | Yes | 2011-01-22 |  | 3
TRUE | 4TWX5049E1 | 2561 | 4385471 | TRANE | 4TWX5049E1 | HP | Split System: Heat Pump with Remote Outdoor Unit-Air-Source | 4TWX5049E1 |  | *AM7A0C48H41 | 12.5 | 15.5 | 9 | Yes | Yes | 2015-03-13 |  | 1
FALSE | 4A6H7048A1 | 172 | 4385651 | TRANE | 4TWX6048E1 | HP | Split System: Heat Pump with Remote Outdoor Unit-Air-Source | 4A6H6048E1 |  | *AM7A0C42H31 | 12.5 | 17 | 9.2 | Yes | Yes | 2011-02-28 |  | 1
FALSE | 4A6H7060A1 | 173 | 4385652 | TRANE | 4TWX6060E1 | HP | Split System: Heat Pump with Remote Outdoor Unit-Air-Source | 4A6H6060E1 |  | *AM7A0C48H41 | 12 | 16 | 9.2 | Yes | Yes | 2011-02-28 |  | 0
FALSE | 4A6H7060A1 | 173 | 4385653 | TRANE | 4TWX6060E1 | HP | Split System: Heat Pump with Remote Outdoor Unit-Air-Source | 4A6H6060E1 |  | *AM7A0C60H51 | 12.5 | 16 | 9 | Yes | Yes | 2011-02-28 |  | 1
TRUE | 4A6Z0024A1 | 133 | 4385655 | TRANE | 4TWZ0024A1 | HP | Split System: Heat Pump with Remote Outdoor Unit-Air-Source | 4A6Z0024A1 |  | *AM7A0B30H21 | 14 | 19 | 10 | Yes | Yes | 2011-02-28 |  | 3
TRUE | 4A6H6024E1 | 164 | 4385662 | TRANE | 4TWX6024E1 | HP | Split System: Heat Pump with Remote Outdoor Unit-Air-Source | 4A6H6024E1 |  | *AM7A0B30H21 | 12.5 | 17 | 8.5 | Yes | Yes | 2011-02-28 |  | 1
FALSE | 4SHP16LS136P | 3199 | 4393025 | ARMSTRONG AIR CONDITIONING, INC. | 4SHP16LT136P-2 | HP | Split System: Heat Pump with Remote Outdoor Unit-Air-Source | 4SHP16LT136P-2 |  | E(U,C,M,H)1P36C+H4TXV01 | 12.5 | 15 | 8.5 | Yes | Yes | 2011-01-22 |  | 1
FALSE | T4BF-024KB | 1866 | 4411651 | ELECT-AIRE | JT4BF-024KB | HP | Split System: Heat Pump with Remote Outdoor Unit-Air-Source | T4BF-024KB |  | C6B(A,H)-F42(C,U)-B+TXV-X2.0 | 12.5 | 15.5 | 8.8 | Yes | Yes | 2011-02-08 |  | 1
FALSE | T4BF-024KB | 1866 | 4411652 | ELECT-AIRE | JT4BF-024KB | HP | Split System: Heat Pump with Remote Outdoor Unit-Air-Source | T4BF-024KB |  | C6B(A,H)-X26(C,U)-B | 12.5 | 15.5 | 8.8 | Yes | Yes | 2011-02-08 |  | 1
FALSE | T4BF-024KB | 1866 | 4411653 | ELECT-AIRE | JT4BF-024KB | HP | Split System: Heat Pump with Remote Outdoor Unit-Air-Source | T4BF-024KB |  | C6B(A,H)-X26(C,U)-B | 12.5 | 15.5 | 8.8 | Yes | Yes | 2011-02-08 |  | 1
FALSE | T4BF-024KB | 1866 | 4411654 | ELECT-AIRE | JT4BF-024KB | HP | Split System: Heat Pump with Remote Outdoor Unit-Air-Source | T4BF-024KB |  | C6B(A,H)-F42(C,U)-B+TXV-X2.0 | 12.5 | 15.5 | 8.8 | Yes | Yes | 2011-02-08 |  | 1
FALSE | T4BF-024KB | 1866 | 4411655 | ELECT-AIRE | JT4BF-024KB | HP | Split System: Heat Pump with Remote Outdoor Unit-Air-Source | T4BF-024KB |  | C6B(A,H)-X26(C,U)-B | 12.5 | 15.5 | 8.8 | Yes | Yes | 2011-02-08 |  | 1
FALSE | T4BF-036KA | 1871 | 4524670 | NORDYNE, LLC. | ET4BF-036KA | HP | Split System: Heat Pump with Remote Outdoor Unit-Air-Source | T4BF-036KA |  | C6B(A,H)-F48(C,U)-C+TXV-X3.0 | 12.5 | 15.7 | 8.6 | Yes | Yes | 2013-03-14 |  | 1
FALSE | T4BF-036KA | 1871 | 4524671 | NORDYNE, LLC. | ET4BF-036KA | HP | Split System: Heat Pump with Remote Outdoor Unit-Air-Source | T4BF-036KA |  | C6B(A,H)-F48(C,U)-C+TXV-X3.0 | 12.5 | 15.7 | 8.6 | Yes | Yes | 2013-03-14 |  | 1
FALSE | T4BF-036KA | 1871 | 4524672 | NORDYNE, LLC. | ET4BF-036KA | HP | Split System: Heat Pump with Remote Outdoor Unit-Air-Source | T4BF-036KA |  | C6B(A,H)-F48(C,U)-C+TXV-X3.0 | 12.5 | 15.7 | 8.6 | Yes | Yes | 2013-03-14 |  | 1
FALSE | T4BF-036KA | 1871 | 4524683 | NORDYNE, LLC. | ET4BF-036KA | HP | Split System: Heat Pump with Remote Outdoor Unit-Air-Source | T4BF-036KA |  | C6B(A,H)-X36(C,U)-C | 12.5 | 15.7 | 8.6 | Yes | Yes | 2013-03-14 |  | 1
FALSE | T4BF-036KA | 1871 | 4524684 | NORDYNE, LLC. | ET4BF-036KA | HP | Split System: Heat Pump with Remote Outdoor Unit-Air-Source | T4BF-036KA |  | C6B(A,H)-X36(C,U)-C | 12.5 | 15.7 | 8.6 | Yes | Yes | 2013-03-14 |  | 1
FALSE | T4BF-036KA | 1871 | 4524685 | NORDYNE, LLC. | ET4BF-036KA | HP | Split System: Heat Pump with Remote Outdoor Unit-Air-Source | T4BF-036KA |  | C6B(A,H)-X36(C,U)-C | 12.5 | 15.7 | 8.6 | Yes | Yes | 2013-03-14 |  | 1
FALSE | T4BF-036KA | 1871 | 4524686 | NORDYNE, LLC. | ET4BF-036KA | HP | Split System: Heat Pump with Remote Outdoor Unit-Air-Source | T4BF-036KA |  | C6B(A,H)-X36(C,U)-C | 12.5 | 15.7 | 8.6 | Yes | Yes | 2013-03-14 |  | 1
FALSE | T4BF-036KA | 1871 | 4524687 | NORDYNE, LLC. | ET4BF-036KA | HP | Split System: Heat Pump with Remote Outdoor Unit-Air-Source | T4BF-036KA |  | C6B(A,H)-X36(C,U)-C | 12.5 | 15.7 | 8.6 | Yes | Yes | 2013-03-14 |  | 1
FALSE | T4BF-036KA | 1871 | 4524688 | NORDYNE, LLC. | ET4BF-036KA | HP | Split System: Heat Pump with Remote Outdoor Unit-Air-Source | T4BF-036KA |  | C6B(A,H)-X36(C,U)-C | 12.5 | 15.7 | 8.6 | Yes | Yes | 2013-03-14 |  | 1
FALSE | T4BF-036KA | 1871 | 4524689 | NORDYNE, LLC. | ET4BF-036KA | HP | Split System: Heat Pump with Remote Outdoor Unit-Air-Source | T4BF-036KA |  | C6B(A,H)-X36(C,U)-C | 12.5 | 15.7 | 8.6 | Yes | Yes | 2013-03-14 |  | 1
FALSE | T4BF-036KA | 1871 | 4524690 | NORDYNE, LLC. | ET4BF-036KA | HP | Split System: Heat Pump with Remote Outdoor Unit-Air-Source | T4BF-036KA |  | C6B(A,H)-X36(C,U)-C | 12.5 | 15.7 | 8.6 | Yes | Yes | 2013-03-14 |  | 1
FALSE | T4BF-036KA | 1871 | 4524696 | NORDYNE, LLC. | FT4BF-036KA | HP | Split System: Heat Pump with Remote Outdoor Unit-Air-Source | T4BF-036KA |  | C6B(A,H)-F48(C,U)-C+TXV-X3.0 | 12.5 | 15.7 | 8.6 | Yes | Yes | 2013-03-14 |  | 1
FALSE | T4BF-036KA | 1871 | 4524697 | NORDYNE, LLC. | FT4BF-036KA | HP | Split System: Heat Pump with Remote Outdoor Unit-Air-Source | T4BF-036KA |  | C6B(A,H)-F48(C,U)-C+TXV-X3.0 | 12.5 | 15.7 | 8.6 | Yes | Yes | 2013-03-14 |  | 1
FALSE | T4BF-036KA | 1871 | 4524698 | NORDYNE, LLC. | FT4BF-036KA | HP | Split System: Heat Pump with Remote Outdoor Unit-Air-Source | T4BF-036KA |  | C6B(A,H)-F48(C,U)-C+TXV-X3.0 | 12.5 | 15.7 | 8.6 | Yes | Yes | 2013-03-14 |  | 1
FALSE | T4BF-036KA | 1871 | 4524699 | NORDYNE, LLC. | FT4BF-036KA | HP | Split System: Heat Pump with Remote Outdoor Unit-Air-Source | T4BF-036KA |  | C6B(A,H)-F48(C,U)-C+TXV-X3.0 | 12.5 | 15.7 | 8.6 | Yes | Yes | 2013-03-14 |  | 1
FALSE | T4BF-036KA | 1871 | 4524706 | NORDYNE, LLC. | FT4BF-036KA | HP | Split System: Heat Pump with Remote Outdoor Unit-Air-Source | T4BF-036KA |  | C6B(A,H)-X36(C,U)-C | 12.5 | 15.7 | 8.6 | Yes | Yes | 2013-03-14 |  | 1
FALSE | T4BF-036KA | 1871 | 4524707 | NORDYNE, LLC. | FT4BF-036KA | HP | Split System: Heat Pump with Remote Outdoor Unit-Air-Source | T4BF-036KA |  | C6B(A,H)-X36(C,U)-C | 12.5 | 15.7 | 8.6 | Yes | Yes | 2013-03-14 |  | 1
FALSE | T4BF-036KA | 1871 | 4524708 | NORDYNE, LLC. | FT4BF-036KA | HP | Split System: Heat Pump with Remote Outdoor Unit-Air-Source | T4BF-036KA |  | C6B(A,H)-X36(C,U)-C | 12.5 | 15.7 | 8.6 | Yes | Yes | 2013-03-14 |  | 1
TRUE | 25HNB936A**30 | 653 | 4642353 | CARRIER AIR CONDITIONING | 25HNB936A**30 | HP | Split System: Heat Pump with Remote Outdoor Unit-Air-Source | 25HNB936A**30 |  | FE4ANB006+UI | 13.7 | 19 | 10 | Yes | Yes | 2012-05-02 |  | 3
TRUE | 25HNB948A**30 | 663 | 4642964 | CARRIER AIR CONDITIONING | 25HNB948A**30 | HP | Split System: Heat Pump with Remote Outdoor Unit-Air-Source | 25HNB948A**30 |  | FE4ANB006+UI | 13.1 | 15.85 | 8.65 | Yes | Yes | 2012-05-02 |  | 1
TRUE | 25HNB960A**30 | 665 | 4643214 | CARRIER AIR CONDITIONING | 25HNB960A**30 | HP | Split System: Heat Pump with Remote Outdoor Unit-Air-Source | 25HNB960A**30 |  | FE4ANB006+UI | 12.5 | 16 | 9 | Yes | Yes | 2012-05-02 |  | 1
TRUE | 4TWB4018G1 | 2384 | 4655308 | TRANE | 4TWB4018G1 | HP | Split System: Heat Pump with Remote Outdoor Unit-Air-Source | 4TWB4018G1 |  | *AM7A0A24H21 | 12 | 14.5 | 8.4 | Yes | Yes | 2011-08-19 |  | Below V5.0 Req.
TRUE | 4TWB4036G1 | 2434 | 4655309 | TRANE | 4TWB4036G1 | HP | Split System: Heat Pump with Remote Outdoor Unit-Air-Source | 4TWB4036G1 |  | *AM7A0C36H31 | 12 | 14.5 | 9 | Yes | Yes | 2011-08-19 |  | 0
TRUE | 4TWR5018G1 | 2385 | 4655310 | TRANE | 4TWR5018G1 | HP | Split System: Heat Pump with Remote Outdoor Unit-Air-Source | 4TWR5018G1 |  | *AM7A0A24H21 | 12.5 | 15 | 8.4 | Yes | Yes | 2015-03-13 |  | Below V5.0 Req.
TRUE | 4TWR5036G1 | 2435 | 4655311 | TRANE | 4TWR5036G1 | HP | Split System: Heat Pump with Remote Outdoor Unit-Air-Source | 4TWR5036G1 |  | *AM7A0C36H31 | 12.5 | 15 | 9.25 | Yes | Yes | 2015-03-13 |  | 1
TRUE | 4TWX5018B1 | 2386 | 4655312 | TRANE | 4TWX5018B1 | HP | Split System: Heat Pump with Remote Outdoor Unit-Air-Source | 4TWX5018B1 |  | *AM7A0A24H21 | 12.5 | 15 | 8.4 | Yes | Yes | 2015-03-13 |  | Below V5.0 Req.
TRUE | 4TWX5036B1 | 2436 | 4655313 | TRANE | 4TWX5036B1 | HP | Split System: Heat Pump with Remote Outdoor Unit-Air-Source | 4TWX5036B1 |  | *AM7A0C36H31 | 12.5 | 15 | 9.25 | Yes | Yes | 2015-03-13 |  | 1
TRUE | 4TWB4018G1 | 2384 | 4655314 | AMERICAN STANDARD, INC. | 4A6B4018G1 | HP | Split System: Heat Pump with Remote Outdoor Unit-Air-Source | 4TWB4018G1 |  | *AM7A0A24H21 | 12 | 14.5 | 8.4 | Yes | Yes | 2011-08-19 |  | Below V5.0 Req.
TRUE | 4TWB4036G1 | 2434 | 4655315 | AMERICAN STANDARD, INC. | 4A6B4036G1 | HP | Split System: Heat Pump with Remote Outdoor Unit-Air-Source | 4TWB4036G1 |  | *AM7A0C36H31 | 12 | 14.5 | 9 | Yes | Yes | 2011-08-19 |  | 0
TRUE | 4TWR5018G1 | 2385 | 4655316 | AMERICAN STANDARD | 4A6H5018G1 | HP | Split System: Heat Pump with Remote Outdoor Unit-Air-Source | 4TWR5018G1 |  | *AM7A0A24H21 | 12.5 | 15 | 8.4 | Yes | Yes | 2015-03-13 |  | Below V5.0 Req.
TRUE | 4TWR5036G1 | 2435 | 4655317 | AMERICAN STANDARD | 4A6H5036G1 | HP | Split System: Heat Pump with Remote Outdoor Unit-Air-Source | 4TWR5036G1 |  | *AM7A0C36H31 | 12.5 | 15 | 9.25 | Yes | Yes | 2015-03-13 |  | 1
FALSE | 4TWR4018D1 | 2384 | 4655324 | TRANE | 4TWB4018G1 | HP | Split System: Heat Pump with Remote Outdoor Unit-Air-Source | 4TWB4018G1 |  | *AM4A0A24S21+TDR | 12 | 14.5 | 8.5 | Yes | Yes | 2011-08-19 |  | 0
FALSE | 4TWR4018D1 | 2384 | 4655327 | TRANE | 4TWB4018G1 | HP | Split System: Heat Pump with Remote Outdoor Unit-Air-Source | 4TWB4018G1 |  | 4TEE3F31B1 | 12.5 | 15 | 8.5 | Yes | Yes | 2011-08-19 |  | 1
FALSE | 4TWR4018D1 | 2384 | 4655329 | TRANE | 4TWB4018G1 | HP | Split System: Heat Pump with Remote Outdoor Unit-Air-Source | 4TWB4018G1 |  | 4TXCB003CC3 | 12.5 | 15 | 9 | Yes | Yes | 2011-08-19 |  | 1
FALSE | 4TWR5018G1 | 2385 | 4655355 | TRANE | 4TWR5018G1 | HP | Split System: Heat Pump with Remote Outdoor Unit-Air-Source | 4TWR5018G1 |  | 4TEE3F31B1 | 12.5 | 15 | 8.5 | Yes | Yes | 2011-08-19 |  | 1
FALSE | 4TWR5018G1 | 2385 | 4655357 | TRANE | 4TWR5018G1 | HP | Split System: Heat Pump with Remote Outdoor Unit-Air-Source | 4TWR5018G1 |  | 4TXCB003CC3 | 12.5 | 15 | 9 | Yes | Yes | 2011-08-19 |  | 1
FALSE | 4TWR5018G1 | 2385 | 4655358 | TRANE | 4TWR5018G1 | HP | Split System: Heat Pump with Remote Outdoor Unit-Air-Source | 4TWR5018G1 |  | 4TXCB025BC3 | 12.5 | 15 | 8.2 | Yes | Yes | 2015-03-13 |  | Below V5.0 Req.
FALSE | 4TWR5018G1 | 2385 | 4655359 | TRANE | 4TWR5018G1 | HP | Split System: Heat Pump with Remote Outdoor Unit-Air-Source | 4TWR5018G1 |  | 4TXCB025BC3 | 12.5 | 15 | 8.2 | Yes | Yes | 2011-08-19 |  | Below V5.0 Req.
FALSE | 4TWR5018G1 | 2385 | 4655360 | TRANE | 4TWR5018G1 | HP | Split System: Heat Pump with Remote Outdoor Unit-Air-Source | 4TWR5018G1 |  | 4TXCB025BC3 | 12.5 | 15 | 8.2 | Yes | Yes | 2015-03-13 |  | Below V5.0 Req.
FALSE | 4TWR5018G1 | 2385 | 4655361 | TRANE | 4TWR5018G1 | HP | Split System: Heat Pump with Remote Outdoor Unit-Air-Source | 4TWR5018G1 |  | 4TXCB025BC3 | 12.5 | 15 | 8.2 | Yes | Yes | 2011-08-19 |  | Below V5.0 Req.
FALSE | 4TWR5018G1 | 2385 | 4655362 | TRANE | 4TWR5018G1 | HP | Split System: Heat Pump with Remote Outdoor Unit-Air-Source | 4TWR5018G1 |  | 4TXCB025BC3 | 12.5 | 15 | 8.2 | Yes | Yes | 2015-03-13 |  | Below V5.0 Req.
FALSE | 4TWR5018G1 | 2385 | 4655363 | TRANE | 4TWR5018G1 | HP | Split System: Heat Pump with Remote Outdoor Unit-Air-Source | 4TWR5018G1 |  | 4TXCB025BC3 | 12.5 | 15 | 8.2 | Yes | Yes | 2015-03-13 |  | Below V5.0 Req.
FALSE | 4TWR5018G1 | 2385 | 4655364 | TRANE | 4TWR5018G1 | HP | Split System: Heat Pump with Remote Outdoor Unit-Air-Source | 4TWR5018G1 |  | 4TXCB025BC3 | 12.5 | 15 | 8.2 | Yes | Yes | 2015-03-13 |  | Below V5.0 Req.
FALSE | 4TWR5018G1 | 2385 | 4655365 | TRANE | 4TWR5018G1 | HP | Split System: Heat Pump with Remote Outdoor Unit-Air-Source | 4TWR5018G1 |  | 4TXCB025BC3 | 12.5 | 15 | 8.2 | Yes | Yes | 2015-03-13 |  | Below V5.0 Req.
FALSE | 4TWR5018G1 | 2385 | 4655366 | TRANE | 4TWR5018G1 | HP | Split System: Heat Pump with Remote Outdoor Unit-Air-Source | 4TWR5018G1 |  | 4TXCB025BC3 | 12.5 | 14.5 | 8.2 | Yes | Yes | 2011-08-19 |  | Below V5.0 Req.
FALSE | 4TWR5018G1 | 2385 | 4655367 | TRANE | 4TWR5018G1 | HP | Split System: Heat Pump with Remote Outdoor Unit-Air-Source | 4TWR5018G1 |  | 4TXCB025BC3 | 12.5 | 15 | 8.2 | Yes | Yes | 2011-08-19 |  | Below V5.0 Req.
FALSE | 4TWR5018G1 | 2385 | 4655369 | TRANE | 4TWR5018G1 | HP | Split System: Heat Pump with Remote Outdoor Unit-Air-Source | 4TWR5018G1 |  | 4TXCB025BC3 | 12 | 14.5 | 8.2 | Yes | Yes | 2011-08-19 |  | Below V5.0 Req.
FALSE | 4TWR5018G1 | 2385 | 4655370 | TRANE | 4TWR5018G1 | HP | Split System: Heat Pump with Remote Outdoor Unit-Air-Source | 4TWR5018G1 |  | 4TXCB025BC3 | 12.5 | 15 | 8.2 | Yes | Yes | 2011-08-19 |  | Below V5.0 Req.
FALSE | 4TWR5018G1 | 2385 | 4655371 | TRANE | 4TWR5018G1 | HP | Split System: Heat Pump with Remote Outdoor Unit-Air-Source | 4TWR5018G1 |  | 4TXCB025BC3 | 12.5 | 15 | 8.2 | Yes | Yes | 2015-03-13 |  | Below V5.0 Req.
FALSE | 4TWR5018G1 | 2385 | 4655372 | TRANE | 4TWR5018G1 | HP | Split System: Heat Pump with Remote Outdoor Unit-Air-Source | 4TWR5018G1 |  | 4TXCB025BC3 | 12.5 | 15 | 8.2 | Yes | Yes | 2015-03-13 |  | Below V5.0 Req.
FALSE | 4TWR5018G1 | 2385 | 4655373 | TRANE | 4TWR5018G1 | HP | Split System: Heat Pump with Remote Outdoor Unit-Air-Source | 4TWR5018G1 |  | 4TXCB031BC3 | 12.5 | 15 | 8.2 | Yes | Yes | 2015-03-13 |  | Below V5.0 Req.
FALSE | 4TWR5018G1 | 2385 | 4655374 | TRANE | 4TWR5018G1 | HP | Split System: Heat Pump with Remote Outdoor Unit-Air-Source | 4TWR5018G1 |  | 4TXCB032BC3 | 12.5 | 15 | 8.5 | Yes | Yes | 2015-03-13 |  | 1
FALSE | 4TWR5018G1 | 2385 | 4655375 | TRANE | 4TWR5018G1 | HP | Split System: Heat Pump with Remote Outdoor Unit-Air-Source | 4TWR5018G1 |  | 4TXCC006CC3 | 12.5 | 15 | 9 | Yes | Yes | 2011-08-19 |  | 1
FALSE | 4TWR5018G1 | 2385 | 4655376 | TRANE | 4TWR5018G1 | HP | Split System: Heat Pump with Remote Outdoor Unit-Air-Source | 4TWR5018G1 |  | 4TXFH033CC3 | 12.5 | 15 | 8.5 | Yes | Yes | 2015-03-13 |  | 1
FALSE | 4TWX5018B1 | 2386 | 4655404 | TRANE | 4TWX5018B1 | HP | Split System: Heat Pump with Remote Outdoor Unit-Air-Source | 4TWX5018B1 |  | 4TXFH033CC3 | 12.5 | 15 | 8.5 | Yes | Yes | 2015-03-13 |  | 1
FALSE | 4TWX5018B1 | 2386 | 4655405 | TRANE | 4TWX5018B1 | HP | Split System: Heat Pump with Remote Outdoor Unit-Air-Source | 4TWX5018B1 |  | GAM5A0A18M11 | 12.5 | 15 | 8.5 | Yes | Yes | 2011-08-19 |  | 1
FALSE | 4TWX5018B1 | 2386 | 4655406 | TRANE | 4TWX5018B1 | HP | Split System: Heat Pump with Remote Outdoor Unit-Air-Source | 4TWX5018B1 |  | GAM5A0A24M21 | 12.5 | 14.75 | 8.5 | Yes | Yes | 2011-08-19 |  | 0
FALSE | 4TWR4018D1 | 2384 | 4655407 | TRANE | 4TWB4018G1 | HP | Split System: Heat Pump with Remote Outdoor Unit-Air-Source | 4TWB4018G1 |  | 4TXFH024CZ3 | 12.5 | 15 | 8.5 | Yes | Yes | 2011-08-19 |  | 1
FALSE | 4TWR4018D1 | 2384 | 4655408 | TRANE | 4TWB4018G1 | HP | Split System: Heat Pump with Remote Outdoor Unit-Air-Source | 4TWB4018G1 |  | 4TXFH024CZ3 | 12.5 | 14.75 | 8.5 | Yes | Yes | 2011-08-19 |  | 0
FALSE | 4TWR4018D1 | 2384 | 4655409 | TRANE | 4TWB4018G1 | HP | Split System: Heat Pump with Remote Outdoor Unit-Air-Source | 4TWB4018G1 |  | 4TXFH024CZ3 | 12.5 | 15 | 8.5 | Yes | Yes | 2011-08-19 |  | 1
FALSE | 4TWR4018D1 | 2384 | 4655411 | TRANE | 4TWB4018G1 | HP | Split System: Heat Pump with Remote Outdoor Unit-Air-Source | 4TWB4018G1 |  | 4TXFH024CZ3 | 12.5 | 15 | 8.5 | Yes | Yes | 2011-08-19 |  | 1
FALSE | 4TWR4018D1 | 2384 | 4655412 | TRANE | 4TWB4018G1 | HP | Split System: Heat Pump with Remote Outdoor Unit-Air-Source | 4TWB4018G1 |  | 4TXFH024CZ3 | 12.5 | 15 | 8.5 | Yes | Yes | 2011-08-19 |  | 1
FALSE | 4TWR4018D1 | 2384 | 4655413 | TRANE | 4TWB4018G1 | HP | Split System: Heat Pump with Remote Outdoor Unit-Air-Source | 4TWB4018G1 |  | 4TXFH024CZ3 | 12.5 | 15 | 8.5 | Yes | Yes | 2011-08-19 |  | 1
FALSE | 4TWR4018D1 | 2384 | 4655414 | TRANE | 4TWB4018G1 | HP | Split System: Heat Pump with Remote Outdoor Unit-Air-Source | 4TWB4018G1 |  | 4TXFH024CZ3 | 12.5 | 15 | 8.5 | Yes | Yes | 2011-08-19 |  | 1
FALSE | 4TWR5018G1 | 2385 | 4655415 | TRANE | 4TWR5018G1 | HP | Split System: Heat Pump with Remote Outdoor Unit-Air-Source | 4TWR5018G1 |  | 4TXFH024CZ3 | 12.5 | 15 | 8.5 | Yes | Yes | 2015-03-13 |  | 1
FALSE | 4TWR5018G1 | 2385 | 4655416 | TRANE | 4TWR5018G1 | HP | Split System: Heat Pump with Remote Outdoor Unit-Air-Source | 4TWR5018G1 |  | 4TXFH024CZ3 | 12.5 | 14.75 | 8.5 | Yes | Yes | 2011-08-19 |  | 0
FALSE | 4TWR5018G1 | 2385 | 4655417 | TRANE | 4TWR5018G1 | HP | Split System: Heat Pump with Remote Outdoor Unit-Air-Source | 4TWR5018G1 |  | 4TXFH024CZ3 | 12.5 | 15 | 8.5 | Yes | Yes | 2011-08-19 |  | 1
FALSE | 4TWR5018G1 | 2385 | 4655419 | TRANE | 4TWR5018G1 | HP | Split System: Heat Pump with Remote Outdoor Unit-Air-Source | 4TWR5018G1 |  | 4TXFH024CZ3 | 12.5 | 15 | 8.5 | Yes | Yes | 2015-03-13 |  | 1
FALSE | 4TWR5018G1 | 2385 | 4655420 | TRANE | 4TWR5018G1 | HP | Split System: Heat Pump with Remote Outdoor Unit-Air-Source | 4TWR5018G1 |  | 4TXFH024CZ3 | 12.5 | 15 | 8.5 | Yes | Yes | 2015-03-13 |  | 1
FALSE | 4TWR5018G1 | 2385 | 4655421 | TRANE | 4TWR5018G1 | HP | Split System: Heat Pump with Remote Outdoor Unit-Air-Source | 4TWR5018G1 |  | 4TXFH024CZ3 | 12.5 | 15 | 8.5 | Yes | Yes | 2015-03-13 |  | 1
FALSE | 4TWR5018G1 | 2385 | 4655422 | TRANE | 4TWR5018G1 | HP | Split System: Heat Pump with Remote Outdoor Unit-Air-Source | 4TWR5018G1 |  | 4TXFH024CZ3 | 12.5 | 15 | 8.5 | Yes | Yes | 2015-03-13 |  | 1
FALSE | 4TWX5018B1 | 2386 | 4655423 | TRANE | 4TWX5018B1 | HP | Split System: Heat Pump with Remote Outdoor Unit-Air-Source | 4TWX5018B1 |  | 4TXFH024CZ3 | 12.5 | 15 | 8.5 | Yes | Yes | 2015-03-13 |  | 1
FALSE | 4TWX5018B1 | 2386 | 4655424 | TRANE | 4TWX5018B1 | HP | Split System: Heat Pump with Remote Outdoor Unit-Air-Source | 4TWX5018B1 |  | 4TXFH024CZ3 | 12.5 | 15 | 8.5 | Yes | Yes | 2015-03-13 |  | 1
FALSE | 4TWX5018B1 | 2386 | 4655425 | TRANE | 4TWX5018B1 | HP | Split System: Heat Pump with Remote Outdoor Unit-Air-Source | 4TWX5018B1 |  | 4TXFH024CZ3 | 12.5 | 15 | 8.5 | Yes | Yes | 2015-03-13 |  | 1
FALSE | 4TWR5018G1 | 2385 | 4655475 | AMERICAN STANDARD, INC. | 4A6H5018G1 | HP | Split System: Heat Pump with Remote Outdoor Unit-Air-Source | 4TWR5018G1 |  | 4TXCB025BC3 | 12.5 | 15 | 8.2 | Yes | Yes | 2011-08-19 |  | Below V5.0 Req.
FALSE | 4TWR5018G1 | 2385 | 4655476 | AMERICAN STANDARD | 4A6H5018G1 | HP | Split System: Heat Pump with Remote Outdoor Unit-Air-Source | 4TWR5018G1 |  | 4TXCB025BC3 | 12.5 | 15 | 8.2 | Yes | Yes | 2015-03-13 |  | Below V5.0 Req.
FALSE | 4TWR5018G1 | 2385 | 4655477 | AMERICAN STANDARD, INC. | 4A6H5018G1 | HP | Split System: Heat Pump with Remote Outdoor Unit-Air-Source | 4TWR5018G1 |  | 4TXCB025BC3 | 12.5 | 15 | 8.2 | Yes | Yes | 2011-08-19 |  | Below V5.0 Req.
FALSE | 4TWR5018G1 | 2385 | 4655478 | AMERICAN STANDARD | 4A6H5018G1 | HP | Split System: Heat Pump with Remote Outdoor Unit-Air-Source | 4TWR5018G1 |  | 4TXCB025BC3 | 12.5 | 15 | 8.2 | Yes | Yes | 2015-03-13 |  | Below V5.0 Req.
FALSE | 4TWR5018G1 | 2385 | 4655479 | AMERICAN STANDARD | 4A6H5018G1 | HP | Split System: Heat Pump with Remote Outdoor Unit-Air-Source | 4TWR5018G1 |  | 4TXCB025BC3 | 12.5 | 15 | 8.2 | Yes | Yes | 2015-03-13 |  | Below V5.0 Req.
FALSE | 4TWR5018G1 | 2385 | 4655480 | AMERICAN STANDARD | 4A6H5018G1 | HP | Split System: Heat Pump with Remote Outdoor Unit-Air-Source | 4TWR5018G1 |  | 4TXCB025BC3 | 12.5 | 15 | 8.2 | Yes | Yes | 2015-03-13 |  | Below V5.0 Req.
FALSE | 4TWR5018G1 | 2385 | 4655481 | AMERICAN STANDARD | 4A6H5018G1 | HP | Split System: Heat Pump with Remote Outdoor Unit-Air-Source | 4TWR5018G1 |  | 4TXCB025BC3 | 12.5 | 15 | 8.2 | Yes | Yes | 2015-03-13 |  | Below V5.0 Req.
FALSE | 4TWR5018G1 | 2385 | 4655482 | AMERICAN STANDARD, INC. | 4A6H5018G1 | HP | Split System: Heat Pump with Remote Outdoor Unit-Air-Source | 4TWR5018G1 |  | 4TXCB025BC3 | 12.5 | 14.5 | 8.2 | Yes | Yes | 2011-08-19 |  | Below V5.0 Req.
FALSE | 4TWR5018G1 | 2385 | 4655483 | AMERICAN STANDARD, INC. | 4A6H5018G1 | HP | Split System: Heat Pump with Remote Outdoor Unit-Air-Source | 4TWR5018G1 |  | 4TXCB025BC3 | 12.5 | 15 | 8.2 | Yes | Yes | 2011-08-19 |  | Below V5.0 Req.
FALSE | 4TWR5018G1 | 2385 | 4655485 | AMERICAN STANDARD, INC. | 4A6H5018G1 | HP | Split System: Heat Pump with Remote Outdoor Unit-Air-Source | 4TWR5018G1 |  | 4TXCB025BC3 | 12 | 14.5 | 8.2 | Yes | Yes | 2011-08-19 |  | Below V5.0 Req.
FALSE | 4TWR5018G1 | 2385 | 4655486 | AMERICAN STANDARD, INC. | 4A6H5018G1 | HP | Split System: Heat Pump with Remote Outdoor Unit-Air-Source | 4TWR5018G1 |  | 4TXCB025BC3 | 12.5 | 15 | 8.2 | Yes | Yes | 2011-08-19 |  | Below V5.0 Req.
FALSE | 4TWR5018G1 | 2385 | 4655487 | AMERICAN STANDARD | 4A6H5018G1 | HP | Split System: Heat Pump with Remote Outdoor Unit-Air-Source | 4TWR5018G1 |  | 4TXCB025BC3 | 12.5 | 15 | 8.2 | Yes | Yes | 2015-03-13 |  | Below V5.0 Req.
FALSE | 4TWR5018G1 | 2385 | 4655488 | AMERICAN STANDARD | 4A6H5018G1 | HP | Split System: Heat Pump with Remote Outdoor Unit-Air-Source | 4TWR5018G1 |  | 4TXCB025BC3 | 12.5 | 15 | 8.2 | Yes | Yes | 2015-03-13 |  | Below V5.0 Req.
FALSE | 4TWR5018G1 | 2385 | 4655489 | AMERICAN STANDARD | 4A6H5018G1 | HP | Split System: Heat Pump with Remote Outdoor Unit-Air-Source | 4TWR5018G1 |  | 4TXCB031BC3 | 12.5 | 15 | 8.2 | Yes | Yes | 2015-03-13 |  | Below V5.0 Req.
FALSE | 4TWR5018G1 | 2385 | 4655490 | AMERICAN STANDARD | 4A6H5018G1 | HP | Split System: Heat Pump with Remote Outdoor Unit-Air-Source | 4TWR5018G1 |  | 4TXCB032BC3 | 12.5 | 15 | 8.5 | Yes | Yes | 2015-03-13 |  | 1
FALSE | 4TWR5018G1 | 2385 | 4655491 | AMERICAN STANDARD, INC. | 4A6H5018G1 | HP | Split System: Heat Pump with Remote Outdoor Unit-Air-Source | 4TWR5018G1 |  | 4TXCC006CC3 | 12.5 | 15 | 9 | Yes | Yes | 2011-08-19 |  | 1
FALSE | 4TWR5018G1 | 2385 | 4655492 | AMERICAN STANDARD | 4A6H5018G1 | HP | Split System: Heat Pump with Remote Outdoor Unit-Air-Source | 4TWR5018G1 |  | 4TXFH024CZ3 | 12.5 | 15 | 8.5 | Yes | Yes | 2015-03-13 |  | 1
FALSE | 4TWR5018G1 | 2385 | 4655493 | AMERICAN STANDARD, INC. | 4A6H5018G1 | HP | Split System: Heat Pump with Remote Outdoor Unit-Air-Source | 4TWR5018G1 |  | 4TXFH024CZ3 | 12.5 | 14.75 | 8.5 | Yes | Yes | 2011-08-19 |  | 0
FALSE | 4TWR5018G1 | 2385 | 4655494 | AMERICAN STANDARD, INC. | 4A6H5018G1 | HP | Split System: Heat Pump with Remote Outdoor Unit-Air-Source | 4TWR5018G1 |  | 4TXFH024CZ3 | 12.5 | 15 | 8.5 | Yes | Yes | 2011-08-19 |  | 1
FALSE | 4TWR5018G1 | 2385 | 4655496 | AMERICAN STANDARD | 4A6H5018G1 | HP | Split System: Heat Pump with Remote Outdoor Unit-Air-Source | 4TWR5018G1 |  | 4TXFH024CZ3 | 12.5 | 15 | 8.5 | Yes | Yes | 2015-03-13 |  | 1
FALSE | 4TWR5018G1 | 2385 | 4655497 | AMERICAN STANDARD | 4A6H5018G1 | HP | Split System: Heat Pump with Remote Outdoor Unit-Air-Source | 4TWR5018G1 |  | 4TXFH024CZ3 | 12.5 | 15 | 8.5 | Yes | Yes | 2015-03-13 |  | 1
FALSE | 4TWR5018G1 | 2385 | 4655498 | AMERICAN STANDARD | 4A6H5018G1 | HP | Split System: Heat Pump with Remote Outdoor Unit-Air-Source | 4TWR5018G1 |  | 4TXFH024CZ3 | 12.5 | 15 | 8.5 | Yes | Yes | 2015-03-13 |  | 1
FALSE | 4TWR5018G1 | 2385 | 4655499 | AMERICAN STANDARD | 4A6H5018G1 | HP | Split System: Heat Pump with Remote Outdoor Unit-Air-Source | 4TWR5018G1 |  | 4TXFH024CZ3 | 12.5 | 15 | 8.5 | Yes | Yes | 2015-03-13 |  | 1
FALSE | 4TWR5018G1 | 2385 | 4655500 | AMERICAN STANDARD | 4A6H5018G1 | HP | Split System: Heat Pump with Remote Outdoor Unit-Air-Source | 4TWR5018G1 |  | 4TXFH033CC3 | 12.5 | 15 | 8.5 | Yes | Yes | 2015-03-13 |  | 1
FALSE | 4TWR5018G1 | 2385 | 4655501 | AMERICAN STANDARD, INC. | 4A6H5018G1 | HP | Split System: Heat Pump with Remote Outdoor Unit-Air-Source | 4TWR5018G1 |  | GAM5A0A18M11 | 12.5 | 15 | 8.5 | Yes | Yes | 2011-08-19 |  | 1
FALSE | 4TWR5018G1 | 2385 | 4655502 | AMERICAN STANDARD, INC. | 4A6H5018G1 | HP | Split System: Heat Pump with Remote Outdoor Unit-Air-Source | 4TWR5018G1 |  | GAM5A0A24M21 | 12.5 | 14.75 | 8.5 | Yes | Yes | 2011-08-19 |  | 0
FALSE | 4TWB4036G1 | 2434 | 4655768 | TRANE | 4TWB4036G1 | HP | Split System: Heat Pump with Remote Outdoor Unit-Air-Source | 4TWB4036G1 |  | *AM7A0B30H21 | 12.5 | 15 | 9 | Yes | Yes | 2011-08-19 |  | 1
FALSE | 4TWB4036G1 | 2434 | 4655770 | TRANE | 4TWB4036G1 | HP | Split System: Heat Pump with Remote Outdoor Unit-Air-Source | 4TWB4036G1 |  | *AM7A0C42H31 | 12.5 | 15 | 8.5 | Yes | Yes | 2011-08-19 |  | 1
FALSE | 4TWB4036G1 | 2434 | 4655780 | TRANE | 4TWB4036G1 | HP | Split System: Heat Pump with Remote Outdoor Unit-Air-Source | 4TWB4036G1 |  | 4TEE3C04A1 | 12.5 | 15 | 9 | Yes | Yes | 2011-08-19 |  | 1
FALSE | 4TWB4036G1 | 2434 | 4655781 | TRANE | 4TWB4036G1 | HP | Split System: Heat Pump with Remote Outdoor Unit-Air-Source | 4TWB4036G1 |  | 4TEE3C06A1 | 12.5 | 15 | 9 | Yes | Yes | 2011-08-19 |  | 1
FALSE | 4TWB4036G1 | 2434 | 4655783 | TRANE | 4TWB4036G1 | HP | Split System: Heat Pump with Remote Outdoor Unit-Air-Source | 4TWB4036G1 |  | 4TEE3C08A1 | 12.5 | 14.75 | 9 | Yes | Yes | 2011-08-19 |  | 0
FALSE | 4TWB4036G1 | 2434 | 4655788 | TRANE | 4TWB4036G1 | HP | Split System: Heat Pump with Remote Outdoor Unit-Air-Source | 4TWB4036G1 |  | 4TEE3F39A1 | 12.5 | 15 | 9 | Yes | Yes | 2011-08-19 |  | 1
FALSE | 4TWB4036G1 | 2434 | 4655790 | TRANE | 4TWB4036G1 | HP | Split System: Heat Pump with Remote Outdoor Unit-Air-Source | 4TWB4036G1 |  | 4TEE3F40B1 | 12.5 | 15 | 9 | Yes | Yes | 2011-08-19 |  | 1
FALSE | 4TWB4036G1 | 2434 | 4655843 | TRANE | 4TWB4036G1 | HP | Split System: Heat Pump with Remote Outdoor Unit-Air-Source | 4TWB4036G1 |  | 4TXCB004CC3 | 12.5 | 14.75 | 9 | Yes | Yes | 2011-08-19 |  | 0
FALSE | 4TWB4036G1 | 2434 | 4655844 | TRANE | 4TWB4036G1 | HP | Split System: Heat Pump with Remote Outdoor Unit-Air-Source | 4TWB4036G1 |  | 4TXCB004CC3 | 12.5 | 14.75 | 9 | Yes | Yes | 2011-08-19 |  | 0
FALSE | 4TWB4036G1 | 2434 | 4655851 | TRANE | 4TWB4036G1 | HP | Split System: Heat Pump with Remote Outdoor Unit-Air-Source | 4TWB4036G1 |  | 4TXCB004CC3 | 12 | 14.5 | 9 | Yes | Yes | 2011-08-19 |  | 0
FALSE | 4TWB4036G1 | 2434 | 4655853 | TRANE | 4TWB4036G1 | HP | Split System: Heat Pump with Remote Outdoor Unit-Air-Source | 4TWB4036G1 |  | 4TXCB004CC3 | 12 | 14.5 | 9 | Yes | Yes | 2011-08-19 |  | 0
FALSE | 4TWB4036G1 | 2434 | 4655859 | TRANE | 4TWB4036G1 | HP | Split System: Heat Pump with Remote Outdoor Unit-Air-Source | 4TWB4036G1 |  | 4TXCB032BC3 | 12 | 14.5 | 9 | Yes | Yes | 2011-08-19 |  | 0
FALSE | 4TWB4036G1 | 2434 | 4655860 | TRANE | 4TWB4036G1 | HP | Split System: Heat Pump with Remote Outdoor Unit-Air-Source | 4TWB4036G1 |  | 4TXCB032BC3 | 12 | 14.5 | 9 | Yes | Yes | 2011-08-19 |  | 0
FALSE | 4TWB4036G1 | 2434 | 4655862 | TRANE | 4TWB4036G1 | HP | Split System: Heat Pump with Remote Outdoor Unit-Air-Source | 4TWB4036G1 |  | 4TXCB032BC3 | 12 | 14.5 | 9 | Yes | Yes | 2011-08-19 |  | 0
FALSE | 4TWB4036G1 | 2434 | 4655880 | TRANE | 4TWB4036G1 | HP | Split System: Heat Pump with Remote Outdoor Unit-Air-Source | 4TWB4036G1 |  | 4TXCB032BC3 | 12 | 14.5 | 9 | Yes | Yes | 2011-08-19 |  | 0
FALSE | 4TWB4036G1 | 2434 | 4655884 | TRANE | 4TWB4036G1 | HP | Split System: Heat Pump with Remote Outdoor Unit-Air-Source | 4TWB4036G1 |  | 4TXCB032BC3 | 12.5 | 14.75 | 9 | Yes | Yes | 2011-08-19 |  | 0
FALSE | 4TWB4036G1 | 2434 | 4655897 | TRANE | 4TWB4036G1 | HP | Split System: Heat Pump with Remote Outdoor Unit-Air-Source | 4TWB4036G1 |  | 4TXCB032BC3 | 12 | 14.5 | 9 | Yes | Yes | 2011-08-19 |  | 0
FALSE | 4TWB4036G1 | 2434 | 4655903 | TRANE | 4TWB4036G1 | HP | Split System: Heat Pump with Remote Outdoor Unit-Air-Source | 4TWB4036G1 |  | 4TXCB032BC3 | 12 | 14.5 | 9 | Yes | Yes | 2011-08-19 |  | 0
FALSE | 4TWB4036G1 | 2434 | 4655906 | TRANE | 4TWB4036G1 | HP | Split System: Heat Pump with Remote Outdoor Unit-Air-Source | 4TWB4036G1 |  | 4TXCB032BC3 | 12 | 14.5 | 9 | Yes | Yes | 2011-08-19 |  | 0
FALSE | 4TWB4036G1 | 2434 | 4655907 | TRANE | 4TWB4036G1 | HP | Split System: Heat Pump with Remote Outdoor Unit-Air-Source | 4TWB4036G1 |  | 4TXCB032BC3 | 12 | 14.5 | 9 | Yes | Yes | 2011-08-19 |  | 0
FALSE | 4TWB4036G1 | 2434 | 4655909 | TRANE | 4TWB4036G1 | HP | Split System: Heat Pump with Remote Outdoor Unit-Air-Source | 4TWB4036G1 |  | 4TXCB032BC3 | 12 | 14.5 | 9 | Yes | Yes | 2011-08-19 |  | 0
FALSE | 4TWB4036G1 | 2434 | 4655931 | TRANE | 4TWB4036G1 | HP | Split System: Heat Pump with Remote Outdoor Unit-Air-Source | 4TWB4036G1 |  | 4TXCB032BC3 | 12.5 | 15 | 9 | Yes | Yes | 2011-08-19 |  | 1
FALSE | 4TWB4036G1 | 2434 | 4655943 | TRANE | 4TWB4036G1 | HP | Split System: Heat Pump with Remote Outdoor Unit-Air-Source | 4TWB4036G1 |  | 4TXCB032BC3 | 12 | 14.5 | 9 | Yes | Yes | 2011-08-19 |  | 0
FALSE | 4TWB4036G1 | 2434 | 4655945 | TRANE | 4TWB4036G1 | HP | Split System: Heat Pump with Remote Outdoor Unit-Air-Source | 4TWB4036G1 |  | 4TXCB032BC3 | 12 | 14.5 | 9 | Yes | Yes | 2011-08-19 |  | 0
FALSE | 4TWB4036G1 | 2434 | 4655946 | TRANE | 4TWB4036G1 | HP | Split System: Heat Pump with Remote Outdoor Unit-Air-Source | 4TWB4036G1 |  | 4TXCB032BC3 | 12 | 14.5 | 9 | Yes | Yes | 2011-08-19 |  | 0
FALSE | 4TWB4036G1 | 2434 | 4655949 | TRANE | 4TWB4036G1 | HP | Split System: Heat Pump with Remote Outdoor Unit-Air-Source | 4TWB4036G1 |  | 4TXCB036BC3 | 12 | 14.5 | 9 | Yes | Yes | 2011-08-19 |  | 0
FALSE | 4TWB4036G1 | 2434 | 4655951 | TRANE | 4TWB4036G1 | HP | Split System: Heat Pump with Remote Outdoor Unit-Air-Source | 4TWB4036G1 |  | 4TXCB036BC3 | 12 | 14.5 | 9 | Yes | Yes | 2011-08-19 |  | 0
FALSE | 4TWB4036G1 | 2434 | 4656095 | TRANE | 4TWB4036G1 | HP | Split System: Heat Pump with Remote Outdoor Unit-Air-Source | 4TWB4036G1 |  | 4TXCB042BC3 | 12.5 | 15 | 9 | Yes | Yes | 2011-08-19 |  | 1
FALSE | 4TWB4036G1 | 2434 | 4656103 | TRANE | 4TWB4036G1 | HP | Split System: Heat Pump with Remote Outdoor Unit-Air-Source | 4TWB4036G1 |  | 4TXCB042BC3 | 12 | 14.5 | 9 | Yes | Yes | 2011-08-19 |  | 0
FALSE | 4TWB4036G1 | 2434 | 4656105 | TRANE | 4TWB4036G1 | HP | Split System: Heat Pump with Remote Outdoor Unit-Air-Source | 4TWB4036G1 |  | 4TXCB042BC3 | 12 | 14.5 | 9 | Yes | Yes | 2011-08-19 |  | 0
FALSE | 4TWB4036G1 | 2434 | 4656107 | TRANE | 4TWB4036G1 | HP | Split System: Heat Pump with Remote Outdoor Unit-Air-Source | 4TWB4036G1 |  | 4TXCB042BC3 | 12 | 14.5 | 9 | Yes | Yes | 2011-08-19 |  | 0
FALSE | 4TWB4036G1 | 2434 | 4656109 | TRANE | 4TWB4036G1 | HP | Split System: Heat Pump with Remote Outdoor Unit-Air-Source | 4TWB4036G1 |  | 4TXCB042BC3 | 12 | 14.5 | 9 | Yes | Yes | 2011-08-19 |  | 0
FALSE | 4TWB4036G1 | 2434 | 4656111 | TRANE | 4TWB4036G1 | HP | Split System: Heat Pump with Remote Outdoor Unit-Air-Source | 4TWB4036G1 |  | 4TXCB042BC3 | 12 | 14.5 | 9 | Yes | Yes | 2011-08-19 |  | 0
FALSE | 4TWB4036G1 | 2434 | 4656112 | TRANE | 4TWB4036G1 | HP | Split System: Heat Pump with Remote Outdoor Unit-Air-Source | 4TWB4036G1 |  | 4TXCB042BC3 | 12 | 14.5 | 8.5 | Yes | Yes | 2011-08-19 |  | 0
FALSE | 4TWB4036G1 | 2434 | 4656114 | TRANE | 4TWB4036G1 | HP | Split System: Heat Pump with Remote Outdoor Unit-Air-Source | 4TWB4036G1 |  | 4TXCB042BC3 | 12 | 14.5 | 9 | Yes | Yes | 2011-08-19 |  | 0
FALSE | 4TWB4036G1 | 2434 | 4656116 | TRANE | 4TWB4036G1 | HP | Split System: Heat Pump with Remote Outdoor Unit-Air-Source | 4TWB4036G1 |  | 4TXCB042BC3 | 12 | 14.5 | 9 | Yes | Yes | 2011-08-19 |  | 0
FALSE | 4TWB4036G1 | 2434 | 4656118 | TRANE | 4TWB4036G1 | HP | Split System: Heat Pump with Remote Outdoor Unit-Air-Source | 4TWB4036G1 |  | 4TXCB042BC3 | 12 | 14.5 | 9 | Yes | Yes | 2011-08-19 |  | 0
FALSE | 4TWB4036G1 | 2434 | 4656131 | TRANE | 4TWB4036G1 | HP | Split System: Heat Pump with Remote Outdoor Unit-Air-Source | 4TWB4036G1 |  | 4TXCB042BC3 | 12 | 14.5 | 9 | Yes | Yes | 2011-08-19 |  | 0
FALSE | 4TWB4036G1 | 2434 | 4656133 | TRANE | 4TWB4036G1 | HP | Split System: Heat Pump with Remote Outdoor Unit-Air-Source | 4TWB4036G1 |  | 4TXCB042BC3 | 12 | 14.5 | 9 | Yes | Yes | 2011-08-19 |  | 0
FALSE | 4TWB4036G1 | 2434 | 4656134 | TRANE | 4TWB4036G1 | HP | Split System: Heat Pump with Remote Outdoor Unit-Air-Source | 4TWB4036G1 |  | 4TXCB042BC3 | 12 | 14.5 | 9 | Yes | Yes | 2011-08-19 |  | 0
FALSE | 4TWB4036G1 | 2434 | 4656136 | TRANE | 4TWB4036G1 | HP | Split System: Heat Pump with Remote Outdoor Unit-Air-Source | 4TWB4036G1 |  | 4TXCB042BC3 | 12.5 | 14.75 | 9 | Yes | Yes | 2011-08-19 |  | 0
FALSE | 4TWB4036G1 | 2434 | 4656146 | TRANE | 4TWB4036G1 | HP | Split System: Heat Pump with Remote Outdoor Unit-Air-Source | 4TWB4036G1 |  | 4TXCB048BC3 | 12 | 14.5 | 9 | Yes | Yes | 2011-08-19 |  | 0
FALSE | 4TWB4036G1 | 2434 | 4656148 | TRANE | 4TWB4036G1 | HP | Split System: Heat Pump with Remote Outdoor Unit-Air-Source | 4TWB4036G1 |  | 4TXCB048BC3 | 12 | 14.75 | 9 | Yes | Yes | 2011-08-19 |  | 0
FALSE | 4TWB4036G1 | 2434 | 4656149 | TRANE | 4TWB4036G1 | HP | Split System: Heat Pump with Remote Outdoor Unit-Air-Source | 4TWB4036G1 |  | 4TXCB048BC3 | 12 | 14.5 | 9 | Yes | Yes | 2011-08-19 |  | 0
FALSE | 4TWB4036G1 | 2434 | 4656150 | TRANE | 4TWB4036G1 | HP | Split System: Heat Pump with Remote Outdoor Unit-Air-Source | 4TWB4036G1 |  | 4TXCB048BC3 | 12 | 14.5 | 9 | Yes | Yes | 2011-08-19 |  | 0
FALSE | 4TWB4036G1 | 2434 | 4656154 | TRANE | 4TWB4036G1 | HP | Split System: Heat Pump with Remote Outdoor Unit-Air-Source | 4TWB4036G1 |  | 4TXCB048BC3 | 12 | 14.5 | 9 | Yes | Yes | 2011-08-19 |  | 0
FALSE | 4TWB4036G1 | 2434 | 4656156 | TRANE | 4TWB4036G1 | HP | Split System: Heat Pump with Remote Outdoor Unit-Air-Source | 4TWB4036G1 |  | 4TXCB048BC3 | 12.5 | 14.75 | 9 | Yes | Yes | 2011-08-19 |  | 0
FALSE | 4TWB4036G1 | 2434 | 4656255 | TRANE | 4TWB4036G1 | HP | Split System: Heat Pump with Remote Outdoor Unit-Air-Source | 4TWB4036G1 |  | 4TXCC005CC3 | 12.5 | 15 | 9 | Yes | Yes | 2011-08-19 |  | 1
FALSE | 4TWB4036G1 | 2434 | 4656256 | TRANE | 4TWB4036G1 | HP | Split System: Heat Pump with Remote Outdoor Unit-Air-Source | 4TWB4036G1 |  | 4TXCC005CC3 | 12.5 | 15 | 9 | Yes | Yes | 2011-08-19 |  | 1
FALSE | 4TWB4036G1 | 2434 | 4656258 | TRANE | 4TWB4036G1 | HP | Split System: Heat Pump with Remote Outdoor Unit-Air-Source | 4TWB4036G1 |  | 4TXCC005CC3 | 12.5 | 15 | 9 | Yes | Yes | 2011-08-19 |  | 1
FALSE | 4TWB4036G1 | 2434 | 4656259 | TRANE | 4TWB4036G1 | HP | Split System: Heat Pump with Remote Outdoor Unit-Air-Source | 4TWB4036G1 |  | 4TXCC005CC3 | 12 | 14.5 | 9 | Yes | Yes | 2011-08-19 |  | 0
FALSE | 4TWB4036G1 | 2434 | 4656261 | TRANE | 4TWB4036G1 | HP | Split System: Heat Pump with Remote Outdoor Unit-Air-Source | 4TWB4036G1 |  | 4TXCC005CC3 | 12.5 | 14.75 | 9 | Yes | Yes | 2011-08-19 |  | 0
FALSE | 4TWB4036G1 | 2434 | 4656263 | TRANE | 4TWB4036G1 | HP | Split System: Heat Pump with Remote Outdoor Unit-Air-Source | 4TWB4036G1 |  | 4TXCC005CC3 | 12 | 14.5 | 9 | Yes | Yes | 2011-08-19 |  | 0
FALSE | 4TWB4036G1 | 2434 | 4656264 | TRANE | 4TWB4036G1 | HP | Split System: Heat Pump with Remote Outdoor Unit-Air-Source | 4TWB4036G1 |  | 4TXCC005CC3 | 12.5 | 14.75 | 9 | Yes | Yes | 2011-08-19 |  | 0
FALSE | 4TWB4036G1 | 2434 | 4656266 | TRANE | 4TWB4036G1 | HP | Split System: Heat Pump with Remote Outdoor Unit-Air-Source | 4TWB4036G1 |  | 4TXCC005CC3 | 12 | 14.5 | 9 | Yes | Yes | 2011-08-19 |  | 0
FALSE | 4TWB4036G1 | 2434 | 4656268 | TRANE | 4TWB4036G1 | HP | Split System: Heat Pump with Remote Outdoor Unit-Air-Source | 4TWB4036G1 |  | 4TXCC005CC3 | 12 | 14.5 | 9 | Yes | Yes | 2011-08-19 |  | 0
FALSE | 4TWB4036G1 | 2434 | 4656269 | TRANE | 4TWB4036G1 | HP | Split System: Heat Pump with Remote Outdoor Unit-Air-Source | 4TWB4036G1 |  | 4TXCC005CC3 | 12.5 | 15 | 9 | Yes | Yes | 2011-08-19 |  | 1
FALSE | 4TWB4036G1 | 2434 | 4656271 | TRANE | 4TWB4036G1 | HP | Split System: Heat Pump with Remote Outdoor Unit-Air-Source | 4TWB4036G1 |  | 4TXCC005CC3 | 12.5 | 15 | 9 | Yes | Yes | 2011-08-19 |  | 1
FALSE | 4TWB4036G1 | 2434 | 4656273 | TRANE | 4TWB4036G1 | HP | Split System: Heat Pump with Remote Outdoor Unit-Air-Source | 4TWB4036G1 |  | 4TXCC005CC3 | 12.5 | 15 | 9 | Yes | Yes | 2011-08-19 |  | 1
FALSE | 4TWB4036G1 | 2434 | 4656275 | TRANE | 4TWB4036G1 | HP | Split System: Heat Pump with Remote Outdoor Unit-Air-Source | 4TWB4036G1 |  | 4TXCC005CC3 | 12.5 | 15 | 9 | Yes | Yes | 2011-08-19 |  | 1
FALSE | 4TWB4036G1 | 2434 | 4656276 | TRANE | 4TWB4036G1 | HP | Split System: Heat Pump with Remote Outdoor Unit-Air-Source | 4TWB4036G1 |  | 4TXCC005CC3 | 12.5 | 15 | 9 | Yes | Yes | 2011-08-19 |  | 1
FALSE | 4TWB4036G1 | 2434 | 4656278 | TRANE | 4TWB4036G1 | HP | Split System: Heat Pump with Remote Outdoor Unit-Air-Source | 4TWB4036G1 |  | 4TXCC005CC3 | 12.5 | 15 | 9 | Yes | Yes | 2011-08-19 |  | 1
FALSE | 4TWB4036G1 | 2434 | 4656279 | TRANE | 4TWB4036G1 | HP | Split System: Heat Pump with Remote Outdoor Unit-Air-Source | 4TWB4036G1 |  | 4TXCC005CC3 | 12.5 | 15 | 9 | Yes | Yes | 2011-08-19 |  | 1
FALSE | 4TWB4036G1 | 2434 | 4656281 | TRANE | 4TWB4036G1 | HP | Split System: Heat Pump with Remote Outdoor Unit-Air-Source | 4TWB4036G1 |  | 4TXCC005CC3 | 12.5 | 15 | 9 | Yes | Yes | 2011-08-19 |  | 1
FALSE | 4TWB4036G1 | 2434 | 4656282 | TRANE | 4TWB4036G1 | HP | Split System: Heat Pump with Remote Outdoor Unit-Air-Source | 4TWB4036G1 |  | 4TXCC005CC3 | 12.5 | 15 | 9 | Yes | Yes | 2011-08-19 |  | 1
FALSE | 4TWB4036G1 | 2434 | 4656284 | TRANE | 4TWB4036G1 | HP | Split System: Heat Pump with Remote Outdoor Unit-Air-Source | 4TWB4036G1 |  | 4TXCC005CC3 | 12 | 14.5 | 9 | Yes | Yes | 2011-08-19 |  | 0
FALSE | 4TWB4036G1 | 2434 | 4656285 | TRANE | 4TWB4036G1 | HP | Split System: Heat Pump with Remote Outdoor Unit-Air-Source | 4TWB4036G1 |  | 4TXCC005CC3 | 12 | 14.5 | 9 | Yes | Yes | 2011-08-19 |  | 0
FALSE | 4TWB4036G1 | 2434 | 4656319 | TRANE | 4TWB4036G1 | HP | Split System: Heat Pump with Remote Outdoor Unit-Air-Source | 4TWB4036G1 |  | 4TXCC007CC3 | 12 | 14.5 | 9 | Yes | Yes | 2011-08-19 |  | 0
FALSE | 4TWB4036G1 | 2434 | 4656320 | TRANE | 4TWB4036G1 | HP | Split System: Heat Pump with Remote Outdoor Unit-Air-Source | 4TWB4036G1 |  | 4TXCC007CC3 | 12 | 14.5 | 9 | Yes | Yes | 2011-08-19 |  | 0
FALSE | 4TWB4036G1 | 2434 | 4656322 | TRANE | 4TWB4036G1 | HP | Split System: Heat Pump with Remote Outdoor Unit-Air-Source | 4TWB4036G1 |  | 4TXCC007CC3 | 12 | 14.5 | 9 | Yes | Yes | 2011-08-19 |  | 0
FALSE | 4TWB4036G1 | 2434 | 4656323 | TRANE | 4TWB4036G1 | HP | Split System: Heat Pump with Remote Outdoor Unit-Air-Source | 4TWB4036G1 |  | 4TXCC007CC3 | 12.5 | 14.75 | 9 | Yes | Yes | 2011-08-19 |  | 0
FALSE | 4TWB4036G1 | 2434 | 4656324 | TRANE | 4TWB4036G1 | HP | Split System: Heat Pump with Remote Outdoor Unit-Air-Source | 4TWB4036G1 |  | 4TXCC007CC3 | 12.5 | 14.75 | 9 | Yes | Yes | 2011-08-19 |  | 0
FALSE | 4TWB4036G1 | 2434 | 4656325 | TRANE | 4TWB4036G1 | HP | Split System: Heat Pump with Remote Outdoor Unit-Air-Source | 4TWB4036G1 |  | 4TXCC007CC3 | 12.5 | 14.75 | 9 | Yes | Yes | 2011-08-19 |  | 0
FALSE | 4TWB4036G1 | 2434 | 4656326 | TRANE | 4TWB4036G1 | HP | Split System: Heat Pump with Remote Outdoor Unit-Air-Source | 4TWB4036G1 |  | 4TXCC007CC3 | 12.5 | 15 | 9 | Yes | Yes | 2011-08-19 |  | 1
FALSE | 4TWB4036G1 | 2434 | 4656328 | TRANE | 4TWB4036G1 | HP | Split System: Heat Pump with Remote Outdoor Unit-Air-Source | 4TWB4036G1 |  | 4TXCC007CC3 | 12 | 14.5 | 9 | Yes | Yes | 2011-08-19 |  | 0
FALSE | 4TWB4036G1 | 2434 | 4656329 | TRANE | 4TWB4036G1 | HP | Split System: Heat Pump with Remote Outdoor Unit-Air-Source | 4TWB4036G1 |  | 4TXCC007CC3 | 12.5 | 15 | 9 | Yes | Yes | 2011-08-19 |  | 1
FALSE | 4TWB4036G1 | 2434 | 4656330 | TRANE | 4TWB4036G1 | HP | Split System: Heat Pump with Remote Outdoor Unit-Air-Source | 4TWB4036G1 |  | 4TXCC007CC3 | 12.5 | 15 | 9 | Yes | Yes | 2011-08-19 |  | 1
FALSE | 4TWB4036G1 | 2434 | 4656331 | TRANE | 4TWB4036G1 | HP | Split System: Heat Pump with Remote Outdoor Unit-Air-Source | 4TWB4036G1 |  | 4TXCC007CC3 | 12.5 | 15 | 9 | Yes | Yes | 2011-08-19 |  | 1
FALSE | 4TWB4036G1 | 2434 | 4656332 | TRANE | 4TWB4036G1 | HP | Split System: Heat Pump with Remote Outdoor Unit-Air-Source | 4TWB4036G1 |  | 4TXCC007CC3 | 12.5 | 15 | 9 | Yes | Yes | 2011-08-19 |  | 1
FALSE | 4TWB4036G1 | 2434 | 4656333 | TRANE | 4TWB4036G1 | HP | Split System: Heat Pump with Remote Outdoor Unit-Air-Source | 4TWB4036G1 |  | 4TXCC007CC3 | 12.5 | 15 | 9 | Yes | Yes | 2011-08-19 |  | 1
FALSE | 4TWB4036G1 | 2434 | 4656334 | TRANE | 4TWB4036G1 | HP | Split System: Heat Pump with Remote Outdoor Unit-Air-Source | 4TWB4036G1 |  | 4TXCC007CC3 | 12.5 | 15 | 9 | Yes | Yes | 2011-08-19 |  | 1
FALSE | 4TWB4036G1 | 2434 | 4656335 | TRANE | 4TWB4036G1 | HP | Split System: Heat Pump with Remote Outdoor Unit-Air-Source | 4TWB4036G1 |  | 4TXCC037BC3 | 12 | 14.5 | 9 | Yes | Yes | 2011-08-19 |  | 0
FALSE | 4TWB4036G1 | 2434 | 4656336 | TRANE | 4TWB4036G1 | HP | Split System: Heat Pump with Remote Outdoor Unit-Air-Source | 4TWB4036G1 |  | 4TXCC037BC3 | 12 | 14.5 | 9 | Yes | Yes | 2011-08-19 |  | 0
FALSE | 4TWB4036G1 | 2434 | 4656338 | TRANE | 4TWB4036G1 | HP | Split System: Heat Pump with Remote Outdoor Unit-Air-Source | 4TWB4036G1 |  | 4TXCC037BC3 | 12 | 14.5 | 9 | Yes | Yes | 2011-08-19 |  | 0
FALSE | 4TWB4036G1 | 2434 | 4656340 | TRANE | 4TWB4036G1 | HP | Split System: Heat Pump with Remote Outdoor Unit-Air-Source | 4TWB4036G1 |  | 4TXCC037BC3 | 12 | 14.5 | 9 | Yes | Yes | 2011-08-19 |  | 0
FALSE | 4TWB4036G1 | 2434 | 4656347 | TRANE | 4TWB4036G1 | HP | Split System: Heat Pump with Remote Outdoor Unit-Air-Source | 4TWB4036G1 |  | 4TXCC037BC3 | 12 | 14.5 | 9 | Yes | Yes | 2011-08-19 |  | 0
FALSE | 4TWB4036G1 | 2434 | 4656348 | TRANE | 4TWB4036G1 | HP | Split System: Heat Pump with Remote Outdoor Unit-Air-Source | 4TWB4036G1 |  | 4TXCC037BC3 | 12 | 14.5 | 8.5 | Yes | Yes | 2011-08-19 |  | 0
FALSE | 4TWB4036G1 | 2434 | 4656391 | TRANE | 4TWB4036G1 | HP | Split System: Heat Pump with Remote Outdoor Unit-Air-Source | 4TWB4036G1 |  | 4TXCC043BC3 | 12 | 14.5 | 8.5 | Yes | Yes | 2011-08-19 |  | 0
FALSE | 4TWB4036G1 | 2434 | 4656399 | TRANE | 4TWB4036G1 | HP | Split System: Heat Pump with Remote Outdoor Unit-Air-Source | 4TWB4036G1 |  | 4TXCC043BC3 | 12 | 14.5 | 9 | Yes | Yes | 2011-08-19 |  | 0
FALSE | 4TWB4036G1 | 2434 | 4656400 | TRANE | 4TWB4036G1 | HP | Split System: Heat Pump with Remote Outdoor Unit-Air-Source | 4TWB4036G1 |  | 4TXCC043BC3 | 12.5 | 14.75 | 9 | Yes | Yes | 2011-08-19 |  | 0
FALSE | 4TWB4036G1 | 2434 | 4656401 | TRANE | 4TWB4036G1 | HP | Split System: Heat Pump with Remote Outdoor Unit-Air-Source | 4TWB4036G1 |  | 4TXCC043BC3 | 12 | 14.5 | 9 | Yes | Yes | 2011-08-19 |  | 0
FALSE | 4TWB4036G1 | 2434 | 4656402 | TRANE | 4TWB4036G1 | HP | Split System: Heat Pump with Remote Outdoor Unit-Air-Source | 4TWB4036G1 |  | 4TXCC043BC3 | 12.5 | 14.75 | 9 | Yes | Yes | 2011-08-19 |  | 0
FALSE | 4TWB4036G1 | 2434 | 4656403 | TRANE | 4TWB4036G1 | HP | Split System: Heat Pump with Remote Outdoor Unit-Air-Source | 4TWB4036G1 |  | 4TXCC043BC3 | 12.5 | 14.75 | 9 | Yes | Yes | 2011-08-19 |  | 0
FALSE | 4TWB4036G1 | 2434 | 4656404 | TRANE | 4TWB4036G1 | HP | Split System: Heat Pump with Remote Outdoor Unit-Air-Source | 4TWB4036G1 |  | 4TXCC043BC3 | 12 | 14.5 | 9 | Yes | Yes | 2011-08-19 |  | 0
FALSE | 4TWB4036G1 | 2434 | 4656408 | TRANE | 4TWB4036G1 | HP | Split System: Heat Pump with Remote Outdoor Unit-Air-Source | 4TWB4036G1 |  | 4TXCC043BC3 | 12 | 14.5 | 9 | Yes | Yes | 2011-08-19 |  | 0
FALSE | 4TWB4036G1 | 2434 | 4656409 | TRANE | 4TWB4036G1 | HP | Split System: Heat Pump with Remote Outdoor Unit-Air-Source | 4TWB4036G1 |  | 4TXCC043BC3 | 12 | 14.5 | 9 | Yes | Yes | 2011-08-19 |  | 0
FALSE | 4TWB4036G1 | 2434 | 4656411 | TRANE | 4TWB4036G1 | HP | Split System: Heat Pump with Remote Outdoor Unit-Air-Source | 4TWB4036G1 |  | 4TXCC043BC3 | 12 | 14.5 | 9 | Yes | Yes | 2011-08-19 |  | 0
FALSE | 4TWB4036G1 | 2434 | 4656413 | TRANE | 4TWB4036G1 | HP | Split System: Heat Pump with Remote Outdoor Unit-Air-Source | 4TWB4036G1 |  | 4TXCC043BC3 | 12 | 14.5 | 9 | Yes | Yes | 2011-08-19 |  | 0
FALSE | 4TWB4036G1 | 2434 | 4656414 | TRANE | 4TWB4036G1 | HP | Split System: Heat Pump with Remote Outdoor Unit-Air-Source | 4TWB4036G1 |  | 4TXCC043BC3 | 12 | 14.75 | 9 | Yes | Yes | 2011-08-19 |  | 0
FALSE | 4TWB4036G1 | 2434 | 4656415 | TRANE | 4TWB4036G1 | HP | Split System: Heat Pump with Remote Outdoor Unit-Air-Source | 4TWB4036G1 |  | 4TXCC043BC3 | 12 | 14.5 | 9 | Yes | Yes | 2011-08-19 |  | 0
FALSE | 4TWB4036G1 | 2434 | 4656416 | TRANE | 4TWB4036G1 | HP | Split System: Heat Pump with Remote Outdoor Unit-Air-Source | 4TWB4036G1 |  | 4TXCC043BC3 | 12.5 | 14.75 | 9 | Yes | Yes | 2011-08-19 |  | 0
FALSE | 4TWB4036G1 | 2434 | 4656422 | TRANE | 4TWB4036G1 | HP | Split System: Heat Pump with Remote Outdoor Unit-Air-Source | 4TWB4036G1 |  | 4TXCC043BC3 | 12 | 14.5 | 9 | Yes | Yes | 2011-08-19 |  | 0
FALSE | 4TWB4036G1 | 2434 | 4656426 | TRANE | 4TWB4036G1 | HP | Split System: Heat Pump with Remote Outdoor Unit-Air-Source | 4TWB4036G1 |  | 4TXCC043BC3 | 12 | 14.5 | 9 | Yes | Yes | 2011-08-19 |  | 0
FALSE | 4TWB4036G1 | 2434 | 4656427 | TRANE | 4TWB4036G1 | HP | Split System: Heat Pump with Remote Outdoor Unit-Air-Source | 4TWB4036G1 |  | 4TXCC043BC3 | 12 | 14.5 | 8.5 | Yes | Yes | 2011-08-19 |  | 0
FALSE | 4TWB4036G1 | 2434 | 4656428 | TRANE | 4TWB4036G1 | HP | Split System: Heat Pump with Remote Outdoor Unit-Air-Source | 4TWB4036G1 |  | 4TXCC043BC3 | 12 | 14.5 | 9 | Yes | Yes | 2011-08-19 |  | 0
FALSE | 4TWB4036G1 | 2434 | 4656429 | TRANE | 4TWB4036G1 | HP | Split System: Heat Pump with Remote Outdoor Unit-Air-Source | 4TWB4036G1 |  | 4TXCC043BC3 | 12.5 | 14.75 | 9 | Yes | Yes | 2011-08-19 |  | 0
FALSE | 4TWB4036G1 | 2434 | 4656431 | TRANE | 4TWB4036G1 | HP | Split System: Heat Pump with Remote Outdoor Unit-Air-Source | 4TWB4036G1 |  | 4TXCC043BC3 | 12.5 | 14.75 | 9 | Yes | Yes | 2011-08-19 |  | 0
FALSE | 4TWB4036G1 | 2434 | 4656465 | TRANE | 4TWB4036G1 | HP | Split System: Heat Pump with Remote Outdoor Unit-Air-Source | 4TWB4036G1 |  | 4TXCC044BC3 | 12.5 | 14.75 | 9 | Yes | Yes | 2011-08-19 |  | 0
FALSE | 4TWB4036G1 | 2434 | 4656466 | TRANE | 4TWB4036G1 | HP | Split System: Heat Pump with Remote Outdoor Unit-Air-Source | 4TWB4036G1 |  | 4TXCC044BC3 | 12.5 | 14.75 | 9 | Yes | Yes | 2011-08-19 |  | 0
FALSE | 4TWB4036G1 | 2434 | 4656467 | TRANE | 4TWB4036G1 | HP | Split System: Heat Pump with Remote Outdoor Unit-Air-Source | 4TWB4036G1 |  | 4TXCC044BC3 | 12.5 | 15 | 9 | Yes | Yes | 2011-08-19 |  | 1
FALSE | 4TWB4036G1 | 2434 | 4656468 | TRANE | 4TWB4036G1 | HP | Split System: Heat Pump with Remote Outdoor Unit-Air-Source | 4TWB4036G1 |  | 4TXCC044BC3 | 12.5 | 14.75 | 9 | Yes | Yes | 2011-08-19 |  | 0
FALSE | 4TWB4036G1 | 2434 | 4656469 | TRANE | 4TWB4036G1 | HP | Split System: Heat Pump with Remote Outdoor Unit-Air-Source | 4TWB4036G1 |  | 4TXCC044BC3 | 12.5 | 15 | 9 | Yes | Yes | 2011-08-19 |  | 1
FALSE | 4TWB4036G1 | 2434 | 4656470 | TRANE | 4TWB4036G1 | HP | Split System: Heat Pump with Remote Outdoor Unit-Air-Source | 4TWB4036G1 |  | 4TXCC044BC3 | 12.5 | 14.75 | 9 | Yes | Yes | 2011-08-19 |  | 0
FALSE | 4TWB4036G1 | 2434 | 4656471 | TRANE | 4TWB4036G1 | HP | Split System: Heat Pump with Remote Outdoor Unit-Air-Source | 4TWB4036G1 |  | 4TXCC044BC3 | 12.5 | 15 | 9 | Yes | Yes | 2011-08-19 |  | 1
FALSE | 4TWB4036G1 | 2434 | 4656472 | TRANE | 4TWB4036G1 | HP | Split System: Heat Pump with Remote Outdoor Unit-Air-Source | 4TWB4036G1 |  | 4TXCC044BC3 | 12 | 14.75 | 9 | Yes | Yes | 2011-08-19 |  | 0
FALSE | 4TWB4036G1 | 2434 | 4656473 | TRANE | 4TWB4036G1 | HP | Split System: Heat Pump with Remote Outdoor Unit-Air-Source | 4TWB4036G1 |  | 4TXCC044BC3 | 12.5 | 14.75 | 9 | Yes | Yes | 2011-08-19 |  | 0
FALSE | 4TWB4036G1 | 2434 | 4656474 | TRANE | 4TWB4036G1 | HP | Split System: Heat Pump with Remote Outdoor Unit-Air-Source | 4TWB4036G1 |  | 4TXCC044BC3 | 12 | 14.5 | 9 | Yes | Yes | 2011-08-19 |  | 0
FALSE | 4TWB4036G1 | 2434 | 4656475 | TRANE | 4TWB4036G1 | HP | Split System: Heat Pump with Remote Outdoor Unit-Air-Source | 4TWB4036G1 |  | 4TXCC044BC3 | 12.5 | 14.75 | 9 | Yes | Yes | 2011-08-19 |  | 0
FALSE | 4TWB4036G1 | 2434 | 4656476 | TRANE | 4TWB4036G1 | HP | Split System: Heat Pump with Remote Outdoor Unit-Air-Source | 4TWB4036G1 |  | 4TXCC044BC3 | 12.5 | 15 | 9 | Yes | Yes | 2011-08-19 |  | 1
FALSE | 4TWB4036G1 | 2434 | 4656477 | TRANE | 4TWB4036G1 | HP | Split System: Heat Pump with Remote Outdoor Unit-Air-Source | 4TWB4036G1 |  | 4TXCC044BC3 | 12.5 | 14.75 | 9 | Yes | Yes | 2011-08-19 |  | 0
FALSE | 4TWB4036G1 | 2434 | 4656478 | TRANE | 4TWB4036G1 | HP | Split System: Heat Pump with Remote Outdoor Unit-Air-Source | 4TWB4036G1 |  | 4TXCC044BC3 | 12.5 | 15.25 | 9 | Yes | Yes | 2011-08-19 |  | 1
FALSE | 4TWB4036G1 | 2434 | 4656479 | TRANE | 4TWB4036G1 | HP | Split System: Heat Pump with Remote Outdoor Unit-Air-Source | 4TWB4036G1 |  | 4TXCC044BC3 | 12 | 14.5 | 9 | Yes | Yes | 2011-08-19 |  | 0
FALSE | 4TWB4036G1 | 2434 | 4656480 | TRANE | 4TWB4036G1 | HP | Split System: Heat Pump with Remote Outdoor Unit-Air-Source | 4TWB4036G1 |  | 4TXCC044BC3 | 12 | 14.5 | 9 | Yes | Yes | 2011-08-19 |  | 0
FALSE | 4TWB4036G1 | 2434 | 4656481 | TRANE | 4TWB4036G1 | HP | Split System: Heat Pump with Remote Outdoor Unit-Air-Source | 4TWB4036G1 |  | 4TXCC044BC3 | 12 | 14.5 | 9 | Yes | Yes | 2011-08-19 |  | 0
FALSE | 4TWB4036G1 | 2434 | 4656482 | TRANE | 4TWB4036G1 | HP | Split System: Heat Pump with Remote Outdoor Unit-Air-Source | 4TWB4036G1 |  | 4TXCC044BC3 | 12.5 | 14.75 | 9 | Yes | Yes | 2011-08-19 |  | 0
FALSE | 4TWB4036G1 | 2434 | 4656483 | TRANE | 4TWB4036G1 | HP | Split System: Heat Pump with Remote Outdoor Unit-Air-Source | 4TWB4036G1 |  | 4TXCC044BC3 | 12 | 14.5 | 9 | Yes | Yes | 2011-08-19 |  | 0
FALSE | 4TWB4036G1 | 2434 | 4656487 | TRANE | 4TWB4036G1 | HP | Split System: Heat Pump with Remote Outdoor Unit-Air-Source | 4TWB4036G1 |  | 4TXCC044BC3 | 12.5 | 14.75 | 9 | Yes | Yes | 2011-08-19 |  | 0
FALSE | 4TWB4036G1 | 2434 | 4656522 | TRANE | 4TWB4036G1 | HP | Split System: Heat Pump with Remote Outdoor Unit-Air-Source | 4TWB4036G1 |  | 4TXCC049BC3 | 12 | 14.75 | 9 | Yes | Yes | 2011-08-19 |  | 0
FALSE | 4TWB4036G1 | 2434 | 4656526 | TRANE | 4TWB4036G1 | HP | Split System: Heat Pump with Remote Outdoor Unit-Air-Source | 4TWB4036G1 |  | 4TXCC049BC3 | 12.5 | 14.75 | 9 | Yes | Yes | 2011-08-19 |  | 0
FALSE | 4TWB4036G1 | 2434 | 4656527 | TRANE | 4TWB4036G1 | HP | Split System: Heat Pump with Remote Outdoor Unit-Air-Source | 4TWB4036G1 |  | 4TXCC049BC3 | 12.5 | 14.75 | 9 | Yes | Yes | 2011-08-19 |  | 0
FALSE | 4TWB4036G1 | 2434 | 4656528 | TRANE | 4TWB4036G1 | HP | Split System: Heat Pump with Remote Outdoor Unit-Air-Source | 4TWB4036G1 |  | 4TXCC049BC3 | 12.5 | 15 | 9 | Yes | Yes | 2011-08-19 |  | 1
FALSE | 4TWB4036G1 | 2434 | 4656535 | TRANE | 4TWB4036G1 | HP | Split System: Heat Pump with Remote Outdoor Unit-Air-Source | 4TWB4036G1 |  | 4TXCC049BC3 | 12.5 | 15 | 9 | Yes | Yes | 2011-08-19 |  | 1
FALSE | 4TWB4036G1 | 2434 | 4656536 | TRANE | 4TWB4036G1 | HP | Split System: Heat Pump with Remote Outdoor Unit-Air-Source | 4TWB4036G1 |  | 4TXCC049BC3 | 12 | 14.5 | 9 | Yes | Yes | 2011-08-19 |  | 0
FALSE | 4TWB4036G1 | 2434 | 4656537 | TRANE | 4TWB4036G1 | HP | Split System: Heat Pump with Remote Outdoor Unit-Air-Source | 4TWB4036G1 |  | 4TXCC049BC3 | 12.5 | 14.75 | 9 | Yes | Yes | 2011-08-19 |  | 0
FALSE | 4TWB4036G1 | 2434 | 4656538 | TRANE | 4TWB4036G1 | HP | Split System: Heat Pump with Remote Outdoor Unit-Air-Source | 4TWB4036G1 |  | 4TXCC049BC3 | 12.5 | 14.75 | 9 | Yes | Yes | 2011-08-19 |  | 0
FALSE | 4TWB4036G1 | 2434 | 4656539 | TRANE | 4TWB4036G1 | HP | Split System: Heat Pump with Remote Outdoor Unit-Air-Source | 4TWB4036G1 |  | 4TXCC049BC3 | 12.5 | 15 | 9 | Yes | Yes | 2011-08-19 |  | 1
FALSE | 4TWB4036G1 | 2434 | 4656540 | TRANE | 4TWB4036G1 | HP | Split System: Heat Pump with Remote Outdoor Unit-Air-Source | 4TWB4036G1 |  | 4TXCC049BC3 | 12.5 | 14.75 | 9 | Yes | Yes | 2011-08-19 |  | 0
FALSE | 4TWB4036G1 | 2434 | 4656543 | TRANE | 4TWB4036G1 | HP | Split System: Heat Pump with Remote Outdoor Unit-Air-Source | 4TWB4036G1 |  | 4TXCC049BC3 | 12 | 14.5 | 9 | Yes | Yes | 2011-08-19 |  | 0
FALSE | 4TWB4036G1 | 2434 | 4656544 | TRANE | 4TWB4036G1 | HP | Split System: Heat Pump with Remote Outdoor Unit-Air-Source | 4TWB4036G1 |  | 4TXCC049BC3 | 12 | 14.5 | 9 | Yes | Yes | 2011-08-19 |  | 0
FALSE | 4TWB4036G1 | 2434 | 4656547 | TRANE | 4TWB4036G1 | HP | Split System: Heat Pump with Remote Outdoor Unit-Air-Source | 4TWB4036G1 |  | 4TXCC049BC3 | 12.5 | 14.75 | 9 | Yes | Yes | 2011-08-19 |  | 0
FALSE | 4TWB4036G1 | 2434 | 4656548 | TRANE | 4TWB4036G1 | HP | Split System: Heat Pump with Remote Outdoor Unit-Air-Source | 4TWB4036G1 |  | 4TXCC049BC3 | 12.5 | 14.75 | 9 | Yes | Yes | 2011-08-19 |  | 0
FALSE | 4TWB4036G1 | 2434 | 4656549 | TRANE | 4TWB4036G1 | HP | Split System: Heat Pump with Remote Outdoor Unit-Air-Source | 4TWB4036G1 |  | 4TXCC049BC3 | 12.5 | 14.75 | 9 | Yes | Yes | 2011-08-19 |  | 0
FALSE | 4TWB4036G1 | 2434 | 4656550 | TRANE | 4TWB4036G1 | HP | Split System: Heat Pump with Remote Outdoor Unit-Air-Source | 4TWB4036G1 |  | 4TXCC049BC3 | 12.5 | 15 | 9 | Yes | Yes | 2011-08-19 |  | 1
FALSE | 4TWB4036G1 | 2434 | 4656552 | TRANE | 4TWB4036G1 | HP | Split System: Heat Pump with Remote Outdoor Unit-Air-Source | 4TWB4036G1 |  | 4TXCC049BC3 | 12.5 | 15 | 9 | Yes | Yes | 2011-08-19 |  | 1
FALSE | 4TWB4036G1 | 2434 | 4656553 | TRANE | 4TWB4036G1 | HP | Split System: Heat Pump with Remote Outdoor Unit-Air-Source | 4TWB4036G1 |  | 4TXCC049BC3 | 12.5 | 15 | 9 | Yes | Yes | 2011-08-19 |  | 1
FALSE | 4TWB4036G1 | 2434 | 4656554 | TRANE | 4TWB4036G1 | HP | Split System: Heat Pump with Remote Outdoor Unit-Air-Source | 4TWB4036G1 |  | 4TXCC049BC3 | 12.5 | 15 | 9 | Yes | Yes | 2011-08-19 |  | 1
FALSE | 4TWB4036G1 | 2434 | 4656556 | TRANE | 4TWB4036G1 | HP | Split System: Heat Pump with Remote Outdoor Unit-Air-Source | 4TWB4036G1 |  | 4TXCC049BC3 | 12 | 14.5 | 9 | Yes | Yes | 2011-08-19 |  | 0
FALSE | 4TWB4036G1 | 2434 | 4656588 | TRANE | 4TWB4036G1 | HP | Split System: Heat Pump with Remote Outdoor Unit-Air-Source | 4TWB4036G1 |  | 4TXCD050BC3 | 12.5 | 15 | 9 | Yes | Yes | 2011-08-19 |  | 1
FALSE | 4TWB4036G1 | 2434 | 4656589 | TRANE | 4TWB4036G1 | HP | Split System: Heat Pump with Remote Outdoor Unit-Air-Source | 4TWB4036G1 |  | 4TXCD050BC3 | 12.5 | 15 | 9 | Yes | Yes | 2011-08-19 |  | 1
FALSE | 4TWB4036G1 | 2434 | 4656590 | TRANE | 4TWB4036G1 | HP | Split System: Heat Pump with Remote Outdoor Unit-Air-Source | 4TWB4036G1 |  | 4TXCD050BC3 | 12 | 14.5 | 9 | Yes | Yes | 2011-08-19 |  | 0
FALSE | 4TWB4036G1 | 2434 | 4656591 | TRANE | 4TWB4036G1 | HP | Split System: Heat Pump with Remote Outdoor Unit-Air-Source | 4TWB4036G1 |  | 4TXCD050BC3 | 12 | 14.5 | 9 | Yes | Yes | 2011-08-19 |  | 0
FALSE | 4TWB4036G1 | 2434 | 4656592 | TRANE | 4TWB4036G1 | HP | Split System: Heat Pump with Remote Outdoor Unit-Air-Source | 4TWB4036G1 |  | 4TXCD050BC3 | 12 | 14.5 | 9 | Yes | Yes | 2011-08-19 |  | 0
FALSE | 4TWB4036G1 | 2434 | 4656593 | TRANE | 4TWB4036G1 | HP | Split System: Heat Pump with Remote Outdoor Unit-Air-Source | 4TWB4036G1 |  | 4TXCD050BC3 | 12 | 14.75 | 9 | Yes | Yes | 2011-08-19 |  | 0
FALSE | 4TWB4036G1 | 2434 | 4656594 | TRANE | 4TWB4036G1 | HP | Split System: Heat Pump with Remote Outdoor Unit-Air-Source | 4TWB4036G1 |  | 4TXCD050BC3 | 12.5 | 14.75 | 9 | Yes | Yes | 2011-08-19 |  | 0
FALSE | 4TWB4036G1 | 2434 | 4656598 | TRANE | 4TWB4036G1 | HP | Split System: Heat Pump with Remote Outdoor Unit-Air-Source | 4TWB4036G1 |  | 4TXCD050BC3 | 12.5 | 14.75 | 9 | Yes | Yes | 2011-08-19 |  | 0
FALSE | 4TWB4036G1 | 2434 | 4656599 | TRANE | 4TWB4036G1 | HP | Split System: Heat Pump with Remote Outdoor Unit-Air-Source | 4TWB4036G1 |  | 4TXCD050BC3 | 12.5 | 15 | 9 | Yes | Yes | 2011-08-19 |  | 1
FALSE | 4TWB4036G1 | 2434 | 4656600 | TRANE | 4TWB4036G1 | HP | Split System: Heat Pump with Remote Outdoor Unit-Air-Source | 4TWB4036G1 |  | 4TXCD050BC3 | 12.5 | 15 | 9 | Yes | Yes | 2011-08-19 |  | 1
FALSE | 4TWB4036G1 | 2434 | 4656601 | TRANE | 4TWB4036G1 | HP | Split System: Heat Pump with Remote Outdoor Unit-Air-Source | 4TWB4036G1 |  | 4TXCD050BC3 | 12.5 | 15 | 9 | Yes | Yes | 2011-08-19 |  | 1
FALSE | 4TWB4036G1 | 2434 | 4656602 | TRANE | 4TWB4036G1 | HP | Split System: Heat Pump with Remote Outdoor Unit-Air-Source | 4TWB4036G1 |  | 4TXCD050BC3 | 12.5 | 15 | 9 | Yes | Yes | 2011-08-19 |  | 1
FALSE | 4TWB4036G1 | 2434 | 4656603 | TRANE | 4TWB4036G1 | HP | Split System: Heat Pump with Remote Outdoor Unit-Air-Source | 4TWB4036G1 |  | 4TXCD050BC3 | 12.5 | 15 | 9 | Yes | Yes | 2011-08-19 |  | 1
FALSE | 4TWB4036G1 | 2434 | 4656604 | TRANE | 4TWB4036G1 | HP | Split System: Heat Pump with Remote Outdoor Unit-Air-Source | 4TWB4036G1 |  | 4TXCD050BC3 | 12.5 | 15 | 9 | Yes | Yes | 2011-08-19 |  | 1
FALSE | 4TWB4036G1 | 2434 | 4656605 | TRANE | 4TWB4036G1 | HP | Split System: Heat Pump with Remote Outdoor Unit-Air-Source | 4TWB4036G1 |  | 4TXCD050BC3 | 12.5 | 15 | 9 | Yes | Yes | 2011-08-19 |  | 1
FALSE | 4TWB4036G1 | 2434 | 4656606 | TRANE | 4TWB4036G1 | HP | Split System: Heat Pump with Remote Outdoor Unit-Air-Source | 4TWB4036G1 |  | 4TXCD050BC3 | 12.5 | 15 | 9 | Yes | Yes | 2011-08-19 |  | 1
FALSE | 4TWB4036G1 | 2434 | 4656607 | TRANE | 4TWB4036G1 | HP | Split System: Heat Pump with Remote Outdoor Unit-Air-Source | 4TWB4036G1 |  | 4TXCD050BC3 | 12.5 | 15 | 9 | Yes | Yes | 2011-08-19 |  | 1
FALSE | 4TWB4036G1 | 2434 | 4656608 | TRANE | 4TWB4036G1 | HP | Split System: Heat Pump with Remote Outdoor Unit-Air-Source | 4TWB4036G1 |  | 4TXCD050BC3 | 12 | 14.5 | 9 | Yes | Yes | 2011-08-19 |  | 0
FALSE | 4TWB4036G1 | 2434 | 4656611 | TRANE | 4TWB4036G1 | HP | Split System: Heat Pump with Remote Outdoor Unit-Air-Source | 4TWB4036G1 |  | 4TXCD050BC3 | 12 | 14.5 | 9 | Yes | Yes | 2011-08-19 |  | 0
FALSE | 4TWB4036G1 | 2434 | 4656612 | TRANE | 4TWB4036G1 | HP | Split System: Heat Pump with Remote Outdoor Unit-Air-Source | 4TWB4036G1 |  | 4TXCD050BC3 | 12 | 14.5 | 9 | Yes | Yes | 2011-08-19 |  | 0
FALSE | 4TWR5036G1 | 2435 | 4656644 | TRANE | 4TWR5036G1 | HP | Split System: Heat Pump with Remote Outdoor Unit-Air-Source | 4TWR5036G1 |  | 4TXCB004CC3 | 12 | 14.5 | 9 | Yes | Yes | 2011-08-19 |  | 0
FALSE | 4TWR5036G1 | 2435 | 4656645 | TRANE | 4TWR5036G1 | HP | Split System: Heat Pump with Remote Outdoor Unit-Air-Source | 4TWR5036G1 |  | 4TXCB004CC3 | 12 | 14.5 | 9 | Yes | Yes | 2015-03-13 |  | 0
FALSE | 4TWR5036G1 | 2435 | 4656649 | TRANE | 4TWR5036G1 | HP | Split System: Heat Pump with Remote Outdoor Unit-Air-Source | 4TWR5036G1 |  | 4TXCB004CC3 | 12.5 | 14.75 | 9 | Yes | Yes | 2011-08-19 |  | 0
FALSE | 4TWR5036G1 | 2435 | 4656650 | TRANE | 4TWR5036G1 | HP | Split System: Heat Pump with Remote Outdoor Unit-Air-Source | 4TWR5036G1 |  | 4TXCB004CC3 | 12.5 | 14.75 | 9 | Yes | Yes | 2011-08-19 |  | 0
FALSE | 4TWR5036G1 | 2435 | 4656651 | TRANE | 4TWR5036G1 | HP | Split System: Heat Pump with Remote Outdoor Unit-Air-Source | 4TWR5036G1 |  | 4TXCB004CC3 | 12.5 | 14.75 | 9 | Yes | Yes | 2011-08-19 |  | 0
FALSE | 4TWR5036G1 | 2435 | 4656652 | TRANE | 4TWR5036G1 | HP | Split System: Heat Pump with Remote Outdoor Unit-Air-Source | 4TWR5036G1 |  | 4TXCB004CC3 | 12.5 | 15 | 9 | Yes | Yes | 2011-08-19 |  | 1
FALSE | 4TWR5036G1 | 2435 | 4656653 | TRANE | 4TWR5036G1 | HP | Split System: Heat Pump with Remote Outdoor Unit-Air-Source | 4TWR5036G1 |  | 4TXCB004CC3 | 12 | 14.5 | 9 | Yes | Yes | 2011-08-19 |  | 0
FALSE | 4TWR5036G1 | 2435 | 4656654 | TRANE | 4TWR5036G1 | HP | Split System: Heat Pump with Remote Outdoor Unit-Air-Source | 4TWR5036G1 |  | 4TXCB004CC3 | 12 | 14.5 | 8.5 | Yes | Yes | 2011-08-19 |  | 0
FALSE | 4TWR5036G1 | 2435 | 4656655 | TRANE | 4TWR5036G1 | HP | Split System: Heat Pump with Remote Outdoor Unit-Air-Source | 4TWR5036G1 |  | 4TXCB004CC3 | 12 | 14.5 | 9 | Yes | Yes | 2015-03-13 |  | 0
FALSE | 4TWR5036G1 | 2435 | 4656657 | TRANE | 4TWR5036G1 | HP | Split System: Heat Pump with Remote Outdoor Unit-Air-Source | 4TWR5036G1 |  | 4TXCB004CC3 | 12 | 14.5 | 9 | Yes | Yes | 2015-03-13 |  | 0
FALSE | 4TWR5036G1 | 2435 | 4656659 | TRANE | 4TWR5036G1 | HP | Split System: Heat Pump with Remote Outdoor Unit-Air-Source | 4TWR5036G1 |  | 4TXCB004CC3 | 12.5 | 14.75 | 9 | Yes | Yes | 2011-08-19 |  | 0
FALSE | 4TWR5036G1 | 2435 | 4656660 | TRANE | 4TWR5036G1 | HP | Split System: Heat Pump with Remote Outdoor Unit-Air-Source | 4TWR5036G1 |  | 4TXCB004CC3 | 12.5 | 15 | 9 | Yes | Yes | 2011-08-19 |  | 1
FALSE | 4TWR5036G1 | 2435 | 4656661 | TRANE | 4TWR5036G1 | HP | Split System: Heat Pump with Remote Outdoor Unit-Air-Source | 4TWR5036G1 |  | 4TXCB004CC3 | 12.5 | 15 | 9 | Yes | Yes | 2011-08-19 |  | 1
FALSE | 4TWR5036G1 | 2435 | 4656673 | TRANE | 4TWR5036G1 | HP | Split System: Heat Pump with Remote Outdoor Unit-Air-Source | 4TWR5036G1 |  | 4TXCB032BC3 | 12.5 | 15 | 9 | Yes | Yes | 2011-08-19 |  | 1
FALSE | 4TWR5036G1 | 2435 | 4656680 | TRANE | 4TWR5036G1 | HP | Split System: Heat Pump with Remote Outdoor Unit-Air-Source | 4TWR5036G1 |  | 4TXCB032BC3 | 12 | 14.5 | 9 | Yes | Yes | 2011-08-19 |  | 0
FALSE | 4TWR5036G1 | 2435 | 4656681 | TRANE | 4TWR5036G1 | HP | Split System: Heat Pump with Remote Outdoor Unit-Air-Source | 4TWR5036G1 |  | 4TXCB032BC3 | 12 | 14.5 | 9 | Yes | Yes | 2011-08-19 |  | 0
FALSE | 4TWR5036G1 | 2435 | 4656682 | TRANE | 4TWR5036G1 | HP | Split System: Heat Pump with Remote Outdoor Unit-Air-Source | 4TWR5036G1 |  | 4TXCB032BC3 | 12 | 14.5 | 9 | Yes | Yes | 2011-08-19 |  | 0
FALSE | 4TWR5036G1 | 2435 | 4656683 | TRANE | 4TWR5036G1 | HP | Split System: Heat Pump with Remote Outdoor Unit-Air-Source | 4TWR5036G1 |  | 4TXCB032BC3 | 12.5 | 14.75 | 9 | Yes | Yes | 2011-08-19 |  | 0
FALSE | 4TWR5036G1 | 2435 | 4656691 | TRANE | 4TWR5036G1 | HP | Split System: Heat Pump with Remote Outdoor Unit-Air-Source | 4TWR5036G1 |  | 4TXCB032BC3 | 12 | 14.5 | 9 | Yes | Yes | 2011-08-19 |  | 0
FALSE | 4TWR5036G1 | 2435 | 4656694 | TRANE | 4TWR5036G1 | HP | Split System: Heat Pump with Remote Outdoor Unit-Air-Source | 4TWR5036G1 |  | 4TXCB032BC3 | 12 | 14.5 | 9 | Yes | Yes | 2011-08-19 |  | 0
FALSE | 4TWR5036G1 | 2435 | 4656764 | TRANE | 4TWR5036G1 | HP | Split System: Heat Pump with Remote Outdoor Unit-Air-Source | 4TWR5036G1 |  | 4TXCB036BC3 | 12 | 14.5 | 9 | Yes | Yes | 2011-08-19 |  | 0
FALSE | 4TWR5036G1 | 2435 | 4656767 | TRANE | 4TWR5036G1 | HP | Split System: Heat Pump with Remote Outdoor Unit-Air-Source | 4TWR5036G1 |  | 4TXCB036BC3 | 12 | 14.5 | 9 | Yes | Yes | 2011-08-19 |  | 0
FALSE | 4TWR5036G1 | 2435 | 4656768 | TRANE | 4TWR5036G1 | HP | Split System: Heat Pump with Remote Outdoor Unit-Air-Source | 4TWR5036G1 |  | 4TXCB036BC3 | 12 | 14.5 | 9 | Yes | Yes | 2011-08-19 |  | 0
FALSE | 4TWR5036G1 | 2435 | 4656769 | TRANE | 4TWR5036G1 | HP | Split System: Heat Pump with Remote Outdoor Unit-Air-Source | 4TWR5036G1 |  | 4TXCB036BC3 | 12.5 | 14.75 | 9 | Yes | Yes | 2011-08-19 |  | 0
FALSE | 4TWR5036G1 | 2435 | 4656780 | TRANE | 4TWR5036G1 | HP | Split System: Heat Pump with Remote Outdoor Unit-Air-Source | 4TWR5036G1 |  | 4TXCB036BC3 | 12.5 | 15 | 9 | Yes | Yes | 2011-08-19 |  | 1
FALSE | 4TWR5036G1 | 2435 | 4656789 | TRANE | 4TWR5036G1 | HP | Split System: Heat Pump with Remote Outdoor Unit-Air-Source | 4TWR5036G1 |  | 4TXCB042BC3 | 12 | 14.5 | 9 | Yes | Yes | 2011-08-19 |  | 0
FALSE | 4TWR5036G1 | 2435 | 4656790 | TRANE | 4TWR5036G1 | HP | Split System: Heat Pump with Remote Outdoor Unit-Air-Source | 4TWR5036G1 |  | 4TXCB042BC3 | 12 | 14.5 | 9 | Yes | Yes | 2011-08-19 |  | 0
FALSE | 4TWR5036G1 | 2435 | 4656791 | TRANE | 4TWR5036G1 | HP | Split System: Heat Pump with Remote Outdoor Unit-Air-Source | 4TWR5036G1 |  | 4TXCB042BC3 | 12 | 14.5 | 9 | Yes | Yes | 2011-08-19 |  | 0
FALSE | 4TWR5036G1 | 2435 | 4656792 | TRANE | 4TWR5036G1 | HP | Split System: Heat Pump with Remote Outdoor Unit-Air-Source | 4TWR5036G1 |  | 4TXCB042BC3 | 12.5 | 14.75 | 9 | Yes | Yes | 2011-08-19 |  | 0
FALSE | 4TWR5036G1 | 2435 | 4656797 | TRANE | 4TWR5036G1 | HP | Split System: Heat Pump with Remote Outdoor Unit-Air-Source | 4TWR5036G1 |  | 4TXCB042BC3 | 12 | 14.5 | 9 | Yes | Yes | 2011-08-19 |  | 0
FALSE | 4TWR5036G1 | 2435 | 4656798 | TRANE | 4TWR5036G1 | HP | Split System: Heat Pump with Remote Outdoor Unit-Air-Source | 4TWR5036G1 |  | 4TXCB042BC3 | 12 | 14.5 | 9 | Yes | Yes | 2011-08-19 |  | 0
FALSE | 4TWR5036G1 | 2435 | 4656799 | TRANE | 4TWR5036G1 | HP | Split System: Heat Pump with Remote Outdoor Unit-Air-Source | 4TWR5036G1 |  | 4TXCB042BC3 | 12.5 | 14.75 | 9 | Yes | Yes | 2011-08-19 |  | 0
FALSE | 4TWR5036G1 | 2435 | 4656810 | TRANE | 4TWR5036G1 | HP | Split System: Heat Pump with Remote Outdoor Unit-Air-Source | 4TWR5036G1 |  | 4TXCB042BC3 | 12.5 | 15 | 9 | Yes | Yes | 2011-08-19 |  | 1
FALSE | 4TWR5036G1 | 2435 | 4656820 | TRANE | 4TWR5036G1 | HP | Split System: Heat Pump with Remote Outdoor Unit-Air-Source | 4TWR5036G1 |  | 4TXCB042BC3 | 12 | 14.75 | 9 | Yes | Yes | 2011-08-19 |  | 0
FALSE | 4TWR5036G1 | 2435 | 4656824 | TRANE | 4TWR5036G1 | HP | Split System: Heat Pump with Remote Outdoor Unit-Air-Source | 4TWR5036G1 |  | 4TXCB042BC3 | 12 | 14.5 | 9 | Yes | Yes | 2011-08-19 |  | 0
FALSE | 4TWR5036G1 | 2435 | 4656825 | TRANE | 4TWR5036G1 | HP | Split System: Heat Pump with Remote Outdoor Unit-Air-Source | 4TWR5036G1 |  | 4TXCB042BC3 | 12 | 14.5 | 9 | Yes | Yes | 2011-08-19 |  | 0
FALSE | 4TWR5036G1 | 2435 | 4656826 | TRANE | 4TWR5036G1 | HP | Split System: Heat Pump with Remote Outdoor Unit-Air-Source | 4TWR5036G1 |  | 4TXCB042BC3 | 12 | 14.5 | 9 | Yes | Yes | 2011-08-19 |  | 0
FALSE | 4TWR5036G1 | 2435 | 4656827 | TRANE | 4TWR5036G1 | HP | Split System: Heat Pump with Remote Outdoor Unit-Air-Source | 4TWR5036G1 |  | 4TXCB042BC3 | 12 | 14.5 | 9 | Yes | Yes | 2011-08-19 |  | 0
FALSE | 4TWR5036G1 | 2435 | 4656828 | TRANE | 4TWR5036G1 | HP | Split System: Heat Pump with Remote Outdoor Unit-Air-Source | 4TWR5036G1 |  | 4TXCB042BC3 | 12 | 14.5 | 9 | Yes | Yes | 2011-08-19 |  | 0
FALSE | 4TWR5036G1 | 2435 | 4656829 | TRANE | 4TWR5036G1 | HP | Split System: Heat Pump with Remote Outdoor Unit-Air-Source | 4TWR5036G1 |  | 4TXCB042BC3 | 12 | 14.5 | 8.5 | Yes | Yes | 2011-08-19 |  | 0
FALSE | 4TWR5036G1 | 2435 | 4656874 | TRANE | 4TWR5036G1 | HP | Split System: Heat Pump with Remote Outdoor Unit-Air-Source | 4TWR5036G1 |  | 4TXCB048BC3 | 12.5 | 14.75 | 9 | Yes | Yes | 2011-08-19 |  | 0
FALSE | 4TWR5036G1 | 2435 | 4656875 | TRANE | 4TWR5036G1 | HP | Split System: Heat Pump with Remote Outdoor Unit-Air-Source | 4TWR5036G1 |  | 4TXCB048BC3 | 12 | 14.5 | 9 | Yes | Yes | 2015-03-13 |  | 0
FALSE | 4TWR5036G1 | 2435 | 4656876 | TRANE | 4TWR5036G1 | HP | Split System: Heat Pump with Remote Outdoor Unit-Air-Source | 4TWR5036G1 |  | 4TXCB048BC3 | 12 | 14.5 | 9 | Yes | Yes | 2011-08-19 |  | 0
FALSE | 4TWR5036G1 | 2435 | 4656878 | TRANE | 4TWR5036G1 | HP | Split System: Heat Pump with Remote Outdoor Unit-Air-Source | 4TWR5036G1 |  | 4TXCB048BC3 | 12 | 14.5 | 9 | Yes | Yes | 2011-08-19 |  | 0
FALSE | 4TWR5036G1 | 2435 | 4656879 | TRANE | 4TWR5036G1 | HP | Split System: Heat Pump with Remote Outdoor Unit-Air-Source | 4TWR5036G1 |  | 4TXCB048BC3 | 12 | 14.5 | 9 | Yes | Yes | 2011-08-19 |  | 0
FALSE | 4TWR5036G1 | 2435 | 4656881 | TRANE | 4TWR5036G1 | HP | Split System: Heat Pump with Remote Outdoor Unit-Air-Source | 4TWR5036G1 |  | 4TXCB048BC3 | 12.5 | 14.75 | 9 | Yes | Yes | 2011-08-19 |  | 0
FALSE | 4TWR5036G1 | 2435 | 4656882 | TRANE | 4TWR5036G1 | HP | Split System: Heat Pump with Remote Outdoor Unit-Air-Source | 4TWR5036G1 |  | 4TXCB048BC3 | 12 | 14.5 | 9 | Yes | Yes | 2015-03-13 |  | 0
FALSE | 4TWR5036G1 | 2435 | 4656883 | TRANE | 4TWR5036G1 | HP | Split System: Heat Pump with Remote Outdoor Unit-Air-Source | 4TWR5036G1 |  | 4TXCB048BC3 | 12.5 | 15 | 9 | Yes | Yes | 2011-08-19 |  | 1
FALSE | 4TWR5036G1 | 2435 | 4656893 | TRANE | 4TWR5036G1 | HP | Split System: Heat Pump with Remote Outdoor Unit-Air-Source | 4TWR5036G1 |  | 4TXCC005CC3 | 12.5 | 15 | 9 | Yes | Yes | 2011-08-19 |  | 1
FALSE | 4TWR5036G1 | 2435 | 4656894 | TRANE | 4TWR5036G1 | HP | Split System: Heat Pump with Remote Outdoor Unit-Air-Source | 4TWR5036G1 |  | 4TXCC005CC3 | 12.5 | 15 | 9 | Yes | Yes | 2011-08-19 |  | 1
FALSE | 4TWR5036G1 | 2435 | 4656895 | TRANE | 4TWR5036G1 | HP | Split System: Heat Pump with Remote Outdoor Unit-Air-Source | 4TWR5036G1 |  | 4TXCC005CC3 | 12.5 | 15 | 9 | Yes | Yes | 2011-08-19 |  | 1
FALSE | 4TWR5036G1 | 2435 | 4656896 | TRANE | 4TWR5036G1 | HP | Split System: Heat Pump with Remote Outdoor Unit-Air-Source | 4TWR5036G1 |  | 4TXCC005CC3 | 12.5 | 15 | 9 | Yes | Yes | 2011-08-19 |  | 1
FALSE | 4TWR5036G1 | 2435 | 4656897 | TRANE | 4TWR5036G1 | HP | Split System: Heat Pump with Remote Outdoor Unit-Air-Source | 4TWR5036G1 |  | 4TXCC005CC3 | 12 | 14.5 | 9 | Yes | Yes | 2011-08-19 |  | 0
FALSE | 4TWR5036G1 | 2435 | 4656898 | TRANE | 4TWR5036G1 | HP | Split System: Heat Pump with Remote Outdoor Unit-Air-Source | 4TWR5036G1 |  | 4TXCC005CC3 | 12 | 14.5 | 9 | Yes | Yes | 2011-08-19 |  | 0
FALSE | 4TWR5036G1 | 2435 | 4656901 | TRANE | 4TWR5036G1 | HP | Split System: Heat Pump with Remote Outdoor Unit-Air-Source | 4TWR5036G1 |  | 4TXCC005CC3 | 12.5 | 14.75 | 9 | Yes | Yes | 2011-08-19 |  | 0
FALSE | 4TWR5036G1 | 2435 | 4656902 | TRANE | 4TWR5036G1 | HP | Split System: Heat Pump with Remote Outdoor Unit-Air-Source | 4TWR5036G1 |  | 4TXCC005CC3 | 12 | 14.5 | 9 | Yes | Yes | 2011-08-19 |  | 0
FALSE | 4TWR5036G1 | 2435 | 4656904 | TRANE | 4TWR5036G1 | HP | Split System: Heat Pump with Remote Outdoor Unit-Air-Source | 4TWR5036G1 |  | 4TXCC005CC3 | 12 | 14.5 | 9 | Yes | Yes | 2011-08-19 |  | 0
FALSE | 4TWR5036G1 | 2435 | 4656905 | TRANE | 4TWR5036G1 | HP | Split System: Heat Pump with Remote Outdoor Unit-Air-Source | 4TWR5036G1 |  | 4TXCC005CC3 | 12.5 | 14.75 | 9 | Yes | Yes | 2011-08-19 |  | 0
FALSE | 4TWR5036G1 | 2435 | 4656906 | TRANE | 4TWR5036G1 | HP | Split System: Heat Pump with Remote Outdoor Unit-Air-Source | 4TWR5036G1 |  | 4TXCC005CC3 | 12.5 | 14.75 | 9 | Yes | Yes | 2011-08-19 |  | 0
FALSE | 4TWR5036G1 | 2435 | 4656907 | TRANE | 4TWR5036G1 | HP | Split System: Heat Pump with Remote Outdoor Unit-Air-Source | 4TWR5036G1 |  | 4TXCC005CC3 | 12.5 | 14.75 | 9 | Yes | Yes | 2011-08-19 |  | 0
FALSE | 4TWR5036G1 | 2435 | 4656935 | TRANE | 4TWR5036G1 | HP | Split System: Heat Pump with Remote Outdoor Unit-Air-Source | 4TWR5036G1 |  | 4TXCC007CC3 | 12 | 14.5 | 9 | Yes | Yes | 2011-08-19 |  | 0
FALSE | 4TWR5036G1 | 2435 | 4656937 | TRANE | 4TWR5036G1 | HP | Split System: Heat Pump with Remote Outdoor Unit-Air-Source | 4TWR5036G1 |  | 4TXCC007CC3 | 12 | 14.5 | 9 | Yes | Yes | 2011-08-19 |  | 0
FALSE | 4TWR5036G1 | 2435 | 4656938 | TRANE | 4TWR5036G1 | HP | Split System: Heat Pump with Remote Outdoor Unit-Air-Source | 4TWR5036G1 |  | 4TXCC007CC3 | 12.5 | 14.75 | 9 | Yes | Yes | 2011-08-19 |  | 0
FALSE | 4TWR5036G1 | 2435 | 4656939 | TRANE | 4TWR5036G1 | HP | Split System: Heat Pump with Remote Outdoor Unit-Air-Source | 4TWR5036G1 |  | 4TXCC007CC3 | 12.5 | 14.75 | 9 | Yes | Yes | 2011-08-19 |  | 0
FALSE | 4TWR5036G1 | 2435 | 4656940 | TRANE | 4TWR5036G1 | HP | Split System: Heat Pump with Remote Outdoor Unit-Air-Source | 4TWR5036G1 |  | 4TXCC007CC3 | 12.5 | 14.75 | 9 | Yes | Yes | 2011-08-19 |  | 0
FALSE | 4TWR5036G1 | 2435 | 4656941 | TRANE | 4TWR5036G1 | HP | Split System: Heat Pump with Remote Outdoor Unit-Air-Source | 4TWR5036G1 |  | 4TXCC007CC3 | 12.5 | 15 | 9 | Yes | Yes | 2011-08-19 |  | 1
FALSE | 4TWR5036G1 | 2435 | 4656943 | TRANE | 4TWR5036G1 | HP | Split System: Heat Pump with Remote Outdoor Unit-Air-Source | 4TWR5036G1 |  | 4TXCC007CC3 | 12.5 | 15 | 9 | Yes | Yes | 2011-08-19 |  | 1
FALSE | 4TWR5036G1 | 2435 | 4656944 | TRANE | 4TWR5036G1 | HP | Split System: Heat Pump with Remote Outdoor Unit-Air-Source | 4TWR5036G1 |  | 4TXCC007CC3 | 13 | 15.25 | 9 | Yes | Yes | 2011-08-19 |  | 1
FALSE | 4TWR5036G1 | 2435 | 4656945 | TRANE | 4TWR5036G1 | HP | Split System: Heat Pump with Remote Outdoor Unit-Air-Source | 4TWR5036G1 |  | 4TXCC007CC3 | 12 | 14.5 | 9 | Yes | Yes | 2011-08-19 |  | 0
FALSE | 4TWR5036G1 | 2435 | 4656946 | TRANE | 4TWR5036G1 | HP | Split System: Heat Pump with Remote Outdoor Unit-Air-Source | 4TWR5036G1 |  | 4TXCC007CC3 | 12.5 | 14.75 | 9 | Yes | Yes | 2011-08-19 |  | 0
FALSE | 4TWR5036G1 | 2435 | 4656947 | TRANE | 4TWR5036G1 | HP | Split System: Heat Pump with Remote Outdoor Unit-Air-Source | 4TWR5036G1 |  | 4TXCC007CC3 | 12 | 14.5 | 9 | Yes | Yes | 2011-08-19 |  | 0
FALSE | 4TWR5036G1 | 2435 | 4656948 | TRANE | 4TWR5036G1 | HP | Split System: Heat Pump with Remote Outdoor Unit-Air-Source | 4TWR5036G1 |  | 4TXCC007CC3 | 12.5 | 14.75 | 9 | Yes | Yes | 2011-08-19 |  | 0
FALSE | 4TWR5036G1 | 2435 | 4656949 | TRANE | 4TWR5036G1 | HP | Split System: Heat Pump with Remote Outdoor Unit-Air-Source | 4TWR5036G1 |  | 4TXCC007CC3 | 12 | 14.5 | 9 | Yes | Yes | 2011-08-19 |  | 0
FALSE | 4TWR5036G1 | 2435 | 4656950 | TRANE | 4TWR5036G1 | HP | Split System: Heat Pump with Remote Outdoor Unit-Air-Source | 4TWR5036G1 |  | 4TXCC007CC3 | 12 | 14.5 | 9 | Yes | Yes | 2011-08-19 |  | 0
FALSE | 4TWR5036G1 | 2435 | 4656951 | TRANE | 4TWR5036G1 | HP | Split System: Heat Pump with Remote Outdoor Unit-Air-Source | 4TWR5036G1 |  | 4TXCC007CC3 | 12.5 | 15 | 9 | Yes | Yes | 2011-08-19 |  | 1
FALSE | 4TWR5036G1 | 2435 | 4656952 | TRANE | 4TWR5036G1 | HP | Split System: Heat Pump with Remote Outdoor Unit-Air-Source | 4TWR5036G1 |  | 4TXCC007CC3 | 12.5 | 15 | 9 | Yes | Yes | 2011-08-19 |  | 1
FALSE | 4TWR5036G1 | 2435 | 4656953 | TRANE | 4TWR5036G1 | HP | Split System: Heat Pump with Remote Outdoor Unit-Air-Source | 4TWR5036G1 |  | 4TXCC007CC3 | 12.5 | 15 | 9 | Yes | Yes | 2011-08-19 |  | 1
FALSE | 4TWR5036G1 | 2435 | 4656954 | TRANE | 4TWR5036G1 | HP | Split System: Heat Pump with Remote Outdoor Unit-Air-Source | 4TWR5036G1 |  | 4TXCC007CC3 | 12.5 | 15 | 9 | Yes | Yes | 2011-08-19 |  | 1
FALSE | 4TWR5036G1 | 2435 | 4656955 | TRANE | 4TWR5036G1 | HP | Split System: Heat Pump with Remote Outdoor Unit-Air-Source | 4TWR5036G1 |  | 4TXCC007CC3 | 12.5 | 15 | 9 | Yes | Yes | 2011-08-19 |  | 1
FALSE | 4TWR5036G1 | 2435 | 4656956 | TRANE | 4TWR5036G1 | HP | Split System: Heat Pump with Remote Outdoor Unit-Air-Source | 4TWR5036G1 |  | 4TXCC007CC3 | 12.5 | 15 | 9 | Yes | Yes | 2011-08-19 |  | 1
FALSE | 4TWR5036G1 | 2435 | 4657001 | TRANE | 4TWR5036G1 | HP | Split System: Heat Pump with Remote Outdoor Unit-Air-Source | 4TWR5036G1 |  | 4TXCC037BC3 | 12.5 | 14.75 | 9 | Yes | Yes | 2011-08-19 |  | 0
FALSE | 4TWR5036G1 | 2435 | 4657005 | TRANE | 4TWR5036G1 | HP | Split System: Heat Pump with Remote Outdoor Unit-Air-Source | 4TWR5036G1 |  | 4TXCC037BC3 | 12 | 14.5 | 9 | Yes | Yes | 2011-08-19 |  | 0
FALSE | 4TWR5036G1 | 2435 | 4657007 | TRANE | 4TWR5036G1 | HP | Split System: Heat Pump with Remote Outdoor Unit-Air-Source | 4TWR5036G1 |  | 4TXCC037BC3 | 12.5 | 14.75 | 9 | Yes | Yes | 2011-08-19 |  | 0
FALSE | 4TWR5036G1 | 2435 | 4657008 | TRANE | 4TWR5036G1 | HP | Split System: Heat Pump with Remote Outdoor Unit-Air-Source | 4TWR5036G1 |  | 4TXCC037BC3 | 12.5 | 14.75 | 9 | Yes | Yes | 2011-08-19 |  | 0
FALSE | 4TWR5036G1 | 2435 | 4657009 | TRANE | 4TWR5036G1 | HP | Split System: Heat Pump with Remote Outdoor Unit-Air-Source | 4TWR5036G1 |  | 4TXCC037BC3 | 12 | 14.5 | 9 | Yes | Yes | 2015-03-13 |  | 0
FALSE | 4TWR5036G1 | 2435 | 4657016 | TRANE | 4TWR5036G1 | HP | Split System: Heat Pump with Remote Outdoor Unit-Air-Source | 4TWR5036G1 |  | 4TXCC037BC3 | 12 | 14.5 | 9 | Yes | Yes | 2011-08-19 |  | 0
FALSE | 4TWR5036G1 | 2435 | 4657017 | TRANE | 4TWR5036G1 | HP | Split System: Heat Pump with Remote Outdoor Unit-Air-Source | 4TWR5036G1 |  | 4TXCC037BC3 | 12 | 14.5 | 8.5 | Yes | Yes | 2011-08-19 |  | 0
FALSE | 4TWR5036G1 | 2435 | 4657018 | TRANE | 4TWR5036G1 | HP | Split System: Heat Pump with Remote Outdoor Unit-Air-Source | 4TWR5036G1 |  | 4TXCC037BC3 | 12 | 14.5 | 9 | Yes | Yes | 2011-08-19 |  | 0
FALSE | 4TWR5036G1 | 2435 | 4657019 | TRANE | 4TWR5036G1 | HP | Split System: Heat Pump with Remote Outdoor Unit-Air-Source | 4TWR5036G1 |  | 4TXCC037BC3 | 12.5 | 14.75 | 9 | Yes | Yes | 2011-08-19 |  | 0
FALSE | 4TWR5036G1 | 2435 | 4657021 | TRANE | 4TWR5036G1 | HP | Split System: Heat Pump with Remote Outdoor Unit-Air-Source | 4TWR5036G1 |  | 4TXCC043BC3 | 12 | 14.5 | 9 | Yes | Yes | 2011-08-19 |  | 0
FALSE | 4TWR5036G1 | 2435 | 4657024 | TRANE | 4TWR5036G1 | HP | Split System: Heat Pump with Remote Outdoor Unit-Air-Source | 4TWR5036G1 |  | 4TXCC043BC3 | 12 | 14.5 | 9 | Yes | Yes | 2011-08-19 |  | 0
FALSE | 4TWR5036G1 | 2435 | 4657026 | TRANE | 4TWR5036G1 | HP | Split System: Heat Pump with Remote Outdoor Unit-Air-Source | 4TWR5036G1 |  | 4TXCC043BC3 | 12 | 14.5 | 9 | Yes | Yes | 2011-08-19 |  | 0
FALSE | 4TWR5036G1 | 2435 | 4657027 | TRANE | 4TWR5036G1 | HP | Split System: Heat Pump with Remote Outdoor Unit-Air-Source | 4TWR5036G1 |  | 4TXCC043BC3 | 12 | 14.75 | 9 | Yes | Yes | 2011-08-19 |  | 0
FALSE | 4TWR5036G1 | 2435 | 4657028 | TRANE | 4TWR5036G1 | HP | Split System: Heat Pump with Remote Outdoor Unit-Air-Source | 4TWR5036G1 |  | 4TXCC043BC3 | 12 | 14.5 | 9 | Yes | Yes | 2011-08-19 |  | 0
FALSE | 4TWR5036G1 | 2435 | 4657029 | TRANE | 4TWR5036G1 | HP | Split System: Heat Pump with Remote Outdoor Unit-Air-Source | 4TWR5036G1 |  | 4TXCC043BC3 | 12.5 | 14.75 | 9 | Yes | Yes | 2011-08-19 |  | 0
FALSE | 4TWR5036G1 | 2435 | 4657033 | TRANE | 4TWR5036G1 | HP | Split System: Heat Pump with Remote Outdoor Unit-Air-Source | 4TWR5036G1 |  | 4TXCC043BC3 | 12 | 14.5 | 9 | Yes | Yes | 2011-08-19 |  | 0
FALSE | 4TWR5036G1 | 2435 | 4657037 | TRANE | 4TWR5036G1 | HP | Split System: Heat Pump with Remote Outdoor Unit-Air-Source | 4TWR5036G1 |  | 4TXCC043BC3 | 12 | 14.5 | 9 | Yes | Yes | 2011-08-19 |  | 0
FALSE | 4TWR5036G1 | 2435 | 4657038 | TRANE | 4TWR5036G1 | HP | Split System: Heat Pump with Remote Outdoor Unit-Air-Source | 4TWR5036G1 |  | 4TXCC043BC3 | 12 | 14.5 | 9 | Yes | Yes | 2011-08-19 |  | 0
FALSE | 4TWR5036G1 | 2435 | 4657039 | TRANE | 4TWR5036G1 | HP | Split System: Heat Pump with Remote Outdoor Unit-Air-Source | 4TWR5036G1 |  | 4TXCC043BC3 | 12 | 14.75 | 9 | Yes | Yes | 2011-08-19 |  | 0
FALSE | 4TWR5036G1 | 2435 | 4657040 | TRANE | 4TWR5036G1 | HP | Split System: Heat Pump with Remote Outdoor Unit-Air-Source | 4TWR5036G1 |  | 4TXCC043BC3 | 12 | 14.5 | 9 | Yes | Yes | 2011-08-19 |  | 0
FALSE | 4TWR5036G1 | 2435 | 4657090 | TRANE | 4TWR5036G1 | HP | Split System: Heat Pump with Remote Outdoor Unit-Air-Source | 4TWR5036G1 |  | 4TXCC044BC3 | 12.5 | 15 | 9 | Yes | Yes | 2011-08-19 |  | 1
FALSE | 4TWR5036G1 | 2435 | 4657091 | TRANE | 4TWR5036G1 | HP | Split System: Heat Pump with Remote Outdoor Unit-Air-Source | 4TWR5036G1 |  | 4TXCC044BC3 | 12.5 | 14.75 | 9 | Yes | Yes | 2011-08-19 |  | 0
FALSE | 4TWR5036G1 | 2435 | 4657092 | TRANE | 4TWR5036G1 | HP | Split System: Heat Pump with Remote Outdoor Unit-Air-Source | 4TWR5036G1 |  | 4TXCC044BC3 | 12.5 | 14.75 | 9 | Yes | Yes | 2011-08-19 |  | 0
FALSE | 4TWR5036G1 | 2435 | 4657093 | TRANE | 4TWR5036G1 | HP | Split System: Heat Pump with Remote Outdoor Unit-Air-Source | 4TWR5036G1 |  | 4TXCC044BC3 | 12 | 14.75 | 9 | Yes | Yes | 2011-08-19 |  | 0
FALSE | 4TWR5036G1 | 2435 | 4657094 | TRANE | 4TWR5036G1 | HP | Split System: Heat Pump with Remote Outdoor Unit-Air-Source | 4TWR5036G1 |  | 4TXCC044BC3 | 12.5 | 14.75 | 9 | Yes | Yes | 2011-08-19 |  | 0
FALSE | 4TWR5036G1 | 2435 | 4657095 | TRANE | 4TWR5036G1 | HP | Split System: Heat Pump with Remote Outdoor Unit-Air-Source | 4TWR5036G1 |  | 4TXCC044BC3 | 12 | 14.5 | 9 | Yes | Yes | 2015-03-13 |  | 0
FALSE | 4TWR5036G1 | 2435 | 4657096 | TRANE | 4TWR5036G1 | HP | Split System: Heat Pump with Remote Outdoor Unit-Air-Source | 4TWR5036G1 |  | 4TXCC044BC3 | 12.5 | 14.75 | 9 | Yes | Yes | 2011-08-19 |  | 0
FALSE | 4TWR5036G1 | 2435 | 4657097 | TRANE | 4TWR5036G1 | HP | Split System: Heat Pump with Remote Outdoor Unit-Air-Source | 4TWR5036G1 |  | 4TXCC044BC3 | 12.5 | 15 | 9 | Yes | Yes | 2011-08-19 |  | 1
FALSE | 4TWR5036G1 | 2435 | 4657098 | TRANE | 4TWR5036G1 | HP | Split System: Heat Pump with Remote Outdoor Unit-Air-Source | 4TWR5036G1 |  | 4TXCC044BC3 | 12.5 | 14.75 | 9 | Yes | Yes | 2011-08-19 |  | 0
FALSE | 4TWR5036G1 | 2435 | 4657099 | TRANE | 4TWR5036G1 | HP | Split System: Heat Pump with Remote Outdoor Unit-Air-Source | 4TWR5036G1 |  | 4TXCC044BC3 | 12.5 | 15.25 | 9 | Yes | Yes | 2011-08-19 |  | 1
FALSE | 4TWR5036G1 | 2435 | 4657100 | TRANE | 4TWR5036G1 | HP | Split System: Heat Pump with Remote Outdoor Unit-Air-Source | 4TWR5036G1 |  | 4TXCC044BC3 | 12 | 14.5 | 9 | Yes | Yes | 2011-08-19 |  | 0
FALSE | 4TWR5036G1 | 2435 | 4657101 | TRANE | 4TWR5036G1 | HP | Split System: Heat Pump with Remote Outdoor Unit-Air-Source | 4TWR5036G1 |  | 4TXCC044BC3 | 12 | 14.5 | 9 | Yes | Yes | 2011-08-19 |  | 0
FALSE | 4TWR5036G1 | 2435 | 4657102 | TRANE | 4TWR5036G1 | HP | Split System: Heat Pump with Remote Outdoor Unit-Air-Source | 4TWR5036G1 |  | 4TXCC044BC3 | 12 | 14.5 | 9 | Yes | Yes | 2011-08-19 |  | 0
FALSE | 4TWR5036G1 | 2435 | 4657103 | TRANE | 4TWR5036G1 | HP | Split System: Heat Pump with Remote Outdoor Unit-Air-Source | 4TWR5036G1 |  | 4TXCC044BC3 | 12.5 | 15 | 9 | Yes | Yes | 2011-08-19 |  | 1
FALSE | 4TWR5036G1 | 2435 | 4657105 | TRANE | 4TWR5036G1 | HP | Split System: Heat Pump with Remote Outdoor Unit-Air-Source | 4TWR5036G1 |  | 4TXCC044BC3 | 12.5 | 15 | 9 | Yes | Yes | 2011-08-19 |  | 1
FALSE | 4TWR5036G1 | 2435 | 4657106 | TRANE | 4TWR5036G1 | HP | Split System: Heat Pump with Remote Outdoor Unit-Air-Source | 4TWR5036G1 |  | 4TXCC044BC3 | 12.5 | 15 | 9 | Yes | Yes | 2011-08-19 |  | 1
FALSE | 4TWR5036G1 | 2435 | 4657107 | TRANE | 4TWR5036G1 | HP | Split System: Heat Pump with Remote Outdoor Unit-Air-Source | 4TWR5036G1 |  | 4TXCC044BC3 | 13 | 15.25 | 9 | Yes | Yes | 2011-08-19 |  | 1
FALSE | 4TWR5036G1 | 2435 | 4657109 | TRANE | 4TWR5036G1 | HP | Split System: Heat Pump with Remote Outdoor Unit-Air-Source | 4TWR5036G1 |  | 4TXCC044BC3 | 12 | 14.5 | 9 | Yes | Yes | 2015-03-13 |  | 0
FALSE | 4TWR5036G1 | 2435 | 4657110 | TRANE | 4TWR5036G1 | HP | Split System: Heat Pump with Remote Outdoor Unit-Air-Source | 4TWR5036G1 |  | 4TXCC044BC3 | 12 | 14.5 | 9 | Yes | Yes | 2011-08-19 |  | 0
FALSE | 4TWR5036G1 | 2435 | 4657111 | TRANE | 4TWR5036G1 | HP | Split System: Heat Pump with Remote Outdoor Unit-Air-Source | 4TWR5036G1 |  | 4TXCC044BC3 | 12 | 14.75 | 9 | Yes | Yes | 2011-08-19 |  | 0
FALSE | 4TWR5036G1 | 2435 | 4657140 | TRANE | 4TWR5036G1 | HP | Split System: Heat Pump with Remote Outdoor Unit-Air-Source | 4TWR5036G1 |  | 4TXCC049BC3 | 12.5 | 15 | 9 | Yes | Yes | 2011-08-19 |  | 1
FALSE | 4TWR5036G1 | 2435 | 4657141 | TRANE | 4TWR5036G1 | HP | Split System: Heat Pump with Remote Outdoor Unit-Air-Source | 4TWR5036G1 |  | 4TXCC049BC3 | 12.5 | 14.75 | 9 | Yes | Yes | 2011-08-19 |  | 0
FALSE | 4TWR5036G1 | 2435 | 4657142 | TRANE | 4TWR5036G1 | HP | Split System: Heat Pump with Remote Outdoor Unit-Air-Source | 4TWR5036G1 |  | 4TXCC049BC3 | 12.5 | 15 | 9 | Yes | Yes | 2011-08-19 |  | 1
FALSE | 4TWR5036G1 | 2435 | 4657143 | TRANE | 4TWR5036G1 | HP | Split System: Heat Pump with Remote Outdoor Unit-Air-Source | 4TWR5036G1 |  | 4TXCC049BC3 | 12.5 | 15 | 9 | Yes | Yes | 2011-08-19 |  | 1
FALSE | 4TWR5036G1 | 2435 | 4657144 | TRANE | 4TWR5036G1 | HP | Split System: Heat Pump with Remote Outdoor Unit-Air-Source | 4TWR5036G1 |  | 4TXCC049BC3 | 12.5 | 15 | 9 | Yes | Yes | 2011-08-19 |  | 1
FALSE | 4TWR5036G1 | 2435 | 4657145 | TRANE | 4TWR5036G1 | HP | Split System: Heat Pump with Remote Outdoor Unit-Air-Source | 4TWR5036G1 |  | 4TXCC049BC3 | 12.5 | 15 | 9 | Yes | Yes | 2011-08-19 |  | 1
FALSE | 4TWR5036G1 | 2435 | 4657146 | TRANE | 4TWR5036G1 | HP | Split System: Heat Pump with Remote Outdoor Unit-Air-Source | 4TWR5036G1 |  | 4TXCC049BC3 | 12.5 | 15 | 9 | Yes | Yes | 2011-08-19 |  | 1
FALSE | 4TWR5036G1 | 2435 | 4657149 | TRANE | 4TWR5036G1 | HP | Split System: Heat Pump with Remote Outdoor Unit-Air-Source | 4TWR5036G1 |  | 4TXCC049BC3 | 12 | 14.5 | 9 | Yes | Yes | 2011-08-19 |  | 0
FALSE | 4TWR5036G1 | 2435 | 4657150 | TRANE | 4TWR5036G1 | HP | Split System: Heat Pump with Remote Outdoor Unit-Air-Source | 4TWR5036G1 |  | 4TXCC049BC3 | 12 | 14.5 | 9 | Yes | Yes | 2011-08-19 |  | 0
FALSE | 4TWR5036G1 | 2435 | 4657153 | TRANE | 4TWR5036G1 | HP | Split System: Heat Pump with Remote Outdoor Unit-Air-Source | 4TWR5036G1 |  | 4TXCC049BC3 | 12.5 | 14.75 | 9 | Yes | Yes | 2011-08-19 |  | 0
FALSE | 4TWR5036G1 | 2435 | 4657154 | TRANE | 4TWR5036G1 | HP | Split System: Heat Pump with Remote Outdoor Unit-Air-Source | 4TWR5036G1 |  | 4TXCC049BC3 | 12.5 | 14.75 | 9 | Yes | Yes | 2011-08-19 |  | 0
FALSE | 4TWR5036G1 | 2435 | 4657155 | TRANE | 4TWR5036G1 | HP | Split System: Heat Pump with Remote Outdoor Unit-Air-Source | 4TWR5036G1 |  | 4TXCC049BC3 | 12.5 | 14.75 | 9 | Yes | Yes | 2011-08-19 |  | 0
FALSE | 4TWR5036G1 | 2435 | 4657156 | TRANE | 4TWR5036G1 | HP | Split System: Heat Pump with Remote Outdoor Unit-Air-Source | 4TWR5036G1 |  | 4TXCC049BC3 | 12.5 | 15 | 9 | Yes | Yes | 2011-08-19 |  | 1
FALSE | 4TWR5036G1 | 2435 | 4657158 | TRANE | 4TWR5036G1 | HP | Split System: Heat Pump with Remote Outdoor Unit-Air-Source | 4TWR5036G1 |  | 4TXCC049BC3 | 12.5 | 15 | 9 | Yes | Yes | 2011-08-19 |  | 1
FALSE | 4TWR5036G1 | 2435 | 4657159 | TRANE | 4TWR5036G1 | HP | Split System: Heat Pump with Remote Outdoor Unit-Air-Source | 4TWR5036G1 |  | 4TXCC049BC3 | 12.5 | 15 | 9 | Yes | Yes | 2011-08-19 |  | 1
FALSE | 4TWR5036G1 | 2435 | 4657160 | TRANE | 4TWR5036G1 | HP | Split System: Heat Pump with Remote Outdoor Unit-Air-Source | 4TWR5036G1 |  | 4TXCC049BC3 | 12.5 | 15 | 9 | Yes | Yes | 2015-03-13 |  | 1
FALSE | 4TWR5036G1 | 2435 | 4657162 | TRANE | 4TWR5036G1 | HP | Split System: Heat Pump with Remote Outdoor Unit-Air-Source | 4TWR5036G1 |  | 4TXCC049BC3 | 12 | 14.75 | 9 | Yes | Yes | 2011-08-19 |  | 0
FALSE | 4TWR5036G1 | 2435 | 4657166 | TRANE | 4TWR5036G1 | HP | Split System: Heat Pump with Remote Outdoor Unit-Air-Source | 4TWR5036G1 |  | 4TXCC049BC3 | 12.5 | 14.75 | 9 | Yes | Yes | 2011-08-19 |  | 0
FALSE | 4TWR5036G1 | 2435 | 4657167 | TRANE | 4TWR5036G1 | HP | Split System: Heat Pump with Remote Outdoor Unit-Air-Source | 4TWR5036G1 |  | 4TXCC049BC3 | 12.5 | 14.75 | 9 | Yes | Yes | 2011-08-19 |  | 0
FALSE | 4TWR5036G1 | 2435 | 4657168 | TRANE | 4TWR5036G1 | HP | Split System: Heat Pump with Remote Outdoor Unit-Air-Source | 4TWR5036G1 |  | 4TXCC049BC3 | 12.5 | 15 | 9 | Yes | Yes | 2011-08-19 |  | 1
FALSE | 4TWR5036G1 | 2435 | 4657208 | TRANE | 4TWR5036G1 | HP | Split System: Heat Pump with Remote Outdoor Unit-Air-Source | 4TWR5036G1 |  | 4TXCD050BC3 | 12 | 14.75 | 9 | Yes | Yes | 2011-08-19 |  | 0
FALSE | 4TWR5036G1 | 2435 | 4657209 | TRANE | 4TWR5036G1 | HP | Split System: Heat Pump with Remote Outdoor Unit-Air-Source | 4TWR5036G1 |  | 4TXCD050BC3 | 12.5 | 15 | 9 | Yes | Yes | 2011-08-19 |  | 1
FALSE | 4TWR5036G1 | 2435 | 4657210 | TRANE | 4TWR5036G1 | HP | Split System: Heat Pump with Remote Outdoor Unit-Air-Source | 4TWR5036G1 |  | 4TXCD050BC3 | 12.5 | 15 | 9 | Yes | Yes | 2011-08-19 |  | 1
FALSE | 4TWR5036G1 | 2435 | 4657211 | TRANE | 4TWR5036G1 | HP | Split System: Heat Pump with Remote Outdoor Unit-Air-Source | 4TWR5036G1 |  | 4TXCD050BC3 | 13 | 15.25 | 9 | Yes | Yes | 2011-08-19 |  | 1
FALSE | 4TWR5036G1 | 2435 | 4657212 | TRANE | 4TWR5036G1 | HP | Split System: Heat Pump with Remote Outdoor Unit-Air-Source | 4TWR5036G1 |  | 4TXCD050BC3 | 12 | 14.5 | 9 | Yes | Yes | 2011-08-19 |  | 0
FALSE | 4TWR5036G1 | 2435 | 4657213 | TRANE | 4TWR5036G1 | HP | Split System: Heat Pump with Remote Outdoor Unit-Air-Source | 4TWR5036G1 |  | 4TXCD050BC3 | 12 | 14.5 | 9 | Yes | Yes | 2011-08-19 |  | 0
FALSE | 4TWR5036G1 | 2435 | 4657214 | TRANE | 4TWR5036G1 | HP | Split System: Heat Pump with Remote Outdoor Unit-Air-Source | 4TWR5036G1 |  | 4TXCD050BC3 | 12 | 14.5 | 9 | Yes | Yes | 2011-08-19 |  | 0
FALSE | 4TWR5036G1 | 2435 | 4657215 | TRANE | 4TWR5036G1 | HP | Split System: Heat Pump with Remote Outdoor Unit-Air-Source | 4TWR5036G1 |  | 4TXCD050BC3 | 12 | 14.75 | 9 | Yes | Yes | 2011-08-19 |  | 0
FALSE | 4TWR5036G1 | 2435 | 4657216 | TRANE | 4TWR5036G1 | HP | Split System: Heat Pump with Remote Outdoor Unit-Air-Source | 4TWR5036G1 |  | 4TXCD050BC3 | 12 | 14.5 | 9 | Yes | Yes | 2015-03-13 |  | 0
FALSE | 4TWR5036G1 | 2435 | 4657218 | TRANE | 4TWR5036G1 | HP | Split System: Heat Pump with Remote Outdoor Unit-Air-Source | 4TWR5036G1 |  | 4TXCD050BC3 | 12 | 14.5 | 9 | Yes | Yes | 2011-08-19 |  | 0
FALSE | 4TWR5036G1 | 2435 | 4657219 | TRANE | 4TWR5036G1 | HP | Split System: Heat Pump with Remote Outdoor Unit-Air-Source | 4TWR5036G1 |  | 4TXCD050BC3 | 12.5 | 14.75 | 9 | Yes | Yes | 2011-08-19 |  | 0
FALSE | 4TWR5036G1 | 2435 | 4657220 | TRANE | 4TWR5036G1 | HP | Split System: Heat Pump with Remote Outdoor Unit-Air-Source | 4TWR5036G1 |  | 4TXCD050BC3 | 12.5 | 14.75 | 9 | Yes | Yes | 2011-08-19 |  | 0
FALSE | 4TWR5036G1 | 2435 | 4657221 | TRANE | 4TWR5036G1 | HP | Split System: Heat Pump with Remote Outdoor Unit-Air-Source | 4TWR5036G1 |  | 4TXCD050BC3 | 12.5 | 14.75 | 9 | Yes | Yes | 2011-08-19 |  | 0
FALSE | 4TWR5036G1 | 2435 | 4657222 | TRANE | 4TWR5036G1 | HP | Split System: Heat Pump with Remote Outdoor Unit-Air-Source | 4TWR5036G1 |  | 4TXCD050BC3 | 12.5 | 15 | 9 | Yes | Yes | 2011-08-19 |  | 1
FALSE | 4TWR5036G1 | 2435 | 4657224 | TRANE | 4TWR5036G1 | HP | Split System: Heat Pump with Remote Outdoor Unit-Air-Source | 4TWR5036G1 |  | 4TXCD050BC3 | 12.5 | 15 | 9 | Yes | Yes | 2015-03-13 |  | 1
FALSE | 4TWR5036G1 | 2435 | 4657225 | TRANE | 4TWR5036G1 | HP | Split System: Heat Pump with Remote Outdoor Unit-Air-Source | 4TWR5036G1 |  | 4TXCD050BC3 | 12.5 | 15 | 9 | Yes | Yes | 2011-08-19 |  | 1
FALSE | 4TWR5036G1 | 2435 | 4657226 | TRANE | 4TWR5036G1 | HP | Split System: Heat Pump with Remote Outdoor Unit-Air-Source | 4TWR5036G1 |  | 4TXCD050BC3 | 12.5 | 15 | 9 | Yes | Yes | 2015-03-13 |  | 1
FALSE | 4TWR5036G1 | 2435 | 4657228 | TRANE | 4TWR5036G1 | HP | Split System: Heat Pump with Remote Outdoor Unit-Air-Source | 4TWR5036G1 |  | 4TXCD050BC3 | 12 | 14.5 | 9 | Yes | Yes | 2011-08-19 |  | 0
FALSE | 4TWR5036G1 | 2435 | 4657230 | TRANE | 4TWR5036G1 | HP | Split System: Heat Pump with Remote Outdoor Unit-Air-Source | 4TWR5036G1 |  | 4TXCD050BC3 | 12 | 14.5 | 9 | Yes | Yes | 2011-08-19 |  | 0
FALSE | 4TWR5036G1 | 2435 | 4657232 | TRANE | 4TWR5036G1 | HP | Split System: Heat Pump with Remote Outdoor Unit-Air-Source | 4TWR5036G1 |  | 4TXCD050BC3 | 12 | 14.5 | 9 | Yes | Yes | 2011-08-19 |  | 0
FALSE | 4TWX5036B1 | 2436 | 4657264 | TRANE | 4TWX5036B1 | HP | Split System: Heat Pump with Remote Outdoor Unit-Air-Source | 4TWX5036B1 |  | 4TXCB004CC3 | 12 | 14.5 | 8.5 | Yes | Yes | 2011-08-19 |  | 0
FALSE | 4TWX5036B1 | 2436 | 4657265 | TRANE | 4TWX5036B1 | HP | Split System: Heat Pump with Remote Outdoor Unit-Air-Source | 4TWX5036B1 |  | 4TXCB004CC3 | 12 | 14.5 | 9 | Yes | Yes | 2011-08-19 |  | 0
FALSE | 4TWX5036B1 | 2436 | 4657266 | TRANE | 4TWX5036B1 | HP | Split System: Heat Pump with Remote Outdoor Unit-Air-Source | 4TWX5036B1 |  | 4TXCB004CC3 | 12.5 | 14.75 | 9 | Yes | Yes | 2011-08-19 |  | 0
FALSE | 4TWX5036B1 | 2436 | 4657267 | TRANE | 4TWX5036B1 | HP | Split System: Heat Pump with Remote Outdoor Unit-Air-Source | 4TWX5036B1 |  | 4TXCB004CC3 | 12.5 | 14.75 | 9 | Yes | Yes | 2011-08-19 |  | 0
FALSE | 4TWX5036B1 | 2436 | 4657268 | TRANE | 4TWX5036B1 | HP | Split System: Heat Pump with Remote Outdoor Unit-Air-Source | 4TWX5036B1 |  | 4TXCB004CC3 | 12.5 | 14.75 | 9 | Yes | Yes | 2011-08-19 |  | 0
FALSE | 4TWX5036B1 | 2436 | 4657271 | TRANE | 4TWX5036B1 | HP | Split System: Heat Pump with Remote Outdoor Unit-Air-Source | 4TWX5036B1 |  | 4TXCB004CC3 | 12.5 | 15 | 9 | Yes | Yes | 2011-08-19 |  | 1
FALSE | 4TWX5036B1 | 2436 | 4657272 | TRANE | 4TWX5036B1 | HP | Split System: Heat Pump with Remote Outdoor Unit-Air-Source | 4TWX5036B1 |  | 4TXCB004CC3 | 12.5 | 15 | 9 | Yes | Yes | 2011-08-19 |  | 1
FALSE | 4TWX5036B1 | 2436 | 4657273 | TRANE | 4TWX5036B1 | HP | Split System: Heat Pump with Remote Outdoor Unit-Air-Source | 4TWX5036B1 |  | 4TXCB004CC3 | 12.5 | 14.75 | 9 | Yes | Yes | 2011-08-19 |  | 0
FALSE | 4TWX5036B1 | 2436 | 4657274 | TRANE | 4TWX5036B1 | HP | Split System: Heat Pump with Remote Outdoor Unit-Air-Source | 4TWX5036B1 |  | 4TXCB004CC3 | 13 | 15.25 | 9 | Yes | Yes | 2011-08-19 |  | 1
FALSE | 4TWX5036B1 | 2436 | 4657276 | TRANE | 4TWX5036B1 | HP | Split System: Heat Pump with Remote Outdoor Unit-Air-Source | 4TWX5036B1 |  | 4TXCB004CC3 | 12 | 14.5 | 9 | Yes | Yes | 2015-03-13 |  | 0
FALSE | 4TWX5036B1 | 2436 | 4657277 | TRANE | 4TWX5036B1 | HP | Split System: Heat Pump with Remote Outdoor Unit-Air-Source | 4TWX5036B1 |  | 4TXCB004CC3 | 12.5 | 14.75 | 9 | Yes | Yes | 2011-08-19 |  | 0
FALSE | 4TWX5036B1 | 2436 | 4657278 | TRANE | 4TWX5036B1 | HP | Split System: Heat Pump with Remote Outdoor Unit-Air-Source | 4TWX5036B1 |  | 4TXCB004CC3 | 12.5 | 15 | 9 | Yes | Yes | 2011-08-19 |  | 1
FALSE | 4TWX5036B1 | 2436 | 4657279 | TRANE | 4TWX5036B1 | HP | Split System: Heat Pump with Remote Outdoor Unit-Air-Source | 4TWX5036B1 |  | 4TXCB004CC3 | 12.5 | 14.75 | 9 | Yes | Yes | 2011-08-19 |  | 0
FALSE | 4TWX5036B1 | 2436 | 4657280 | TRANE | 4TWX5036B1 | HP | Split System: Heat Pump with Remote Outdoor Unit-Air-Source | 4TWX5036B1 |  | 4TXCB004CC3 | 12.5 | 15 | 9 | Yes | Yes | 2011-08-19 |  | 1
FALSE | 4TWX5036B1 | 2436 | 4657281 | TRANE | 4TWX5036B1 | HP | Split System: Heat Pump with Remote Outdoor Unit-Air-Source | 4TWX5036B1 |  | 4TXCB004CC3 | 12.5 | 14.75 | 9 | Yes | Yes | 2011-08-19 |  | 0
FALSE | 4TWX5036B1 | 2436 | 4657282 | TRANE | 4TWX5036B1 | HP | Split System: Heat Pump with Remote Outdoor Unit-Air-Source | 4TWX5036B1 |  | 4TXCB004CC3 | 12.5 | 14.75 | 9 | Yes | Yes | 2011-08-19 |  | 0
FALSE | 4TWX5036B1 | 2436 | 4657283 | TRANE | 4TWX5036B1 | HP | Split System: Heat Pump with Remote Outdoor Unit-Air-Source | 4TWX5036B1 |  | 4TXCB004CC3 | 12 | 14.5 | 9 | Yes | Yes | 2011-08-19 |  | 0
FALSE | 4TWX5036B1 | 2436 | 4657284 | TRANE | 4TWX5036B1 | HP | Split System: Heat Pump with Remote Outdoor Unit-Air-Source | 4TWX5036B1 |  | 4TXCB004CC3 | 12 | 14.5 | 9 | Yes | Yes | 2011-08-19 |  | 0
FALSE | 4TWX5036B1 | 2436 | 4657285 | TRANE | 4TWX5036B1 | HP | Split System: Heat Pump with Remote Outdoor Unit-Air-Source | 4TWX5036B1 |  | 4TXCB004CC3 | 12 | 14.5 | 9 | Yes | Yes | 2015-03-13 |  | 0
FALSE | 4TWX5036B1 | 2436 | 4657289 | TRANE | 4TWX5036B1 | HP | Split System: Heat Pump with Remote Outdoor Unit-Air-Source | 4TWX5036B1 |  | 4TXCB004CC3 | 12.5 | 14.75 | 9 | Yes | Yes | 2011-08-19 |  | 0
FALSE | 4TWX5036B1 | 2436 | 4657362 | TRANE | 4TWX5036B1 | HP | Split System: Heat Pump with Remote Outdoor Unit-Air-Source | 4TWX5036B1 |  | 4TXCB036BC3 | 12 | 14.5 | 9 | Yes | Yes | 2011-08-19 |  | 0
FALSE | 4TWX5036B1 | 2436 | 4657363 | TRANE | 4TWX5036B1 | HP | Split System: Heat Pump with Remote Outdoor Unit-Air-Source | 4TWX5036B1 |  | 4TXCB036BC3 | 12 | 14.5 | 9 | Yes | Yes | 2011-08-19 |  | 0
FALSE | 4TWX5036B1 | 2436 | 4657364 | TRANE | 4TWX5036B1 | HP | Split System: Heat Pump with Remote Outdoor Unit-Air-Source | 4TWX5036B1 |  | 4TXCB036BC3 | 12 | 14.5 | 9 | Yes | Yes | 2011-08-19 |  | 0
FALSE | 4TWX5036B1 | 2436 | 4657365 | TRANE | 4TWX5036B1 | HP | Split System: Heat Pump with Remote Outdoor Unit-Air-Source | 4TWX5036B1 |  | 4TXCB036BC3 | 12 | 14.5 | 9 | Yes | Yes | 2011-08-19 |  | 0
FALSE | 4TWX5036B1 | 2436 | 4657366 | TRANE | 4TWX5036B1 | HP | Split System: Heat Pump with Remote Outdoor Unit-Air-Source | 4TWX5036B1 |  | 4TXCB036BC3 | 12 | 14.5 | 9 | Yes | Yes | 2011-08-19 |  | 0
FALSE | 4TWX5036B1 | 2436 | 4657376 | TRANE | 4TWX5036B1 | HP | Split System: Heat Pump with Remote Outdoor Unit-Air-Source | 4TWX5036B1 |  | 4TXCB036BC3 | 12 | 14.5 | 9 | Yes | Yes | 2011-08-19 |  | 0
FALSE | 4TWX5036B1 | 2436 | 4657378 | TRANE | 4TWX5036B1 | HP | Split System: Heat Pump with Remote Outdoor Unit-Air-Source | 4TWX5036B1 |  | 4TXCB036BC3 | 12 | 14.5 | 9 | Yes | Yes | 2011-08-19 |  | 0
FALSE | 4TWX5036B1 | 2436 | 4657381 | TRANE | 4TWX5036B1 | HP | Split System: Heat Pump with Remote Outdoor Unit-Air-Source | 4TWX5036B1 |  | 4TXCB036BC3 | 12 | 14.5 | 9 | Yes | Yes | 2011-08-19 |  | 0
FALSE | 4TWX5036B1 | 2436 | 4657382 | TRANE | 4TWX5036B1 | HP | Split System: Heat Pump with Remote Outdoor Unit-Air-Source | 4TWX5036B1 |  | 4TXCB036BC3 | 12 | 14.5 | 9 | Yes | Yes | 2011-08-19 |  | 0
FALSE | 4TWX5036B1 | 2436 | 4657383 | TRANE | 4TWX5036B1 | HP | Split System: Heat Pump with Remote Outdoor Unit-Air-Source | 4TWX5036B1 |  | 4TXCB036BC3 | 12.5 | 14.75 | 9 | Yes | Yes | 2011-08-19 |  | 0
FALSE | 4TWX5036B1 | 2436 | 4657394 | TRANE | 4TWX5036B1 | HP | Split System: Heat Pump with Remote Outdoor Unit-Air-Source | 4TWX5036B1 |  | 4TXCB036BC3 | 12.5 | 15 | 9 | Yes | Yes | 2011-08-19 |  | 1
FALSE | 4TWX5036B1 | 2436 | 4657401 | TRANE | 4TWX5036B1 | HP | Split System: Heat Pump with Remote Outdoor Unit-Air-Source | 4TWX5036B1 |  | 4TXCB036BC3 | 12 | 14.5 | 9 | Yes | Yes | 2011-08-19 |  | 0
FALSE | 4TWX5036B1 | 2436 | 4657402 | TRANE | 4TWX5036B1 | HP | Split System: Heat Pump with Remote Outdoor Unit-Air-Source | 4TWX5036B1 |  | 4TXCB036BC3 | 12 | 14.5 | 9 | Yes | Yes | 2015-03-13 |  | 0
FALSE | 4TWX5036B1 | 2436 | 4657403 | TRANE | 4TWX5036B1 | HP | Split System: Heat Pump with Remote Outdoor Unit-Air-Source | 4TWX5036B1 |  | 4TXCB036BC3 | 12 | 14.5 | 9 | Yes | Yes | 2011-08-19 |  | 0
FALSE | 4TWX5036B1 | 2436 | 4657404 | TRANE | 4TWX5036B1 | HP | Split System: Heat Pump with Remote Outdoor Unit-Air-Source | 4TWX5036B1 |  | 4TXCB036BC3 | 12.5 | 14.75 | 9 | Yes | Yes | 2011-08-19 |  | 0
FALSE | 4TWX5036B1 | 2436 | 4657412 | TRANE | 4TWX5036B1 | HP | Split System: Heat Pump with Remote Outdoor Unit-Air-Source | 4TWX5036B1 |  | 4TXCB042BC3 | 12 | 14.75 | 9 | Yes | Yes | 2011-08-19 |  | 0
FALSE | 4TWX5036B1 | 2436 | 4657420 | TRANE | 4TWX5036B1 | HP | Split System: Heat Pump with Remote Outdoor Unit-Air-Source | 4TWX5036B1 |  | 4TXCB042BC3 | 12 | 14.5 | 9 | Yes | Yes | 2011-08-19 |  | 0
FALSE | 4TWX5036B1 | 2436 | 4657421 | TRANE | 4TWX5036B1 | HP | Split System: Heat Pump with Remote Outdoor Unit-Air-Source | 4TWX5036B1 |  | 4TXCB042BC3 | 12 | 14.5 | 9 | Yes | Yes | 2011-08-19 |  | 0
FALSE | 4TWX5036B1 | 2436 | 4657422 | TRANE | 4TWX5036B1 | HP | Split System: Heat Pump with Remote Outdoor Unit-Air-Source | 4TWX5036B1 |  | 4TXCB042BC3 | 12.5 | 14.75 | 9 | Yes | Yes | 2011-08-19 |  | 0
FALSE | 4TWX5036B1 | 2436 | 4657425 | TRANE | 4TWX5036B1 | HP | Split System: Heat Pump with Remote Outdoor Unit-Air-Source | 4TWX5036B1 |  | 4TXCB042BC3 | 12 | 14.5 | 9 | Yes | Yes | 2011-08-19 |  | 0
FALSE | 4TWX5036B1 | 2436 | 4657485 | TRANE | 4TWX5036B1 | HP | Split System: Heat Pump with Remote Outdoor Unit-Air-Source | 4TWX5036B1 |  | 4TXCB048BC3 | 12 | 14.5 | 9 | Yes | Yes | 2015-03-13 |  | 0
FALSE | 4TWX5036B1 | 2436 | 4657486 | TRANE | 4TWX5036B1 | HP | Split System: Heat Pump with Remote Outdoor Unit-Air-Source | 4TWX5036B1 |  | 4TXCB048BC3 | 12.5 | 15 | 9 | Yes | Yes | 2011-08-19 |  | 1
FALSE | 4TWX5036B1 | 2436 | 4657489 | TRANE | 4TWX5036B1 | HP | Split System: Heat Pump with Remote Outdoor Unit-Air-Source | 4TWX5036B1 |  | 4TXCB048BC3 | 12 | 14.5 | 9 | Yes | Yes | 2011-08-19 |  | 0
FALSE | 4TWX5036B1 | 2436 | 4657490 | TRANE | 4TWX5036B1 | HP | Split System: Heat Pump with Remote Outdoor Unit-Air-Source | 4TWX5036B1 |  | 4TXCB048BC3 | 12 | 14.75 | 9 | Yes | Yes | 2011-08-19 |  | 0
FALSE | 4TWX5036B1 | 2436 | 4657491 | TRANE | 4TWX5036B1 | HP | Split System: Heat Pump with Remote Outdoor Unit-Air-Source | 4TWX5036B1 |  | 4TXCB048BC3 | 12 | 14.5 | 9 | Yes | Yes | 2015-03-13 |  | 0
FALSE | 4TWX5036B1 | 2436 | 4657492 | TRANE | 4TWX5036B1 | HP | Split System: Heat Pump with Remote Outdoor Unit-Air-Source | 4TWX5036B1 |  | 4TXCB048BC3 | 12 | 14.75 | 9 | Yes | Yes | 2011-08-19 |  | 0
FALSE | 4TWX5036B1 | 2436 | 4657493 | TRANE | 4TWX5036B1 | HP | Split System: Heat Pump with Remote Outdoor Unit-Air-Source | 4TWX5036B1 |  | 4TXCB048BC3 | 12.5 | 14.75 | 9 | Yes | Yes | 2011-08-19 |  | 0
FALSE | 4TWX5036B1 | 2436 | 4657494 | TRANE | 4TWX5036B1 | HP | Split System: Heat Pump with Remote Outdoor Unit-Air-Source | 4TWX5036B1 |  | 4TXCB048BC3 | 12 | 14.75 | 9 | Yes | Yes | 2011-08-19 |  | 0
FALSE | 4TWX5036B1 | 2436 | 4657501 | TRANE | 4TWX5036B1 | HP | Split System: Heat Pump with Remote Outdoor Unit-Air-Source | 4TWX5036B1 |  | 4TXCB048BC3 | 12 | 14.5 | 9 | Yes | Yes | 2011-08-19 |  | 0
FALSE | 4TWX5036B1 | 2436 | 4657502 | TRANE | 4TWX5036B1 | HP | Split System: Heat Pump with Remote Outdoor Unit-Air-Source | 4TWX5036B1 |  | 4TXCB048BC3 | 12 | 14.5 | 9 | Yes | Yes | 2011-08-19 |  | 0
FALSE | 4TWX5036B1 | 2436 | 4657509 | TRANE | 4TWX5036B1 | HP | Split System: Heat Pump with Remote Outdoor Unit-Air-Source | 4TWX5036B1 |  | 4TXCB048BC3 | 12.5 | 14.75 | 9 | Yes | Yes | 2011-08-19 |  | 0
FALSE | 4TWX5036B1 | 2436 | 4657510 | TRANE | 4TWX5036B1 | HP | Split System: Heat Pump with Remote Outdoor Unit-Air-Source | 4TWX5036B1 |  | 4TXCB048BC3 | 12.5 | 14.75 | 9 | Yes | Yes | 2011-08-19 |  | 0
FALSE | 4TWX5036B1 | 2436 | 4657511 | TRANE | 4TWX5036B1 | HP | Split System: Heat Pump with Remote Outdoor Unit-Air-Source | 4TWX5036B1 |  | 4TXCB048BC3 | 12.5 | 14.75 | 9 | Yes | Yes | 2011-08-19 |  | 0
FALSE | 4TWX5036B1 | 2436 | 4657512 | TRANE | 4TWX5036B1 | HP | Split System: Heat Pump with Remote Outdoor Unit-Air-Source | 4TWX5036B1 |  | 4TXCB048BC3 | 12.5 | 15 | 9 | Yes | Yes | 2011-08-19 |  | 1
FALSE | 4TWX5036B1 | 2436 | 4657519 | TRANE | 4TWX5036B1 | HP | Split System: Heat Pump with Remote Outdoor Unit-Air-Source | 4TWX5036B1 |  | 4TXCB048BC3 | 12 | 14.5 | 9 | Yes | Yes | 2011-08-19 |  | 0
FALSE | 4TWX5036B1 | 2436 | 4657520 | TRANE | 4TWX5036B1 | HP | Split System: Heat Pump with Remote Outdoor Unit-Air-Source | 4TWX5036B1 |  | 4TXCB048BC3 | 12 | 14.5 | 9 | Yes | Yes | 2015-03-13 |  | 0
FALSE | 4TWX5036B1 | 2436 | 4657521 | TRANE | 4TWX5036B1 | HP | Split System: Heat Pump with Remote Outdoor Unit-Air-Source | 4TWX5036B1 |  | 4TXCB048BC3 | 12 | 14.75 | 9 | Yes | Yes | 2011-08-19 |  | 0
FALSE | 4TWX5036B1 | 2436 | 4657522 | TRANE | 4TWX5036B1 | HP | Split System: Heat Pump with Remote Outdoor Unit-Air-Source | 4TWX5036B1 |  | 4TXCB048BC3 | 12 | 14.5 | 9 | Yes | Yes | 2011-08-19 |  | 0
FALSE | 4TWX5036B1 | 2436 | 4657525 | TRANE | 4TWX5036B1 | HP | Split System: Heat Pump with Remote Outdoor Unit-Air-Source | 4TWX5036B1 |  | 4TXCC005CC3 | 12.5 | 15 | 9 | Yes | Yes | 2011-08-19 |  | 1
FALSE | 4TWX5036B1 | 2436 | 4657526 | TRANE | 4TWX5036B1 | HP | Split System: Heat Pump with Remote Outdoor Unit-Air-Source | 4TWX5036B1 |  | 4TXCC005CC3 | 12.5 | 15 | 9 | Yes | Yes | 2015-03-13 |  | 1
FALSE | 4TWX5036B1 | 2436 | 4657551 | TRANE | 4TWX5036B1 | HP | Split System: Heat Pump with Remote Outdoor Unit-Air-Source | 4TWX5036B1 |  | 4TXCC005CC3 | 12.5 | 15 | 9 | Yes | Yes | 2011-08-19 |  | 1
FALSE | 4TWX5036B1 | 2436 | 4657552 | TRANE | 4TWX5036B1 | HP | Split System: Heat Pump with Remote Outdoor Unit-Air-Source | 4TWX5036B1 |  | 4TXCC005CC3 | 12.5 | 15 | 9 | Yes | Yes | 2011-08-19 |  | 1
FALSE | 4TWX5036B1 | 2436 | 4657553 | TRANE | 4TWX5036B1 | HP | Split System: Heat Pump with Remote Outdoor Unit-Air-Source | 4TWX5036B1 |  | 4TXCC005CC3 | 12.5 | 15 | 9 | Yes | Yes | 2011-08-19 |  | 1
FALSE | 4TWX5036B1 | 2436 | 4657554 | TRANE | 4TWX5036B1 | HP | Split System: Heat Pump with Remote Outdoor Unit-Air-Source | 4TWX5036B1 |  | 4TXCC005CC3 | 12.5 | 15 | 9 | Yes | Yes | 2011-08-19 |  | 1
FALSE | 4TWX5036B1 | 2436 | 4657562 | TRANE | 4TWX5036B1 | HP | Split System: Heat Pump with Remote Outdoor Unit-Air-Source | 4TWX5036B1 |  | 4TXCC007CC3 | 12.5 | 15 | 9 | Yes | Yes | 2011-08-19 |  | 1
FALSE | 4TWX5036B1 | 2436 | 4657563 | TRANE | 4TWX5036B1 | HP | Split System: Heat Pump with Remote Outdoor Unit-Air-Source | 4TWX5036B1 |  | 4TXCC007CC3 | 12.5 | 15 | 9 | Yes | Yes | 2015-03-13 |  | 1
FALSE | 4TWX5036B1 | 2436 | 4657564 | TRANE | 4TWX5036B1 | HP | Split System: Heat Pump with Remote Outdoor Unit-Air-Source | 4TWX5036B1 |  | 4TXCC007CC3 | 12.5 | 15 | 9 | Yes | Yes | 2011-08-19 |  | 1
FALSE | 4TWX5036B1 | 2436 | 4657565 | TRANE | 4TWX5036B1 | HP | Split System: Heat Pump with Remote Outdoor Unit-Air-Source | 4TWX5036B1 |  | 4TXCC007CC3 | 12.5 | 15 | 9 | Yes | Yes | 2015-03-13 |  | 1
FALSE | 4TWX5036B1 | 2436 | 4657566 | TRANE | 4TWX5036B1 | HP | Split System: Heat Pump with Remote Outdoor Unit-Air-Source | 4TWX5036B1 |  | 4TXCC007CC3 | 12 | 14.5 | 9 | Yes | Yes | 2011-08-19 |  | 0
FALSE | 4TWX5036B1 | 2436 | 4657567 | TRANE | 4TWX5036B1 | HP | Split System: Heat Pump with Remote Outdoor Unit-Air-Source | 4TWX5036B1 |  | 4TXCC007CC3 | 12.5 | 14.75 | 9 | Yes | Yes | 2011-08-19 |  | 0
FALSE | 4TWX5036B1 | 2436 | 4657568 | TRANE | 4TWX5036B1 | HP | Split System: Heat Pump with Remote Outdoor Unit-Air-Source | 4TWX5036B1 |  | 4TXCC007CC3 | 12 | 14.5 | 9 | Yes | Yes | 2011-08-19 |  | 0
FALSE | 4TWX5036B1 | 2436 | 4657569 | TRANE | 4TWX5036B1 | HP | Split System: Heat Pump with Remote Outdoor Unit-Air-Source | 4TWX5036B1 |  | 4TXCC007CC3 | 12.5 | 14.75 | 9 | Yes | Yes | 2011-08-19 |  | 0
FALSE | 4TWX5036B1 | 2436 | 4657570 | TRANE | 4TWX5036B1 | HP | Split System: Heat Pump with Remote Outdoor Unit-Air-Source | 4TWX5036B1 |  | 4TXCC007CC3 | 12 | 14.5 | 9 | Yes | Yes | 2011-08-19 |  | 0
FALSE | 4TWX5036B1 | 2436 | 4657571 | TRANE | 4TWX5036B1 | HP | Split System: Heat Pump with Remote Outdoor Unit-Air-Source | 4TWX5036B1 |  | 4TXCC007CC3 | 12 | 14.5 | 9 | Yes | Yes | 2011-08-19 |  | 0
FALSE | 4TWX5036B1 | 2436 | 4657572 | TRANE | 4TWX5036B1 | HP | Split System: Heat Pump with Remote Outdoor Unit-Air-Source | 4TWX5036B1 |  | 4TXCC007CC3 | 12.5 | 15 | 9 | Yes | Yes | 2011-08-19 |  | 1
FALSE | 4TWX5036B1 | 2436 | 4657574 | TRANE | 4TWX5036B1 | HP | Split System: Heat Pump with Remote Outdoor Unit-Air-Source | 4TWX5036B1 |  | 4TXCC007CC3 | 12 | 14.5 | 8.5 | Yes | Yes | 2011-08-19 |  | 0
FALSE | 4TWX5036B1 | 2436 | 4657576 | TRANE | 4TWX5036B1 | HP | Split System: Heat Pump with Remote Outdoor Unit-Air-Source | 4TWX5036B1 |  | 4TXCC007CC3 | 12.5 | 14.75 | 9 | Yes | Yes | 2011-08-19 |  | 0
FALSE | 4TWX5036B1 | 2436 | 4657577 | TRANE | 4TWX5036B1 | HP | Split System: Heat Pump with Remote Outdoor Unit-Air-Source | 4TWX5036B1 |  | 4TXCC007CC3 | 12.5 | 14.75 | 9 | Yes | Yes | 2011-08-19 |  | 0
FALSE | 4TWX5036B1 | 2436 | 4657578 | TRANE | 4TWX5036B1 | HP | Split System: Heat Pump with Remote Outdoor Unit-Air-Source | 4TWX5036B1 |  | 4TXCC007CC3 | 12.5 | 14.75 | 9 | Yes | Yes | 2011-08-19 |  | 0
FALSE | 4TWX5036B1 | 2436 | 4657579 | TRANE | 4TWX5036B1 | HP | Split System: Heat Pump with Remote Outdoor Unit-Air-Source | 4TWX5036B1 |  | 4TXCC007CC3 | 12.5 | 15 | 9 | Yes | Yes | 2011-08-19 |  | 1
FALSE | 4TWX5036B1 | 2436 | 4657622 | TRANE | 4TWX5036B1 | HP | Split System: Heat Pump with Remote Outdoor Unit-Air-Source | 4TWX5036B1 |  | 4TXCC037BC3 | 12 | 14.5 | 9 | Yes | Yes | 2011-08-19 |  | 0
FALSE | 4TWX5036B1 | 2436 | 4657623 | TRANE | 4TWX5036B1 | HP | Split System: Heat Pump with Remote Outdoor Unit-Air-Source | 4TWX5036B1 |  | 4TXCC037BC3 | 12 | 14.5 | 9 | Yes | Yes | 2011-08-19 |  | 0
FALSE | 4TWX5036B1 | 2436 | 4657625 | TRANE | 4TWX5036B1 | HP | Split System: Heat Pump with Remote Outdoor Unit-Air-Source | 4TWX5036B1 |  | 4TXCC037BC3 | 12 | 14.5 | 9 | Yes | Yes | 2011-08-19 |  | 0
FALSE | 4TWX5036B1 | 2436 | 4657627 | TRANE | 4TWX5036B1 | HP | Split System: Heat Pump with Remote Outdoor Unit-Air-Source | 4TWX5036B1 |  | 4TXCC037BC3 | 12 | 14.5 | 9 | Yes | Yes | 2011-08-19 |  | 0
FALSE | 4TWX5036B1 | 2436 | 4657628 | TRANE | 4TWX5036B1 | HP | Split System: Heat Pump with Remote Outdoor Unit-Air-Source | 4TWX5036B1 |  | 4TXCC037BC3 | 12.5 | 14.75 | 9 | Yes | Yes | 2011-08-19 |  | 0
FALSE | 4TWX5036B1 | 2436 | 4657629 | TRANE | 4TWX5036B1 | HP | Split System: Heat Pump with Remote Outdoor Unit-Air-Source | 4TWX5036B1 |  | 4TXCC037BC3 | 12 | 14.5 | 9 | Yes | Yes | 2011-08-19 |  | 0
FALSE | 4TWX5036B1 | 2436 | 4657630 | TRANE | 4TWX5036B1 | HP | Split System: Heat Pump with Remote Outdoor Unit-Air-Source | 4TWX5036B1 |  | 4TXCC037BC3 | 12.5 | 14.75 | 9 | Yes | Yes | 2011-08-19 |  | 0
FALSE | 4TWX5036B1 | 2436 | 4657631 | TRANE | 4TWX5036B1 | HP | Split System: Heat Pump with Remote Outdoor Unit-Air-Source | 4TWX5036B1 |  | 4TXCC037BC3 | 12 | 14.5 | 9 | Yes | Yes | 2011-08-19 |  | 0
FALSE | 4TWX5036B1 | 2436 | 4657632 | TRANE | 4TWX5036B1 | HP | Split System: Heat Pump with Remote Outdoor Unit-Air-Source | 4TWX5036B1 |  | 4TXCC037BC3 | 12 | 14.5 | 8.5 | Yes | Yes | 2011-08-19 |  | 0
FALSE | 4TWX5036B1 | 2436 | 4657633 | TRANE | 4TWX5036B1 | HP | Split System: Heat Pump with Remote Outdoor Unit-Air-Source | 4TWX5036B1 |  | 4TXCC037BC3 | 12 | 14.5 | 9 | Yes | Yes | 2011-08-19 |  | 0
FALSE | 4TWX5036B1 | 2436 | 4657634 | TRANE | 4TWX5036B1 | HP | Split System: Heat Pump with Remote Outdoor Unit-Air-Source | 4TWX5036B1 |  | 4TXCC037BC3 | 12.5 | 14.75 | 9 | Yes | Yes | 2011-08-19 |  | 0
FALSE | 4TWX5036B1 | 2436 | 4657636 | TRANE | 4TWX5036B1 | HP | Split System: Heat Pump with Remote Outdoor Unit-Air-Source | 4TWX5036B1 |  | 4TXCC037BC3 | 12 | 14.5 | 9 | Yes | Yes | 2011-08-19 |  | 0
FALSE | 4TWX5036B1 | 2436 | 4657637 | TRANE | 4TWX5036B1 | HP | Split System: Heat Pump with Remote Outdoor Unit-Air-Source | 4TWX5036B1 |  | 4TXCC037BC3 | 12 | 14.5 | 9 | Yes | Yes | 2015-03-13 |  | 0
FALSE | 4TWX5036B1 | 2436 | 4657638 | TRANE | 4TWX5036B1 | HP | Split System: Heat Pump with Remote Outdoor Unit-Air-Source | 4TWX5036B1 |  | 4TXCC037BC3 | 12 | 14.5 | 9 | Yes | Yes | 2011-08-19 |  | 0
FALSE | 4TWX5036B1 | 2436 | 4657640 | TRANE | 4TWX5036B1 | HP | Split System: Heat Pump with Remote Outdoor Unit-Air-Source | 4TWX5036B1 |  | 4TXCC037BC3 | 12 | 14.5 | 9 | Yes | Yes | 2011-08-19 |  | 0
FALSE | 4TWX5036B1 | 2436 | 4657641 | TRANE | 4TWX5036B1 | HP | Split System: Heat Pump with Remote Outdoor Unit-Air-Source | 4TWX5036B1 |  | 4TXCC037BC3 | 12.5 | 14.75 | 9 | Yes | Yes | 2011-08-19 |  | 0
FALSE | 4TWX5036B1 | 2436 | 4657642 | TRANE | 4TWX5036B1 | HP | Split System: Heat Pump with Remote Outdoor Unit-Air-Source | 4TWX5036B1 |  | 4TXCC037BC3 | 12 | 14.5 | 9 | Yes | Yes | 2011-08-19 |  | 0
FALSE | 4TWX5036B1 | 2436 | 4657643 | TRANE | 4TWX5036B1 | HP | Split System: Heat Pump with Remote Outdoor Unit-Air-Source | 4TWX5036B1 |  | 4TXCC037BC3 | 12.5 | 15 | 9 | Yes | Yes | 2011-08-19 |  | 1
FALSE | 4TWX5036B1 | 2436 | 4657650 | TRANE | 4TWX5036B1 | HP | Split System: Heat Pump with Remote Outdoor Unit-Air-Source | 4TWX5036B1 |  | 4TXCC037BC3 | 12 | 14.5 | 9 | Yes | Yes | 2015-03-13 |  | 0
FALSE | 4TWX5036B1 | 2436 | 4657654 | TRANE | 4TWX5036B1 | HP | Split System: Heat Pump with Remote Outdoor Unit-Air-Source | 4TWX5036B1 |  | 4TXCC043BC3 | 12 | 14.5 | 9 | Yes | Yes | 2011-08-19 |  | 0
FALSE | 4TWX5036B1 | 2436 | 4657696 | TRANE | 4TWX5036B1 | HP | Split System: Heat Pump with Remote Outdoor Unit-Air-Source | 4TWX5036B1 |  | 4TXCC043BC3 | 12 | 14.5 | 9 | Yes | Yes | 2011-08-19 |  | 0
FALSE | 4TWX5036B1 | 2436 | 4657702 | TRANE | 4TWX5036B1 | HP | Split System: Heat Pump with Remote Outdoor Unit-Air-Source | 4TWX5036B1 |  | 4TXCC043BC3 | 12 | 14.5 | 9 | Yes | Yes | 2011-08-19 |  | 0
FALSE | 4TWX5036B1 | 2436 | 4657703 | TRANE | 4TWX5036B1 | HP | Split System: Heat Pump with Remote Outdoor Unit-Air-Source | 4TWX5036B1 |  | 4TXCC043BC3 | 12 | 14.5 | 8.5 | Yes | Yes | 2011-08-19 |  | 0
FALSE | 4TWX5036B1 | 2436 | 4657704 | TRANE | 4TWX5036B1 | HP | Split System: Heat Pump with Remote Outdoor Unit-Air-Source | 4TWX5036B1 |  | 4TXCC043BC3 | 12 | 14.5 | 9 | Yes | Yes | 2011-08-19 |  | 0
FALSE | 4TWX5036B1 | 2436 | 4657705 | TRANE | 4TWX5036B1 | HP | Split System: Heat Pump with Remote Outdoor Unit-Air-Source | 4TWX5036B1 |  | 4TXCC043BC3 | 12.5 | 14.75 | 9 | Yes | Yes | 2011-08-19 |  | 0
FALSE | 4TWX5036B1 | 2436 | 4657707 | TRANE | 4TWX5036B1 | HP | Split System: Heat Pump with Remote Outdoor Unit-Air-Source | 4TWX5036B1 |  | 4TXCC044BC3 | 12 | 14.5 | 9 | Yes | Yes | 2015-03-13 |  | 0
FALSE | 4TWX5036B1 | 2436 | 4657708 | TRANE | 4TWX5036B1 | HP | Split System: Heat Pump with Remote Outdoor Unit-Air-Source | 4TWX5036B1 |  | 4TXCC044BC3 | 12.5 | 14.75 | 9 | Yes | Yes | 2011-08-19 |  | 0
FALSE | 4TWX5036B1 | 2436 | 4657709 | TRANE | 4TWX5036B1 | HP | Split System: Heat Pump with Remote Outdoor Unit-Air-Source | 4TWX5036B1 |  | 4TXCC044BC3 | 12.5 | 15 | 9 | Yes | Yes | 2011-08-19 |  | 1
FALSE | 4TWX5036B1 | 2436 | 4657710 | TRANE | 4TWX5036B1 | HP | Split System: Heat Pump with Remote Outdoor Unit-Air-Source | 4TWX5036B1 |  | 4TXCC044BC3 | 12.5 | 14.75 | 9 | Yes | Yes | 2011-08-19 |  | 0
FALSE | 4TWX5036B1 | 2436 | 4657711 | TRANE | 4TWX5036B1 | HP | Split System: Heat Pump with Remote Outdoor Unit-Air-Source | 4TWX5036B1 |  | 4TXCC044BC3 | 12.5 | 15.25 | 9 | Yes | Yes | 2011-08-19 |  | 1
FALSE | 4TWX5036B1 | 2436 | 4657712 | TRANE | 4TWX5036B1 | HP | Split System: Heat Pump with Remote Outdoor Unit-Air-Source | 4TWX5036B1 |  | 4TXCC044BC3 | 12 | 14.5 | 9 | Yes | Yes | 2011-08-19 |  | 0
FALSE | 4TWX5036B1 | 2436 | 4657713 | TRANE | 4TWX5036B1 | HP | Split System: Heat Pump with Remote Outdoor Unit-Air-Source | 4TWX5036B1 |  | 4TXCC044BC3 | 12 | 14.5 | 9 | Yes | Yes | 2011-08-19 |  | 0
FALSE | 4TWX5036B1 | 2436 | 4657714 | TRANE | 4TWX5036B1 | HP | Split System: Heat Pump with Remote Outdoor Unit-Air-Source | 4TWX5036B1 |  | 4TXCC044BC3 | 12 | 14.5 | 9 | Yes | Yes | 2011-08-19 |  | 0
FALSE | 4TWX5036B1 | 2436 | 4657715 | TRANE | 4TWX5036B1 | HP | Split System: Heat Pump with Remote Outdoor Unit-Air-Source | 4TWX5036B1 |  | 4TXCC044BC3 | 12.5 | 14.75 | 9 | Yes | Yes | 2011-08-19 |  | 0
FALSE | 4TWX5036B1 | 2436 | 4657716 | TRANE | 4TWX5036B1 | HP | Split System: Heat Pump with Remote Outdoor Unit-Air-Source | 4TWX5036B1 |  | 4TXCC044BC3 | 12 | 14.5 | 9 | Yes | Yes | 2015-03-13 |  | 0
FALSE | 4TWX5036B1 | 2436 | 4657720 | TRANE | 4TWX5036B1 | HP | Split System: Heat Pump with Remote Outdoor Unit-Air-Source | 4TWX5036B1 |  | 4TXCC044BC3 | 12.5 | 14.75 | 9 | Yes | Yes | 2011-08-19 |  | 0
FALSE | 4TWX5036B1 | 2436 | 4657721 | TRANE | 4TWX5036B1 | HP | Split System: Heat Pump with Remote Outdoor Unit-Air-Source | 4TWX5036B1 |  | 4TXCC044BC3 | 12.5 | 14.75 | 9 | Yes | Yes | 2011-08-19 |  | 0
FALSE | 4TWX5036B1 | 2436 | 4657722 | TRANE | 4TWX5036B1 | HP | Split System: Heat Pump with Remote Outdoor Unit-Air-Source | 4TWX5036B1 |  | 4TXCC044BC3 | 12.5 | 15 | 9 | Yes | Yes | 2011-08-19 |  | 1
FALSE | 4TWX5036B1 | 2436 | 4657729 | TRANE | 4TWX5036B1 | HP | Split System: Heat Pump with Remote Outdoor Unit-Air-Source | 4TWX5036B1 |  | 4TXCC044BC3 | 12.5 | 15 | 9 | Yes | Yes | 2011-08-19 |  | 1
FALSE | 4TWX5036B1 | 2436 | 4657730 | TRANE | 4TWX5036B1 | HP | Split System: Heat Pump with Remote Outdoor Unit-Air-Source | 4TWX5036B1 |  | 4TXCC044BC3 | 12.5 | 15 | 9 | Yes | Yes | 2011-08-19 |  | 1
FALSE | 4TWX5036B1 | 2436 | 4657757 | TRANE | 4TWX5036B1 | HP | Split System: Heat Pump with Remote Outdoor Unit-Air-Source | 4TWX5036B1 |  | 4TXCC044BC3 | 12.5 | 14.75 | 9 | Yes | Yes | 2011-08-19 |  | 0
FALSE | 4TWX5036B1 | 2436 | 4657758 | TRANE | 4TWX5036B1 | HP | Split System: Heat Pump with Remote Outdoor Unit-Air-Source | 4TWX5036B1 |  | 4TXCC044BC3 | 12.5 | 14.75 | 9 | Yes | Yes | 2011-08-19 |  | 0
FALSE | 4TWX5036B1 | 2436 | 4657759 | TRANE | 4TWX5036B1 | HP | Split System: Heat Pump with Remote Outdoor Unit-Air-Source | 4TWX5036B1 |  | 4TXCC044BC3 | 12 | 14.75 | 9 | Yes | Yes | 2011-08-19 |  | 0
FALSE | 4TWX5036B1 | 2436 | 4657760 | TRANE | 4TWX5036B1 | HP | Split System: Heat Pump with Remote Outdoor Unit-Air-Source | 4TWX5036B1 |  | 4TXCC044BC3 | 12.5 | 14.75 | 9 | Yes | Yes | 2011-08-19 |  | 0
FALSE | 4TWX5036B1 | 2436 | 4657761 | TRANE | 4TWX5036B1 | HP | Split System: Heat Pump with Remote Outdoor Unit-Air-Source | 4TWX5036B1 |  | 4TXCC044BC3 | 12.5 | 15 | 9 | Yes | Yes | 2011-08-19 |  | 1
FALSE | 4TWX5036B1 | 2436 | 4657763 | TRANE | 4TWX5036B1 | HP | Split System: Heat Pump with Remote Outdoor Unit-Air-Source | 4TWX5036B1 |  | 4TXCC049BC3 | 12 | 14.5 | 9 | Yes | Yes | 2015-03-13 |  | 0
FALSE | 4TWX5036B1 | 2436 | 4657768 | TRANE | 4TWX5036B1 | HP | Split System: Heat Pump with Remote Outdoor Unit-Air-Source | 4TWX5036B1 |  | 4TXCC049BC3 | 12.5 | 14.75 | 9 | Yes | Yes | 2011-08-19 |  | 0
FALSE | 4TWX5036B1 | 2436 | 4657769 | TRANE | 4TWX5036B1 | HP | Split System: Heat Pump with Remote Outdoor Unit-Air-Source | 4TWX5036B1 |  | 4TXCC049BC3 | 12.5 | 14.75 | 9 | Yes | Yes | 2011-08-19 |  | 0
FALSE | 4TWX5036B1 | 2436 | 4657770 | TRANE | 4TWX5036B1 | HP | Split System: Heat Pump with Remote Outdoor Unit-Air-Source | 4TWX5036B1 |  | 4TXCC049BC3 | 12.5 | 15 | 9 | Yes | Yes | 2011-08-19 |  | 1
FALSE | 4TWX5036B1 | 2436 | 4657777 | TRANE | 4TWX5036B1 | HP | Split System: Heat Pump with Remote Outdoor Unit-Air-Source | 4TWX5036B1 |  | 4TXCC049BC3 | 12.5 | 15 | 9 | Yes | Yes | 2011-08-19 |  | 1
FALSE | 4TWX5036B1 | 2436 | 4657778 | TRANE | 4TWX5036B1 | HP | Split System: Heat Pump with Remote Outdoor Unit-Air-Source | 4TWX5036B1 |  | 4TXCC049BC3 | 12.5 | 15 | 9 | Yes | Yes | 2011-08-19 |  | 1
FALSE | 4TWX5036B1 | 2436 | 4657779 | TRANE | 4TWX5036B1 | HP | Split System: Heat Pump with Remote Outdoor Unit-Air-Source | 4TWX5036B1 |  | 4TXCC049BC3 | 12.5 | 15 | 9 | Yes | Yes | 2011-08-19 |  | 1
FALSE | 4TWX5036B1 | 2436 | 4657780 | TRANE | 4TWX5036B1 | HP | Split System: Heat Pump with Remote Outdoor Unit-Air-Source | 4TWX5036B1 |  | 4TXCC049BC3 | 12.5 | 15 | 9 | Yes | Yes | 2015-03-13 |  | 1
FALSE | 4TWX5036B1 | 2436 | 4657782 | TRANE | 4TWX5036B1 | HP | Split System: Heat Pump with Remote Outdoor Unit-Air-Source | 4TWX5036B1 |  | 4TXCC049BC3 | 12 | 14.5 | 9 | Yes | Yes | 2011-08-19 |  | 0
FALSE | 4TWX5036B1 | 2436 | 4657784 | TRANE | 4TWX5036B1 | HP | Split System: Heat Pump with Remote Outdoor Unit-Air-Source | 4TWX5036B1 |  | 4TXCC049BC3 | 12 | 14.5 | 9 | Yes | Yes | 2011-08-19 |  | 0
FALSE | 4TWX5036B1 | 2436 | 4657786 | TRANE | 4TWX5036B1 | HP | Split System: Heat Pump with Remote Outdoor Unit-Air-Source | 4TWX5036B1 |  | 4TXCC049BC3 | 12 | 14.5 | 9 | Yes | Yes | 2011-08-19 |  | 0
FALSE | 4TWX5036B1 | 2436 | 4657787 | TRANE | 4TWX5036B1 | HP | Split System: Heat Pump with Remote Outdoor Unit-Air-Source | 4TWX5036B1 |  | 4TXCC049BC3 | 12.5 | 14.75 | 9 | Yes | Yes | 2011-08-19 |  | 0
FALSE | 4TWX5036B1 | 2436 | 4657788 | TRANE | 4TWX5036B1 | HP | Split System: Heat Pump with Remote Outdoor Unit-Air-Source | 4TWX5036B1 |  | 4TXCC049BC3 | 12.5 | 14.75 | 9 | Yes | Yes | 2011-08-19 |  | 0
FALSE | 4TWX5036B1 | 2436 | 4657789 | TRANE | 4TWX5036B1 | HP | Split System: Heat Pump with Remote Outdoor Unit-Air-Source | 4TWX5036B1 |  | 4TXCC049BC3 | 12.5 | 15 | 9 | Yes | Yes | 2011-08-19 |  | 1
FALSE | 4TWX5036B1 | 2436 | 4657790 | TRANE | 4TWX5036B1 | HP | Split System: Heat Pump with Remote Outdoor Unit-Air-Source | 4TWX5036B1 |  | 4TXCC049BC3 | 12.5 | 14.75 | 9 | Yes | Yes | 2011-08-19 |  | 0
FALSE | 4TWX5036B1 | 2436 | 4657821 | TRANE | 4TWX5036B1 | HP | Split System: Heat Pump with Remote Outdoor Unit-Air-Source | 4TWX5036B1 |  | 4TXCD050BC3 | 12 | 14.75 | 9 | Yes | Yes | 2011-08-19 |  | 0
FALSE | 4TWX5036B1 | 2436 | 4657822 | TRANE | 4TWX5036B1 | HP | Split System: Heat Pump with Remote Outdoor Unit-Air-Source | 4TWX5036B1 |  | 4TXCD050BC3 | 12.5 | 14.75 | 9 | Yes | Yes | 2011-08-19 |  | 0
FALSE | 4TWX5036B1 | 2436 | 4657823 | TRANE | 4TWX5036B1 | HP | Split System: Heat Pump with Remote Outdoor Unit-Air-Source | 4TWX5036B1 |  | 4TXCD050BC3 | 12 | 14.75 | 9 | Yes | Yes | 2011-08-19 |  | 0
FALSE | 4TWX5036B1 | 2436 | 4657824 | TRANE | 4TWX5036B1 | HP | Split System: Heat Pump with Remote Outdoor Unit-Air-Source | 4TWX5036B1 |  | 4TXCD050BC3 | 12 | 14.75 | 9 | Yes | Yes | 2011-08-19 |  | 0
FALSE | 4TWX5036B1 | 2436 | 4657825 | TRANE | 4TWX5036B1 | HP | Split System: Heat Pump with Remote Outdoor Unit-Air-Source | 4TWX5036B1 |  | 4TXCD050BC3 | 12.5 | 15 | 9 | Yes | Yes | 2011-08-19 |  | 1
FALSE | 4TWX5036B1 | 2436 | 4657826 | TRANE | 4TWX5036B1 | HP | Split System: Heat Pump with Remote Outdoor Unit-Air-Source | 4TWX5036B1 |  | 4TXCD050BC3 | 12.5 | 15 | 9 | Yes | Yes | 2011-08-19 |  | 1
FALSE | 4TWX5036B1 | 2436 | 4657827 | TRANE | 4TWX5036B1 | HP | Split System: Heat Pump with Remote Outdoor Unit-Air-Source | 4TWX5036B1 |  | 4TXCD050BC3 | 12.5 | 15 | 9 | Yes | Yes | 2015-03-13 |  | 1
FALSE | 4TWX5036B1 | 2436 | 4657828 | TRANE | 4TWX5036B1 | HP | Split System: Heat Pump with Remote Outdoor Unit-Air-Source | 4TWX5036B1 |  | 4TXCD050BC3 | 12 | 14.5 | 9 | Yes | Yes | 2011-08-19 |  | 0
FALSE | 4TWX5036B1 | 2436 | 4657829 | TRANE | 4TWX5036B1 | HP | Split System: Heat Pump with Remote Outdoor Unit-Air-Source | 4TWX5036B1 |  | 4TXCD050BC3 | 12 | 14.5 | 9 | Yes | Yes | 2011-08-19 |  | 0
FALSE | 4TWX5036B1 | 2436 | 4657830 | TRANE | 4TWX5036B1 | HP | Split System: Heat Pump with Remote Outdoor Unit-Air-Source | 4TWX5036B1 |  | 4TXCD050BC3 | 12 | 14.5 | 9 | Yes | Yes | 2011-08-19 |  | 0
FALSE | 4TWX5036B1 | 2436 | 4657831 | TRANE | 4TWX5036B1 | HP | Split System: Heat Pump with Remote Outdoor Unit-Air-Source | 4TWX5036B1 |  | 4TXCD050BC3 | 12 | 14.75 | 9 | Yes | Yes | 2011-08-19 |  | 0
FALSE | 4TWX5036B1 | 2436 | 4657832 | TRANE | 4TWX5036B1 | HP | Split System: Heat Pump with Remote Outdoor Unit-Air-Source | 4TWX5036B1 |  | 4TXCD050BC3 | 12.5 | 14.75 | 9 | Yes | Yes | 2011-08-19 |  | 0
FALSE | 4TWX5036B1 | 2436 | 4657836 | TRANE | 4TWX5036B1 | HP | Split System: Heat Pump with Remote Outdoor Unit-Air-Source | 4TWX5036B1 |  | 4TXCD050BC3 | 12.5 | 14.75 | 9 | Yes | Yes | 2011-08-19 |  | 0
FALSE | 4TWX5036B1 | 2436 | 4657837 | TRANE | 4TWX5036B1 | HP | Split System: Heat Pump with Remote Outdoor Unit-Air-Source | 4TWX5036B1 |  | 4TXCD050BC3 | 12.5 | 14.75 | 9 | Yes | Yes | 2011-08-19 |  | 0
FALSE | 4TWX5036B1 | 2436 | 4657838 | TRANE | 4TWX5036B1 | HP | Split System: Heat Pump with Remote Outdoor Unit-Air-Source | 4TWX5036B1 |  | 4TXCD050BC3 | 12.5 | 15 | 9 | Yes | Yes | 2011-08-19 |  | 1
FALSE | 4TWX5036B1 | 2436 | 4657845 | TRANE | 4TWX5036B1 | HP | Split System: Heat Pump with Remote Outdoor Unit-Air-Source | 4TWX5036B1 |  | 4TXCD050BC3 | 12.5 | 15 | 9 | Yes | Yes | 2011-08-19 |  | 1
FALSE | 4TWX5036B1 | 2436 | 4657846 | TRANE | 4TWX5036B1 | HP | Split System: Heat Pump with Remote Outdoor Unit-Air-Source | 4TWX5036B1 |  | 4TXCD050BC3 | 12.5 | 15 | 9 | Yes | Yes | 2015-03-13 |  | 1
FALSE | 4TWX5036B1 | 2436 | 4657847 | TRANE | 4TWX5036B1 | HP | Split System: Heat Pump with Remote Outdoor Unit-Air-Source | 4TWX5036B1 |  | 4TXCD050BC3 | 12.5 | 15 | 9 | Yes | Yes | 2011-08-19 |  | 1
FALSE | 4TWX5036B1 | 2436 | 4657848 | TRANE | 4TWX5036B1 | HP | Split System: Heat Pump with Remote Outdoor Unit-Air-Source | 4TWX5036B1 |  | 4TXCD050BC3 | 12.5 | 15 | 9 | Yes | Yes | 2015-03-13 |  | 1
FALSE | 4TWX5036B1 | 2436 | 4657850 | TRANE | 4TWX5036B1 | HP | Split System: Heat Pump with Remote Outdoor Unit-Air-Source | 4TWX5036B1 |  | 4TXCD050BC3 | 12 | 14.5 | 9 | Yes | Yes | 2011-08-19 |  | 0
FALSE | 4TWX5036B1 | 2436 | 4657877 | TRANE | 4TWX5036B1 | HP | Split System: Heat Pump with Remote Outdoor Unit-Air-Source | 4TWX5036B1 |  | GAM5A0C42M31 | 12.5 | 15 | 9 | Yes | Yes | 2011-08-19 |  | 1
FALSE | 4TWB4036G1 | 2434 | 4657894 | AMERICAN STANDARD, INC. | 4A6B4036G1 | HP | Split System: Heat Pump with Remote Outdoor Unit-Air-Source | 4TWB4036G1 |  | *AM7A0B30H21 | 12.5 | 15 | 9 | Yes | Yes | 2011-08-19 |  | 1
FALSE | 4TWB4036G1 | 2434 | 4657895 | AMERICAN STANDARD, INC. | 4A6B4036G1 | HP | Split System: Heat Pump with Remote Outdoor Unit-Air-Source | 4TWB4036G1 |  | *AM7A0C42H31 | 12.5 | 15 | 8.5 | Yes | Yes | 2011-08-19 |  | 1
FALSE | 4TWB4036G1 | 2434 | 4657901 | AMERICAN STANDARD, INC. | 4A6B4036G1 | HP | Split System: Heat Pump with Remote Outdoor Unit-Air-Source | 4TWB4036G1 |  | 4TEE3C04A1 | 12.5 | 15 | 9 | Yes | Yes | 2011-08-19 |  | 1
FALSE | 4TWB4036G1 | 2434 | 4657902 | AMERICAN STANDARD, INC. | 4A6B4036G1 | HP | Split System: Heat Pump with Remote Outdoor Unit-Air-Source | 4TWB4036G1 |  | 4TEE3C06A1 | 12.5 | 15 | 9 | Yes | Yes | 2011-08-19 |  | 1
FALSE | 4TWB4036G1 | 2434 | 4657903 | AMERICAN STANDARD, INC. | 4A6B4036G1 | HP | Split System: Heat Pump with Remote Outdoor Unit-Air-Source | 4TWB4036G1 |  | 4TEE3C08A1 | 12.5 | 14.75 | 9 | Yes | Yes | 2011-08-19 |  | 0
FALSE | 4TWB4036G1 | 2434 | 4657906 | AMERICAN STANDARD, INC. | 4A6B4036G1 | HP | Split System: Heat Pump with Remote Outdoor Unit-Air-Source | 4TWB4036G1 |  | 4TEE3F39A1 | 12.5 | 15 | 9 | Yes | Yes | 2011-08-19 |  | 1
FALSE | 4TWB4036G1 | 2434 | 4657907 | AMERICAN STANDARD, INC. | 4A6B4036G1 | HP | Split System: Heat Pump with Remote Outdoor Unit-Air-Source | 4TWB4036G1 |  | 4TEE3F40B1 | 12.5 | 15 | 9 | Yes | Yes | 2011-08-19 |  | 1
FALSE | 4TWB4036G1 | 2434 | 4657908 | AMERICAN STANDARD, INC. | 4A6B4036G1 | HP | Split System: Heat Pump with Remote Outdoor Unit-Air-Source | 4TWB4036G1 |  | 4TEE3F48A1 | 12.5 | 15 | 9 | Yes | Yes | 2011-08-19 |  | 1
FALSE | 4TWB4036G1 | 2434 | 4657909 | AMERICAN STANDARD, INC. | 4A6B4036G1 | HP | Split System: Heat Pump with Remote Outdoor Unit-Air-Source | 4TWB4036G1 |  | 4TEE3F48B1 | 12.5 | 15 | 9 | Yes | Yes | 2011-08-19 |  | 1
FALSE | 4TWB4036G1 | 2434 | 4657910 | AMERICAN STANDARD, INC. | 4A6B4036G1 | HP | Split System: Heat Pump with Remote Outdoor Unit-Air-Source | 4TWB4036G1 |  | 4TXCB004CC3 | 12.5 | 15 | 9 | Yes | Yes | 2011-08-19 |  | 1
FALSE | 4TWB4036G1 | 2434 | 4657911 | AMERICAN STANDARD, INC. | 4A6B4036G1 | HP | Split System: Heat Pump with Remote Outdoor Unit-Air-Source | 4TWB4036G1 |  | 4TXCB004CC3 | 12.5 | 14.75 | 9 | Yes | Yes | 2011-08-19 |  | 0
FALSE | 4TWB4036G1 | 2434 | 4657912 | AMERICAN STANDARD, INC. | 4A6B4036G1 | HP | Split System: Heat Pump with Remote Outdoor Unit-Air-Source | 4TWB4036G1 |  | 4TXCB004CC3 | 12.5 | 15 | 9 | Yes | Yes | 2011-08-19 |  | 1
FALSE | 4TWB4036G1 | 2434 | 4657913 | AMERICAN STANDARD, INC. | 4A6B4036G1 | HP | Split System: Heat Pump with Remote Outdoor Unit-Air-Source | 4TWB4036G1 |  | 4TXCB004CC3 | 12.5 | 14.75 | 9 | Yes | Yes | 2011-08-19 |  | 0
FALSE | 4TWB4036G1 | 2434 | 4657914 | AMERICAN STANDARD, INC. | 4A6B4036G1 | HP | Split System: Heat Pump with Remote Outdoor Unit-Air-Source | 4TWB4036G1 |  | 4TXCB004CC3 | 12.5 | 14.75 | 9 | Yes | Yes | 2011-08-19 |  | 0
FALSE | 4TWB4036G1 | 2434 | 4657915 | AMERICAN STANDARD, INC. | 4A6B4036G1 | HP | Split System: Heat Pump with Remote Outdoor Unit-Air-Source | 4TWB4036G1 |  | 4TXCB004CC3 | 12 | 14.5 | 9 | Yes | Yes | 2011-08-19 |  | 0
FALSE | 4TWB4036G1 | 2434 | 4657922 | AMERICAN STANDARD, INC. | 4A6B4036G1 | HP | Split System: Heat Pump with Remote Outdoor Unit-Air-Source | 4TWB4036G1 |  | 4TXCB004CC3 | 12.5 | 15 | 9 | Yes | Yes | 2011-08-19 |  | 1
FALSE | 4TWB4036G1 | 2434 | 4657923 | AMERICAN STANDARD, INC. | 4A6B4036G1 | HP | Split System: Heat Pump with Remote Outdoor Unit-Air-Source | 4TWB4036G1 |  | 4TXCB004CC3 | 12.5 | 15 | 9 | Yes | Yes | 2011-08-19 |  | 1
FALSE | 4TWB4036G1 | 2434 | 4658095 | AMERICAN STANDARD, INC. | 4A6B4036G1 | HP | Split System: Heat Pump with Remote Outdoor Unit-Air-Source | 4TWB4036G1 |  | 4TXCB042BC3 | 12 | 14.5 | 8.5 | Yes | Yes | 2011-08-19 |  | 0
FALSE | 4TWB4036G1 | 2434 | 4658096 | AMERICAN STANDARD, INC. | 4A6B4036G1 | HP | Split System: Heat Pump with Remote Outdoor Unit-Air-Source | 4TWB4036G1 |  | 4TXCB042BC3 | 12 | 14.5 | 9 | Yes | Yes | 2011-08-19 |  | 0
FALSE | 4TWB4036G1 | 2434 | 4658097 | AMERICAN STANDARD, INC. | 4A6B4036G1 | HP | Split System: Heat Pump with Remote Outdoor Unit-Air-Source | 4TWB4036G1 |  | 4TXCB042BC3 | 12 | 14.5 | 9 | Yes | Yes | 2011-08-19 |  | 0
FALSE | 4TWB4036G1 | 2434 | 4658098 | AMERICAN STANDARD, INC. | 4A6B4036G1 | HP | Split System: Heat Pump with Remote Outdoor Unit-Air-Source | 4TWB4036G1 |  | 4TXCB042BC3 | 12 | 14.5 | 9 | Yes | Yes | 2011-08-19 |  | 0
FALSE | 4TWB4036G1 | 2434 | 4658106 | AMERICAN STANDARD, INC. | 4A6B4036G1 | HP | Split System: Heat Pump with Remote Outdoor Unit-Air-Source | 4TWB4036G1 |  | 4TXCB042BC3 | 12 | 14.5 | 9 | Yes | Yes | 2011-08-19 |  | 0
FALSE | 4TWB4036G1 | 2434 | 4658107 | AMERICAN STANDARD, INC. | 4A6B4036G1 | HP | Split System: Heat Pump with Remote Outdoor Unit-Air-Source | 4TWB4036G1 |  | 4TXCB042BC3 | 12 | 14.5 | 9 | Yes | Yes | 2011-08-19 |  | 0
FALSE | 4TWB4036G1 | 2434 | 4658108 | AMERICAN STANDARD, INC. | 4A6B4036G1 | HP | Split System: Heat Pump with Remote Outdoor Unit-Air-Source | 4TWB4036G1 |  | 4TXCB042BC3 | 12 | 14.5 | 9 | Yes | Yes | 2011-08-19 |  | 0
FALSE | 4TWB4036G1 | 2434 | 4658109 | AMERICAN STANDARD, INC. | 4A6B4036G1 | HP | Split System: Heat Pump with Remote Outdoor Unit-Air-Source | 4TWB4036G1 |  | 4TXCB042BC3 | 12.5 | 14.75 | 9 | Yes | Yes | 2011-08-19 |  | 0
FALSE | 4TWB4036G1 | 2434 | 4658114 | AMERICAN STANDARD, INC. | 4A6B4036G1 | HP | Split System: Heat Pump with Remote Outdoor Unit-Air-Source | 4TWB4036G1 |  | 4TXCB048BC3 | 12 | 14.5 | 9 | Yes | Yes | 2011-08-19 |  | 0
FALSE | 4TWB4036G1 | 2434 | 4658115 | AMERICAN STANDARD, INC. | 4A6B4036G1 | HP | Split System: Heat Pump with Remote Outdoor Unit-Air-Source | 4TWB4036G1 |  | 4TXCB048BC3 | 12 | 14.75 | 9 | Yes | Yes | 2011-08-19 |  | 0
FALSE | 4TWB4036G1 | 2434 | 4658116 | AMERICAN STANDARD, INC. | 4A6B4036G1 | HP | Split System: Heat Pump with Remote Outdoor Unit-Air-Source | 4TWB4036G1 |  | 4TXCB048BC3 | 12 | 14.5 | 9 | Yes | Yes | 2011-08-19 |  | 0
FALSE | 4TWB4036G1 | 2434 | 4658117 | AMERICAN STANDARD, INC. | 4A6B4036G1 | HP | Split System: Heat Pump with Remote Outdoor Unit-Air-Source | 4TWB4036G1 |  | 4TXCB048BC3 | 12 | 14.5 | 9 | Yes | Yes | 2011-08-19 |  | 0
FALSE | 4TWB4036G1 | 2434 | 4658119 | AMERICAN STANDARD, INC. | 4A6B4036G1 | HP | Split System: Heat Pump with Remote Outdoor Unit-Air-Source | 4TWB4036G1 |  | 4TXCB048BC3 | 12 | 14.5 | 9 | Yes | Yes | 2011-08-19 |  | 0
FALSE | 4TWB4036G1 | 2434 | 4658120 | AMERICAN STANDARD, INC. | 4A6B4036G1 | HP | Split System: Heat Pump with Remote Outdoor Unit-Air-Source | 4TWB4036G1 |  | 4TXCB048BC3 | 12.5 | 14.75 | 9 | Yes | Yes | 2011-08-19 |  | 0
FALSE | 4TWB4036G1 | 2434 | 4658121 | AMERICAN STANDARD, INC. | 4A6B4036G1 | HP | Split System: Heat Pump with Remote Outdoor Unit-Air-Source | 4TWB4036G1 |  | 4TXCB048BC3 | 12.5 | 15 | 9 | Yes | Yes | 2011-08-19 |  | 1
FALSE | 4TWB4036G1 | 2434 | 4658128 | AMERICAN STANDARD, INC. | 4A6B4036G1 | HP | Split System: Heat Pump with Remote Outdoor Unit-Air-Source | 4TWB4036G1 |  | 4TXCB048BC3 | 12 | 14.5 | 9 | Yes | Yes | 2011-08-19 |  | 0
FALSE | 4TWB4036G1 | 2434 | 4658129 | AMERICAN STANDARD, INC. | 4A6B4036G1 | HP | Split System: Heat Pump with Remote Outdoor Unit-Air-Source | 4TWB4036G1 |  | 4TXCB048BC3 | 12 | 14.5 | 9 | Yes | Yes | 2011-08-19 |  | 0
FALSE | 4TWB4036G1 | 2434 | 4658130 | AMERICAN STANDARD, INC. | 4A6B4036G1 | HP | Split System: Heat Pump with Remote Outdoor Unit-Air-Source | 4TWB4036G1 |  | 4TXCB048BC3 | 12 | 14.75 | 9 | Yes | Yes | 2011-08-19 |  | 0
FALSE | 4TWB4036G1 | 2434 | 4658227 | AMERICAN STANDARD, INC. | 4A6B4036G1 | HP | Split System: Heat Pump with Remote Outdoor Unit-Air-Source | 4TWB4036G1 |  | 4TXCC007CC3 | 12 | 14.5 | 9 | Yes | Yes | 2011-08-19 |  | 0
FALSE | 4TWB4036G1 | 2434 | 4658229 | AMERICAN STANDARD, INC. | 4A6B4036G1 | HP | Split System: Heat Pump with Remote Outdoor Unit-Air-Source | 4TWB4036G1 |  | 4TXCC007CC3 | 12 | 14.5 | 9 | Yes | Yes | 2011-08-19 |  | 0
FALSE | 4TWB4036G1 | 2434 | 4658230 | AMERICAN STANDARD, INC. | 4A6B4036G1 | HP | Split System: Heat Pump with Remote Outdoor Unit-Air-Source | 4TWB4036G1 |  | 4TXCC007CC3 | 12.5 | 14.75 | 9 | Yes | Yes | 2011-08-19 |  | 0
FALSE | 4TWB4036G1 | 2434 | 4658231 | AMERICAN STANDARD, INC. | 4A6B4036G1 | HP | Split System: Heat Pump with Remote Outdoor Unit-Air-Source | 4TWB4036G1 |  | 4TXCC007CC3 | 12.5 | 14.75 | 9 | Yes | Yes | 2011-08-19 |  | 0
FALSE | 4TWB4036G1 | 2434 | 4658232 | AMERICAN STANDARD, INC. | 4A6B4036G1 | HP | Split System: Heat Pump with Remote Outdoor Unit-Air-Source | 4TWB4036G1 |  | 4TXCC007CC3 | 12.5 | 14.75 | 9 | Yes | Yes | 2011-08-19 |  | 0
FALSE | 4TWB4036G1 | 2434 | 4658233 | AMERICAN STANDARD, INC. | 4A6B4036G1 | HP | Split System: Heat Pump with Remote Outdoor Unit-Air-Source | 4TWB4036G1 |  | 4TXCC007CC3 | 12.5 | 15 | 9 | Yes | Yes | 2011-08-19 |  | 1
FALSE | 4TWB4036G1 | 2434 | 4658235 | AMERICAN STANDARD, INC. | 4A6B4036G1 | HP | Split System: Heat Pump with Remote Outdoor Unit-Air-Source | 4TWB4036G1 |  | 4TXCC007CC3 | 12 | 14.5 | 9 | Yes | Yes | 2011-08-19 |  | 0
FALSE | 4TWB4036G1 | 2434 | 4658236 | AMERICAN STANDARD, INC. | 4A6B4036G1 | HP | Split System: Heat Pump with Remote Outdoor Unit-Air-Source | 4TWB4036G1 |  | 4TXCC007CC3 | 12.5 | 15 | 9 | Yes | Yes | 2011-08-19 |  | 1
FALSE | 4TWB4036G1 | 2434 | 4658237 | AMERICAN STANDARD, INC. | 4A6B4036G1 | HP | Split System: Heat Pump with Remote Outdoor Unit-Air-Source | 4TWB4036G1 |  | 4TXCC007CC3 | 12.5 | 15 | 9 | Yes | Yes | 2011-08-19 |  | 1
FALSE | 4TWB4036G1 | 2434 | 4658238 | AMERICAN STANDARD, INC. | 4A6B4036G1 | HP | Split System: Heat Pump with Remote Outdoor Unit-Air-Source | 4TWB4036G1 |  | 4TXCC007CC3 | 12.5 | 15 | 9 | Yes | Yes | 2011-08-19 |  | 1
FALSE | 4TWB4036G1 | 2434 | 4658239 | AMERICAN STANDARD, INC. | 4A6B4036G1 | HP | Split System: Heat Pump with Remote Outdoor Unit-Air-Source | 4TWB4036G1 |  | 4TXCC007CC3 | 12.5 | 15 | 9 | Yes | Yes | 2011-08-19 |  | 1
FALSE | 4TWB4036G1 | 2434 | 4658240 | AMERICAN STANDARD, INC. | 4A6B4036G1 | HP | Split System: Heat Pump with Remote Outdoor Unit-Air-Source | 4TWB4036G1 |  | 4TXCC007CC3 | 12.5 | 15 | 9 | Yes | Yes | 2011-08-19 |  | 1
FALSE | 4TWB4036G1 | 2434 | 4658241 | AMERICAN STANDARD, INC. | 4A6B4036G1 | HP | Split System: Heat Pump with Remote Outdoor Unit-Air-Source | 4TWB4036G1 |  | 4TXCC007CC3 | 12.5 | 15 | 9 | Yes | Yes | 2011-08-19 |  | 1
FALSE | 4TWB4036G1 | 2434 | 4658242 | AMERICAN STANDARD, INC. | 4A6B4036G1 | HP | Split System: Heat Pump with Remote Outdoor Unit-Air-Source | 4TWB4036G1 |  | 4TXCC037BC3 | 12 | 14.5 | 9 | Yes | Yes | 2011-08-19 |  | 0
FALSE | 4TWB4036G1 | 2434 | 4658243 | AMERICAN STANDARD, INC. | 4A6B4036G1 | HP | Split System: Heat Pump with Remote Outdoor Unit-Air-Source | 4TWB4036G1 |  | 4TXCC037BC3 | 12 | 14.5 | 9 | Yes | Yes | 2011-08-19 |  | 0
FALSE | 4TWB4036G1 | 2434 | 4658245 | AMERICAN STANDARD, INC. | 4A6B4036G1 | HP | Split System: Heat Pump with Remote Outdoor Unit-Air-Source | 4TWB4036G1 |  | 4TXCC037BC3 | 12 | 14.5 | 9 | Yes | Yes | 2011-08-19 |  | 0
FALSE | 4TWB4036G1 | 2434 | 4658247 | AMERICAN STANDARD, INC. | 4A6B4036G1 | HP | Split System: Heat Pump with Remote Outdoor Unit-Air-Source | 4TWB4036G1 |  | 4TXCC037BC3 | 12 | 14.5 | 9 | Yes | Yes | 2011-08-19 |  | 0
FALSE | 4TWB4036G1 | 2434 | 4658254 | AMERICAN STANDARD, INC. | 4A6B4036G1 | HP | Split System: Heat Pump with Remote Outdoor Unit-Air-Source | 4TWB4036G1 |  | 4TXCC037BC3 | 12 | 14.5 | 9 | Yes | Yes | 2011-08-19 |  | 0
FALSE | 4TWB4036G1 | 2434 | 4658367 | AMERICAN STANDARD, INC. | 4A6B4036G1 | HP | Split System: Heat Pump with Remote Outdoor Unit-Air-Source | 4TWB4036G1 |  | 4TXCC044BC3 | 12 | 14.5 | 9 | Yes | Yes | 2011-08-19 |  | 0
FALSE | 4TWB4036G1 | 2434 | 4658368 | AMERICAN STANDARD, INC. | 4A6B4036G1 | HP | Split System: Heat Pump with Remote Outdoor Unit-Air-Source | 4TWB4036G1 |  | 4TXCC044BC3 | 12 | 14.5 | 9 | Yes | Yes | 2011-08-19 |  | 0
FALSE | 4TWB4036G1 | 2434 | 4658369 | AMERICAN STANDARD, INC. | 4A6B4036G1 | HP | Split System: Heat Pump with Remote Outdoor Unit-Air-Source | 4TWB4036G1 |  | 4TXCC044BC3 | 12 | 14.75 | 9 | Yes | Yes | 2011-08-19 |  | 0
FALSE | 4TWB4036G1 | 2434 | 4658371 | AMERICAN STANDARD, INC. | 4A6B4036G1 | HP | Split System: Heat Pump with Remote Outdoor Unit-Air-Source | 4TWB4036G1 |  | 4TXCC044BC3 | 12 | 14.5 | 9 | Yes | Yes | 2011-08-19 |  | 0
FALSE | 4TWB4036G1 | 2434 | 4658372 | AMERICAN STANDARD, INC. | 4A6B4036G1 | HP | Split System: Heat Pump with Remote Outdoor Unit-Air-Source | 4TWB4036G1 |  | 4TXCC044BC3 | 12.5 | 14.75 | 9 | Yes | Yes | 2011-08-19 |  | 0
FALSE | 4TWB4036G1 | 2434 | 4658373 | AMERICAN STANDARD, INC. | 4A6B4036G1 | HP | Split System: Heat Pump with Remote Outdoor Unit-Air-Source | 4TWB4036G1 |  | 4TXCC044BC3 | 12.5 | 14.75 | 9 | Yes | Yes | 2011-08-19 |  | 0
FALSE | 4TWB4036G1 | 2434 | 4658374 | AMERICAN STANDARD, INC. | 4A6B4036G1 | HP | Split System: Heat Pump with Remote Outdoor Unit-Air-Source | 4TWB4036G1 |  | 4TXCC044BC3 | 12.5 | 15 | 9 | Yes | Yes | 2011-08-19 |  | 1
FALSE | 4TWB4036G1 | 2434 | 4658375 | AMERICAN STANDARD, INC. | 4A6B4036G1 | HP | Split System: Heat Pump with Remote Outdoor Unit-Air-Source | 4TWB4036G1 |  | 4TXCC044BC3 | 12.5 | 14.75 | 9 | Yes | Yes | 2011-08-19 |  | 0
FALSE | 4TWB4036G1 | 2434 | 4658376 | AMERICAN STANDARD, INC. | 4A6B4036G1 | HP | Split System: Heat Pump with Remote Outdoor Unit-Air-Source | 4TWB4036G1 |  | 4TXCC044BC3 | 12.5 | 15 | 9 | Yes | Yes | 2011-08-19 |  | 1
FALSE | 4TWB4036G1 | 2434 | 4658377 | AMERICAN STANDARD, INC. | 4A6B4036G1 | HP | Split System: Heat Pump with Remote Outdoor Unit-Air-Source | 4TWB4036G1 |  | 4TXCC044BC3 | 12.5 | 14.75 | 9 | Yes | Yes | 2011-08-19 |  | 0
FALSE | 4TWB4036G1 | 2434 | 4658378 | AMERICAN STANDARD, INC. | 4A6B4036G1 | HP | Split System: Heat Pump with Remote Outdoor Unit-Air-Source | 4TWB4036G1 |  | 4TXCC044BC3 | 12.5 | 15 | 9 | Yes | Yes | 2011-08-19 |  | 1
FALSE | 4TWB4036G1 | 2434 | 4658379 | AMERICAN STANDARD, INC. | 4A6B4036G1 | HP | Split System: Heat Pump with Remote Outdoor Unit-Air-Source | 4TWB4036G1 |  | 4TXCC044BC3 | 12 | 14.75 | 9 | Yes | Yes | 2011-08-19 |  | 0
FALSE | 4TWB4036G1 | 2434 | 4658380 | AMERICAN STANDARD, INC. | 4A6B4036G1 | HP | Split System: Heat Pump with Remote Outdoor Unit-Air-Source | 4TWB4036G1 |  | 4TXCC044BC3 | 12.5 | 14.75 | 9 | Yes | Yes | 2011-08-19 |  | 0
FALSE | 4TWB4036G1 | 2434 | 4658381 | AMERICAN STANDARD, INC. | 4A6B4036G1 | HP | Split System: Heat Pump with Remote Outdoor Unit-Air-Source | 4TWB4036G1 |  | 4TXCC044BC3 | 12 | 14.5 | 9 | Yes | Yes | 2011-08-19 |  | 0
FALSE | 4TWB4036G1 | 2434 | 4658382 | AMERICAN STANDARD, INC. | 4A6B4036G1 | HP | Split System: Heat Pump with Remote Outdoor Unit-Air-Source | 4TWB4036G1 |  | 4TXCC044BC3 | 12.5 | 14.75 | 9 | Yes | Yes | 2011-08-19 |  | 0
FALSE | 4TWB4036G1 | 2434 | 4658383 | AMERICAN STANDARD, INC. | 4A6B4036G1 | HP | Split System: Heat Pump with Remote Outdoor Unit-Air-Source | 4TWB4036G1 |  | 4TXCC044BC3 | 12.5 | 15 | 9 | Yes | Yes | 2011-08-19 |  | 1
FALSE | 4TWB4036G1 | 2434 | 4658384 | AMERICAN STANDARD, INC. | 4A6B4036G1 | HP | Split System: Heat Pump with Remote Outdoor Unit-Air-Source | 4TWB4036G1 |  | 4TXCC044BC3 | 12.5 | 14.75 | 9 | Yes | Yes | 2011-08-19 |  | 0
FALSE | 4TWB4036G1 | 2434 | 4658385 | AMERICAN STANDARD, INC. | 4A6B4036G1 | HP | Split System: Heat Pump with Remote Outdoor Unit-Air-Source | 4TWB4036G1 |  | 4TXCC044BC3 | 12.5 | 15.25 | 9 | Yes | Yes | 2011-08-19 |  | 1
FALSE | 4TWB4036G1 | 2434 | 4658483 | AMERICAN STANDARD, INC. | 4A6B4036G1 | HP | Split System: Heat Pump with Remote Outdoor Unit-Air-Source | 4TWB4036G1 |  | 4TXCD050BC3 | 12.5 | 15 | 9 | Yes | Yes | 2011-08-19 |  | 1
FALSE | 4TWB4036G1 | 2434 | 4658484 | AMERICAN STANDARD, INC. | 4A6B4036G1 | HP | Split System: Heat Pump with Remote Outdoor Unit-Air-Source | 4TWB4036G1 |  | 4TXCD050BC3 | 12.5 | 15 | 9 | Yes | Yes | 2011-08-19 |  | 1
FALSE | 4TWB4036G1 | 2434 | 4658485 | AMERICAN STANDARD, INC. | 4A6B4036G1 | HP | Split System: Heat Pump with Remote Outdoor Unit-Air-Source | 4TWB4036G1 |  | 4TXCD050BC3 | 12.5 | 15 | 9 | Yes | Yes | 2011-08-19 |  | 1
FALSE | 4TWB4036G1 | 2434 | 4658486 | AMERICAN STANDARD, INC. | 4A6B4036G1 | HP | Split System: Heat Pump with Remote Outdoor Unit-Air-Source | 4TWB4036G1 |  | 4TXCD050BC3 | 12.5 | 15 | 9 | Yes | Yes | 2011-08-19 |  | 1
FALSE | 4TWB4036G1 | 2434 | 4658488 | AMERICAN STANDARD, INC. | 4A6B4036G1 | HP | Split System: Heat Pump with Remote Outdoor Unit-Air-Source | 4TWB4036G1 |  | 4TXCD050BC3 | 12 | 14.5 | 9 | Yes | Yes | 2011-08-19 |  | 0
FALSE | 4TWB4036G1 | 2434 | 4658490 | AMERICAN STANDARD, INC. | 4A6B4036G1 | HP | Split System: Heat Pump with Remote Outdoor Unit-Air-Source | 4TWB4036G1 |  | 4TXCD050BC3 | 12 | 14.5 | 9 | Yes | Yes | 2011-08-19 |  | 0
FALSE | 4TWB4036G1 | 2434 | 4658491 | AMERICAN STANDARD, INC. | 4A6B4036G1 | HP | Split System: Heat Pump with Remote Outdoor Unit-Air-Source | 4TWB4036G1 |  | 4TXCD050BC3 | 12 | 14.75 | 9 | Yes | Yes | 2011-08-19 |  | 0
FALSE | 4TWB4036G1 | 2434 | 4658492 | AMERICAN STANDARD, INC. | 4A6B4036G1 | HP | Split System: Heat Pump with Remote Outdoor Unit-Air-Source | 4TWB4036G1 |  | 4TXCD050BC3 | 12 | 14.75 | 9 | Yes | Yes | 2011-08-19 |  | 0
FALSE | 4TWB4036G1 | 2434 | 4658493 | AMERICAN STANDARD, INC. | 4A6B4036G1 | HP | Split System: Heat Pump with Remote Outdoor Unit-Air-Source | 4TWB4036G1 |  | 4TXCD050BC3 | 12.5 | 15 | 9 | Yes | Yes | 2011-08-19 |  | 1
FALSE | 4TWB4036G1 | 2434 | 4658494 | AMERICAN STANDARD, INC. | 4A6B4036G1 | HP | Split System: Heat Pump with Remote Outdoor Unit-Air-Source | 4TWB4036G1 |  | 4TXCD050BC3 | 12.5 | 15 | 9 | Yes | Yes | 2011-08-19 |  | 1
FALSE | 4TWB4036G1 | 2434 | 4658495 | AMERICAN STANDARD, INC. | 4A6B4036G1 | HP | Split System: Heat Pump with Remote Outdoor Unit-Air-Source | 4TWB4036G1 |  | 4TXCD050BC3 | 12.5 | 15 | 9 | Yes | Yes | 2011-08-19 |  | 1
FALSE | 4TWB4036G1 | 2434 | 4658496 | AMERICAN STANDARD, INC. | 4A6B4036G1 | HP | Split System: Heat Pump with Remote Outdoor Unit-Air-Source | 4TWB4036G1 |  | 4TXCD050BC3 | 12 | 14.5 | 9 | Yes | Yes | 2011-08-19 |  | 0
FALSE | 4TWB4036G1 | 2434 | 4658497 | AMERICAN STANDARD, INC. | 4A6B4036G1 | HP | Split System: Heat Pump with Remote Outdoor Unit-Air-Source | 4TWB4036G1 |  | 4TXCD050BC3 | 12 | 14.5 | 9 | Yes | Yes | 2011-08-19 |  | 0
FALSE | 4TWB4036G1 | 2434 | 4658498 | AMERICAN STANDARD, INC. | 4A6B4036G1 | HP | Split System: Heat Pump with Remote Outdoor Unit-Air-Source | 4TWB4036G1 |  | 4TXCD050BC3 | 12 | 14.5 | 9 | Yes | Yes | 2011-08-19 |  | 0
FALSE | 4TWB4036G1 | 2434 | 4658499 | AMERICAN STANDARD, INC. | 4A6B4036G1 | HP | Split System: Heat Pump with Remote Outdoor Unit-Air-Source | 4TWB4036G1 |  | 4TXCD050BC3 | 12 | 14.75 | 9 | Yes | Yes | 2011-08-19 |  | 0
FALSE | 4TWB4036G1 | 2434 | 4658500 | AMERICAN STANDARD, INC. | 4A6B4036G1 | HP | Split System: Heat Pump with Remote Outdoor Unit-Air-Source | 4TWB4036G1 |  | 4TXCD050BC3 | 12.5 | 14.75 | 9 | Yes | Yes | 2011-08-19 |  | 0
FALSE | 4TWB4036G1 | 2434 | 4658504 | AMERICAN STANDARD, INC. | 4A6B4036G1 | HP | Split System: Heat Pump with Remote Outdoor Unit-Air-Source | 4TWB4036G1 |  | 4TXCD050BC3 | 12.5 | 14.75 | 9 | Yes | Yes | 2011-08-19 |  | 0
FALSE | 4TWB4036G1 | 2434 | 4658505 | AMERICAN STANDARD, INC. | 4A6B4036G1 | HP | Split System: Heat Pump with Remote Outdoor Unit-Air-Source | 4TWB4036G1 |  | 4TXCD050BC3 | 12.5 | 15 | 9 | Yes | Yes | 2011-08-19 |  | 1
FALSE | 4TWR5036G1 | 2435 | 4658638 | AMERICAN STANDARD | 4A6H5036G1 | HP | Split System: Heat Pump with Remote Outdoor Unit-Air-Source | 4TWR5036G1 |  | 4TXCB036BC3 | 12 | 14.5 | 9 | Yes | Yes | 2015-03-13 |  | 0
FALSE | 4TWR5036G1 | 2435 | 4658639 | AMERICAN STANDARD, INC. | 4A6H5036G1 | HP | Split System: Heat Pump with Remote Outdoor Unit-Air-Source | 4TWR5036G1 |  | 4TXCB036BC3 | 12 | 14.5 | 9 | Yes | Yes | 2011-08-19 |  | 0
FALSE | 4TWR5036G1 | 2435 | 4658640 | AMERICAN STANDARD, INC. | 4A6H5036G1 | HP | Split System: Heat Pump with Remote Outdoor Unit-Air-Source | 4TWR5036G1 |  | 4TXCB036BC3 | 12.5 | 14.75 | 9 | Yes | Yes | 2011-08-19 |  | 0
FALSE | 4TWR5036G1 | 2435 | 4658647 | AMERICAN STANDARD, INC. | 4A6H5036G1 | HP | Split System: Heat Pump with Remote Outdoor Unit-Air-Source | 4TWR5036G1 |  | 4TXCB036BC3 | 12 | 14.5 | 9 | Yes | Yes | 2011-08-19 |  | 0
FALSE | 4TWR5036G1 | 2435 | 4658648 | AMERICAN STANDARD, INC. | 4A6H5036G1 | HP | Split System: Heat Pump with Remote Outdoor Unit-Air-Source | 4TWR5036G1 |  | 4TXCB036BC3 | 12 | 14.5 | 9 | Yes | Yes | 2011-08-19 |  | 0
FALSE | 4TWR5036G1 | 2435 | 4658649 | AMERICAN STANDARD, INC. | 4A6H5036G1 | HP | Split System: Heat Pump with Remote Outdoor Unit-Air-Source | 4TWR5036G1 |  | 4TXCB036BC3 | 12 | 14.5 | 9 | Yes | Yes | 2011-08-19 |  | 0
FALSE | 4TWR5036G1 | 2435 | 4658650 | AMERICAN STANDARD, INC. | 4A6H5036G1 | HP | Split System: Heat Pump with Remote Outdoor Unit-Air-Source | 4TWR5036G1 |  | 4TXCB036BC3 | 12 | 14.5 | 9 | Yes | Yes | 2011-08-19 |  | 0
FALSE | 4TWR5036G1 | 2435 | 4658651 | AMERICAN STANDARD, INC. | 4A6H5036G1 | HP | Split System: Heat Pump with Remote Outdoor Unit-Air-Source | 4TWR5036G1 |  | 4TXCB036BC3 | 12 | 14.5 | 9 | Yes | Yes | 2011-08-19 |  | 0
FALSE | 4TWR5036G1 | 2435 | 4658652 | AMERICAN STANDARD, INC. | 4A6H5036G1 | HP | Split System: Heat Pump with Remote Outdoor Unit-Air-Source | 4TWR5036G1 |  | 4TXCB036BC3 | 12 | 14.5 | 9 | Yes | Yes | 2011-08-19 |  | 0
FALSE | 4TWR5036G1 | 2435 | 4658653 | AMERICAN STANDARD, INC. | 4A6H5036G1 | HP | Split System: Heat Pump with Remote Outdoor Unit-Air-Source | 4TWR5036G1 |  | 4TXCB036BC3 | 12 | 14.5 | 9 | Yes | Yes | 2011-08-19 |  | 0
FALSE | 4TWR5036G1 | 2435 | 4658654 | AMERICAN STANDARD, INC. | 4A6H5036G1 | HP | Split System: Heat Pump with Remote Outdoor Unit-Air-Source | 4TWR5036G1 |  | 4TXCB036BC3 | 12 | 14.5 | 9 | Yes | Yes | 2011-08-19 |  | 0
FALSE | 4TWR5036G1 | 2435 | 4658655 | AMERICAN STANDARD, INC. | 4A6H5036G1 | HP | Split System: Heat Pump with Remote Outdoor Unit-Air-Source | 4TWR5036G1 |  | 4TXCB036BC3 | 12 | 14.5 | 9 | Yes | Yes | 2011-08-19 |  | 0
FALSE | 4TWR5036G1 | 2435 | 4658665 | AMERICAN STANDARD, INC. | 4A6H5036G1 | HP | Split System: Heat Pump with Remote Outdoor Unit-Air-Source | 4TWR5036G1 |  | 4TXCB036BC3 | 12.5 | 14.75 | 9 | Yes | Yes | 2011-08-19 |  | 0
FALSE | 4TWR5036G1 | 2435 | 4658668 | AMERICAN STANDARD, INC. | 4A6H5036G1 | HP | Split System: Heat Pump with Remote Outdoor Unit-Air-Source | 4TWR5036G1 |  | 4TXCB036BC3 | 12 | 14.5 | 9 | Yes | Yes | 2011-08-19 |  | 0
FALSE | 4TWR5036G1 | 2435 | 4658670 | AMERICAN STANDARD, INC. | 4A6H5036G1 | HP | Split System: Heat Pump with Remote Outdoor Unit-Air-Source | 4TWR5036G1 |  | 4TXCB036BC3 | 12 | 14.5 | 9 | Yes | Yes | 2011-08-19 |  | 0
FALSE | 4TWR5036G1 | 2435 | 4658673 | AMERICAN STANDARD, INC. | 4A6H5036G1 | HP | Split System: Heat Pump with Remote Outdoor Unit-Air-Source | 4TWR5036G1 |  | 4TXCB036BC3 | 12 | 14.5 | 9 | Yes | Yes | 2011-08-19 |  | 0
FALSE | 4TWR5036G1 | 2435 | 4658674 | AMERICAN STANDARD, INC. | 4A6H5036G1 | HP | Split System: Heat Pump with Remote Outdoor Unit-Air-Source | 4TWR5036G1 |  | 4TXCB036BC3 | 12 | 14.5 | 9 | Yes | Yes | 2011-08-19 |  | 0
FALSE | 4TWR5036G1 | 2435 | 4658675 | AMERICAN STANDARD, INC. | 4A6H5036G1 | HP | Split System: Heat Pump with Remote Outdoor Unit-Air-Source | 4TWR5036G1 |  | 4TXCB036BC3 | 12.5 | 14.75 | 9 | Yes | Yes | 2011-08-19 |  | 0
FALSE | 4TWR5036G1 | 2435 | 4658822 | AMERICAN STANDARD, INC. | 4A6H5036G1 | HP | Split System: Heat Pump with Remote Outdoor Unit-Air-Source | 4TWR5036G1 |  | 4TXCC005CC3 | 12.5 | 15 | 9 | Yes | Yes | 2011-08-19 |  | 1
FALSE | 4TWR5036G1 | 2435 | 4658823 | AMERICAN STANDARD, INC. | 4A6H5036G1 | HP | Split System: Heat Pump with Remote Outdoor Unit-Air-Source | 4TWR5036G1 |  | 4TXCC005CC3 | 13 | 15.25 | 9 | Yes | Yes | 2011-08-19 |  | 1
FALSE | 4TWR5036G1 | 2435 | 4658824 | AMERICAN STANDARD, INC. | 4A6H5036G1 | HP | Split System: Heat Pump with Remote Outdoor Unit-Air-Source | 4TWR5036G1 |  | 4TXCC005CC3 | 12 | 14.5 | 9 | Yes | Yes | 2011-08-19 |  | 0
FALSE | 4TWR5036G1 | 2435 | 4658825 | AMERICAN STANDARD, INC. | 4A6H5036G1 | HP | Split System: Heat Pump with Remote Outdoor Unit-Air-Source | 4TWR5036G1 |  | 4TXCC005CC3 | 12.5 | 14.75 | 9 | Yes | Yes | 2011-08-19 |  | 0
FALSE | 4TWR5036G1 | 2435 | 4658826 | AMERICAN STANDARD, INC. | 4A6H5036G1 | HP | Split System: Heat Pump with Remote Outdoor Unit-Air-Source | 4TWR5036G1 |  | 4TXCC005CC3 | 12 | 14.5 | 9 | Yes | Yes | 2011-08-19 |  | 0
FALSE | 4TWR5036G1 | 2435 | 4658827 | AMERICAN STANDARD, INC. | 4A6H5036G1 | HP | Split System: Heat Pump with Remote Outdoor Unit-Air-Source | 4TWR5036G1 |  | 4TXCC005CC3 | 12.5 | 14.75 | 9 | Yes | Yes | 2011-08-19 |  | 0
FALSE | 4TWR5036G1 | 2435 | 4658828 | AMERICAN STANDARD, INC. | 4A6H5036G1 | HP | Split System: Heat Pump with Remote Outdoor Unit-Air-Source | 4TWR5036G1 |  | 4TXCC005CC3 | 12 | 14.5 | 9 | Yes | Yes | 2011-08-19 |  | 0
FALSE | 4TWR5036G1 | 2435 | 4658829 | AMERICAN STANDARD, INC. | 4A6H5036G1 | HP | Split System: Heat Pump with Remote Outdoor Unit-Air-Source | 4TWR5036G1 |  | 4TXCC005CC3 | 12 | 14.5 | 9 | Yes | Yes | 2011-08-19 |  | 0
FALSE | 4TWR5036G1 | 2435 | 4658830 | AMERICAN STANDARD, INC. | 4A6H5036G1 | HP | Split System: Heat Pump with Remote Outdoor Unit-Air-Source | 4TWR5036G1 |  | 4TXCC005CC3 | 12.5 | 15 | 9 | Yes | Yes | 2011-08-19 |  | 1
FALSE | 4TWR5036G1 | 2435 | 4658831 | AMERICAN STANDARD, INC. | 4A6H5036G1 | HP | Split System: Heat Pump with Remote Outdoor Unit-Air-Source | 4TWR5036G1 |  | 4TXCC005CC3 | 12.5 | 15 | 9 | Yes | Yes | 2011-08-19 |  | 1
FALSE | 4TWR5036G1 | 2435 | 4658832 | AMERICAN STANDARD, INC. | 4A6H5036G1 | HP | Split System: Heat Pump with Remote Outdoor Unit-Air-Source | 4TWR5036G1 |  | 4TXCC005CC3 | 12.5 | 15 | 9 | Yes | Yes | 2011-08-19 |  | 1
FALSE | 4TWR5036G1 | 2435 | 4658833 | AMERICAN STANDARD, INC. | 4A6H5036G1 | HP | Split System: Heat Pump with Remote Outdoor Unit-Air-Source | 4TWR5036G1 |  | 4TXCC005CC3 | 12.5 | 15 | 9 | Yes | Yes | 2011-08-19 |  | 1
FALSE | 4TWR5036G1 | 2435 | 4658834 | AMERICAN STANDARD, INC. | 4A6H5036G1 | HP | Split System: Heat Pump with Remote Outdoor Unit-Air-Source | 4TWR5036G1 |  | 4TXCC005CC3 | 12.5 | 15 | 9 | Yes | Yes | 2011-08-19 |  | 1
FALSE | 4TWR5036G1 | 2435 | 4658835 | AMERICAN STANDARD, INC. | 4A6H5036G1 | HP | Split System: Heat Pump with Remote Outdoor Unit-Air-Source | 4TWR5036G1 |  | 4TXCC007CC3 | 12.5 | 15 | 9 | Yes | Yes | 2011-08-19 |  | 1
FALSE | 4TWR5036G1 | 2435 | 4658836 | AMERICAN STANDARD | 4A6H5036G1 | HP | Split System: Heat Pump with Remote Outdoor Unit-Air-Source | 4TWR5036G1 |  | 4TXCC007CC3 | 12.5 | 15 | 9 | Yes | Yes | 2015-03-13 |  | 1
FALSE | 4TWR5036G1 | 2435 | 4658837 | AMERICAN STANDARD, INC. | 4A6H5036G1 | HP | Split System: Heat Pump with Remote Outdoor Unit-Air-Source | 4TWR5036G1 |  | 4TXCC007CC3 | 12.5 | 15 | 9 | Yes | Yes | 2011-08-19 |  | 1
FALSE | 4TWR5036G1 | 2435 | 4658838 | AMERICAN STANDARD, INC. | 4A6H5036G1 | HP | Split System: Heat Pump with Remote Outdoor Unit-Air-Source | 4TWR5036G1 |  | 4TXCC007CC3 | 12 | 14.5 | 9 | Yes | Yes | 2011-08-19 |  | 0
FALSE | 4TWR5036G1 | 2435 | 4658839 | AMERICAN STANDARD, INC. | 4A6H5036G1 | HP | Split System: Heat Pump with Remote Outdoor Unit-Air-Source | 4TWR5036G1 |  | 4TXCC007CC3 | 12 | 14.5 | 9 | Yes | Yes | 2011-08-19 |  | 0
FALSE | 4TWR5036G1 | 2435 | 4658945 | AMERICAN STANDARD, INC. | 4A6H5036G1 | HP | Split System: Heat Pump with Remote Outdoor Unit-Air-Source | 4TWR5036G1 |  | 4TXCC043BC3 | 12 | 14.75 | 9 | Yes | Yes | 2011-08-19 |  | 0
FALSE | 4TWR5036G1 | 2435 | 4658946 | AMERICAN STANDARD, INC. | 4A6H5036G1 | HP | Split System: Heat Pump with Remote Outdoor Unit-Air-Source | 4TWR5036G1 |  | 4TXCC043BC3 | 12 | 14.5 | 9 | Yes | Yes | 2011-08-19 |  | 0
FALSE | 4TWR5036G1 | 2435 | 4658947 | AMERICAN STANDARD, INC. | 4A6H5036G1 | HP | Split System: Heat Pump with Remote Outdoor Unit-Air-Source | 4TWR5036G1 |  | 4TXCC043BC3 | 12.5 | 14.75 | 9 | Yes | Yes | 2011-08-19 |  | 0
FALSE | 4TWR5036G1 | 2435 | 4658948 | AMERICAN STANDARD | 4A6H5036G1 | HP | Split System: Heat Pump with Remote Outdoor Unit-Air-Source | 4TWR5036G1 |  | 4TXCC043BC3 | 12 | 14.5 | 9 | Yes | Yes | 2015-03-13 |  | 0
FALSE | 4TWR5036G1 | 2435 | 4658949 | AMERICAN STANDARD, INC. | 4A6H5036G1 | HP | Split System: Heat Pump with Remote Outdoor Unit-Air-Source | 4TWR5036G1 |  | 4TXCC043BC3 | 12.5 | 14.75 | 9 | Yes | Yes | 2011-08-19 |  | 0
FALSE | 4TWR5036G1 | 2435 | 4658950 | AMERICAN STANDARD, INC. | 4A6H5036G1 | HP | Split System: Heat Pump with Remote Outdoor Unit-Air-Source | 4TWR5036G1 |  | 4TXCC043BC3 | 12.5 | 14.75 | 9 | Yes | Yes | 2011-08-19 |  | 0
FALSE | 4TWR5036G1 | 2435 | 4658951 | AMERICAN STANDARD | 4A6H5036G1 | HP | Split System: Heat Pump with Remote Outdoor Unit-Air-Source | 4TWR5036G1 |  | 4TXCC043BC3 | 12 | 14.5 | 9 | Yes | Yes | 2015-03-13 |  | 0
FALSE | 4TWR5036G1 | 2435 | 4658957 | AMERICAN STANDARD, INC. | 4A6H5036G1 | HP | Split System: Heat Pump with Remote Outdoor Unit-Air-Source | 4TWR5036G1 |  | 4TXCC043BC3 | 12 | 14.5 | 9 | Yes | Yes | 2011-08-19 |  | 0
FALSE | 4TWR5036G1 | 2435 | 4658958 | AMERICAN STANDARD, INC. | 4A6H5036G1 | HP | Split System: Heat Pump with Remote Outdoor Unit-Air-Source | 4TWR5036G1 |  | 4TXCC043BC3 | 12 | 14.5 | 8.5 | Yes | Yes | 2011-08-19 |  | 0
FALSE | 4TWR5036G1 | 2435 | 4658959 | AMERICAN STANDARD, INC. | 4A6H5036G1 | HP | Split System: Heat Pump with Remote Outdoor Unit-Air-Source | 4TWR5036G1 |  | 4TXCC043BC3 | 12.5 | 15 | 9 | Yes | Yes | 2011-08-19 |  | 1
FALSE | 4TWR5036G1 | 2435 | 4658966 | AMERICAN STANDARD, INC. | 4A6H5036G1 | HP | Split System: Heat Pump with Remote Outdoor Unit-Air-Source | 4TWR5036G1 |  | 4TXCC043BC3 | 12 | 14.5 | 9 | Yes | Yes | 2011-08-19 |  | 0
FALSE | 4TWR5036G1 | 2435 | 4658972 | AMERICAN STANDARD, INC. | 4A6H5036G1 | HP | Split System: Heat Pump with Remote Outdoor Unit-Air-Source | 4TWR5036G1 |  | 4TXCC043BC3 | 12 | 14.5 | 9 | Yes | Yes | 2011-08-19 |  | 0
FALSE | 4TWR5036G1 | 2435 | 4658973 | AMERICAN STANDARD, INC. | 4A6H5036G1 | HP | Split System: Heat Pump with Remote Outdoor Unit-Air-Source | 4TWR5036G1 |  | 4TXCC043BC3 | 12 | 14.5 | 8.5 | Yes | Yes | 2011-08-19 |  | 0
FALSE | 4TWR5036G1 | 2435 | 4658974 | AMERICAN STANDARD, INC. | 4A6H5036G1 | HP | Split System: Heat Pump with Remote Outdoor Unit-Air-Source | 4TWR5036G1 |  | 4TXCC043BC3 | 12 | 14.5 | 9 | Yes | Yes | 2011-08-19 |  | 0
FALSE | 4TWR5036G1 | 2435 | 4658975 | AMERICAN STANDARD, INC. | 4A6H5036G1 | HP | Split System: Heat Pump with Remote Outdoor Unit-Air-Source | 4TWR5036G1 |  | 4TXCC043BC3 | 12.5 | 14.75 | 9 | Yes | Yes | 2011-08-19 |  | 0
FALSE | 4TWR5036G1 | 2435 | 4658977 | AMERICAN STANDARD, INC. | 4A6H5036G1 | HP | Split System: Heat Pump with Remote Outdoor Unit-Air-Source | 4TWR5036G1 |  | 4TXCC043BC3 | 12.5 | 14.75 | 9 | Yes | Yes | 2011-08-19 |  | 0
FALSE | 4TWR5036G1 | 2435 | 4658978 | AMERICAN STANDARD, INC. | 4A6H5036G1 | HP | Split System: Heat Pump with Remote Outdoor Unit-Air-Source | 4TWR5036G1 |  | 4TXCC043BC3 | 12 | 14.75 | 9 | Yes | Yes | 2011-08-19 |  | 0
FALSE | 4TWR5036G1 | 2435 | 4658979 | AMERICAN STANDARD, INC. | 4A6H5036G1 | HP | Split System: Heat Pump with Remote Outdoor Unit-Air-Source | 4TWR5036G1 |  | 4TXCC043BC3 | 12.5 | 15 | 9 | Yes | Yes | 2011-08-19 |  | 1
FALSE | 4TWR5036G1 | 2435 | 4659064 | AMERICAN STANDARD, INC. | 4A6H5036G1 | HP | Split System: Heat Pump with Remote Outdoor Unit-Air-Source | 4TWR5036G1 |  | 4TXCC049BC3 | 12.5 | 15 | 9 | Yes | Yes | 2011-08-19 |  | 1
FALSE | 4TWR5036G1 | 2435 | 4659065 | AMERICAN STANDARD, INC. | 4A6H5036G1 | HP | Split System: Heat Pump with Remote Outdoor Unit-Air-Source | 4TWR5036G1 |  | 4TXCC049BC3 | 12.5 | 15 | 9 | Yes | Yes | 2011-08-19 |  | 1
FALSE | 4TWR5036G1 | 2435 | 4659066 | AMERICAN STANDARD | 4A6H5036G1 | HP | Split System: Heat Pump with Remote Outdoor Unit-Air-Source | 4TWR5036G1 |  | 4TXCC049BC3 | 12.5 | 15 | 9 | Yes | Yes | 2015-03-13 |  | 1
FALSE | 4TWR5036G1 | 2435 | 4659068 | AMERICAN STANDARD, INC. | 4A6H5036G1 | HP | Split System: Heat Pump with Remote Outdoor Unit-Air-Source | 4TWR5036G1 |  | 4TXCC049BC3 | 12 | 14.75 | 9 | Yes | Yes | 2011-08-19 |  | 0
FALSE | 4TWR5036G1 | 2435 | 4659072 | AMERICAN STANDARD, INC. | 4A6H5036G1 | HP | Split System: Heat Pump with Remote Outdoor Unit-Air-Source | 4TWR5036G1 |  | 4TXCC049BC3 | 12.5 | 14.75 | 9 | Yes | Yes | 2011-08-19 |  | 0
FALSE | 4TWR5036G1 | 2435 | 4659073 | AMERICAN STANDARD, INC. | 4A6H5036G1 | HP | Split System: Heat Pump with Remote Outdoor Unit-Air-Source | 4TWR5036G1 |  | 4TXCC049BC3 | 12.5 | 14.75 | 9 | Yes | Yes | 2011-08-19 |  | 0
FALSE | 4TWR5036G1 | 2435 | 4659074 | AMERICAN STANDARD, INC. | 4A6H5036G1 | HP | Split System: Heat Pump with Remote Outdoor Unit-Air-Source | 4TWR5036G1 |  | 4TXCC049BC3 | 12.5 | 15 | 9 | Yes | Yes | 2011-08-19 |  | 1
FALSE | 4TWR5036G1 | 2435 | 4659081 | AMERICAN STANDARD, INC. | 4A6H5036G1 | HP | Split System: Heat Pump with Remote Outdoor Unit-Air-Source | 4TWR5036G1 |  | 4TXCC049BC3 | 12.5 | 15 | 9 | Yes | Yes | 2011-08-19 |  | 1
FALSE | 4TWR5036G1 | 2435 | 4659082 | AMERICAN STANDARD, INC. | 4A6H5036G1 | HP | Split System: Heat Pump with Remote Outdoor Unit-Air-Source | 4TWR5036G1 |  | 4TXCC049BC3 | 12.5 | 14.75 | 9 | Yes | Yes | 2011-08-19 |  | 0
FALSE | 4TWR5036G1 | 2435 | 4659083 | AMERICAN STANDARD, INC. | 4A6H5036G1 | HP | Split System: Heat Pump with Remote Outdoor Unit-Air-Source | 4TWR5036G1 |  | 4TXCC049BC3 | 12.5 | 14.75 | 9 | Yes | Yes | 2011-08-19 |  | 0
FALSE | 4TWR5036G1 | 2435 | 4659084 | AMERICAN STANDARD | 4A6H5036G1 | HP | Split System: Heat Pump with Remote Outdoor Unit-Air-Source | 4TWR5036G1 |  | 4TXCC049BC3 | 12 | 14.5 | 9 | Yes | Yes | 2015-03-13 |  | 0
FALSE | 4TWR5036G1 | 2435 | 4659085 | AMERICAN STANDARD, INC. | 4A6H5036G1 | HP | Split System: Heat Pump with Remote Outdoor Unit-Air-Source | 4TWR5036G1 |  | 4TXCC049BC3 | 12 | 14.75 | 9 | Yes | Yes | 2011-08-19 |  | 0
FALSE | 4TWR5036G1 | 2435 | 4659086 | AMERICAN STANDARD | 4A6H5036G1 | HP | Split System: Heat Pump with Remote Outdoor Unit-Air-Source | 4TWR5036G1 |  | 4TXCC049BC3 | 12 | 14.5 | 9 | Yes | Yes | 2015-03-13 |  | 0
FALSE | 4TWR5036G1 | 2435 | 4659087 | AMERICAN STANDARD | 4A6H5036G1 | HP | Split System: Heat Pump with Remote Outdoor Unit-Air-Source | 4TWR5036G1 |  | 4TXCC049BC3 | 12 | 14.5 | 9 | Yes | Yes | 2015-03-13 |  | 0
FALSE | 4TWR5036G1 | 2435 | 4659088 | AMERICAN STANDARD, INC. | 4A6H5036G1 | HP | Split System: Heat Pump with Remote Outdoor Unit-Air-Source | 4TWR5036G1 |  | 4TXCC049BC3 | 12.5 | 15 | 9 | Yes | Yes | 2011-08-19 |  | 1
FALSE | 4TWR5036G1 | 2435 | 4659089 | AMERICAN STANDARD, INC. | 4A6H5036G1 | HP | Split System: Heat Pump with Remote Outdoor Unit-Air-Source | 4TWR5036G1 |  | 4TXCC049BC3 | 12.5 | 14.75 | 9 | Yes | Yes | 2011-08-19 |  | 0
FALSE | 4TWR5036G1 | 2435 | 4659090 | AMERICAN STANDARD | 4A6H5036G1 | HP | Split System: Heat Pump with Remote Outdoor Unit-Air-Source | 4TWR5036G1 |  | 4TXCC049BC3 | 12.5 | 15 | 9 | Yes | Yes | 2015-03-13 |  | 1
FALSE | 4TWR5036G1 | 2435 | 4659094 | AMERICAN STANDARD | 4A6H5036G1 | HP | Split System: Heat Pump with Remote Outdoor Unit-Air-Source | 4TWR5036G1 |  | 4TXCC049BC3 | 12 | 14.5 | 9 | Yes | Yes | 2015-03-13 |  | 0
FALSE | 4TWR5036G1 | 2435 | 4659095 | AMERICAN STANDARD, INC. | 4A6H5036G1 | HP | Split System: Heat Pump with Remote Outdoor Unit-Air-Source | 4TWR5036G1 |  | 4TXCD050BC3 | 12.5 | 14.75 | 9 | Yes | Yes | 2011-08-19 |  | 0
TRUE | 289BNA060****A | 466 | 4853410 | BRYANT HEATING AND COOLING SYSTEMS | 289BNA060****A | HP | Split System: Heat Pump with Remote Outdoor Unit-Air-Source | 289BNA060****A |  | FE4ANB006+UI | 12.5 | 16 | 9 | Yes | Yes | 2012-05-02 |  | 1
FALSE | 25HCC548A*030 | 619 | 5004946 | DAY & NIGHT | CSH548GKA* | HP | Split System: Heat Pump with Remote Outdoor Unit-Air-Source | HP.090.001.0111.011 |  | FX4DN(B,F)049 | 12 | 15 | 8.7 | Yes | Yes | 2013-05-08 |  | 0
FALSE | 25HCC548A*030 | 619 | 5005576 | KEEPRITE | CSH548GKA* | HP | Split System: Heat Pump with Remote Outdoor Unit-Air-Source | HP.090.001.0111.011 |  | FX4DN(B,F)049 | 12 | 15 | 8.7 | Yes | Yes | 2013-05-08 |  | 0
FALSE | 25HCC548A*030 | 619 | 5005913 | KENMORE | (C,H,T)SH548GKA* | HP | Split System: Heat Pump with Remote Outdoor Unit-Air-Source | HP.090.001.0111.011 |  | FX4DN(B,F)049 | 12 | 15 | 8.7 | Yes | Yes | 2013-05-08 |  | 0
FALSE | 25HCC548A*030 | 619 | 5006250 | TEMPSTAR | TSH548GKA* | HP | Split System: Heat Pump with Remote Outdoor Unit-Air-Source | HP.090.001.0111.011 |  | FX4DN(B,F)049 | 12 | 15 | 8.7 | Yes | Yes | 2013-05-08 |  | 0
FALSE | 25HCC560A*030 | 629 | 5006587 | AIRQUEST | HSH560GKA* | HP | Split System: Heat Pump with Remote Outdoor Unit-Air-Source | HP.093.001.0111.011 |  | FX4DN(B,F)061 | 12 | 15 | 8.5 | Yes | Yes | 2013-05-08 |  | 0
FALSE | 25HCC560A*030 | 629 | 5006692 | ARCOAIRE | HSH560GKA* | HP | Split System: Heat Pump with Remote Outdoor Unit-Air-Source | HP.093.001.0111.011 |  | FX4DN(B,F)061 | 12 | 15 | 8.5 | Yes | Yes | 2013-05-08 |  | 0
FALSE | 25HCC560A*030 | 629 | 5006797 | COMFORTMAKER | CSH560GKA* | HP | Split System: Heat Pump with Remote Outdoor Unit-Air-Source | HP.093.001.0111.011 |  | FX4DN(B,F)061 | 12 | 15 | 8.5 | Yes | Yes | 2013-05-08 |  | 0
FALSE | 25HCC560A*030 | 629 | 5006902 | DAY & NIGHT | CSH560GKA* | HP | Split System: Heat Pump with Remote Outdoor Unit-Air-Source | HP.093.001.0111.011 |  | FX4DN(B,F)061 | 12 | 15 | 8.5 | Yes | Yes | 2013-05-08 |  | 0
FALSE | 25HCC560A*030 | 629 | 5007007 | KEEPRITE | CSH560GKA* | HP | Split System: Heat Pump with Remote Outdoor Unit-Air-Source | HP.093.001.0111.011 |  | FX4DN(B,F)061 | 12 | 15 | 8.5 | Yes | Yes | 2013-05-08 |  | 0
FALSE | 25HCC560A*030 | 629 | 5007112 | KENMORE | (C,H,T)SH560GKA* | HP | Split System: Heat Pump with Remote Outdoor Unit-Air-Source | HP.093.001.0111.011 |  | FX4DN(B,F)061 | 12 | 15 | 8.5 | Yes | Yes | 2013-05-08 |  | 0
FALSE | 25HCC560A*030 | 629 | 5007217 | TEMPSTAR | TSH560GKA* | HP | Split System: Heat Pump with Remote Outdoor Unit-Air-Source | HP.093.001.0111.011 |  | FX4DN(B,F)061 | 12 | 15 | 8.5 | Yes | Yes | 2013-05-08 |  | 0
TRUE | T4BE-036K | 1845 | 5060377 | PHILCO | JT4BE-036K | HP | Split System: Heat Pump with Remote Outdoor Unit-Air-Source | T4BE-036K |  | B6EMMX36K-B | 12.5 | 15 | 8.5 | Yes | Yes | 2013-03-14 |  | 1
TRUE | T4BE-036K | 1845 | 5060410 | KELVINATOR | JT4BE-036K | HP | Split System: Heat Pump with Remote Outdoor Unit-Air-Source | T4BE-036K |  | B6EMMX36K-B | 12.5 | 15 | 8.5 | Yes | Yes | 2013-03-14 |  | 1
TRUE | T4BE-036K | 1845 | 5060608 | WESTINGHOUSE | ET4BE-036K | HP | Split System: Heat Pump with Remote Outdoor Unit-Air-Source | T4BE-036K |  | B6EMMX36K-B | 12.5 | 15 | 8.5 | Yes | Yes | 2013-03-14 |  | 1
TRUE | T4BE-036K | 1845 | 5060806 | NUTONE | FT4BE-036K | HP | Split System: Heat Pump with Remote Outdoor Unit-Air-Source | T4BE-036K |  | B6EMMX36K-B | 12.5 | 15 | 8.5 | Yes | Yes | 2013-03-14 |  | 1
FALSE | 25VNA060A*030 | 671 | 5158972 | BRYANT HEATING AND COOLING SYSTEMS | 280ANV060****A | HP | Split System: Heat Pump with Remote Outdoor Unit-Air-Source | HP.118.001.0102.002 |  | FE4ANB006+UI | 12.5 | 18 | 12 | Yes | Yes | 2012-05-02 |  | 1
TRUE | T4BF-036KA | 1871 | 5190406 | MILLER | DT4BF-036KA | HP | Split System: Heat Pump with Remote Outdoor Unit-Air-Source | T4BF-036KA |  | C6B(A,H)-X36(C,U)-B | 12.5 | 16 | 9 | Yes | Yes | 2013-03-14 |  | 1
FALSE | T4BF-036KA | 1871 | 5190407 | MILLER | DT4BF-036KA | HP | Split System: Heat Pump with Remote Outdoor Unit-Air-Source | T4BF-036KA |  | C6B(A,H)-X36(C,U)-C | 12.5 | 16 | 9 | Yes | Yes | 2013-03-14 |  | 1
FALSE | T4BF-036KA | 1871 | 5190409 | MILLER | DT4BF-036KA | HP | Split System: Heat Pump with Remote Outdoor Unit-Air-Source | T4BF-036KA |  | C6B(A,H)-F42(C,U)-B+TXV-X3.0 | 12.5 | 16 | 9 | Yes | Yes | 2013-03-14 |  | 1
FALSE | T4BF-036KA | 1871 | 5190410 | MILLER | DT4BF-036KA | HP | Split System: Heat Pump with Remote Outdoor Unit-Air-Source | T4BF-036KA |  | C6B(A,H)-F48(C,U)-C+TXV-X3.0 | 12.5 | 16 | 9 | Yes | Yes | 2013-03-14 |  | 1
TRUE | T4BF-036KA | 1871 | 5190415 | INTERTHERM | DT4BF-036KA | HP | Split System: Heat Pump with Remote Outdoor Unit-Air-Source | T4BF-036KA |  | C6B(A,H)-X36(C,U)-B | 12.5 | 16 | 9 | Yes | Yes | 2013-03-14 |  | 1
FALSE | T4BF-036KA | 1871 | 5190416 | INTERTHERM | DT4BF-036KA | HP | Split System: Heat Pump with Remote Outdoor Unit-Air-Source | T4BF-036KA |  | C6B(A,H)-X36(C,U)-C | 12.5 | 16 | 9 | Yes | Yes | 2013-03-14 |  | 1
FALSE | T4BF-036KA | 1871 | 5190418 | INTERTHERM | DT4BF-036KA | HP | Split System: Heat Pump with Remote Outdoor Unit-Air-Source | T4BF-036KA |  | C6B(A,H)-F42(C,U)-B+TXV-X3.0 | 12.5 | 16 | 9 | Yes | Yes | 2013-03-14 |  | 1
FALSE | T4BF-036KA | 1871 | 5190419 | INTERTHERM | DT4BF-036KA | HP | Split System: Heat Pump with Remote Outdoor Unit-Air-Source | T4BF-036KA |  | C6B(A,H)-F48(C,U)-C+TXV-X3.0 | 12.5 | 16 | 9 | Yes | Yes | 2013-03-14 |  | 1
TRUE | T4BF-036KA | 1871 | 5190424 | BROAN | DT4BF-036KA | HP | Split System: Heat Pump with Remote Outdoor Unit-Air-Source | T4BF-036KA |  | C6B(A,H)-X36(C,U)-B | 12.5 | 16 | 9 | Yes | Yes | 2013-03-14 |  | 1
FALSE | T4BF-036KA | 1871 | 5190425 | BROAN | DT4BF-036KA | HP | Split System: Heat Pump with Remote Outdoor Unit-Air-Source | T4BF-036KA |  | C6B(A,H)-X36(C,U)-C | 12.5 | 16 | 9 | Yes | Yes | 2013-03-14 |  | 1
FALSE | T4BF-036KA | 1871 | 5190427 | BROAN | DT4BF-036KA | HP | Split System: Heat Pump with Remote Outdoor Unit-Air-Source | T4BF-036KA |  | C6B(A,H)-F42(C,U)-B+TXV-X3.0 | 12.5 | 16 | 9 | Yes | Yes | 2013-03-14 |  | 1
FALSE | T4BF-036KA | 1871 | 5190428 | BROAN | DT4BF-036KA | HP | Split System: Heat Pump with Remote Outdoor Unit-Air-Source | T4BF-036KA |  | C6B(A,H)-F48(C,U)-C+TXV-X3.0 | 12.5 | 16 | 9 | Yes | Yes | 2013-03-14 |  | 1
TRUE | T4BF-036KA | 1871 | 5190433 | GIBSON | JT4BF-036KA | HP | Split System: Heat Pump with Remote Outdoor Unit-Air-Source | T4BF-036KA |  | C6B(A,H)-X36(C,U)-B | 12.5 | 16 | 9 | Yes | Yes | 2013-03-14 |  | 1
FALSE | T4BF-036KA | 1871 | 5190434 | GIBSON | JT4BF-036KA | HP | Split System: Heat Pump with Remote Outdoor Unit-Air-Source | T4BF-036KA |  | C6B(A,H)-X36(C,U)-C | 12.5 | 16 | 9 | Yes | Yes | 2013-03-14 |  | 1
FALSE | T4BF-036KA | 1871 | 5190436 | GIBSON | JT4BF-036KA | HP | Split System: Heat Pump with Remote Outdoor Unit-Air-Source | T4BF-036KA |  | C6B(A,H)-F42(C,U)-B+TXV-X3.0 | 12.5 | 16 | 9 | Yes | Yes | 2013-03-14 |  | 1
FALSE | T4BF-036KA | 1871 | 5190437 | GIBSON | JT4BF-036KA | HP | Split System: Heat Pump with Remote Outdoor Unit-Air-Source | T4BF-036KA |  | C6B(A,H)-F48(C,U)-C+TXV-X3.0 | 12.5 | 16 | 9 | Yes | Yes | 2013-03-14 |  | 1
TRUE | T4BF-036KA | 1871 | 5190442 | GRANDAIRE | JT4BF-036KA | HP | Split System: Heat Pump with Remote Outdoor Unit-Air-Source | T4BF-036KA |  | C6B(A,H)-X36(C,U)-B | 12.5 | 16 | 9 | Yes | Yes | 2013-03-14 |  | 1
FALSE | T4BF-036KA | 1871 | 5190443 | GRANDAIRE | JT4BF-036KA | HP | Split System: Heat Pump with Remote Outdoor Unit-Air-Source | T4BF-036KA |  | C6B(A,H)-X36(C,U)-C | 12.5 | 16 | 9 | Yes | Yes | 2013-03-14 |  | 1
FALSE | T4BF-036KA | 1871 | 5190608 | MAYTAG | PSH4BF036KA | HP | Split System: Heat Pump with Remote Outdoor Unit-Air-Source | T4BF-036KA |  | C6B(A,H)-F48(C,U)-C+TXV-X3.0 | 12.5 | 16 | 9 | Yes | Yes | 2013-03-14 |  | 1
TRUE | HCH924GKA* | 1385 | 5225553 | HEIL | HCH924GKA* | HP | Split System: Heat Pump with Remote Outdoor Unit-Air-Source | HCH924GKA* |  | FCM4X36****+WALLCON | 13.5 | 18 | 10 | Yes | Yes | 2012-05-02 |  | 3
TRUE | HCH936GKA* | 1400 | 5225860 | HEIL | HCH936GKA* | HP | Split System: Heat Pump with Remote Outdoor Unit-Air-Source | HCH936GKA* |  | FCM4X60****+WALLCON | 13.7 | 19 | 10 | Yes | Yes | 2012-05-02 |  | 3
TRUE | 289BNA024****A | 454 | 5226627 | BRYANT HEATING AND COOLING SYSTEMS | 289BNA024****A | HP | Split System: Heat Pump with Remote Outdoor Unit-Air-Source | 289BNA024****A |  | FE4AN(B,F)003+UI | 13.5 | 18 | 10 | Yes | Yes | 2012-05-02 |  | 3
TRUE | HCH924GKA* | 1385 | 5251615 | AIRQUEST | HCH924GKA* | HP | Split System: Heat Pump with Remote Outdoor Unit-Air-Source | HCH924GKA* |  | FCM4X36****+WALLCON | 13.5 | 18 | 10 | Yes | Yes | 2012-05-03 |  | 3
TRUE | HCH924GKA* | 1385 | 5251922 | ARCOAIRE | HCH924GKA* | HP | Split System: Heat Pump with Remote Outdoor Unit-Air-Source | HCH924GKA* |  | FCM4X36****+WALLCON | 13.5 | 18 | 10 | Yes | Yes | 2012-05-03 |  | 3
TRUE | HCH924GKA* | 1385 | 5252229 | COMFORTMAKER | CCH924GKA* | HP | Split System: Heat Pump with Remote Outdoor Unit-Air-Source | HCH924GKA* |  | FCM4X36****+WALLCON | 13.5 | 18 | 10 | Yes | Yes | 2012-05-03 |  | 3
TRUE | HCH924GKA* | 1385 | 5252536 | DAY & NIGHT | CCH924GKA* | HP | Split System: Heat Pump with Remote Outdoor Unit-Air-Source | HCH924GKA* |  | FCM4X36****+WALLCON | 13.5 | 18 | 10 | Yes | Yes | 2012-05-03 |  | 3
TRUE | HCH924GKA* | 1385 | 5252843 | KEEPRITE | CCH924GKA* | HP | Split System: Heat Pump with Remote Outdoor Unit-Air-Source | HCH924GKA* |  | FCM4X36****+WALLCON | 13.5 | 18 | 10 | Yes | Yes | 2012-05-03 |  | 3
TRUE | HCH924GKA* | 1385 | 5253150 | KENMORE | (C,H,T)CH924GKA* | HP | Split System: Heat Pump with Remote Outdoor Unit-Air-Source | HCH924GKA* |  | FCM4X36****+WALLCON | 13.5 | 18 | 10 | Yes | Yes | 2012-05-03 |  | 3
TRUE | HCH924GKA* | 1385 | 5253457 | TEMPSTAR | TCH924GKA* | HP | Split System: Heat Pump with Remote Outdoor Unit-Air-Source | HCH924GKA* |  | FCM4X36****+WALLCON | 13.5 | 18 | 10 | Yes | Yes | 2012-05-03 |  | 3
TRUE | HCH936GKA* | 1400 | 5253764 | AIRQUEST | HCH936GKA* | HP | Split System: Heat Pump with Remote Outdoor Unit-Air-Source | HCH936GKA* |  | FCM4X60****+WALLCON | 13.7 | 19 | 10 | Yes | Yes | 2012-05-03 |  | 3
TRUE | HCH936GKA* | 1400 | 5254185 | ARCOAIRE | HCH936GKA* | HP | Split System: Heat Pump with Remote Outdoor Unit-Air-Source | HCH936GKA* |  | FCM4X60****+WALLCON | 13.7 | 19 | 10 | Yes | Yes | 2012-05-03 |  | 3
TRUE | HCH936GKA* | 1400 | 5254606 | COMFORTMAKER | CCH936GKA* | HP | Split System: Heat Pump with Remote Outdoor Unit-Air-Source | HCH936GKA* |  | FCM4X60****+WALLCON | 13.7 | 19 | 10 | Yes | Yes | 2012-05-03 |  | 3
TRUE | HCH936GKA* | 1400 | 5255027 | DAY & NIGHT | CCH936GKA* | HP | Split System: Heat Pump with Remote Outdoor Unit-Air-Source | HCH936GKA* |  | FCM4X60****+WALLCON | 13.7 | 19 | 10 | Yes | Yes | 2012-05-03 |  | 3
TRUE | HCH936GKA* | 1400 | 5255448 | KEEPRITE | CCH936GKA* | HP | Split System: Heat Pump with Remote Outdoor Unit-Air-Source | HCH936GKA* |  | FCM4X60****+WALLCON | 13.7 | 19 | 10 | Yes | Yes | 2012-05-03 |  | 3
TRUE | HCH936GKA* | 1400 | 5255869 | KENMORE | (C,H,T)CH936GKA* | HP | Split System: Heat Pump with Remote Outdoor Unit-Air-Source | HCH936GKA* |  | FCM4X60****+WALLCON | 13.7 | 19 | 10 | Yes | Yes | 2012-05-03 |  | 3
TRUE | HCH936GKA* | 1400 | 5256290 | TEMPSTAR | TCH936GKA* | HP | Split System: Heat Pump with Remote Outdoor Unit-Air-Source | HCH936GKA* |  | FCM4X60****+WALLCON | 13.7 | 19 | 10 | Yes | Yes | 2012-05-03 |  | 3
FALSE | 25HCC524A*030 | 545 | 5465834 | KENMORE | (C,H,T)SH524HKA* | HP | Split System: Heat Pump with Remote Outdoor Unit-Air-Source | HP.038.001.0611.011 |  | FVM4X24**** | 12.5 | 15.5 | 9 | Yes | Yes | 2013-05-08 |  | 1
FALSE | 25HCC524A*030 | 545 | 5465984 | TEMPSTAR | TSH524HKA* | HP | Split System: Heat Pump with Remote Outdoor Unit-Air-Source | HP.038.001.0611.011 |  | FVM4X24**** | 12.5 | 15.5 | 9 | Yes | Yes | 2013-05-08 |  | 1
FALSE | 25HCC530A*030 | 555 | 5466134 | AIRQUEST | HSH530HKA* | HP | Split System: Heat Pump with Remote Outdoor Unit-Air-Source | HP.043.001.0211.011 |  | FVM4X48**** | 12.5 | 15.5 | 9 | Yes | Yes | 2013-05-08 |  | 1
FALSE | 25HCC530A*030 | 555 | 5466304 | ARCOAIRE | HSH530HKA* | HP | Split System: Heat Pump with Remote Outdoor Unit-Air-Source | HP.043.001.0211.011 |  | FVM4X48**** | 12.5 | 15.5 | 9 | Yes | Yes | 2013-05-08 |  | 1
FALSE | 25HCC530A*030 | 555 | 5466474 | COMFORTMAKER | CSH530HKA* | HP | Split System: Heat Pump with Remote Outdoor Unit-Air-Source | HP.043.001.0211.011 |  | FVM4X48**** | 12.5 | 15.5 | 9 | Yes | Yes | 2013-05-08 |  | 1
FALSE | 25HCC530A*030 | 555 | 5466644 | DAY & NIGHT | CSH530HKA* | HP | Split System: Heat Pump with Remote Outdoor Unit-Air-Source | HP.043.001.0211.011 |  | FVM4X48**** | 12.5 | 15.5 | 9 | Yes | Yes | 2013-05-08 |  | 1
FALSE | 25HCC530A*030 | 555 | 5466814 | KEEPRITE | CSH530HKA* | HP | Split System: Heat Pump with Remote Outdoor Unit-Air-Source | HP.043.001.0211.011 |  | FVM4X48**** | 12.5 | 15.5 | 9 | Yes | Yes | 2013-05-08 |  | 1
FALSE | 25HCC530A*030 | 555 | 5466985 | KENMORE | (C,H,T)SH530HKA* | HP | Split System: Heat Pump with Remote Outdoor Unit-Air-Source | HP.043.001.0211.011 |  | FVM4X48**** | 12.5 | 15.5 | 9 | Yes | Yes | 2013-05-08 |  | 1
FALSE | 25HCC530A*030 | 555 | 5467155 | TEMPSTAR | TSH530HKA* | HP | Split System: Heat Pump with Remote Outdoor Unit-Air-Source | HP.043.001.0211.011 |  | FVM4X48**** | 12.5 | 15.5 | 9 | Yes | Yes | 2013-05-08 |  | 1
FALSE | 25HCC536A*030 | 583 | 5467325 | AIRQUEST | HSH536HKA* | HP | Split System: Heat Pump with Remote Outdoor Unit-Air-Source | HP.069.001.0311.011 |  | FVM4X48**** | 12.5 | 15.5 | 9.5 | Yes | Yes | 2013-05-08 |  | 1
FALSE | 25HCC536A*030 | 583 | 5467513 | ARCOAIRE | HSH536HKA* | HP | Split System: Heat Pump with Remote Outdoor Unit-Air-Source | HP.069.001.0311.011 |  | FVM4X48**** | 12.5 | 15.5 | 9.5 | Yes | Yes | 2013-05-08 |  | 1
FALSE | 25HCC536A*030 | 583 | 5467701 | COMFORTMAKER | CSH536HKA* | HP | Split System: Heat Pump with Remote Outdoor Unit-Air-Source | HP.069.001.0311.011 |  | FVM4X48**** | 12.5 | 15.5 | 9.5 | Yes | Yes | 2013-05-08 |  | 1
FALSE | 25HCC536A*030 | 583 | 5467889 | DAY & NIGHT | CSH536HKA* | HP | Split System: Heat Pump with Remote Outdoor Unit-Air-Source | HP.069.001.0311.011 |  | FVM4X48**** | 12.5 | 15.5 | 9.5 | Yes | Yes | 2013-05-08 |  | 1
FALSE | 25HCC536A*030 | 583 | 5468077 | KEEPRITE | CSH536HKA* | HP | Split System: Heat Pump with Remote Outdoor Unit-Air-Source | HP.069.001.0311.011 |  | FVM4X48**** | 12.5 | 15.5 | 9.5 | Yes | Yes | 2013-05-08 |  | 1
FALSE | 25HCC536A*030 | 583 | 5468265 | KENMORE | (C,H,T)SH536HKA* | HP | Split System: Heat Pump with Remote Outdoor Unit-Air-Source | HP.069.001.0311.011 |  | FVM4X48**** | 12.5 | 15.5 | 9.5 | Yes | Yes | 2013-05-08 |  | 1
FALSE | 25HCC536A*030 | 583 | 5468453 | TEMPSTAR | TSH536HKA* | HP | Split System: Heat Pump with Remote Outdoor Unit-Air-Source | HP.069.001.0311.011 |  | FVM4X48**** | 12.5 | 15.5 | 9.5 | Yes | Yes | 2013-05-08 |  | 1
FALSE | 25HCC542A*030 | 600 | 5468641 | AIRQUEST | HSH542HKA* | HP | Split System: Heat Pump with Remote Outdoor Unit-Air-Source | HP.080.001.0311.011 |  | FVM4X60**** | 12.5 | 15.5 | 9 | Yes | Yes | 2013-05-08 |  | 1
FALSE | 25HCC542A*030 | 600 | 5468829 | ARCOAIRE | HSH542HKA* | HP | Split System: Heat Pump with Remote Outdoor Unit-Air-Source | HP.080.001.0311.011 |  | FVM4X60**** | 12.5 | 15.5 | 9 | Yes | Yes | 2013-05-08 |  | 1
FALSE | 25HCC542A*030 | 600 | 5469017 | COMFORTMAKER | CSH542HKA* | HP | Split System: Heat Pump with Remote Outdoor Unit-Air-Source | HP.080.001.0311.011 |  | FVM4X60**** | 12.5 | 15.5 | 9 | Yes | Yes | 2013-05-08 |  | 1
FALSE | 25HCC542A*030 | 600 | 5469205 | DAY & NIGHT | CSH542HKA* | HP | Split System: Heat Pump with Remote Outdoor Unit-Air-Source | HP.080.001.0311.011 |  | FVM4X60**** | 12.5 | 15.5 | 9 | Yes | Yes | 2013-05-08 |  | 1
FALSE | 25HCC542A*030 | 600 | 5469393 | KEEPRITE | CSH542HKA* | HP | Split System: Heat Pump with Remote Outdoor Unit-Air-Source | HP.080.001.0311.011 |  | FVM4X60**** | 12.5 | 15.5 | 9 | Yes | Yes | 2013-05-08 |  | 1
FALSE | 25HCC542A*030 | 600 | 5469581 | KENMORE | (C,H,T)SH542HKA* | HP | Split System: Heat Pump with Remote Outdoor Unit-Air-Source | HP.080.001.0311.011 |  | FVM4X60**** | 12.5 | 15.5 | 9 | Yes | Yes | 2013-05-08 |  | 1
FALSE | 25HCC542A*030 | 600 | 5469769 | TEMPSTAR | TSH542HKA* | HP | Split System: Heat Pump with Remote Outdoor Unit-Air-Source | HP.080.001.0311.011 |  | FVM4X60**** | 12.5 | 15.5 | 9 | Yes | Yes | 2013-05-08 |  | 1
FALSE | 25HNH548A*031 | 620 | 5469957 | AIRQUEST | HSH548HKA* | HP | Split System: Heat Pump with Remote Outdoor Unit-Air-Source | HP.091.001.0311.011 |  | FVM4X60**** | 12.5 | 15.5 | 9 | Yes | Yes | 2013-05-08 |  | 1
FALSE | 25HNH548A*031 | 620 | 5470040 | ARCOAIRE | HSH548HKA* | HP | Split System: Heat Pump with Remote Outdoor Unit-Air-Source | HP.091.001.0311.011 |  | FVM4X60**** | 12.5 | 15.5 | 9 | Yes | Yes | 2013-05-08 |  | 1
FALSE | 25HNH548A*031 | 620 | 5470123 | COMFORTMAKER | CSH548HKA* | HP | Split System: Heat Pump with Remote Outdoor Unit-Air-Source | HP.091.001.0311.011 |  | FVM4X60**** | 12.5 | 15.5 | 9 | Yes | Yes | 2013-05-08 |  | 1
FALSE | 25HNH548A*031 | 620 | 5470206 | DAY & NIGHT | CSH548HKA* | HP | Split System: Heat Pump with Remote Outdoor Unit-Air-Source | HP.091.001.0311.011 |  | FVM4X60**** | 12.5 | 15.5 | 9 | Yes | Yes | 2013-05-08 |  | 1
FALSE | 25HNH548A*031 | 620 | 5470289 | KEEPRITE | CSH548HKA* | HP | Split System: Heat Pump with Remote Outdoor Unit-Air-Source | HP.091.001.0311.011 |  | FVM4X60**** | 12.5 | 15.5 | 9 | Yes | Yes | 2013-05-08 |  | 1
FALSE | 25HNH548A*031 | 620 | 5470372 | KENMORE | (C,H,T)SH548HKA* | HP | Split System: Heat Pump with Remote Outdoor Unit-Air-Source | HP.091.001.0311.011 |  | FVM4X60**** | 12.5 | 15.5 | 9 | Yes | Yes | 2013-05-08 |  | 1
FALSE | 25HNH548A*031 | 620 | 5470455 | TEMPSTAR | TSH548HKA* | HP | Split System: Heat Pump with Remote Outdoor Unit-Air-Source | HP.091.001.0311.011 |  | FVM4X60**** | 12.5 | 15.5 | 9 | Yes | Yes | 2013-05-08 |  | 1
FALSE | 25HNB624C*032 | 3066 | 5474694 | CARRIER AIR CONDITIONING | 25HCB624A**31 | HP | Split System: Heat Pump with Remote Outdoor Unit-Air-Source | 25HCB624A**31 |  | FV4CNF002 | 13 | 17 | 9 | Yes | Yes | 2013-04-18 |  | 2
FALSE | 25HNB636A*031 | 3047 | 5475113 | CARRIER AIR CONDITIONING | 25HCB636A**31 | HP | Split System: Heat Pump with Remote Outdoor Unit-Air-Source | 25HCB636A**31 |  | FV4CNB006 | 13.3 | 17 | 9.5 | Yes | Yes | 2013-04-18 |  | 2
FALSE | 25HNB660C*031 | 2309 | 5481104 | CARRIER AIR CONDITIONING | 25HNB660A**32 | HP | Split System: Heat Pump with Remote Outdoor Unit-Air-Source | 25HNB660A**32 |  | FV4CNB006 | 12.5 | 16 | 9 | Yes | Yes | 2013-04-18 |  | 1
FALSE | 25HNB660C*031 | 2309 | 5481331 | CARRIER AIR CONDITIONING | 25HNB660C**31 | HP | Split System: Heat Pump with Remote Outdoor Unit-Air-Source | 25HNB660C**31 |  | FV4CNB006 | 12.5 | 16 | 9 | Yes | Yes | 2013-04-18 |  | 1
FALSE | 25HNB636A*031 | 3047 | 5484076 | AIRQUEST | HCH636GKA2* | HP | Split System: Heat Pump with Remote Outdoor Unit-Air-Source | HP.107.001.0416.016 |  | FVM4X60**** | 13.3 | 17 | 9.5 | Yes | Yes | 2013-04-18 |  | 2
FALSE | 25HNB636A*031 | 3047 | 5484525 | ARCOAIRE | HCH636GKA2* | HP | Split System: Heat Pump with Remote Outdoor Unit-Air-Source | HP.107.001.0416.016 |  | FVM4X60**** | 13.3 | 17 | 9.5 | Yes | Yes | 2013-04-18 |  | 2
FALSE | 25HNB636A*031 | 3047 | 5484974 | COMFORTMAKER | CCH636GKA2* | HP | Split System: Heat Pump with Remote Outdoor Unit-Air-Source | HP.107.001.0416.016 |  | FVM4X60**** | 13.3 | 17 | 9.5 | Yes | Yes | 2013-04-18 |  | 2
FALSE | 25HNB636A*031 | 3047 | 5485423 | DAY & NIGHT | CCH636GKA2* | HP | Split System: Heat Pump with Remote Outdoor Unit-Air-Source | HP.107.001.0416.016 |  | FVM4X60**** | 13.3 | 17 | 9.5 | Yes | Yes | 2013-04-18 |  | 2
FALSE | 25HNB636A*031 | 3047 | 5485872 | KEEPRITE | CCH636GKA2* | HP | Split System: Heat Pump with Remote Outdoor Unit-Air-Source | HP.107.001.0416.016 |  | FVM4X60**** | 13.3 | 17 | 9.5 | Yes | Yes | 2013-04-18 |  | 2
FALSE | 25HNB636A*031 | 3047 | 5486777 | TEMPSTAR | TCH636GKA2* | HP | Split System: Heat Pump with Remote Outdoor Unit-Air-Source | HP.107.001.0416.016 |  | FVM4X60**** | 13.3 | 17 | 9.5 | Yes | Yes | 2013-04-18 |  | 2
FALSE | 25HNB648C*031 | 2307 | 5487226 | AIRQUEST | HCH648GKA2* | HP | Split System: Heat Pump with Remote Outdoor Unit-Air-Source | HP.111.001.0516.016 |  | FVM4X48**** | 12.5 | 16 | 9 | Yes | Yes | 2013-04-18 |  | 1
FALSE | 25HNB648C*031 | 2307 | 5487465 | ARCOAIRE | HCH648GKA2* | HP | Split System: Heat Pump with Remote Outdoor Unit-Air-Source | HP.111.001.0516.016 |  | FVM4X48**** | 12.5 | 16 | 9 | Yes | Yes | 2013-04-18 |  | 1
FALSE | 25HNB648C*031 | 2307 | 5487704 | COMFORTMAKER | CCH648GKA2* | HP | Split System: Heat Pump with Remote Outdoor Unit-Air-Source | HP.111.001.0516.016 |  | FVM4X48**** | 12.5 | 16 | 9 | Yes | Yes | 2013-04-18 |  | 1
FALSE | 25HNB648C*031 | 2307 | 5487943 | DAY & NIGHT | CCH648GKA2* | HP | Split System: Heat Pump with Remote Outdoor Unit-Air-Source | HP.111.001.0516.016 |  | FVM4X48**** | 12.5 | 16 | 9 | Yes | Yes | 2013-04-18 |  | 1
FALSE | 25HNB648C*031 | 2307 | 5488182 | KEEPRITE | CCH648GKA2* | HP | Split System: Heat Pump with Remote Outdoor Unit-Air-Source | HP.111.001.0516.016 |  | FVM4X48**** | 12.5 | 16 | 9 | Yes | Yes | 2013-04-18 |  | 1
FALSE | 25HNB648C*031 | 2307 | 5488660 | TEMPSTAR | TCH648GKA2* | HP | Split System: Heat Pump with Remote Outdoor Unit-Air-Source | HP.111.001.0516.016 |  | FVM4X48**** | 12.5 | 16 | 9 | Yes | Yes | 2013-04-18 |  | 1
FALSE | 25HNB660C*031 | 2309 | 5488899 | AIRQUEST | HCH660GKA2* | HP | Split System: Heat Pump with Remote Outdoor Unit-Air-Source | HP.114.001.0516.016 |  | FVM4X60**** | 12.5 | 16 | 9 | Yes | Yes | 2013-04-18 |  | 1
FALSE | 25HNB660C*031 | 2309 | 5488994 | ARCOAIRE | HCH660GKA2* | HP | Split System: Heat Pump with Remote Outdoor Unit-Air-Source | HP.114.001.0516.016 |  | FVM4X60**** | 12.5 | 16 | 9 | Yes | Yes | 2013-04-18 |  | 1
FALSE | 25HNB660C*031 | 2309 | 5489089 | COMFORTMAKER | CCH660GKA2* | HP | Split System: Heat Pump with Remote Outdoor Unit-Air-Source | HP.114.001.0516.016 |  | FVM4X60**** | 12.5 | 16 | 9 | Yes | Yes | 2013-04-18 |  | 1
FALSE | 25HNB660C*031 | 2309 | 5489184 | DAY & NIGHT | CCH660GKA2* | HP | Split System: Heat Pump with Remote Outdoor Unit-Air-Source | HP.114.001.0516.016 |  | FVM4X60**** | 12.5 | 16 | 9 | Yes | Yes | 2013-04-18 |  | 1
FALSE | 25HNB660C*031 | 2309 | 5489279 | KEEPRITE | CCH660GKA2* | HP | Split System: Heat Pump with Remote Outdoor Unit-Air-Source | HP.114.001.0516.016 |  | FVM4X60**** | 12.5 | 16 | 9 | Yes | Yes | 2013-04-18 |  | 1
FALSE | 25HNB660C*031 | 2309 | 5489469 | TEMPSTAR | TCH660GKA2* | HP | Split System: Heat Pump with Remote Outdoor Unit-Air-Source | HP.114.001.0516.016 |  | FVM4X60**** | 12.5 | 16 | 9 | Yes | Yes | 2013-04-18 |  | 1
TRUE | 289BNA024****B | 2976 | 5537465 | BRYANT HEATING AND COOLING SYSTEMS | 289BNA024****B | HP | Split System: Heat Pump with Remote Outdoor Unit-Air-Source | 289BNA024****B |  | FE4AN(B,F)003+UI | 13.5 | 18 | 10 | Yes | Yes | 2013-04-18 |  | 3
TRUE | 25HNB924A**31 | 3045 | 5538268 | CARRIER AIR CONDITIONING | 25HNB924A**31 | HP | Split System: Heat Pump with Remote Outdoor Unit-Air-Source | 25HNB924A**31 |  | FE4AN(B,F)003+UI | 13.5 | 18 | 10 | Yes | Yes | 2013-04-18 |  | 3
FALSE | T4BG-024K | 1834 | 5596996 | FRIGIDAIRE | FT4BG-024K | HP | Split System: Heat Pump with Remote Outdoor Unit-Air-Source | T4BG-024K |  | C6B(A,H)-F42(C,U)-B+TXV-X2.0 | 13.9 | 19 | 10 | Yes | Yes | 2012-12-21 |  | 3
TRUE | T4BG-036K | 1831 | 5596998 | FRIGIDAIRE | FT4BG-036K | HP | Split System: Heat Pump with Remote Outdoor Unit-Air-Source | T4BG-036K |  | B6VMAX36K-B | 12.6 | 19 | 10 | Yes | Yes | 2012-12-21 |  | 1
FALSE | T4BG-036K | 1831 | 5596999 | FRIGIDAIRE | FT4BG-036K | HP | Split System: Heat Pump with Remote Outdoor Unit-Air-Source | T4BG-036K |  | C6B(A,H)-X36(C,U)-B | 12.6 | 19 | 10 | Yes | Yes | 2012-12-21 |  | 1
FALSE | T4BG-036K | 1831 | 5597001 | FRIGIDAIRE | FT4BG-036K | HP | Split System: Heat Pump with Remote Outdoor Unit-Air-Source | T4BG-036K |  | C6B(A,H)-F42(C,U)-B+TXV-X3.0 | 12.6 | 19 | 10 | Yes | Yes | 2012-12-21 |  | 1
TRUE | T4BG-048K | 1832 | 5597003 | FRIGIDAIRE | FT4BG-048K | HP | Split System: Heat Pump with Remote Outdoor Unit-Air-Source | T4BG-048K |  | B6VMAX48K-C | 12.5 | 18 | 9.4 | Yes | Yes | 2012-12-21 |  | 1
FALSE | T4BG-048K | 1832 | 5597005 | FRIGIDAIRE | FT4BG-048K | HP | Split System: Heat Pump with Remote Outdoor Unit-Air-Source | T4BG-048K |  | C6B(A,H)-X48(C,U)-C | 12.5 | 18 | 9.4 | Yes | Yes | 2012-12-21 |  | 1
FALSE | T4BG-048K | 1832 | 5597006 | FRIGIDAIRE | FT4BG-048K | HP | Split System: Heat Pump with Remote Outdoor Unit-Air-Source | T4BG-048K |  | C6B(A,H)-F60(C,U)-C+TXV-X4.0 | 12.5 | 18 | 9.4 | Yes | Yes | 2012-12-21 |  | 1
FALSE | T4BG-024K | 1834 | 5597013 | FRIGIDAIRE | FT4BG-024K | HP | Split System: Heat Pump with Remote Outdoor Unit-Air-Source | T4BG-024K |  | C6B(A,H)-X26(C,U)-B | 13.5 | 19 | 10 | Yes | Yes | 2012-12-21 |  | 3
FALSE | T4BG-024K | 1834 | 5597016 | FRIGIDAIRE | FT4BG-024K | HP | Split System: Heat Pump with Remote Outdoor Unit-Air-Source | T4BG-024K |  | C6B(A,H)-X26(C,U)-B | 13.5 | 19 | 10 | Yes | Yes | 2012-12-21 |  | 3
FALSE | T4BG-024K | 1834 | 5597018 | FRIGIDAIRE | FT4BG-024K | HP | Split System: Heat Pump with Remote Outdoor Unit-Air-Source | T4BG-024K |  | C6B(A,H)-X26(C,U)-B | 13.5 | 19 | 10 | Yes | Yes | 2012-12-21 |  | 3
FALSE | T4BG-024K | 1834 | 5597020 | FRIGIDAIRE | FT4BG-024K | HP | Split System: Heat Pump with Remote Outdoor Unit-Air-Source | T4BG-024K |  | C6B(A,H)-F42(C,U)-B+TXV-X2.0 | 13.5 | 19 | 10 | Yes | Yes | 2012-12-21 |  | 3
FALSE | T4BG-024K | 1834 | 5597022 | FRIGIDAIRE | FT4BG-024K | HP | Split System: Heat Pump with Remote Outdoor Unit-Air-Source | T4BG-024K |  | C6B(A,H)-F42(C,U)-B+TXV-X2.0 | 13.5 | 19 | 10 | Yes | Yes | 2012-12-21 |  | 3
FALSE | T4BG-024K | 1834 | 5597023 | FRIGIDAIRE | FT4BG-024K | HP | Split System: Heat Pump with Remote Outdoor Unit-Air-Source | T4BG-024K |  | C6B(A,H)-F42(C,U)-B+TXV-X2.0 | 13.5 | 19 | 10 | Yes | Yes | 2012-12-21 |  | 3
FALSE | T4BG-036K | 1831 | 5597025 | FRIGIDAIRE | FT4BG-036K | HP | Split System: Heat Pump with Remote Outdoor Unit-Air-Source | T4BG-036K |  | C6B(A,H)-X36(C,U)-B | 12 | 18 | 10 | Yes | Yes | 2012-12-21 |  | 0
FALSE | T4BG-036K | 1831 | 5597027 | FRIGIDAIRE | FT4BG-036K | HP | Split System: Heat Pump with Remote Outdoor Unit-Air-Source | T4BG-036K |  | C6B(A,H)-X36(C,U)-B | 12 | 18 | 10 | Yes | Yes | 2012-12-21 |  | 0
FALSE | T4BG-036K | 1831 | 5597029 | FRIGIDAIRE | FT4BG-036K | HP | Split System: Heat Pump with Remote Outdoor Unit-Air-Source | T4BG-036K |  | C6B(A,H)-X36(C,U)-B | 12 | 18 | 10 | Yes | Yes | 2012-12-21 |  | 0
FALSE | T4BG-036K | 1831 | 5597031 | FRIGIDAIRE | FT4BG-036K | HP | Split System: Heat Pump with Remote Outdoor Unit-Air-Source | T4BG-036K |  | C6B(A,H)-F42(C,U)-B+TXV-X3.0 | 12 | 18 | 10 | Yes | Yes | 2012-12-21 |  | 0
FALSE | T4BG-036K | 1831 | 5597033 | FRIGIDAIRE | FT4BG-036K | HP | Split System: Heat Pump with Remote Outdoor Unit-Air-Source | T4BG-036K |  | C6B(A,H)-F42(C,U)-B+TXV-X3.0 | 12 | 18 | 10 | Yes | Yes | 2012-12-21 |  | 0
FALSE | T4BG-036K | 1831 | 5597034 | FRIGIDAIRE | FT4BG-036K | HP | Split System: Heat Pump with Remote Outdoor Unit-Air-Source | T4BG-036K |  | C6B(A,H)-F42(C,U)-B+TXV-X3.0 | 12 | 18 | 10 | Yes | Yes | 2012-12-21 |  | 0
FALSE | T4BG-048K | 1832 | 5597192 | WESTINGHOUSE | FT4BG-048K | HP | Split System: Heat Pump with Remote Outdoor Unit-Air-Source | T4BG-048K |  | C6B(A,H)-X48(C,U)-C | 12.3 | 18 | 9 | Yes | Yes | 2012-12-21 |  | 0
FALSE | T4BG-048K | 1832 | 5597194 | WESTINGHOUSE | FT4BG-048K | HP | Split System: Heat Pump with Remote Outdoor Unit-Air-Source | T4BG-048K |  | C6B(A,H)-X48(C,U)-C | 12.3 | 18 | 9 | Yes | Yes | 2012-12-21 |  | 0
FALSE | T4BG-048K | 1832 | 5597195 | WESTINGHOUSE | FT4BG-048K | HP | Split System: Heat Pump with Remote Outdoor Unit-Air-Source | T4BG-048K |  | C6B(A,H)-X48(C,U)-C | 12.3 | 18 | 9 | Yes | Yes | 2012-12-21 |  | 0
FALSE | T4BG-048K | 1832 | 5597196 | WESTINGHOUSE | FT4BG-048K | HP | Split System: Heat Pump with Remote Outdoor Unit-Air-Source | T4BG-048K |  | C6B(A,H)-F60(C,U)-C+TXV-X4.0 | 12.3 | 18 | 9 | Yes | Yes | 2012-12-21 |  | 0
FALSE | T4BG-048K | 1832 | 5597198 | WESTINGHOUSE | FT4BG-048K | HP | Split System: Heat Pump with Remote Outdoor Unit-Air-Source | T4BG-048K |  | C6B(A,H)-F60(C,U)-C+TXV-X4.0 | 12.3 | 18 | 9 | Yes | Yes | 2012-12-21 |  | 0
FALSE | T4BG-048K | 1832 | 5597199 | WESTINGHOUSE | FT4BG-048K | HP | Split System: Heat Pump with Remote Outdoor Unit-Air-Source | T4BG-048K |  | C6B(A,H)-F60(C,U)-C+TXV-X4.0 | 12.3 | 18 | 9 | Yes | Yes | 2012-12-21 |  | 0
TRUE | T4BG-024K | 1834 | 5597219 | NUTONE | FT4BG-024K | HP | Split System: Heat Pump with Remote Outdoor Unit-Air-Source | T4BG-024K |  | B6VMAX24K-B | 13.9 | 19 | 10 | Yes | Yes | 2012-12-21 |  | 3
FALSE | T4BG-024K | 1834 | 5597220 | NUTONE | FT4BG-024K | HP | Split System: Heat Pump with Remote Outdoor Unit-Air-Source | T4BG-024K |  | C6B(A,H)-X26(C,U)-B | 13.9 | 19 | 10 | Yes | Yes | 2012-12-21 |  | 3
FALSE | T4BG-024K | 1834 | 5597221 | NUTONE | FT4BG-024K | HP | Split System: Heat Pump with Remote Outdoor Unit-Air-Source | T4BG-024K |  | C6B(A,H)-F42(C,U)-B+TXV-X2.0 | 13.9 | 19 | 10 | Yes | Yes | 2012-12-21 |  | 3
TRUE | T4BG-036K | 1831 | 5597223 | NUTONE | FT4BG-036K | HP | Split System: Heat Pump with Remote Outdoor Unit-Air-Source | T4BG-036K |  | B6VMAX36K-B | 12.6 | 19 | 10 | Yes | Yes | 2012-12-21 |  | 1
FALSE | T4BG-036K | 1831 | 5597225 | NUTONE | FT4BG-036K | HP | Split System: Heat Pump with Remote Outdoor Unit-Air-Source | T4BG-036K |  | C6B(A,H)-X36(C,U)-B | 12.6 | 19 | 10 | Yes | Yes | 2012-12-21 |  | 1
FALSE | T4BG-036K | 1831 | 5597227 | NUTONE | FT4BG-036K | HP | Split System: Heat Pump with Remote Outdoor Unit-Air-Source | T4BG-036K |  | C6B(A,H)-F42(C,U)-B+TXV-X3.0 | 12.6 | 19 | 10 | Yes | Yes | 2012-12-21 |  | 1
TRUE | T4BG-048K | 1832 | 5597229 | NUTONE | FT4BG-048K | HP | Split System: Heat Pump with Remote Outdoor Unit-Air-Source | T4BG-048K |  | B6VMAX48K-C | 12.5 | 18 | 9.4 | Yes | Yes | 2012-12-21 |  | 1
FALSE | T4BG-048K | 1832 | 5597231 | NUTONE | FT4BG-048K | HP | Split System: Heat Pump with Remote Outdoor Unit-Air-Source | T4BG-048K |  | C6B(A,H)-X48(C,U)-C | 12.5 | 18 | 9.4 | Yes | Yes | 2012-12-21 |  | 1
FALSE | T4BG-048K | 1832 | 5597233 | NUTONE | FT4BG-048K | HP | Split System: Heat Pump with Remote Outdoor Unit-Air-Source | T4BG-048K |  | C6B(A,H)-F60(C,U)-C+TXV-X4.0 | 12.5 | 18 | 9.4 | Yes | Yes | 2012-12-21 |  | 1
FALSE | T4BG-024K | 1834 | 5597240 | NUTONE | FT4BG-024K | HP | Split System: Heat Pump with Remote Outdoor Unit-Air-Source | T4BG-024K |  | C6B(A,H)-X26(C,U)-B | 13.5 | 19 | 10 | Yes | Yes | 2012-12-21 |  | 3
FALSE | T4BG-024K | 1834 | 5597242 | NUTONE | FT4BG-024K | HP | Split System: Heat Pump with Remote Outdoor Unit-Air-Source | T4BG-024K |  | C6B(A,H)-X26(C,U)-B | 13.5 | 19 | 10 | Yes | Yes | 2012-12-21 |  | 3
FALSE | T4BG-024K | 1834 | 5597244 | NUTONE | FT4BG-024K | HP | Split System: Heat Pump with Remote Outdoor Unit-Air-Source | T4BG-024K |  | C6B(A,H)-X26(C,U)-B | 13.5 | 19 | 10 | Yes | Yes | 2012-12-21 |  | 3
FALSE | T4BG-024K | 1834 | 5597246 | NUTONE | FT4BG-024K | HP | Split System: Heat Pump with Remote Outdoor Unit-Air-Source | T4BG-024K |  | C6B(A,H)-F42(C,U)-B+TXV-X2.0 | 13.5 | 19 | 10 | Yes | Yes | 2012-12-21 |  | 3
FALSE | T4BG-036K | 1831 | 5597417 | NORDYNE, LLC. | FT4BG-036K | HP | Split System: Heat Pump with Remote Outdoor Unit-Air-Source | T4BG-036K |  | C6B(A,H)-X36(C,U)-C | 12.5 | 18.5 | 10 | Yes | Yes | 2012-12-21 |  | 1
FALSE | T4BG-036K | 1831 | 5597418 | NORDYNE, LLC. | FT4BG-036K | HP | Split System: Heat Pump with Remote Outdoor Unit-Air-Source | T4BG-036K |  | C6B(A,H)-X36(C,U)-C | 12.5 | 18.5 | 10 | Yes | Yes | 2012-12-21 |  | 1
FALSE | T4BG-036K | 1831 | 5597420 | NORDYNE, LLC. | FT4BG-036K | HP | Split System: Heat Pump with Remote Outdoor Unit-Air-Source | T4BG-036K |  | C6B(A,H)-X36(C,U)-C | 12.5 | 18.5 | 10 | Yes | Yes | 2012-12-21 |  | 1
FALSE | T4BG-036K | 1831 | 5597422 | NORDYNE, LLC. | FT4BG-036K | HP | Split System: Heat Pump with Remote Outdoor Unit-Air-Source | T4BG-036K |  | C6B(A,H)-F48(C,U)-C+TXV-X3.0 | 12.5 | 18.5 | 10 | Yes | Yes | 2012-12-21 |  | 1
FALSE | T4BG-036K | 1831 | 5597424 | NORDYNE, LLC. | FT4BG-036K | HP | Split System: Heat Pump with Remote Outdoor Unit-Air-Source | T4BG-036K |  | C6B(A,H)-F48(C,U)-C+TXV-X3.0 | 12.5 | 18.5 | 10 | Yes | Yes | 2012-12-21 |  | 1
FALSE | T4BG-036K | 1831 | 5597425 | NORDYNE, LLC. | FT4BG-036K | HP | Split System: Heat Pump with Remote Outdoor Unit-Air-Source | T4BG-036K |  | C6B(A,H)-F48(C,U)-C+TXV-X3.0 | 12.5 | 18.5 | 10 | Yes | Yes | 2012-12-21 |  | 1
FALSE | T4BG-048K | 1832 | 5597427 | NORDYNE, LLC. | FT4BG-048K | HP | Split System: Heat Pump with Remote Outdoor Unit-Air-Source | T4BG-048K |  | C6B(A,H)-X48(C,U)-C | 12.3 | 18 | 9 | Yes | Yes | 2012-12-21 |  | 0
FALSE | T4BG-048K | 1832 | 5597428 | NORDYNE, LLC. | FT4BG-048K | HP | Split System: Heat Pump with Remote Outdoor Unit-Air-Source | T4BG-048K |  | C6B(A,H)-X48(C,U)-C | 12.3 | 18 | 9 | Yes | Yes | 2012-12-21 |  | 0
FALSE | T4BG-048K | 1832 | 5597430 | NORDYNE, LLC. | FT4BG-048K | HP | Split System: Heat Pump with Remote Outdoor Unit-Air-Source | T4BG-048K |  | C6B(A,H)-X48(C,U)-C | 12.3 | 18 | 9 | Yes | Yes | 2012-12-21 |  | 0
FALSE | T4BG-048K | 1832 | 5597431 | NORDYNE, LLC. | FT4BG-048K | HP | Split System: Heat Pump with Remote Outdoor Unit-Air-Source | T4BG-048K |  | C6B(A,H)-F60(C,U)-C+TXV-X4.0 | 12.3 | 18 | 9 | Yes | Yes | 2012-12-21 |  | 0
FALSE | T4BG-048K | 1832 | 5597432 | NORDYNE, LLC. | FT4BG-048K | HP | Split System: Heat Pump with Remote Outdoor Unit-Air-Source | T4BG-048K |  | C6B(A,H)-F60(C,U)-C+TXV-X4.0 | 12.3 | 18 | 9 | Yes | Yes | 2012-12-21 |  | 0
FALSE | T4BG-048K | 1832 | 5597434 | NORDYNE, LLC. | FT4BG-048K | HP | Split System: Heat Pump with Remote Outdoor Unit-Air-Source | T4BG-048K |  | C6B(A,H)-F60(C,U)-C+TXV-X4.0 | 12.3 | 18 | 9 | Yes | Yes | 2012-12-21 |  | 0
TRUE | T4BG-024K | 1834 | 5597453 | MAYTAG | PSH4BG024K | HP | Split System: Heat Pump with Remote Outdoor Unit-Air-Source | T4BG-024K |  | B6VMAX24K-B | 13.9 | 19 | 10 | Yes | Yes | 2012-12-21 |  | 3
FALSE | T4BG-024K | 1834 | 5597454 | MAYTAG | PSH4BG024K | HP | Split System: Heat Pump with Remote Outdoor Unit-Air-Source | T4BG-024K |  | C6B(A,H)-X26(C,U)-B | 13.9 | 19 | 10 | Yes | Yes | 2012-12-21 |  | 3
FALSE | T4BG-024K | 1834 | 5597456 | MAYTAG | PSH4BG024K | HP | Split System: Heat Pump with Remote Outdoor Unit-Air-Source | T4BG-024K |  | C6B(A,H)-F42(C,U)-B+TXV-X2.0 | 13.9 | 19 | 10 | Yes | Yes | 2012-12-21 |  | 3
TRUE | T4BG-036K | 1831 | 5597457 | MAYTAG | PSH4BG036K | HP | Split System: Heat Pump with Remote Outdoor Unit-Air-Source | T4BG-036K |  | B6VMAX36K-B | 12.6 | 19 | 10 | Yes | Yes | 2012-12-21 |  | 1
FALSE | T4BG-036K | 1831 | 5597458 | MAYTAG | PSH4BG036K | HP | Split System: Heat Pump with Remote Outdoor Unit-Air-Source | T4BG-036K |  | C6B(A,H)-X36(C,U)-B | 12.6 | 19 | 10 | Yes | Yes | 2012-12-21 |  | 1
FALSE | T4BG-036K | 1831 | 5597460 | MAYTAG | PSH4BG036K | HP | Split System: Heat Pump with Remote Outdoor Unit-Air-Source | T4BG-036K |  | C6B(A,H)-F42(C,U)-B+TXV-X3.0 | 12.6 | 19 | 10 | Yes | Yes | 2012-12-21 |  | 1
TRUE | T4BG-048K | 1832 | 5597461 | MAYTAG | PSH4BG048K | HP | Split System: Heat Pump with Remote Outdoor Unit-Air-Source | T4BG-048K |  | B6VMAX48K-C | 12.5 | 18 | 9.4 | Yes | Yes | 2012-12-21 |  | 1
TRUE | T4BE-036KA | 3072 | 6685672 | HEAT CONTROLLER, INC. | HRG1436S1F | HP | Split System: Heat Pump with Remote Outdoor Unit-Air-Source | T4BE-036KA |  | B6EMMX36K-B | 12.5 | 15 | 8.5 | Yes | Yes | 2013-09-15 |  | 1
TRUE | T4BE-042KA | 3039 | 6685673 | HEAT CONTROLLER, INC. | HRG1442S1F | HP | Split System: Heat Pump with Remote Outdoor Unit-Air-Source | T4BE-042KA |  | B6EMMX42K-B | 12.5 | 15 | 8.5 | Yes | Yes | 2013-09-15 |  | 1
TRUE | T4BE-048KA | 3074 | 6685674 | HEAT CONTROLLER, INC. | HRG1448S1F | HP | Split System: Heat Pump with Remote Outdoor Unit-Air-Source | T4BE-048KA |  | B6EMMX48K-C | 12.5 | 15 | 8.5 | Yes | Yes | 2013-09-15 |  | 1
TRUE | T4BE-018KA | 3028 | 6685732 | ELECT-AIRE | JT4BE-018KA | HP | Split System: Heat Pump with Remote Outdoor Unit-Air-Source | T4BE-018KA |  | B6EMMX24K-A | 12 | 15 | 8.2 | Yes | Yes | 2013-09-15 |  | Below V5.0 Req.
TRUE | T4BE-024KA | 3070 | 6685734 | ELECT-AIRE | JT4BE-024KA | HP | Split System: Heat Pump with Remote Outdoor Unit-Air-Source | T4BE-024KA |  | B6EMMX24K-A | 12.5 | 15 | 8.5 | Yes | Yes | 2013-09-15 |  | 1
TRUE | T4BE-036KA | 3072 | 6685736 | ELECT-AIRE | JT4BE-036KA | HP | Split System: Heat Pump with Remote Outdoor Unit-Air-Source | T4BE-036KA |  | B6EMMX36K-B | 12.5 | 15 | 8.5 | Yes | Yes | 2013-09-15 |  | 1
TRUE | T4BE-042KA | 3039 | 6685737 | ELECT-AIRE | JT4BE-042KA | HP | Split System: Heat Pump with Remote Outdoor Unit-Air-Source | T4BE-042KA |  | B6EMMX42K-B | 12.5 | 15 | 8.5 | Yes | Yes | 2013-09-15 |  | 1
TRUE | T4BE-048KA | 3074 | 6685738 | ELECT-AIRE | JT4BE-048KA | HP | Split System: Heat Pump with Remote Outdoor Unit-Air-Source | T4BE-048KA |  | B6EMMX48K-C | 12.5 | 15 | 8.5 | Yes | Yes | 2013-09-15 |  | 1
TRUE | T4BE-018KA | 3028 | 6685851 | FRIGIDAIRE | ET4BE-018KA | HP | Split System: Heat Pump with Remote Outdoor Unit-Air-Source | T4BE-018KA |  | B6EMMX24K-A | 12 | 15 | 8.2 | Yes | Yes | 2013-09-15 |  | Below V5.0 Req.
TRUE | T4BE-024KA | 3070 | 6685853 | FRIGIDAIRE | ET4BE-024KA | HP | Split System: Heat Pump with Remote Outdoor Unit-Air-Source | T4BE-024KA |  | B6EMMX24K-A | 12.5 | 15 | 8.5 | Yes | Yes | 2013-09-15 |  | 1
TRUE | T4BE-036KA | 3072 | 6685855 | FRIGIDAIRE | ET4BE-036KA | HP | Split System: Heat Pump with Remote Outdoor Unit-Air-Source | T4BE-036KA |  | B6EMMX36K-B | 12.5 | 15 | 8.5 | Yes | Yes | 2013-09-15 |  | 1
TRUE | T4BE-042KA | 3039 | 6685856 | FRIGIDAIRE | ET4BE-042KA | HP | Split System: Heat Pump with Remote Outdoor Unit-Air-Source | T4BE-042KA |  | B6EMMX42K-B | 12.5 | 15 | 8.5 | Yes | Yes | 2013-09-15 |  | 1
TRUE | T4BE-048KA | 3074 | 6685857 | FRIGIDAIRE | ET4BE-048KA | HP | Split System: Heat Pump with Remote Outdoor Unit-Air-Source | T4BE-048KA |  | B6EMMX48K-C | 12.5 | 15 | 8.5 | Yes | Yes | 2013-09-15 |  | 1
TRUE | T4BE-018KA | 3028 | 6685943 | FRIGIDAIRE | FT4BE-018KA | HP | Split System: Heat Pump with Remote Outdoor Unit-Air-Source | T4BE-018KA |  | B6EMMX24K-A | 12 | 15 | 8.2 | Yes | Yes | 2013-09-15 |  | Below V5.0 Req.
TRUE | T4BE-024KA | 3070 | 6685945 | FRIGIDAIRE | FT4BE-024KA | HP | Split System: Heat Pump with Remote Outdoor Unit-Air-Source | T4BE-024KA |  | B6EMMX24K-A | 12.5 | 15 | 8.5 | Yes | Yes | 2013-09-15 |  | 1
TRUE | T4BE-036KA | 3072 | 6685947 | FRIGIDAIRE | FT4BE-036KA | HP | Split System: Heat Pump with Remote Outdoor Unit-Air-Source | T4BE-036KA |  | B6EMMX36K-B | 12.5 | 15 | 8.5 | Yes | Yes | 2013-09-15 |  | 1
TRUE | T4BE-042KA | 3039 | 6685948 | FRIGIDAIRE | FT4BE-042KA | HP | Split System: Heat Pump with Remote Outdoor Unit-Air-Source | T4BE-042KA |  | B6EMMX42K-B | 12.5 | 15 | 8.5 | Yes | Yes | 2013-09-15 |  | 1
TRUE | T4BE-048KA | 3074 | 6685949 | FRIGIDAIRE | FT4BE-048KA | HP | Split System: Heat Pump with Remote Outdoor Unit-Air-Source | T4BE-048KA |  | B6EMMX48K-C | 12.5 | 15 | 8.5 | Yes | Yes | 2013-09-15 |  | 1
TRUE | T4BE-018KA | 3028 | 6686035 | GARRISON | JT4BE-018KA | HP | Split System: Heat Pump with Remote Outdoor Unit-Air-Source | T4BE-018KA |  | B6EMMX24K-A | 12 | 15 | 8.2 | Yes | Yes | 2013-09-15 |  | Below V5.0 Req.
TRUE | T4BE-042KA | 3039 | 6687452 | WESTINGHOUSE | FT4BE-042KA | HP | Split System: Heat Pump with Remote Outdoor Unit-Air-Source | T4BE-042KA |  | B6EMMX42K-B | 12.5 | 15 | 8.5 | Yes | Yes | 2013-09-15 |  | 1
TRUE | T4BE-048KA | 3074 | 6687453 | WESTINGHOUSE | FT4BE-048KA | HP | Split System: Heat Pump with Remote Outdoor Unit-Air-Source | T4BE-048KA |  | B6EMMX48K-C | 12.5 | 15 | 8.5 | Yes | Yes | 2013-09-15 |  | 1
TRUE | T4BE-030KA | 3034 | 6688936 | AIRTEMP | VT4BE-030KA | HP | Split System: Heat Pump with Remote Outdoor Unit-Air-Source | T4BE-030KA |  | B6EMMX30K-A | 12.5 | 15 | 8.5 | Yes | Yes | 2013-09-15 |  | 1
TRUE | T4BE-030KA | 3034 | 6688944 | BROAN | FT4BE-030KA | HP | Split System: Heat Pump with Remote Outdoor Unit-Air-Source | T4BE-030KA |  | B6EMMX30K-A | 12.5 | 15 | 8.5 | Yes | Yes | 2013-09-15 |  | 1
TRUE | T4BE-030KA | 3034 | 6688954 | HEAT CONTROLLER, INC. | HRG1430S1F | HP | Split System: Heat Pump with Remote Outdoor Unit-Air-Source | T4BE-030KA |  | B6EMMX30K-A | 12.5 | 15 | 8.5 | Yes | Yes | 2013-09-15 |  | 1
TRUE | T4BE-030KA | 3034 | 6688958 | ELECT-AIRE | JT4BE-030KA | HP | Split System: Heat Pump with Remote Outdoor Unit-Air-Source | T4BE-030KA |  | B6EMMX30K-A | 12.5 | 15 | 8.5 | Yes | Yes | 2013-09-15 |  | 1
TRUE | T4BE-030KA | 3034 | 6688972 | FRIGIDAIRE | ET4BE-030KA | HP | Split System: Heat Pump with Remote Outdoor Unit-Air-Source | T4BE-030KA |  | B6EMMX30K-A | 12.5 | 15 | 8.5 | Yes | Yes | 2013-09-15 |  | 1
TRUE | T4BE-030KA | 3034 | 6688982 | FRIGIDAIRE | FT4BE-030KA | HP | Split System: Heat Pump with Remote Outdoor Unit-Air-Source | T4BE-030KA |  | B6EMMX30K-A | 12.5 | 15 | 8.5 | Yes | Yes | 2013-09-15 |  | 1
TRUE | T4BE-030KA | 3034 | 6688992 | GARRISON | JT4BE-030KA | HP | Split System: Heat Pump with Remote Outdoor Unit-Air-Source | T4BE-030KA |  | B6EMMX30K-A | 12.5 | 15 | 8.5 | Yes | Yes | 2013-09-15 |  | 1
TRUE | T4BE-030KA | 3034 | 6689006 | GIBSON | JT4BE-030KA | HP | Split System: Heat Pump with Remote Outdoor Unit-Air-Source | T4BE-030KA |  | B6EMMX30K-A | 12.5 | 15 | 8.5 | Yes | Yes | 2013-09-15 |  | 1
TRUE | T4BE-030KA | 3034 | 6689020 | GRANDAIRE | JT4BE-030KA | HP | Split System: Heat Pump with Remote Outdoor Unit-Air-Source | T4BE-030KA |  | B6EMMX30K-A | 12.5 | 15 | 8.5 | Yes | Yes | 2013-09-15 |  | 1
TRUE | T4BE-030KA | 3034 | 6689034 | KELVINATOR | JT4BE-030KA | HP | Split System: Heat Pump with Remote Outdoor Unit-Air-Source | T4BE-030KA |  | B6EMMX30K-A | 12.5 | 15 | 8.5 | Yes | Yes | 2013-09-15 |  | 1
TRUE | T4BE-030KA | 3034 | 6689048 | MAYTAG | CSH4BE030KA | HP | Split System: Heat Pump with Remote Outdoor Unit-Air-Source | T4BE-030KA |  | B6EMMX30K-A | 12.5 | 15 | 8.5 | Yes | Yes | 2013-09-15 |  | 1
TRUE | T4BE-030KA | 3034 | 6689056 | MAYTAG | MSH4BE030KA | HP | Split System: Heat Pump with Remote Outdoor Unit-Air-Source | T4BE-030KA |  | B6EMMX30K-A | 12.5 | 15 | 8.5 | Yes | Yes | 2013-09-15 |  | 1
TRUE | T4BE-030KA | 3034 | 6689064 | MAYTAG | PSH4BE030KA | HP | Split System: Heat Pump with Remote Outdoor Unit-Air-Source | T4BE-030KA |  | B6EMMX30K-A | 12.5 | 15 | 8.5 | Yes | Yes | 2013-09-15 |  | 1
TRUE | T4BE-030KA | 3034 | 6689072 | NUTONE | ET4BE-030KA | HP | Split System: Heat Pump with Remote Outdoor Unit-Air-Source | T4BE-030KA |  | B6EMMX30K-A | 12.5 | 15 | 8.5 | Yes | Yes | 2013-09-15 |  | 1
TRUE | T4BE-030KA | 3034 | 6689082 | NUTONE | FT4BE-030KA | HP | Split System: Heat Pump with Remote Outdoor Unit-Air-Source | T4BE-030KA |  | B6EMMX30K-A | 12.5 | 15 | 8.5 | Yes | Yes | 2013-09-15 |  | 1
TRUE | T4BE-030KA | 3034 | 6689092 | NUTONE | JT4BE-030KA | HP | Split System: Heat Pump with Remote Outdoor Unit-Air-Source | T4BE-030KA |  | B6EMMX30K-A | 12.5 | 15 | 8.5 | Yes | Yes | 2013-09-15 |  | 1
TRUE | T4BE-030KA | 3034 | 6689106 | PHILCO | JT4BE-030KA | HP | Split System: Heat Pump with Remote Outdoor Unit-Air-Source | T4BE-030KA |  | B6EMMX30K-A | 12.5 | 15 | 8.5 | Yes | Yes | 2013-09-15 |  | 1
TRUE | T4BE-030KA | 3034 | 6689120 | TAPPAN | ET4BE-030KA | HP | Split System: Heat Pump with Remote Outdoor Unit-Air-Source | T4BE-030KA |  | B6EMMX30K-A | 12.5 | 15 | 8.5 | Yes | Yes | 2013-09-15 |  | 1
TRUE | YHJF60S41S1 | 2731 | 4455997 | YORK BY JOHNSON CONTROLS | YHJF60S41S1 | HP | Split System: Heat Pump with Remote Outdoor Unit-Air-Source | YHJF60S41S1 |  | AHE60D+TXV | 12.2 | 15 | 9 | Yes | Yes | 2014-03-07 |  | 0
TRUE | YZF02413C | 2713 | 4465276 | YORK BY JOHNSON CONTROLS | YZF02413C | HP | Split System: Heat Pump with Remote Outdoor Unit-Air-Source | YZF02413C |  | AHE30B+TXV | 12.5 | 15 | 8.5 | Yes | Yes | 2014-03-07 |  | 1
TRUE | YZF03013C | 2716 | 4465282 | YORK BY JOHNSON CONTROLS | YZF03013C | HP | Split System: Heat Pump with Remote Outdoor Unit-Air-Source | YZF03013C |  | AHE36C+TXV | 13 | 16 | 9 | Yes | Yes | 2014-03-07 |  | 2
TRUE | YZF03613C | 2718 | 4465286 | YORK BY JOHNSON CONTROLS | YZF03613C | HP | Split System: Heat Pump with Remote Outdoor Unit-Air-Source | YZF03613C |  | AHE42D+TXV | 12.5 | 15 | 9 | Yes | Yes | 2014-03-07 |  | 1
TRUE | YZF04214C | 2719 | 5458221 | YORK BY JOHNSON CONTROLS | YZF04214C | HP | Split System: Heat Pump with Remote Outdoor Unit-Air-Source | YZF04214C |  | AHE48D+TXV | 12.5 | 15 | 8.5 | Yes | Yes | 2014-03-07 |  | 1
TRUE | YZF04813C | 2695 | 4465296 | YORK BY JOHNSON CONTROLS | YZF04813C | HP | Split System: Heat Pump with Remote Outdoor Unit-Air-Source | YZF04813C |  | AHE60D+TXV | 12.5 | 15 | 9 | Yes | Yes | 2014-03-07 |  | 1
FALSE | T4BF-036KA | 1871 | 6528390 | HEAT CONTROLLER, INC. | HRG1636S1E | HP | Split System: Heat Pump with Remote Outdoor Unit-Air-Source | T4BF-036KA |  | C6B(A,H)-X36(C,U)-C | 12.5 | 15.7 | 8.6 | Yes | Yes | 2014-04-18 |  | 1
TRUE | T4BF-036KA | 1871 | 6528391 | HEAT CONTROLLER, INC. | HRG1636S1E | HP | Split System: Heat Pump with Remote Outdoor Unit-Air-Source | T4BF-036KA |  | C6B(A,H)-X36(C,U)-B | 12.5 | 16 | 9 | Yes | Yes | 2014-04-18 |  | 1
FALSE | T4BF-036KA | 1871 | 6528392 | HEAT CONTROLLER, INC. | HRG1636S1E | HP | Split System: Heat Pump with Remote Outdoor Unit-Air-Source | T4BF-036KA |  | C6B(A,H)-X36(C,U)-C | 12.5 | 16 | 9 | Yes | Yes | 2014-04-18 |  | 1
FALSE | T4BF-036KA | 1871 | 6528393 | HEAT CONTROLLER, INC. | HRG1636S1E | HP | Split System: Heat Pump with Remote Outdoor Unit-Air-Source | T4BF-036KA |  | B6VMAX36K-B | 12.5 | 16 | 9 | Yes | Yes | 2014-04-18 |  | 1
FALSE | T4BF-048KA | 1876 | 6528394 | HEAT CONTROLLER, INC. | HRG1648S1E | HP | Split System: Heat Pump with Remote Outdoor Unit-Air-Source | T4BF-048KA |  | C6B(A,H)-X48(C,U)-C | 12.5 | 15 | 8.5 | Yes | Yes | 2014-04-18 |  | 1
FALSE | T4BF-048KA | 1876 | 6528395 | HEAT CONTROLLER, INC. | HRG1648S1E | HP | Split System: Heat Pump with Remote Outdoor Unit-Air-Source | T4BF-048KA |  | C6B(A,H)-X48(C,U)-C | 12.5 | 15 | 8.5 | Yes | Yes | 2014-04-18 |  | 1
FALSE | T4BF-048KA | 1876 | 6528396 | HEAT CONTROLLER, INC. | HRG1648S1E | HP | Split System: Heat Pump with Remote Outdoor Unit-Air-Source | T4BF-048KA |  | C6B(A,H)-X48(C,U)-C | 12.5 | 15 | 8.5 | Yes | Yes | 2014-04-18 |  | 1
FALSE | T4BF-048KA | 1876 | 6528397 | HEAT CONTROLLER, INC. | HRG1648S1E | HP | Split System: Heat Pump with Remote Outdoor Unit-Air-Source | T4BF-048KA |  | C6B(A,H)-X48(C,U)-C | 12.5 | 16 | 9 | Yes | Yes | 2014-04-18 |  | 1
TRUE | T4BF-048KA | 1876 | 6528398 | HEAT CONTROLLER, INC. | HRG1648S1E | HP | Split System: Heat Pump with Remote Outdoor Unit-Air-Source | T4BF-048KA |  | B6VMAX48K-C | 12.5 | 16 | 9 | Yes | Yes | 2014-04-18 |  | 1
FALSE | T4BE-018KA | 3028 | 6685683 | HEAT CONTROLLER, INC. | HRG1418S1F | HP | Split System: Heat Pump with Remote Outdoor Unit-Air-Source | T4BE-018KA |  | B6EW-X18K(*) | 12 | 14.5 | 8.2 | Yes | Yes | 2014-04-18 |  | Below V5.0 Req.
FALSE | T4QE-030KA | 3034 | 6685684 | HEAT CONTROLLER, INC. | HRG1430S1F | HP | Split System: Heat Pump with Remote Outdoor Unit-Air-Source | T4BE-030KA |  | B6EW-X30K(*) | 12.5 | 15 | 8.5 | Yes | Yes | 2014-04-18 |  | 1
FALSE | T4QE-036KA | 3072 | 6685685 | HEAT CONTROLLER, INC. | HRG1436S1F | HP | Split System: Heat Pump with Remote Outdoor Unit-Air-Source | T4BE-036KA |  | B6EW-X36K(*) | 12.5 | 15 | 8.5 | Yes | Yes | 2014-04-18 |  | 1
FALSE | T4BE-018KA | 3028 | 6685689 | HEAT CONTROLLER, INC. | HRG1418S1F | HP | Split System: Heat Pump with Remote Outdoor Unit-Air-Source | T4BE-018KA |  | C7B(A,H)M01824(C,U)-A+TXV | 12.5 | 15 | 8.5 | Yes | Yes | 2014-04-18 |  | 1
FALSE | T4BE-018KA | 3028 | 6685690 | HEAT CONTROLLER, INC. | HRG1418S1F | HP | Split System: Heat Pump with Remote Outdoor Unit-Air-Source | T4BE-018KA |  | C7B(A,H)M01824(C,U)-A+TXV | 12.5 | 15 | 8.5 | Yes | Yes | 2014-04-18 |  | 1
FALSE | T4BE-018KA | 3028 | 6685691 | HEAT CONTROLLER, INC. | HRG1418S1F | HP | Split System: Heat Pump with Remote Outdoor Unit-Air-Source | T4BE-018KA |  | C7B(A,H)M01824(C,U)-B+TXV | 12.5 | 15 | 8.5 | Yes | Yes | 2014-04-18 |  | 1
FALSE | T4BE-018KA | 3028 | 6685692 | HEAT CONTROLLER, INC. | HRG1418S1F | HP | Split System: Heat Pump with Remote Outdoor Unit-Air-Source | T4BE-018KA |  | C7B(A,H)M01824(C,U)-B+TXV | 12.5 | 15 | 8.5 | Yes | Yes | 2014-04-18 |  | 1
FALSE | T4QE-024KA | 3070 | 6685693 | HEAT CONTROLLER, INC. | HRG1424S1F | HP | Split System: Heat Pump with Remote Outdoor Unit-Air-Source | T4BE-024KA |  | C7B(A,H)M01824(C,U)-A+TXV | 12 | 14.5 | 8.2 | Yes | Yes | 2014-04-18 |  | Below V5.0 Req.
FALSE | T4QE-024KA | 3070 | 6685694 | HEAT CONTROLLER, INC. | HRG1424S1F | HP | Split System: Heat Pump with Remote Outdoor Unit-Air-Source | T4BE-024KA |  | C7B(A,H)M01824(C,U)-A+TXV | 12 | 14.5 | 8.2 | Yes | Yes | 2014-04-18 |  | Below V5.0 Req.
TRUE | T4BI-024K | 1803 | 5176056 | TAPPAN | FT4BI-024K | HP | Split System: Heat Pump with Remote Outdoor Unit-Air-Source | T4BI-024K |  | B6VMAI24K-B | 14.6 | 22 | 10 | Yes | Yes | 2014-08-05 |  | 3
TRUE | T4BI-048K | 1802 | 5176058 | TAPPAN | FT4BI-048K | HP | Split System: Heat Pump with Remote Outdoor Unit-Air-Source | T4BI-048K |  | B6VMAI48K-C | 12.5 | 21 | 10 | Yes | Yes | 2014-08-05 |  | 1
TRUE | T4BI-036K | 1801 | 5176060 | TAPPAN | FT4BI-036K | HP | Split System: Heat Pump with Remote Outdoor Unit-Air-Source | T4BI-036K |  | B6VMAI36K-B | 13 | 21 | 9.6 | Yes | Yes | 2014-08-05 |  | 2
TRUE | T4BI-024K | 1803 | 5176062 | WESTINGHOUSE | FT4BI-024K | HP | Split System: Heat Pump with Remote Outdoor Unit-Air-Source | T4BI-024K |  | B6VMAI24K-B | 14.6 | 22 | 10 | Yes | Yes | 2014-08-05 |  | 3
TRUE | T4BI-048K | 1802 | 5176064 | WESTINGHOUSE | FT4BI-048K | HP | Split System: Heat Pump with Remote Outdoor Unit-Air-Source | T4BI-048K |  | B6VMAI48K-C | 12.5 | 21 | 10 | Yes | Yes | 2014-08-05 |  | 1
TRUE | T4BI-036K | 1801 | 5176067 | WESTINGHOUSE | FT4BI-036K | HP | Split System: Heat Pump with Remote Outdoor Unit-Air-Source | T4BI-036K |  | B6VMAI36K-B | 13 | 21 | 9.6 | Yes | Yes | 2014-08-05 |  | 2
TRUE | T4BI-024K | 1803 | 5176069 | NUTONE | FT4BI-024K | HP | Split System: Heat Pump with Remote Outdoor Unit-Air-Source | T4BI-024K |  | B6VMAI24K-B | 14.6 | 22 | 10 | Yes | Yes | 2014-08-05 |  | 3
TRUE | T4BI-048K | 1802 | 5176071 | NUTONE | FT4BI-048K | HP | Split System: Heat Pump with Remote Outdoor Unit-Air-Source | T4BI-048K |  | B6VMAI48K-C | 12.5 | 21 | 10 | Yes | Yes | 2014-08-05 |  | 1
TRUE | T4BI-036K | 1801 | 5176073 | NUTONE | FT4BI-036K | HP | Split System: Heat Pump with Remote Outdoor Unit-Air-Source | T4BI-036K |  | B6VMAI36K-B | 13 | 21 | 9.6 | Yes | Yes | 2014-08-05 |  | 2
TRUE | T4BI-024K | 1803 | 5176075 | BROAN | FT4BI-024K | HP | Split System: Heat Pump with Remote Outdoor Unit-Air-Source | T4BI-024K |  | B6VMAI24K-B | 14.6 | 22 | 10 | Yes | Yes | 2014-08-05 |  | 3
TRUE | T4BI-048K | 1802 | 5176077 | BROAN | FT4BI-048K | HP | Split System: Heat Pump with Remote Outdoor Unit-Air-Source | T4BI-048K |  | B6VMAI48K-C | 12.5 | 21 | 10 | Yes | Yes | 2014-08-05 |  | 1
TRUE | T4BI-036K | 1801 | 5176079 | BROAN | FT4BI-036K | HP | Split System: Heat Pump with Remote Outdoor Unit-Air-Source | T4BI-036K |  | B6VMAI36K-B | 13 | 21 | 9.6 | Yes | Yes | 2014-08-05 |  | 2
TRUE | T4BI-024K | 1803 | 5176081 | MAYTAG | PSH4BI024K | HP | Split System: Heat Pump with Remote Outdoor Unit-Air-Source | T4BI-024K |  | B6VMAI24K-B | 14.6 | 22 | 10 | Yes | Yes | 2014-08-05 |  | 3
TRUE | T4BI-048K | 1802 | 5176083 | MAYTAG | PSH4BI048K | HP | Split System: Heat Pump with Remote Outdoor Unit-Air-Source | T4BI-048K |  | B6VMAI48K-C | 12.5 | 21 | 10 | Yes | Yes | 2014-08-05 |  | 1
TRUE | T4BI-036K | 1801 | 5176086 | MAYTAG | PSH4BI036K | HP | Split System: Heat Pump with Remote Outdoor Unit-Air-Source | T4BI-036K |  | B6VMAI36K-B | 13 | 21 | 9.6 | Yes | Yes | 2014-08-05 |  | 2
TRUE | T4BI-024K | 1803 | 6503948 | PHILCO | FT4BI-024K | HP | Split System: Heat Pump with Remote Outdoor Unit-Air-Source | T4BI-024K |  | B6VMAI24K-B | 14.6 | 22 | 10 | Yes | Yes | 2014-08-05 |  | 3
TRUE | T4BI-036K | 1801 | 6503949 | PHILCO | FT4BI-036K | HP | Split System: Heat Pump with Remote Outdoor Unit-Air-Source | T4BI-036K |  | B6VMAI36K-B | 13 | 21 | 9.6 | Yes | Yes | 2014-08-05 |  | 2
TRUE | T4BI-048K | 1802 | 6503950 | PHILCO | FT4BI-048K | HP | Split System: Heat Pump with Remote Outdoor Unit-Air-Source | T4BI-048K |  | B6VMAI48K-C | 12.5 | 21 | 10 | Yes | Yes | 2014-08-05 |  | 1
TRUE | T4BI-024K | 1803 | 6504525 | NORDYNE, LLC. | FT4BI-024K | HP | Split System: Heat Pump with Remote Outdoor Unit-Air-Source | T4BI-024K |  | B6VMAI24K-B | 14.6 | 22 | 10 | Yes | Yes | 2014-08-05 |  | 3
TRUE | T4BI-036K | 1801 | 6504526 | NORDYNE, LLC. | FT4BI-036K | HP | Split System: Heat Pump with Remote Outdoor Unit-Air-Source | T4BI-036K |  | B6VMAI36K-B | 13 | 21 | 9.6 | Yes | Yes | 2014-08-05 |  | 2
TRUE | T4BI-048K | 1802 | 6504527 | NORDYNE, LLC. | FT4BI-048K | HP | Split System: Heat Pump with Remote Outdoor Unit-Air-Source | T4BI-048K |  | B6VMAI48K-C | 12.5 | 21 | 10 | Yes | Yes | 2014-08-05 |  | 1
FALSE | T4BE-018KA | 3028 | 6686155 | GIBSON | JT4BE-018KA | HP | Split System: Heat Pump with Remote Outdoor Unit-Air-Source | T4BE-018KA |  | B6EMMX24K-B | 12 | 15 | 8.2 | Yes | Yes | 2014-08-18 |  | Below V5.0 Req.
FALSE | T4QE-024KA | 3070 | 6686157 | GIBSON | JT4BE-024KA | HP | Split System: Heat Pump with Remote Outdoor Unit-Air-Source | T4BE-024KA |  | B6EMMX24K-B | 12.5 | 15 | 8.5 | Yes | Yes | 2014-08-18 |  | 1
FALSE | T4QE-030KA | 3034 | 6689007 | GIBSON | JT4BE-030KA | HP | Split System: Heat Pump with Remote Outdoor Unit-Air-Source | T4BE-030KA |  | B6EMMX30K-B | 12.5 | 15 | 8.5 | Yes | Yes | 2014-08-18 |  | 1
FALSE | SSZ140311A* | 1089 | 5722673 | GOODMAN MANUFACTURING CO., LP. | SSZ140301A* | HP | Split System: Heat Pump with Remote Outdoor Unit-Air-Source | SSZ140301A* |  | ASPT36C14A* | 12.5 | 15 | 8.5 | Yes | Yes | 2014-08-27 |  | 1
FALSE | SSZ140191A* | 1072 | 6546237 | DAIKIN MANUFACTURING COMPANY, L.P. | DZ14SA0181A* | HP | Split System: Heat Pump with Remote Outdoor Unit-Air-Source | SSZ140181A* |  | ASPT24B14A* | 12 | 14.5 | 8.2 | Yes | Yes | 2014-10-17 |  | Below V5.0 Req.
FALSE | SSZ140191A* | 1072 | 6546244 | DAIKIN MANUFACTURING COMPANY, L.P. | DZ14SA0181A* | HP | Split System: Heat Pump with Remote Outdoor Unit-Air-Source | SSZ140181A* |  | AWUF31XX16A* | 12.5 | 14.5 | 8.2 | Yes | Yes | 2014-10-17 |  | Below V5.0 Req.
FALSE | SSZ140251A* | 1079 | 6546272 | DAIKIN MANUFACTURING COMPANY, L.P. | DZ14SA0241A* | HP | Split System: Heat Pump with Remote Outdoor Unit-Air-Source | SSZ140241A* |  | ASPT30C14A* | 12.5 | 15 | 8.5 | Yes | Yes | 2014-10-17 |  | 1
FALSE | SSZ140311A* | 1089 | 6546313 | DAIKIN MANUFACTURING COMPANY, L.P. | DZ14SA0301A* | HP | Split System: Heat Pump with Remote Outdoor Unit-Air-Source | SSZ140301A* |  | ASPT36C14A* | 12.5 | 15 | 8.5 | Yes | Yes | 2014-10-17 |  | 1
FALSE | SSZ140251A* | 1079 | 6546280 | DAIKIN MANUFACTURING COMPANY, L.P. | DZ14SA0241A* | HP | Split System: Heat Pump with Remote Outdoor Unit-Air-Source | SSZ140241A* |  | AVPTC30C14A* | 12.5 | 15 | 8.5 | Yes | Yes | 2014-11-24 |  | 1
TRUE | HP.038.001.0103.003 | 545 | 7556628 | COMFORTMAKER | CSH524GKA* | HP | Split System: Heat Pump with Remote Outdoor Unit-Air-Source | HP.038.001.0103.003 |  | FX4DNF025L | 12.5 | 15 | 9 | Yes | Yes | 2015-02-26 |  | 1
FALSE | 25HNB624C*032 | 3066 | 7558597 | COMFORTMAKER | CCH624GKA3* | HP | Split System: Heat Pump with Remote Outdoor Unit-Air-Source | HP.105.001.0516.016 |  | FE4AN(B,F)003L+UI | 13 | 17 | 9 | Yes | Yes | 2015-01-29 |  | 2
FALSE | 25HNB624C*032 | 3066 | 6952078 | COMFORTMAKER | CCH624GKA3* | HP | Split System: Heat Pump with Remote Outdoor Unit-Air-Source | HP.105.001.0516.016 |  | FE4ANF002L | 13 | 17 | 9 | Yes | Yes | 2015-02-04 |  | 2
FALSE | 25HNB636A*031 | 3047 | 7558555 | COMFORTMAKER | CCH636GKA2* | HP | Split System: Heat Pump with Remote Outdoor Unit-Air-Source | HP.107.001.0416.016 |  | FE4AN(B,F)003L+UI | 12.7 | 16.2 | 9 | Yes | Yes | 2015-02-04 |  | 1
FALSE | 25HNB648C*031 | 2307 | 6952118 | COMFORTMAKER | CCH648GKA2* | HP | Split System: Heat Pump with Remote Outdoor Unit-Air-Source | HP.111.001.0516.016 |  | FE4AN(B,F)005L | 12.5 | 16 | 9 | Yes | Yes | 2015-02-04 |  | 1
FALSE | 25HNB660C*031 | 2309 | 7558708 | COMFORTMAKER | CCH660GKA2* | HP | Split System: Heat Pump with Remote Outdoor Unit-Air-Source | HP.114.001.0516.016 |  | FE4ANB006L+UI | 12.5 | 16 | 9 | Yes | Yes | 2015-02-04 |  | 1
TRUE | HP.023.001.0203.003 | 526 | 7555797 | COMFORTMAKER | CSH518GKA* | HP | Split System: Heat Pump with Remote Outdoor Unit-Air-Source | HP.023.001.0203.003 |  | FX4DNF019L | 12.5 | 15 | 8.5 | Yes | Yes | 2015-02-26 |  | 1
TRUE | HP.041.001.0403.003 | 555 | 7558234 | COMFORTMAKER | CSH530GKA* | HP | Split System: Heat Pump with Remote Outdoor Unit-Air-Source | HP.041.001.0403.003 |  | FX4DN(B,F)031L | 12.5 | 15 | 8.5 | Yes | Yes | 2015-02-26 |  | 1
FALSE | RP1530AJ1 | 3326 | 7509058 | RHEEM SALES COMPANY, INC. | RP1530AJ1 | HP | Split System: Heat Pump with Remote Outdoor Unit-Air-Source | RP1530AJ1 |  | RCF3621STAM | 12.5 | 15 | 8.5 | Yes | Yes | 2015-02-05 |  | 1
FALSE | RP1530AJ1 | 3326 | 7509059 | RHEEM SALES COMPANY, INC. | RP1530AJ1 | HP | Split System: Heat Pump with Remote Outdoor Unit-Air-Source | RP1530AJ1 |  | RCF3621STAM | 12.5 | 15 | 8.5 | Yes | Yes | 2015-02-05 |  | 1
FALSE | RP1530AJ1 | 3326 | 7509061 | RHEEM SALES COMPANY, INC. | RP1530AJ1 | HP | Split System: Heat Pump with Remote Outdoor Unit-Air-Source | RP1530AJ1 |  | RCF3621STAM | 12 | 14.5 | 8.2 | Yes | Yes | 2015-02-05 |  | Below V5.0 Req.
FALSE | RP1530AJ1 | 3326 | 7509063 | RHEEM SALES COMPANY, INC. | RP1530AJ1 | HP | Split System: Heat Pump with Remote Outdoor Unit-Air-Source | RP1530AJ1 |  | RCF3621STAM | 12 | 14.5 | 8.2 | Yes | Yes | 2015-02-05 |  | Below V5.0 Req.
FALSE | RP1530AJ1 | 3326 | 7509065 | RHEEM SALES COMPANY, INC. | RP1530AJ1 | HP | Split System: Heat Pump with Remote Outdoor Unit-Air-Source | RP1530AJ1 |  | RCF3621STAM | 12 | 14.5 | 8.2 | Yes | Yes | 2015-02-05 |  | Below V5.0 Req.
FALSE | RP1530AJ1 | 3326 | 7509066 | RHEEM SALES COMPANY, INC. | RP1530AJ1 | HP | Split System: Heat Pump with Remote Outdoor Unit-Air-Source | RP1530AJ1 |  | RCF3621STAM | 12.5 | 15 | 8.5 | Yes | Yes | 2015-02-05 |  | 1
FALSE | RP1530AJ1 | 3326 | 7509068 | RHEEM SALES COMPANY, INC. | RP1530AJ1 | HP | Split System: Heat Pump with Remote Outdoor Unit-Air-Source | RP1530AJ1 |  | RCF3621STAM | 12.5 | 15 | 8.2 | Yes | Yes | 2015-02-05 |  | Below V5.0 Req.
FALSE | RP1530AJ1 | 3326 | 7509069 | RHEEM SALES COMPANY, INC. | RP1530AJ1 | HP | Split System: Heat Pump with Remote Outdoor Unit-Air-Source | RP1530AJ1 |  | RCF3621STAM | 12.5 | 15 | 8.2 | Yes | Yes | 2015-02-05 |  | Below V5.0 Req.
FALSE | RP1530AJ1 | 3326 | 7509071 | RHEEM SALES COMPANY, INC. | RP1530AJ1 | HP | Split System: Heat Pump with Remote Outdoor Unit-Air-Source | RP1530AJ1 |  | RCF3621STAM | 12 | 14.5 | 8.2 | Yes | Yes | 2015-02-05 |  | Below V5.0 Req.
FALSE | RP1530AJ1 | 3326 | 7509073 | RHEEM SALES COMPANY, INC. | RP1530AJ1 | HP | Split System: Heat Pump with Remote Outdoor Unit-Air-Source | RP1530AJ1 |  | RCF3621STAM | 12.5 | 15 | 8.5 | Yes | Yes | 2015-02-05 |  | 1
FALSE | RP1530AJ1 | 3326 | 7509075 | RHEEM SALES COMPANY, INC. | RP1530AJ1 | HP | Split System: Heat Pump with Remote Outdoor Unit-Air-Source | RP1530AJ1 |  | RCF3621STAM | 12.5 | 15 | 8.5 | Yes | Yes | 2015-02-05 |  | 1
FALSE | RP1530AJ1 | 3326 | 7509077 | RHEEM SALES COMPANY, INC. | RP1530AJ1 | HP | Split System: Heat Pump with Remote Outdoor Unit-Air-Source | RP1530AJ1 |  | RCF3621STAM | 12 | 14.5 | 8.2 | Yes | Yes | 2015-02-05 |  | Below V5.0 Req.
FALSE | RP1530AJ1 | 3326 | 7509078 | RHEEM SALES COMPANY, INC. | RP1530AJ1 | HP | Split System: Heat Pump with Remote Outdoor Unit-Air-Source | RP1530AJ1 |  | RCF3621STAM | 12.5 | 15 | 8.5 | Yes | Yes | 2015-02-05 |  | 1
FALSE | RP1530AJ1 | 3326 | 7509080 | RHEEM SALES COMPANY, INC. | RP1530AJ1 | HP | Split System: Heat Pump with Remote Outdoor Unit-Air-Source | RP1530AJ1 |  | RCF3621STAM | 12.5 | 15 | 8.5 | Yes | Yes | 2015-02-05 |  | 1
FALSE | RP1530AJ1 | 3326 | 7509082 | RHEEM SALES COMPANY, INC. | RP1530AJ1 | HP | Split System: Heat Pump with Remote Outdoor Unit-Air-Source | RP1530AJ1 |  | RCF3621STAM | 12 | 14.5 | 8.2 | Yes | Yes | 2015-02-05 |  | Below V5.0 Req.
FALSE | RP1530AJ1 | 3326 | 7509084 | RHEEM SALES COMPANY, INC. | RP1530AJ1 | HP | Split System: Heat Pump with Remote Outdoor Unit-Air-Source | RP1530AJ1 |  | RCF3621STAM | 12 | 14.5 | 8.2 | Yes | Yes | 2015-02-05 |  | Below V5.0 Req.
FALSE | RP1530AJ1 | 3326 | 7509086 | RHEEM SALES COMPANY, INC. | RP1530AJ1 | HP | Split System: Heat Pump with Remote Outdoor Unit-Air-Source | RP1530AJ1 |  | RCF3621STAM | 13 | 15.5 | 8.5 | Yes | Yes | 2015-02-05 |  | 1
FALSE | RP1530AJ1 | 3326 | 7509087 | RHEEM SALES COMPANY, INC. | RP1530AJ1 | HP | Split System: Heat Pump with Remote Outdoor Unit-Air-Source | RP1530AJ1 |  | RCF3621STAM | 13 | 15.5 | 8.5 | Yes | Yes | 2015-02-05 |  | 1
FALSE | RP1530AJ1 | 3326 | 7509089 | RHEEM SALES COMPANY, INC. | RP1530AJ1 | HP | Split System: Heat Pump with Remote Outdoor Unit-Air-Source | RP1530AJ1 |  | RCF3621STAM | 12.5 | 15 | 8.5 | Yes | Yes | 2015-02-05 |  | 1
FALSE | RP1530AJ1 | 3326 | 7509091 | RHEEM SALES COMPANY, INC. | RP1530AJ1 | HP | Split System: Heat Pump with Remote Outdoor Unit-Air-Source | RP1530AJ1 |  | RCF3621STAM | 12.5 | 15 | 8.5 | Yes | Yes | 2015-02-05 |  | 1
FALSE | RP1530AJ1 | 3326 | 7509093 | RHEEM SALES COMPANY, INC. | RP1530AJ1 | HP | Split System: Heat Pump with Remote Outdoor Unit-Air-Source | RP1530AJ1 |  | RCF3621STAM | 12 | 14.5 | 8.2 | Yes | Yes | 2015-02-05 |  | Below V5.0 Req.
FALSE | RP1530AJ1 | 3326 | 7509095 | RHEEM SALES COMPANY, INC. | RP1530AJ1 | HP | Split System: Heat Pump with Remote Outdoor Unit-Air-Source | RP1530AJ1 |  | RCF3621STAM | 12.5 | 15 | 8.2 | Yes | Yes | 2015-02-05 |  | Below V5.0 Req.
FALSE | RP1530AJ1 | 3326 | 7509096 | RHEEM SALES COMPANY, INC. | RP1530AJ1 | HP | Split System: Heat Pump with Remote Outdoor Unit-Air-Source | RP1530AJ1 |  | RCF3621STAM | 12.5 | 15 | 8.5 | Yes | Yes | 2015-02-05 |  | 1
FALSE | RP1530AJ1 | 3326 | 7509098 | RHEEM SALES COMPANY, INC. | RP1530AJ1 | HP | Split System: Heat Pump with Remote Outdoor Unit-Air-Source | RP1530AJ1 |  | RCF3621STAM | 12.5 | 15 | 8.5 | Yes | Yes | 2015-02-05 |  | 1
TRUE | RP1530AJ1 | 3326 | 7509100 | RHEEM SALES COMPANY, INC. | RP1530AJ1 | HP | Split System: Heat Pump with Remote Outdoor Unit-Air-Source | RP1530AJ1 |  | RH1T3617STAN | 13 | 15.5 | 8.5 | Yes | Yes | 2015-02-05 |  | 1
FALSE | RP1530AJ1 | 3326 | 7509102 | RHEEM SALES COMPANY, INC. | RP1530AJ1 | HP | Split System: Heat Pump with Remote Outdoor Unit-Air-Source | RP1530AJ1 |  | RH1V3617STAN | 12.5 | 15 | 8.5 | Yes | Yes | 2015-02-05 |  | 1
FALSE | RP1436FJ1 | 3327 | 7512025 | RHEEM SALES COMPANY, INC. | RP1536AC1 | HP | Split System: Heat Pump with Remote Outdoor Unit-Air-Source | RP1536AC1 |  | RBHP-21 | 12 | 14.5 | 9 | Yes | Yes | 2015-02-05 |  | 0
FALSE | RP1436FJ1 | 3327 | 7512026 | RHEEM SALES COMPANY, INC. | RP1536AC1 | HP | Split System: Heat Pump with Remote Outdoor Unit-Air-Source | RP1536AC1 |  | RCF3617STAM | 12 | 14.5 | 9 | Yes | Yes | 2015-02-05 |  | 0
FALSE | RP1436FJ1 | 3327 | 7512028 | RHEEM SALES COMPANY, INC. | RP1536AC1 | HP | Split System: Heat Pump with Remote Outdoor Unit-Air-Source | RP1536AC1 |  | RCF3617STAM | 12 | 14.5 | 9 | Yes | Yes | 2015-02-05 |  | 0
FALSE | RP1436FJ1 | 3327 | 7512029 | RHEEM SALES COMPANY, INC. | RP1536AC1 | HP | Split System: Heat Pump with Remote Outdoor Unit-Air-Source | RP1536AC1 |  | RCF3617STAM | 12 | 14.5 | 9 | Yes | Yes | 2015-02-05 |  | 0
FALSE | RP1436FJ1 | 3327 | 7512037 | RHEEM SALES COMPANY, INC. | RP1536AC1 | HP | Split System: Heat Pump with Remote Outdoor Unit-Air-Source | RP1536AC1 |  | RCF3617STAM | 12 | 14.5 | 9 | Yes | Yes | 2015-02-05 |  | 0
FALSE | RP1436FJ1 | 3327 | 7512038 | RHEEM SALES COMPANY, INC. | RP1536AC1 | HP | Split System: Heat Pump with Remote Outdoor Unit-Air-Source | RP1536AC1 |  | RCF3617STAM | 12 | 14.5 | 9 | Yes | Yes | 2015-02-05 |  | 0
FALSE | RP1436FJ1 | 3327 | 7512040 | RHEEM SALES COMPANY, INC. | RP1536AC1 | HP | Split System: Heat Pump with Remote Outdoor Unit-Air-Source | RP1536AC1 |  | RCF3621STAM | 12 | 14.5 | 9 | Yes | Yes | 2015-02-05 |  | 0
FALSE | RP1436FJ1 | 3327 | 7512041 | RHEEM SALES COMPANY, INC. | RP1536AC1 | HP | Split System: Heat Pump with Remote Outdoor Unit-Air-Source | RP1536AC1 |  | RCF3621STAM | 12.5 | 15 | 9 | Yes | Yes | 2015-02-05 |  | 1
FALSE | RP1436FJ1 | 3327 | 7512042 | RHEEM SALES COMPANY, INC. | RP1536AC1 | HP | Split System: Heat Pump with Remote Outdoor Unit-Air-Source | RP1536AC1 |  | RCF3621STAM | 12 | 14.5 | 9 | Yes | Yes | 2015-02-05 |  | 0
FALSE | RP1436FJ1 | 3327 | 7512043 | RHEEM SALES COMPANY, INC. | RP1536AC1 | HP | Split System: Heat Pump with Remote Outdoor Unit-Air-Source | RP1536AC1 |  | RCF3621STAM | 12.5 | 15 | 9 | Yes | Yes | 2015-02-05 |  | 1
FALSE | RP1436FJ1 | 3327 | 7512044 | RHEEM SALES COMPANY, INC. | RP1536AC1 | HP | Split System: Heat Pump with Remote Outdoor Unit-Air-Source | RP1536AC1 |  | RCF3621STAM | 12 | 14.5 | 9 | Yes | Yes | 2015-02-05 |  | 0
FALSE | RP1436FJ1 | 3327 | 7512046 | RHEEM SALES COMPANY, INC. | RP1536AC1 | HP | Split System: Heat Pump with Remote Outdoor Unit-Air-Source | RP1536AC1 |  | RCF3621STAM | 12 | 14.5 | 9 | Yes | Yes | 2015-02-05 |  | 0
FALSE | RP1436FJ1 | 3327 | 7512050 | RHEEM SALES COMPANY, INC. | RP1536AC1 | HP | Split System: Heat Pump with Remote Outdoor Unit-Air-Source | RP1536AC1 |  | RCF3621STAM | 12 | 14.5 | 9 | Yes | Yes | 2015-02-05 |  | 0
FALSE | RP1436FJ1 | 3327 | 7512051 | RHEEM SALES COMPANY, INC. | RP1536AC1 | HP | Split System: Heat Pump with Remote Outdoor Unit-Air-Source | RP1536AC1 |  | RCF3621STAM | 12 | 14.5 | 9 | Yes | Yes | 2015-02-05 |  | 0
FALSE | RP1436FJ1 | 3327 | 7512054 | RHEEM SALES COMPANY, INC. | RP1536AC1 | HP | Split System: Heat Pump with Remote Outdoor Unit-Air-Source | RP1536AC1 |  | RCF3621STAM | 12.5 | 15 | 9 | Yes | Yes | 2015-02-05 |  | 1
FALSE | RP1436FJ1 | 3327 | 7512055 | RHEEM SALES COMPANY, INC. | RP1536AC1 | HP | Split System: Heat Pump with Remote Outdoor Unit-Air-Source | RP1536AC1 |  | RCF3621STAM | 12.5 | 15 | 9 | Yes | Yes | 2015-02-05 |  | 1
FALSE | RP1436FJ1 | 3327 | 7512058 | RHEEM SALES COMPANY, INC. | RP1536AC1 | HP | Split System: Heat Pump with Remote Outdoor Unit-Air-Source | RP1536AC1 |  | RCF3621STAM | 12.5 | 15 | 9 | Yes | Yes | 2015-02-05 |  | 1
FALSE | RP1436FJ1 | 3327 | 7512059 | RHEEM SALES COMPANY, INC. | RP1536AC1 | HP | Split System: Heat Pump with Remote Outdoor Unit-Air-Source | RP1536AC1 |  | RCF3621STAM | 12.5 | 15 | 9 | Yes | Yes | 2015-02-05 |  | 1
FALSE | RP1436FJ1 | 3327 | 7512060 | RHEEM SALES COMPANY, INC. | RP1536AC1 | HP | Split System: Heat Pump with Remote Outdoor Unit-Air-Source | RP1536AC1 |  | RCF3621STAM | 12 | 14.5 | 9 | Yes | Yes | 2015-02-05 |  | 0
FALSE | RP1436FJ1 | 3327 | 7512061 | RHEEM SALES COMPANY, INC. | RP1536AC1 | HP | Split System: Heat Pump with Remote Outdoor Unit-Air-Source | RP1536AC1 |  | RCF3621STAM | 12 | 14.5 | 9 | Yes | Yes | 2015-02-05 |  | 0
FALSE | RP1436FJ1 | 3327 | 7512063 | RHEEM SALES COMPANY, INC. | RP1536AC1 | HP | Split System: Heat Pump with Remote Outdoor Unit-Air-Source | RP1536AC1 |  | RCF3621STAM | 12.5 | 15 | 9 | Yes | Yes | 2015-02-05 |  | 1
FALSE | RP1436FJ1 | 3327 | 7512064 | RHEEM SALES COMPANY, INC. | RP1536AC1 | HP | Split System: Heat Pump with Remote Outdoor Unit-Air-Source | RP1536AC1 |  | RCF3621STAM | 12.5 | 15 | 9 | Yes | Yes | 2015-02-05 |  | 1
FALSE | RP1436FJ1 | 3327 | 7512065 | RHEEM SALES COMPANY, INC. | RP1536AC1 | HP | Split System: Heat Pump with Remote Outdoor Unit-Air-Source | RP1536AC1 |  | RCF3621STAM | 12.5 | 15 | 9 | Yes | Yes | 2015-02-05 |  | 1
TRUE | RP1536AC1 | 3327 | 7512069 | RHEEM SALES COMPANY, INC. | RP1536AC1 | HP | Split System: Heat Pump with Remote Outdoor Unit-Air-Source | RP1536AC1 |  | RH1T3617STAN | 12.5 | 15 | 9 | Yes | Yes | 2015-02-05 |  | 1
FALSE | RP1436FJ1 | 3327 | 7512070 | RHEEM SALES COMPANY, INC. | RP1536AC1 | HP | Split System: Heat Pump with Remote Outdoor Unit-Air-Source | RP1536AC1 |  | RH1V3617STAN | 12.5 | 15 | 9 | Yes | Yes | 2015-02-05 |  | 1
FALSE | RP1436FJ1 | 3327 | 7512071 | RHEEM SALES COMPANY, INC. | RP1536AJ1 | HP | Split System: Heat Pump with Remote Outdoor Unit-Air-Source | RP1536AJ1 |  | RBHP-21 | 12 | 14.5 | 9 | Yes | Yes | 2015-02-05 |  | 0
FALSE | RP1436FJ1 | 3327 | 7512072 | RHEEM SALES COMPANY, INC. | RP1536AJ1 | HP | Split System: Heat Pump with Remote Outdoor Unit-Air-Source | RP1536AJ1 |  | RCF3617STAM | 12 | 14.5 | 9 | Yes | Yes | 2015-02-05 |  | 0
FALSE | RP1436FJ1 | 3327 | 7512074 | RHEEM SALES COMPANY, INC. | RP1536AJ1 | HP | Split System: Heat Pump with Remote Outdoor Unit-Air-Source | RP1536AJ1 |  | RCF3617STAM | 12 | 14.5 | 9 | Yes | Yes | 2015-02-05 |  | 0
FALSE | RP1436FJ1 | 3327 | 7512075 | RHEEM SALES COMPANY, INC. | RP1536AJ1 | HP | Split System: Heat Pump with Remote Outdoor Unit-Air-Source | RP1536AJ1 |  | RCF3617STAM | 12 | 14.5 | 9 | Yes | Yes | 2015-02-05 |  | 0
FALSE | RP1436FJ1 | 3327 | 7512083 | RHEEM SALES COMPANY, INC. | RP1536AJ1 | HP | Split System: Heat Pump with Remote Outdoor Unit-Air-Source | RP1536AJ1 |  | RCF3617STAM | 12 | 14.5 | 9 | Yes | Yes | 2015-02-05 |  | 0
FALSE | RP1436FJ1 | 3327 | 7512084 | RHEEM SALES COMPANY, INC. | RP1536AJ1 | HP | Split System: Heat Pump with Remote Outdoor Unit-Air-Source | RP1536AJ1 |  | RCF3617STAM | 12 | 14.5 | 9 | Yes | Yes | 2015-02-05 |  | 0
FALSE | RP1436FJ1 | 3327 | 7512086 | RHEEM SALES COMPANY, INC. | RP1536AJ1 | HP | Split System: Heat Pump with Remote Outdoor Unit-Air-Source | RP1536AJ1 |  | RCF3621STAM | 12 | 14.5 | 9 | Yes | Yes | 2015-02-05 |  | 0
FALSE | RP1436FJ1 | 3327 | 7512087 | RHEEM SALES COMPANY, INC. | RP1536AJ1 | HP | Split System: Heat Pump with Remote Outdoor Unit-Air-Source | RP1536AJ1 |  | RCF3621STAM | 12.5 | 15 | 9 | Yes | Yes | 2015-02-05 |  | 1
FALSE | RP1436FJ1 | 3327 | 7512088 | RHEEM SALES COMPANY, INC. | RP1536AJ1 | HP | Split System: Heat Pump with Remote Outdoor Unit-Air-Source | RP1536AJ1 |  | RCF3621STAM | 12 | 14.5 | 9 | Yes | Yes | 2015-02-05 |  | 0
FALSE | RP1436FJ1 | 3327 | 7512089 | RHEEM SALES COMPANY, INC. | RP1536AJ1 | HP | Split System: Heat Pump with Remote Outdoor Unit-Air-Source | RP1536AJ1 |  | RCF3621STAM | 12.5 | 15 | 9 | Yes | Yes | 2015-02-05 |  | 1
FALSE | RP1436FJ1 | 3327 | 7512090 | RHEEM SALES COMPANY, INC. | RP1536AJ1 | HP | Split System: Heat Pump with Remote Outdoor Unit-Air-Source | RP1536AJ1 |  | RCF3621STAM | 12 | 14.5 | 9 | Yes | Yes | 2015-02-05 |  | 0
FALSE | RP1436FJ1 | 3327 | 7512092 | RHEEM SALES COMPANY, INC. | RP1536AJ1 | HP | Split System: Heat Pump with Remote Outdoor Unit-Air-Source | RP1536AJ1 |  | RCF3621STAM | 12 | 14.5 | 9 | Yes | Yes | 2015-02-05 |  | 0
FALSE | RP1436FJ1 | 3327 | 7512096 | RHEEM SALES COMPANY, INC. | RP1536AJ1 | HP | Split System: Heat Pump with Remote Outdoor Unit-Air-Source | RP1536AJ1 |  | RCF3621STAM | 12 | 14.5 | 9 | Yes | Yes | 2015-02-05 |  | 0
FALSE | RP1436FJ1 | 3327 | 7512097 | RHEEM SALES COMPANY, INC. | RP1536AJ1 | HP | Split System: Heat Pump with Remote Outdoor Unit-Air-Source | RP1536AJ1 |  | RCF3621STAM | 12 | 14.5 | 9 | Yes | Yes | 2015-02-05 |  | 0
FALSE | RP1436FJ1 | 3327 | 7512100 | RHEEM SALES COMPANY, INC. | RP1536AJ1 | HP | Split System: Heat Pump with Remote Outdoor Unit-Air-Source | RP1536AJ1 |  | RCF3621STAM | 12.5 | 15 | 9 | Yes | Yes | 2015-02-05 |  | 1
FALSE | RP1436FJ1 | 3327 | 7512101 | RHEEM SALES COMPANY, INC. | RP1536AJ1 | HP | Split System: Heat Pump with Remote Outdoor Unit-Air-Source | RP1536AJ1 |  | RCF3621STAM | 12.5 | 15 | 9 | Yes | Yes | 2015-02-05 |  | 1
FALSE | RP1436FJ1 | 3327 | 7512104 | RHEEM SALES COMPANY, INC. | RP1536AJ1 | HP | Split System: Heat Pump with Remote Outdoor Unit-Air-Source | RP1536AJ1 |  | RCF3621STAM | 12.5 | 15 | 9 | Yes | Yes | 2015-02-05 |  | 1
FALSE | RP1436FJ1 | 3327 | 7512105 | RHEEM SALES COMPANY, INC. | RP1536AJ1 | HP | Split System: Heat Pump with Remote Outdoor Unit-Air-Source | RP1536AJ1 |  | RCF3621STAM | 12.5 | 15 | 9 | Yes | Yes | 2015-02-05 |  | 1
FALSE | RP1436FJ1 | 3327 | 7512106 | RHEEM SALES COMPANY, INC. | RP1536AJ1 | HP | Split System: Heat Pump with Remote Outdoor Unit-Air-Source | RP1536AJ1 |  | RCF3621STAM | 12 | 14.5 | 9 | Yes | Yes | 2015-02-05 |  | 0
FALSE | RP1436FJ1 | 3327 | 7512107 | RHEEM SALES COMPANY, INC. | RP1536AJ1 | HP | Split System: Heat Pump with Remote Outdoor Unit-Air-Source | RP1536AJ1 |  | RCF3621STAM | 12 | 14.5 | 9 | Yes | Yes | 2015-02-05 |  | 0
FALSE | RP1436FJ1 | 3327 | 7512109 | RHEEM SALES COMPANY, INC. | RP1536AJ1 | HP | Split System: Heat Pump with Remote Outdoor Unit-Air-Source | RP1536AJ1 |  | RCF3621STAM | 12.5 | 15 | 9 | Yes | Yes | 2015-02-05 |  | 1
FALSE | RP1436FJ1 | 3327 | 7512110 | RHEEM SALES COMPANY, INC. | RP1536AJ1 | HP | Split System: Heat Pump with Remote Outdoor Unit-Air-Source | RP1536AJ1 |  | RCF3621STAM | 12.5 | 15 | 9 | Yes | Yes | 2015-02-05 |  | 1
FALSE | RP1436FJ1 | 3327 | 7512111 | RHEEM SALES COMPANY, INC. | RP1536AJ1 | HP | Split System: Heat Pump with Remote Outdoor Unit-Air-Source | RP1536AJ1 |  | RCF3621STAM | 12.5 | 15 | 9 | Yes | Yes | 2015-02-05 |  | 1
TRUE | RP1536AJ1 | 3327 | 7512115 | RHEEM SALES COMPANY, INC. | RP1536AJ1 | HP | Split System: Heat Pump with Remote Outdoor Unit-Air-Source | RP1536AJ1 |  | RH1T3617STAN | 12.5 | 15 | 9 | Yes | Yes | 2015-02-05 |  | 1
FALSE | RP1436FJ1 | 3327 | 7512116 | RHEEM SALES COMPANY, INC. | RP1536AJ1 | HP | Split System: Heat Pump with Remote Outdoor Unit-Air-Source | RP1536AJ1 |  | RH1V3617STAN | 12.5 | 15 | 9 | Yes | Yes | 2015-02-05 |  | 1
FALSE | RP1448FJ1 | 3329 | 7512117 | RHEEM SALES COMPANY, INC. | RP1548AC1 | HP | Split System: Heat Pump with Remote Outdoor Unit-Air-Source | RP1548AC1 |  | RCF4821STAM | 12.5 | 15 | 9 | Yes | Yes | 2015-02-05 |  | 1
FALSE | RP1448FJ1 | 3329 | 7512118 | RHEEM SALES COMPANY, INC. | RP1548AC1 | HP | Split System: Heat Pump with Remote Outdoor Unit-Air-Source | RP1548AC1 |  | RCF4821STAM | 12 | 14.5 | 9 | Yes | Yes | 2015-02-05 |  | 0
FALSE | RP1448FJ1 | 3329 | 7512119 | RHEEM SALES COMPANY, INC. | RP1548AC1 | HP | Split System: Heat Pump with Remote Outdoor Unit-Air-Source | RP1548AC1 |  | RCF4821STAM | 12.5 | 15 | 9 | Yes | Yes | 2015-02-05 |  | 1
FALSE | RP1448FJ1 | 3329 | 7512120 | RHEEM SALES COMPANY, INC. | RP1548AC1 | HP | Split System: Heat Pump with Remote Outdoor Unit-Air-Source | RP1548AC1 |  | RCF4821STAM | 12.5 | 15 | 9 | Yes | Yes | 2015-02-05 |  | 1
FALSE | RP1448FJ1 | 3329 | 7512121 | RHEEM SALES COMPANY, INC. | RP1548AC1 | HP | Split System: Heat Pump with Remote Outdoor Unit-Air-Source | RP1548AC1 |  | RCF4821STAM | 12 | 14.5 | 9 | Yes | Yes | 2015-02-05 |  | 0
FALSE | RP1448FJ1 | 3329 | 7512122 | RHEEM SALES COMPANY, INC. | RP1548AC1 | HP | Split System: Heat Pump with Remote Outdoor Unit-Air-Source | RP1548AC1 |  | RCF4821STAM | 12 | 14.5 | 9 | Yes | Yes | 2015-02-05 |  | 0
FALSE | RP1448FJ1 | 3329 | 7512123 | RHEEM SALES COMPANY, INC. | RP1548AC1 | HP | Split System: Heat Pump with Remote Outdoor Unit-Air-Source | RP1548AC1 |  | RCF4821STAM | 12 | 14.5 | 9 | Yes | Yes | 2015-02-05 |  | 0
FALSE | RP1448FJ1 | 3329 | 7512124 | RHEEM SALES COMPANY, INC. | RP1548AC1 | HP | Split System: Heat Pump with Remote Outdoor Unit-Air-Source | RP1548AC1 |  | RCF4821STAM | 12.5 | 15 | 9 | Yes | Yes | 2015-02-05 |  | 1
FALSE | RP1448FJ1 | 3329 | 7512125 | RHEEM SALES COMPANY, INC. | RP1548AC1 | HP | Split System: Heat Pump with Remote Outdoor Unit-Air-Source | RP1548AC1 |  | RCF4821STAM | 12.5 | 15 | 9 | Yes | Yes | 2015-02-05 |  | 1
FALSE | RP1448FJ1 | 3329 | 7512126 | RHEEM SALES COMPANY, INC. | RP1548AC1 | HP | Split System: Heat Pump with Remote Outdoor Unit-Air-Source | RP1548AC1 |  | RCF4821STAM | 12.5 | 15 | 9 | Yes | Yes | 2015-02-05 |  | 1
FALSE | RP1448FJ1 | 3329 | 7512127 | RHEEM SALES COMPANY, INC. | RP1548AC1 | HP | Split System: Heat Pump with Remote Outdoor Unit-Air-Source | RP1548AC1 |  | RCF4821STAM | 12.5 | 15 | 9 | Yes | Yes | 2015-02-05 |  | 1
FALSE | RP1448FJ1 | 3329 | 7512128 | RHEEM SALES COMPANY, INC. | RP1548AC1 | HP | Split System: Heat Pump with Remote Outdoor Unit-Air-Source | RP1548AC1 |  | RCF4821STAM | 12.5 | 15 | 9 | Yes | Yes | 2015-02-05 |  | 1
FALSE | RP1448FJ1 | 3329 | 7512129 | RHEEM SALES COMPANY, INC. | RP1548AC1 | HP | Split System: Heat Pump with Remote Outdoor Unit-Air-Source | RP1548AC1 |  | RCF4821STAM | 12 | 14.5 | 9 | Yes | Yes | 2015-02-05 |  | 0
FALSE | RP1448FJ1 | 3329 | 7512130 | RHEEM SALES COMPANY, INC. | RP1548AC1 | HP | Split System: Heat Pump with Remote Outdoor Unit with No Indoor Fan --Air Source | RP1548AC1 |  | RCF4821STAM+RXMD-C04 | 12 | 14.5 | 8.5 | Yes | Yes | 2015-02-05 |  | 0
FALSE | RP1448FJ1 | 3329 | 7512131 | RHEEM SALES COMPANY, INC. | RP1548AC1 | HP | Split System: Heat Pump with Remote Outdoor Unit-Air-Source | RP1548AC1 |  | RCF4824STAM | 12 | 14.5 | 9 | Yes | Yes | 2015-02-05 |  | 0
FALSE | RP1448FJ1 | 3329 | 7512132 | RHEEM SALES COMPANY, INC. | RP1548AC1 | HP | Split System: Heat Pump with Remote Outdoor Unit-Air-Source | RP1548AC1 |  | RCF4824STAM | 12.5 | 15 | 9 | Yes | Yes | 2015-02-05 |  | 1
FALSE | RP1448FJ1 | 3329 | 7512133 | RHEEM SALES COMPANY, INC. | RP1548AC1 | HP | Split System: Heat Pump with Remote Outdoor Unit-Air-Source | RP1548AC1 |  | RCF4824STAM | 12.5 | 15 | 9 | Yes | Yes | 2015-02-05 |  | 1
FALSE | RP1448FJ1 | 3329 | 7512134 | RHEEM SALES COMPANY, INC. | RP1548AC1 | HP | Split System: Heat Pump with Remote Outdoor Unit-Air-Source | RP1548AC1 |  | RCF4824STAM | 12.5 | 15 | 9 | Yes | Yes | 2015-02-05 |  | 1
FALSE | RP1448FJ1 | 3329 | 7512156 | RHEEM SALES COMPANY, INC. | RP1548AJ1 | HP | Split System: Heat Pump with Remote Outdoor Unit-Air-Source | RP1548AJ1 |  | RCF4821STAM | 12.5 | 15 | 9 | Yes | Yes | 2015-02-05 |  | 1
FALSE | RP1448FJ1 | 3329 | 7512157 | RHEEM SALES COMPANY, INC. | RP1548AJ1 | HP | Split System: Heat Pump with Remote Outdoor Unit-Air-Source | RP1548AJ1 |  | RCF4821STAM | 12.5 | 15 | 9 | Yes | Yes | 2015-02-05 |  | 1
FALSE | RP1448FJ1 | 3329 | 7512158 | RHEEM SALES COMPANY, INC. | RP1548AJ1 | HP | Split System: Heat Pump with Remote Outdoor Unit-Air-Source | RP1548AJ1 |  | RCF4821STAM | 12 | 14.5 | 9 | Yes | Yes | 2015-02-05 |  | 0
FALSE | RP1448FJ1 | 3329 | 7512159 | RHEEM SALES COMPANY, INC. | RP1548AJ1 | HP | Split System: Heat Pump with Remote Outdoor Unit-Air-Source | RP1548AJ1 |  | RCF4821STAM | 12 | 14.5 | 9 | Yes | Yes | 2015-02-05 |  | 0
FALSE | RP1448FJ1 | 3329 | 7512160 | RHEEM SALES COMPANY, INC. | RP1548AJ1 | HP | Split System: Heat Pump with Remote Outdoor Unit-Air-Source | RP1548AJ1 |  | RCF4821STAM | 12 | 14.5 | 9 | Yes | Yes | 2015-02-05 |  | 0
FALSE | RP1448FJ1 | 3329 | 7512161 | RHEEM SALES COMPANY, INC. | RP1548AJ1 | HP | Split System: Heat Pump with Remote Outdoor Unit-Air-Source | RP1548AJ1 |  | RCF4821STAM | 12.5 | 15 | 9 | Yes | Yes | 2015-02-05 |  | 1
FALSE | RP1448FJ1 | 3329 | 7512162 | RHEEM SALES COMPANY, INC. | RP1548AJ1 | HP | Split System: Heat Pump with Remote Outdoor Unit-Air-Source | RP1548AJ1 |  | RCF4821STAM | 12.5 | 15 | 9 | Yes | Yes | 2015-02-05 |  | 1
FALSE | RP1448FJ1 | 3329 | 7512163 | RHEEM SALES COMPANY, INC. | RP1548AJ1 | HP | Split System: Heat Pump with Remote Outdoor Unit-Air-Source | RP1548AJ1 |  | RCF4821STAM | 12.5 | 15 | 9 | Yes | Yes | 2015-02-05 |  | 1
FALSE | RP1448FJ1 | 3329 | 7512164 | RHEEM SALES COMPANY, INC. | RP1548AJ1 | HP | Split System: Heat Pump with Remote Outdoor Unit-Air-Source | RP1548AJ1 |  | RCF4821STAM | 12.5 | 15 | 9 | Yes | Yes | 2015-02-05 |  | 1
FALSE | RP1448FJ1 | 3329 | 7512165 | RHEEM SALES COMPANY, INC. | RP1548AJ1 | HP | Split System: Heat Pump with Remote Outdoor Unit-Air-Source | RP1548AJ1 |  | RCF4821STAM | 12.5 | 15 | 9 | Yes | Yes | 2015-02-05 |  | 1
FALSE | RP1448FJ1 | 3329 | 7512166 | RHEEM SALES COMPANY, INC. | RP1548AJ1 | HP | Split System: Heat Pump with Remote Outdoor Unit-Air-Source | RP1548AJ1 |  | RCF4821STAM | 12 | 14.5 | 9 | Yes | Yes | 2015-02-05 |  | 0
FALSE | RP1448FJ1 | 3329 | 7512167 | RHEEM SALES COMPANY, INC. | RP1548AJ1 | HP | Split System: Heat Pump with Remote Outdoor Unit with No Indoor Fan --Air Source | RP1548AJ1 |  | RCF4821STAM+RXMD-C04 | 12 | 14.5 | 8.5 | Yes | Yes | 2015-02-05 |  | 0
FALSE | RP1448FJ1 | 3329 | 7512168 | RHEEM SALES COMPANY, INC. | RP1548AJ1 | HP | Split System: Heat Pump with Remote Outdoor Unit-Air-Source | RP1548AJ1 |  | RCF4824STAM | 12 | 14.5 | 9 | Yes | Yes | 2015-02-05 |  | 0
FALSE | RP1448FJ1 | 3329 | 7512169 | RHEEM SALES COMPANY, INC. | RP1548AJ1 | HP | Split System: Heat Pump with Remote Outdoor Unit-Air-Source | RP1548AJ1 |  | RCF4824STAM | 12.5 | 15 | 9 | Yes | Yes | 2015-02-05 |  | 1
FALSE | RP1448FJ1 | 3329 | 7512170 | RHEEM SALES COMPANY, INC. | RP1548AJ1 | HP | Split System: Heat Pump with Remote Outdoor Unit-Air-Source | RP1548AJ1 |  | RCF4824STAM | 12.5 | 15 | 9 | Yes | Yes | 2015-02-05 |  | 1
FALSE | RP1448FJ1 | 3329 | 7512171 | RHEEM SALES COMPANY, INC. | RP1548AJ1 | HP | Split System: Heat Pump with Remote Outdoor Unit-Air-Source | RP1548AJ1 |  | RCF4824STAM | 12.5 | 15 | 9 | Yes | Yes | 2015-02-05 |  | 1
FALSE | RP1448FJ1 | 3329 | 7512172 | RHEEM SALES COMPANY, INC. | RP1548AJ1 | HP | Split System: Heat Pump with Remote Outdoor Unit-Air-Source | RP1548AJ1 |  | RCF4824STAM | 12 | 14.5 | 9 | Yes | Yes | 2015-02-05 |  | 0
FALSE | RP1448FJ1 | 3329 | 7512173 | RHEEM SALES COMPANY, INC. | RP1548AJ1 | HP | Split System: Heat Pump with Remote Outdoor Unit-Air-Source | RP1548AJ1 |  | RCF4824STAM | 12 | 14.5 | 9 | Yes | Yes | 2015-02-05 |  | 0
FALSE | RP1460FJ1 | 3330 | 7512203 | RHEEM SALES COMPANY, INC. | RP1560AC1 | HP | Split System: Heat Pump with Remote Outdoor Unit-Air-Source | RP1560AC1 |  | RCF6024HTAM | 12 | 14.5 | 9 | Yes | Yes | 2015-02-05 |  | 0
FALSE | RP1460FJ1 | 3330 | 7512206 | RHEEM SALES COMPANY, INC. | RP1560AC1 | HP | Split System: Heat Pump with Remote Outdoor Unit-Air-Source | RP1560AC1 |  | RCF6024STAM | 12 | 14.5 | 9 | Yes | Yes | 2015-02-05 |  | 0
FALSE | RP1460FJ1 | 3330 | 7512208 | RHEEM SALES COMPANY, INC. | RP1560AC1 | HP | Split System: Heat Pump with Remote Outdoor Unit-Air-Source | RP1560AC1 |  | RCF6024STAM | 12.5 | 15 | 9 | Yes | Yes | 2015-02-05 |  | 1
FALSE | RP1460FJ1 | 3330 | 7512209 | RHEEM SALES COMPANY, INC. | RP1560AC1 | HP | Split System: Heat Pump with Remote Outdoor Unit-Air-Source | RP1560AC1 |  | RCF6024STAM | 12 | 14.5 | 9 | Yes | Yes | 2015-02-05 |  | 0
FALSE | RP1460FJ1 | 3330 | 7512215 | RHEEM SALES COMPANY, INC. | RP1560AC1 | HP | Split System: Heat Pump with Remote Outdoor Unit-Air-Source | RP1560AC1 |  | RCF6024STAM | 12 | 14.5 | 9 | Yes | Yes | 2015-02-05 |  | 0
FALSE | RP1460FJ1 | 3330 | 7512216 | RHEEM SALES COMPANY, INC. | RP1560AC1 | HP | Split System: Heat Pump with Remote Outdoor Unit-Air-Source | RP1560AC1 |  | RCF6024STAM | 12 | 14.5 | 9 | Yes | Yes | 2015-02-05 |  | 0
TRUE | RP1560AC1 | 3330 | 7512221 | RHEEM SALES COMPANY, INC. | RP1560AC1 | HP | Split System: Heat Pump with Remote Outdoor Unit-Air-Source | RP1560AC1 |  | RH1T6024STAN | 12.5 | 15 | 9 | Yes | Yes | 2015-02-05 |  | 1
FALSE | RP1460FJ1 | 3330 | 7512222 | RHEEM SALES COMPANY, INC. | RP1560AC1 | HP | Split System: Heat Pump with Remote Outdoor Unit-Air-Source | RP1560AC1 |  | RH1V6024STAN | 12.5 | 15 | 9 | Yes | Yes | 2015-02-05 |  | 1
FALSE | RP1460FJ1 | 3330 | 7512223 | RHEEM SALES COMPANY, INC. | RP1560AC1 | HP | Split System: Heat Pump with Remote Outdoor Unit-Air-Source | RP1560AC1 |  | RH2T6024STAN | 12.5 | 15 | 9 | Yes | Yes | 2015-02-05 |  | 1
FALSE | RP1460FJ1 | 3330 | 7512225 | RHEEM SALES COMPANY, INC. | RP1560AJ1 | HP | Split System: Heat Pump with Remote Outdoor Unit-Air-Source | RP1560AJ1 |  | RCF6024HTAM | 12 | 14.5 | 9 | Yes | Yes | 2015-02-05 |  | 0
FALSE | RP1460FJ1 | 3330 | 7512227 | RHEEM SALES COMPANY, INC. | RP1560AJ1 | HP | Split System: Heat Pump with Remote Outdoor Unit-Air-Source | RP1560AJ1 |  | RCF6024HTAM | 12.5 | 15 | 9 | Yes | Yes | 2015-02-05 |  | 1
FALSE | RP1460FJ1 | 3330 | 7512228 | RHEEM SALES COMPANY, INC. | RP1560AJ1 | HP | Split System: Heat Pump with Remote Outdoor Unit-Air-Source | RP1560AJ1 |  | RCF6024HTAM | 12 | 14.5 | 9 | Yes | Yes | 2015-02-05 |  | 0
FALSE | RP1460FJ1 | 3330 | 7512235 | RHEEM SALES COMPANY, INC. | RP1560AJ1 | HP | Split System: Heat Pump with Remote Outdoor Unit-Air-Source | RP1560AJ1 |  | RCF6024HTAM | 12 | 14.5 | 9 | Yes | Yes | 2015-02-05 |  | 0
FALSE | RP1460FJ1 | 3330 | 7512236 | RHEEM SALES COMPANY, INC. | RP1560AJ1 | HP | Split System: Heat Pump with Remote Outdoor Unit-Air-Source | RP1560AJ1 |  | RCF6024HTAM | 12 | 14.5 | 9 | Yes | Yes | 2015-02-05 |  | 0
FALSE | RP1460FJ1 | 3330 | 7512239 | RHEEM SALES COMPANY, INC. | RP1560AJ1 | HP | Split System: Heat Pump with Remote Outdoor Unit-Air-Source | RP1560AJ1 |  | RCF6024STAM | 12 | 14.5 | 9 | Yes | Yes | 2015-02-05 |  | 0
FALSE | RP1460FJ1 | 3330 | 7512241 | RHEEM SALES COMPANY, INC. | RP1560AJ1 | HP | Split System: Heat Pump with Remote Outdoor Unit-Air-Source | RP1560AJ1 |  | RCF6024STAM | 12.5 | 15 | 9 | Yes | Yes | 2015-02-05 |  | 1
FALSE | RP1460FJ1 | 3330 | 7512242 | RHEEM SALES COMPANY, INC. | RP1560AJ1 | HP | Split System: Heat Pump with Remote Outdoor Unit-Air-Source | RP1560AJ1 |  | RCF6024STAM | 12 | 14.5 | 9 | Yes | Yes | 2015-02-05 |  | 0
FALSE | RP1460FJ1 | 3330 | 7512248 | RHEEM SALES COMPANY, INC. | RP1560AJ1 | HP | Split System: Heat Pump with Remote Outdoor Unit-Air-Source | RP1560AJ1 |  | RCF6024STAM | 12 | 14.5 | 9 | Yes | Yes | 2015-02-05 |  | 0
FALSE | RP1442FJ1 | 3328 | 7512290 | RHEEM SALES COMPANY, INC. | RP1542AC1 | HP | Split System: Heat Pump with Remote Outdoor Unit-Air-Source | RP1542AC1 |  | RCF4824STAM | 12 | 14.5 | 9 | Yes | Yes | 2015-02-05 |  | 0
FALSE | RP1442FJ1 | 3328 | 7512291 | RHEEM SALES COMPANY, INC. | RP1542AC1 | HP | Split System: Heat Pump with Remote Outdoor Unit-Air-Source | RP1542AC1 |  | RCF4824STAM | 12 | 14.5 | 9 | Yes | Yes | 2015-02-05 |  | 0
FALSE | RP1442FJ1 | 3328 | 7512292 | RHEEM SALES COMPANY, INC. | RP1542AC1 | HP | Split System: Heat Pump with Remote Outdoor Unit-Air-Source | RP1542AC1 |  | RCF4824STAM | 12 | 14.5 | 9 | Yes | Yes | 2015-02-05 |  | 0
FALSE | RP1442FJ1 | 3328 | 7512293 | RHEEM SALES COMPANY, INC. | RP1542AC1 | HP | Split System: Heat Pump with Remote Outdoor Unit-Air-Source | RP1542AC1 |  | RCF4824STAM | 12 | 14.5 | 9 | Yes | Yes | 2015-02-05 |  | 0
FALSE | RP1442FJ1 | 3328 | 7512294 | RHEEM SALES COMPANY, INC. | RP1542AC1 | HP | Split System: Heat Pump with Remote Outdoor Unit-Air-Source | RP1542AC1 |  | RCF4824STAM | 12 | 14.5 | 9 | Yes | Yes | 2015-02-05 |  | 0
FALSE | RP1442FJ1 | 3328 | 7512295 | RHEEM SALES COMPANY, INC. | RP1542AC1 | HP | Split System: Heat Pump with Remote Outdoor Unit-Air-Source | RP1542AC1 |  | RCF4824STAM | 12 | 14.5 | 9 | Yes | Yes | 2015-02-05 |  | 0
FALSE | RP1442FJ1 | 3328 | 7512296 | RHEEM SALES COMPANY, INC. | RP1542AC1 | HP | Split System: Heat Pump with Remote Outdoor Unit-Air-Source | RP1542AC1 |  | RCF4824STAM | 12 | 14.5 | 9 | Yes | Yes | 2015-02-05 |  | 0
FALSE | RP1442FJ1 | 3328 | 7512297 | RHEEM SALES COMPANY, INC. | RP1542AC1 | HP | Split System: Heat Pump with Remote Outdoor Unit-Air-Source | RP1542AC1 |  | RCF4824STAM | 12 | 14.5 | 8.5 | Yes | Yes | 2015-02-05 |  | 0
FALSE | RP1442FJ1 | 3328 | 7512298 | RHEEM SALES COMPANY, INC. | RP1542AC1 | HP | Split System: Heat Pump with Remote Outdoor Unit-Air-Source | RP1542AC1 |  | RCF4824STAM | 12 | 14.5 | 8.5 | Yes | Yes | 2015-02-05 |  | 0
TRUE | RP1542AC1 | 3328 | 7512302 | RHEEM SALES COMPANY, INC. | RP1542AC1 | HP | Split System: Heat Pump with Remote Outdoor Unit-Air-Source | RP1542AC1 |  | RH1T4821STAN | 12.5 | 15 | 9 | Yes | Yes | 2015-02-05 |  | 1
FALSE | RP1442FJ1 | 3328 | 7512303 | RHEEM SALES COMPANY, INC. | RP1542AC1 | HP | Split System: Heat Pump with Remote Outdoor Unit-Air-Source | RP1542AC1 |  | RH1T4824STAN | 12 | 14.5 | 9 | Yes | Yes | 2015-02-05 |  | 0
FALSE | RP1442FJ1 | 3328 | 7512304 | RHEEM SALES COMPANY, INC. | RP1542AC1 | HP | Split System: Heat Pump with Remote Outdoor Unit-Air-Source | RP1542AC1 |  | RH1V4821STAN | 12.5 | 15 | 9 | Yes | Yes | 2015-02-05 |  | 1
FALSE | RP1442FJ1 | 3328 | 7512306 | RHEEM SALES COMPANY, INC. | RP1542AJ1 | HP | Split System: Heat Pump with Remote Outdoor Unit-Air-Source | RP1542AJ1 |  | RCF4821STAM | 12 | 14.5 | 9 | Yes | Yes | 2015-02-05 |  | 0
FALSE | RP1442FJ1 | 3328 | 7512307 | RHEEM SALES COMPANY, INC. | RP1542AJ1 | HP | Split System: Heat Pump with Remote Outdoor Unit-Air-Source | RP1542AJ1 |  | RCF4821STAM | 12 | 14.5 | 9 | Yes | Yes | 2015-02-05 |  | 0
FALSE | RP1442FJ1 | 3328 | 7512308 | RHEEM SALES COMPANY, INC. | RP1542AJ1 | HP | Split System: Heat Pump with Remote Outdoor Unit-Air-Source | RP1542AJ1 |  | RCF4821STAM | 12 | 14.5 | 9 | Yes | Yes | 2015-02-05 |  | 0
FALSE | RP1442FJ1 | 3328 | 7512309 | RHEEM SALES COMPANY, INC. | RP1542AJ1 | HP | Split System: Heat Pump with Remote Outdoor Unit-Air-Source | RP1542AJ1 |  | RCF4821STAM | 12 | 14.5 | 9 | Yes | Yes | 2015-02-05 |  | 0
FALSE | RP1442FJ1 | 3328 | 7512314 | RHEEM SALES COMPANY, INC. | RP1542AJ1 | HP | Split System: Heat Pump with Remote Outdoor Unit-Air-Source | RP1542AJ1 |  | RCF4821STAM | 12 | 14.5 | 9 | Yes | Yes | 2015-02-05 |  | 0
FALSE | RP1442FJ1 | 3328 | 7512317 | RHEEM SALES COMPANY, INC. | RP1542AJ1 | HP | Split System: Heat Pump with Remote Outdoor Unit-Air-Source | RP1542AJ1 |  | RCF4821STAM | 12 | 14.5 | 9 | Yes | Yes | 2015-02-05 |  | 0
FALSE | RP1442FJ1 | 3328 | 7512318 | RHEEM SALES COMPANY, INC. | RP1542AJ1 | HP | Split System: Heat Pump with Remote Outdoor Unit-Air-Source | RP1542AJ1 |  | RCF4821STAM | 12 | 14.5 | 9 | Yes | Yes | 2015-02-05 |  | 0
FALSE | RP1442FJ1 | 3328 | 7512320 | RHEEM SALES COMPANY, INC. | RP1542AJ1 | HP | Split System: Heat Pump with Remote Outdoor Unit-Air-Source | RP1542AJ1 |  | RCF4821STAM | 12 | 14.5 | 9 | Yes | Yes | 2015-02-05 |  | 0
FALSE | RP1442FJ1 | 3328 | 7512321 | RHEEM SALES COMPANY, INC. | RP1542AJ1 | HP | Split System: Heat Pump with Remote Outdoor Unit-Air-Source | RP1542AJ1 |  | RCF4821STAM | 12 | 14.5 | 9 | Yes | Yes | 2015-02-05 |  | 0
FALSE | RP1442FJ1 | 3328 | 7512325 | RHEEM SALES COMPANY, INC. | RP1542AJ1 | HP | Split System: Heat Pump with Remote Outdoor Unit-Air-Source | RP1542AJ1 |  | RCF4824STAM | 12 | 14.5 | 9 | Yes | Yes | 2015-02-05 |  | 0
FALSE | RP1442FJ1 | 3328 | 7512326 | RHEEM SALES COMPANY, INC. | RP1542AJ1 | HP | Split System: Heat Pump with Remote Outdoor Unit-Air-Source | RP1542AJ1 |  | RCF4824STAM | 12 | 14.5 | 9 | Yes | Yes | 2015-02-05 |  | 0
FALSE | RP1442FJ1 | 3328 | 7512327 | RHEEM SALES COMPANY, INC. | RP1542AJ1 | HP | Split System: Heat Pump with Remote Outdoor Unit-Air-Source | RP1542AJ1 |  | RCF4824STAM | 12 | 14.5 | 9 | Yes | Yes | 2015-02-05 |  | 0
FALSE | RP1442FJ1 | 3328 | 7512328 | RHEEM SALES COMPANY, INC. | RP1542AJ1 | HP | Split System: Heat Pump with Remote Outdoor Unit-Air-Source | RP1542AJ1 |  | RCF4824STAM | 12.5 | 15 | 9 | Yes | Yes | 2015-02-05 |  | 1
FALSE | RP1442FJ1 | 3328 | 7512329 | RHEEM SALES COMPANY, INC. | RP1542AJ1 | HP | Split System: Heat Pump with Remote Outdoor Unit-Air-Source | RP1542AJ1 |  | RCF4824STAM | 12 | 14.5 | 9 | Yes | Yes | 2015-02-05 |  | 0
FALSE | RP1442FJ1 | 3328 | 7512335 | RHEEM SALES COMPANY, INC. | RP1542AJ1 | HP | Split System: Heat Pump with Remote Outdoor Unit-Air-Source | RP1542AJ1 |  | RCF4824STAM | 12 | 14.5 | 9 | Yes | Yes | 2015-02-05 |  | 0
FALSE | RP1442FJ1 | 3328 | 7512336 | RHEEM SALES COMPANY, INC. | RP1542AJ1 | HP | Split System: Heat Pump with Remote Outdoor Unit-Air-Source | RP1542AJ1 |  | RCF4824STAM | 12 | 14.5 | 9 | Yes | Yes | 2015-02-05 |  | 0
FALSE | RP1442FJ1 | 3328 | 7512338 | RHEEM SALES COMPANY, INC. | RP1542AJ1 | HP | Split System: Heat Pump with Remote Outdoor Unit-Air-Source | RP1542AJ1 |  | RCF4824STAM | 12 | 14.5 | 9 | Yes | Yes | 2015-02-05 |  | 0
FALSE | RP1442FJ1 | 3328 | 7512339 | RHEEM SALES COMPANY, INC. | RP1542AJ1 | HP | Split System: Heat Pump with Remote Outdoor Unit-Air-Source | RP1542AJ1 |  | RCF4824STAM | 12 | 14.5 | 9 | Yes | Yes | 2015-02-05 |  | 0
FALSE | RP1442FJ1 | 3328 | 7512340 | RHEEM SALES COMPANY, INC. | RP1542AJ1 | HP | Split System: Heat Pump with Remote Outdoor Unit-Air-Source | RP1542AJ1 |  | RCF4824STAM | 12 | 14.5 | 9 | Yes | Yes | 2015-02-05 |  | 0
FALSE | RP1442FJ1 | 3328 | 7512341 | RHEEM SALES COMPANY, INC. | RP1542AJ1 | HP | Split System: Heat Pump with Remote Outdoor Unit-Air-Source | RP1542AJ1 |  | RCF4824STAM | 12 | 14.5 | 9 | Yes | Yes | 2015-02-05 |  | 0
FALSE | RP1442FJ1 | 3328 | 7512342 | RHEEM SALES COMPANY, INC. | RP1542AJ1 | HP | Split System: Heat Pump with Remote Outdoor Unit-Air-Source | RP1542AJ1 |  | RCF4824STAM | 12 | 14.5 | 9 | Yes | Yes | 2015-02-05 |  | 0
FALSE | RP1442FJ1 | 3328 | 7512343 | RHEEM SALES COMPANY, INC. | RP1542AJ1 | HP | Split System: Heat Pump with Remote Outdoor Unit-Air-Source | RP1542AJ1 |  | RCF4824STAM | 12 | 14.5 | 9 | Yes | Yes | 2015-02-05 |  | 0
FALSE | RP1442FJ1 | 3328 | 7512344 | RHEEM SALES COMPANY, INC. | RP1542AJ1 | HP | Split System: Heat Pump with Remote Outdoor Unit-Air-Source | RP1542AJ1 |  | RCF4824STAM | 12 | 14.5 | 9 | Yes | Yes | 2015-02-05 |  | 0
FALSE | RP1442FJ1 | 3328 | 7512345 | RHEEM SALES COMPANY, INC. | RP1542AJ1 | HP | Split System: Heat Pump with Remote Outdoor Unit-Air-Source | RP1542AJ1 |  | RCF4824STAM | 12 | 14.5 | 8.5 | Yes | Yes | 2015-02-05 |  | 0
FALSE | RP1442FJ1 | 3328 | 7512346 | RHEEM SALES COMPANY, INC. | RP1542AJ1 | HP | Split System: Heat Pump with Remote Outdoor Unit-Air-Source | RP1542AJ1 |  | RCF4824STAM | 12 | 14.5 | 8.5 | Yes | Yes | 2015-02-05 |  | 0
TRUE | RP1542AJ1 | 3328 | 7512350 | RHEEM SALES COMPANY, INC. | RP1542AJ1 | HP | Split System: Heat Pump with Remote Outdoor Unit-Air-Source | RP1542AJ1 |  | RH1T4821STAN | 12.5 | 15 | 9 | Yes | Yes | 2015-02-05 |  | 1
FALSE | RP1442FJ1 | 3328 | 7512351 | RHEEM SALES COMPANY, INC. | RP1542AJ1 | HP | Split System: Heat Pump with Remote Outdoor Unit-Air-Source | RP1542AJ1 |  | RH1T4824STAN | 12 | 14.5 | 9 | Yes | Yes | 2015-02-05 |  | 0
FALSE | RP1442FJ1 | 3328 | 7512352 | RHEEM SALES COMPANY, INC. | RP1542AJ1 | HP | Split System: Heat Pump with Remote Outdoor Unit-Air-Source | RP1542AJ1 |  | RH1V4821STAN | 12.5 | 15 | 9 | Yes | Yes | 2015-02-05 |  | 1
FALSE | RP1518AJ1 | 3324 | 7551340 | RHEEM SALES COMPANY, INC. | RP1518AJ1 | HP | Split System: Heat Pump with Remote Outdoor Unit-Air-Source | RP1518AJ1 |  | RCF2417STAM | 12 | 14.5 | 8.2 | Yes | Yes | 2015-02-05 |  | Below V5.0 Req.
FALSE | RP1518AJ1 | 3324 | 7551341 | RHEEM SALES COMPANY, INC. | RP1518AJ1 | HP | Split System: Heat Pump with Remote Outdoor Unit-Air-Source | RP1518AJ1 |  | RCF2417STAM | 12.5 | 15 | 8.5 | Yes | Yes | 2015-02-05 |  | 1
FALSE | RP1518AJ1 | 3324 | 7551342 | RHEEM SALES COMPANY, INC. | RP1518AJ1 | HP | Split System: Heat Pump with Remote Outdoor Unit-Air-Source | RP1518AJ1 |  | RCF2417STAM | 12.5 | 15 | 8.2 | Yes | Yes | 2015-02-05 |  | Below V5.0 Req.
FALSE | RP1518AJ1 | 3324 | 7551343 | RHEEM SALES COMPANY, INC. | RP1518AJ1 | HP | Split System: Heat Pump with Remote Outdoor Unit-Air-Source | RP1518AJ1 |  | RCF2417STAM | 12 | 14.5 | 8.2 | Yes | Yes | 2015-02-05 |  | Below V5.0 Req.
FALSE | RP1518AJ1 | 3324 | 7551344 | RHEEM SALES COMPANY, INC. | RP1518AJ1 | HP | Split System: Heat Pump with Remote Outdoor Unit-Air-Source | RP1518AJ1 |  | RCF2417STAM | 12.5 | 15 | 8.2 | Yes | Yes | 2015-02-05 |  | Below V5.0 Req.
FALSE | RP1524AJ1 | 3325 | 7551345 | RHEEM SALES COMPANY, INC. | RP1524AJ1 | HP | Split System: Heat Pump with Remote Outdoor Unit-Air-Source | RP1524AJ1 |  | RBHP-17 | 12 | 14.5 | 8.5 | Yes | Yes | 2015-02-05 |  | 0
FALSE | RP1524AJ1 | 3325 | 7551346 | RHEEM SALES COMPANY, INC. | RP1524AJ1 | HP | Split System: Heat Pump with Remote Outdoor Unit-Air-Source | RP1524AJ1 |  | RCF2417STAM | 12 | 14.5 | 8.5 | Yes | Yes | 2015-02-05 |  | 0
FALSE | RP1524AJ1 | 3325 | 7551347 | RHEEM SALES COMPANY, INC. | RP1524AJ1 | HP | Split System: Heat Pump with Remote Outdoor Unit-Air-Source | RP1524AJ1 |  | RCF2417STAM | 12.5 | 15 | 9 | Yes | Yes | 2015-02-05 |  | 1
FALSE | RP1524AJ1 | 3325 | 7551348 | RHEEM SALES COMPANY, INC. | RP1524AJ1 | HP | Split System: Heat Pump with Remote Outdoor Unit-Air-Source | RP1524AJ1 |  | RCF2417STAM | 12.5 | 15 | 9 | Yes | Yes | 2015-02-05 |  | 1
FALSE | RP1524AJ1 | 3325 | 7551349 | RHEEM SALES COMPANY, INC. | RP1524AJ1 | HP | Split System: Heat Pump with Remote Outdoor Unit-Air-Source | RP1524AJ1 |  | RCF2417STAM | 12 | 14.5 | 8.5 | Yes | Yes | 2015-02-05 |  | 0
FALSE | RP1524AJ1 | 3325 | 7551350 | RHEEM SALES COMPANY, INC. | RP1524AJ1 | HP | Split System: Heat Pump with Remote Outdoor Unit-Air-Source | RP1524AJ1 |  | RCF2417STAM | 12 | 14.5 | 9 | Yes | Yes | 2015-02-05 |  | 0
FALSE | RP1530AJ1 | 3326 | 7551351 | RHEEM SALES COMPANY, INC. | RP1530AJ1 | HP | Split System: Heat Pump with Remote Outdoor Unit-Air-Source | RP1530AJ1 |  | RCF3617STAM | 12 | 14.5 | 8.2 | Yes | Yes | 2015-02-05 |  | Below V5.0 Req.
FALSE | RP1530AJ1 | 3326 | 7551352 | RHEEM SALES COMPANY, INC. | RP1530AJ1 | HP | Split System: Heat Pump with Remote Outdoor Unit-Air-Source | RP1530AJ1 |  | RCF3617STAM | 12.5 | 15 | 8.5 | Yes | Yes | 2015-02-05 |  | 1
FALSE | RP1530AJ1 | 3326 | 7551353 | RHEEM SALES COMPANY, INC. | RP1530AJ1 | HP | Split System: Heat Pump with Remote Outdoor Unit-Air-Source | RP1530AJ1 |  | RCF3617STAM | 12 | 14.5 | 8.2 | Yes | Yes | 2015-02-05 |  | Below V5.0 Req.
FALSE | RP1530AJ1 | 3326 | 7551354 | RHEEM SALES COMPANY, INC. | RP1530AJ1 | HP | Split System: Heat Pump with Remote Outdoor Unit-Air-Source | RP1530AJ1 |  | RCF3617STAM | 12 | 14.5 | 8.2 | Yes | Yes | 2015-02-05 |  | Below V5.0 Req.
FALSE | RP1530AJ1 | 3326 | 7551355 | RHEEM SALES COMPANY, INC. | RP1530AJ1 | HP | Split System: Heat Pump with Remote Outdoor Unit-Air-Source | RP1530AJ1 |  | RCF3617STAM | 12 | 14.5 | 8.2 | Yes | Yes | 2015-02-05 |  | Below V5.0 Req.
FALSE | RP1530AJ1 | 3326 | 7551356 | RHEEM SALES COMPANY, INC. | RP1530AJ1 | HP | Split System: Heat Pump with Remote Outdoor Unit-Air-Source | RP1530AJ1 |  | RCF3617STAM | 12 | 14.5 | 8.2 | Yes | Yes | 2015-02-05 |  | Below V5.0 Req.
FALSE | RP1530AJ1 | 3326 | 7551357 | RHEEM SALES COMPANY, INC. | RP1530AJ1 | HP | Split System: Heat Pump with Remote Outdoor Unit-Air-Source | RP1530AJ1 |  | RCF3621STAM | 12 | 14.5 | 8.2 | Yes | Yes | 2015-02-05 |  | Below V5.0 Req.
FALSE | RP1530AJ1 | 3326 | 7551358 | RHEEM SALES COMPANY, INC. | RP1530AJ1 | HP | Split System: Heat Pump with Remote Outdoor Unit-Air-Source | RP1530AJ1 |  | RCF3621STAM | 12.5 | 15 | 8.5 | Yes | Yes | 2015-02-05 |  | 1
FALSE | RP1530AJ1 | 3326 | 7551359 | RHEEM SALES COMPANY, INC. | RP1530AJ1 | HP | Split System: Heat Pump with Remote Outdoor Unit-Air-Source | RP1530AJ1 |  | RCF3621STAM | 12.5 | 15 | 8.2 | Yes | Yes | 2015-02-05 |  | Below V5.0 Req.
FALSE | RP1530AJ1 | 3326 | 7551360 | RHEEM SALES COMPANY, INC. | RP1530AJ1 | HP | Split System: Heat Pump with Remote Outdoor Unit-Air-Source | RP1530AJ1 |  | RCF3621STAM | 12.5 | 15 | 8.5 | Yes | Yes | 2015-02-05 |  | 1
FALSE | RP1530AJ1 | 3326 | 7551361 | RHEEM SALES COMPANY, INC. | RP1530AJ1 | HP | Split System: Heat Pump with Remote Outdoor Unit-Air-Source | RP1530AJ1 |  | RCF3621STAM | 13 | 15.5 | 8.5 | Yes | Yes | 2015-02-05 |  | 1
FALSE | RP1530AJ1 | 3326 | 7551362 | RHEEM SALES COMPANY, INC. | RP1530AJ1 | HP | Split System: Heat Pump with Remote Outdoor Unit-Air-Source | RP1530AJ1 |  | RCF3621STAM | 12.5 | 15 | 8.5 | Yes | Yes | 2015-02-05 |  | 1
FALSE | RP1530AJ1 | 3326 | 7551363 | RHEEM SALES COMPANY, INC. | RP1530AJ1 | HP | Split System: Heat Pump with Remote Outdoor Unit-Air-Source | RP1530AJ1 |  | RCF3621STAM | 12.5 | 15 | 8.2 | Yes | Yes | 2015-02-05 |  | Below V5.0 Req.
FALSE | RP1530AJ1 | 3326 | 7551364 | RHEEM SALES COMPANY, INC. | RP1530AJ1 | HP | Split System: Heat Pump with Remote Outdoor Unit-Air-Source | RP1530AJ1 |  | RCF3621STAM | 12 | 14.5 | 8.2 | Yes | Yes | 2015-02-05 |  | Below V5.0 Req.
FALSE | RP1530AJ1 | 3326 | 7551365 | RHEEM SALES COMPANY, INC. | RP1530AJ1 | HP | Split System: Heat Pump with Remote Outdoor Unit-Air-Source | RP1530AJ1 |  | RCF3621STAM | 12.5 | 15 | 8.2 | Yes | Yes | 2015-02-05 |  | Below V5.0 Req.
FALSE | RP1530AJ1 | 3326 | 7551366 | RHEEM SALES COMPANY, INC. | RP1530AJ1 | HP | Split System: Heat Pump with Remote Outdoor Unit-Air-Source | RP1530AJ1 |  | RCF3621STAM | 12.5 | 15 | 8.5 | Yes | Yes | 2015-02-05 |  | 1
FALSE | RP1530AJ1 | 3326 | 7551367 | RHEEM SALES COMPANY, INC. | RP1530AJ1 | HP | Split System: Heat Pump with Remote Outdoor Unit-Air-Source | RP1530AJ1 |  | RCF3621STAM | 12.5 | 15 | 8.5 | Yes | Yes | 2015-02-05 |  | 1
FALSE | RP1436FJ1 | 3327 | 7551369 | RHEEM SALES COMPANY, INC. | RP1536AC1 | HP | Split System: Heat Pump with Remote Outdoor Unit-Air-Source | RP1536AC1 |  | RCF3617STAM | 12.5 | 15 | 9 | Yes | Yes | 2015-02-05 |  | 1
FALSE | RP1436FJ1 | 3327 | 7551370 | RHEEM SALES COMPANY, INC. | RP1536AC1 | HP | Split System: Heat Pump with Remote Outdoor Unit-Air-Source | RP1536AC1 |  | RCF3617STAM | 12 | 14.5 | 9 | Yes | Yes | 2015-02-05 |  | 0
FALSE | RP1436FJ1 | 3327 | 7551375 | RHEEM SALES COMPANY, INC. | RP1536AC1 | HP | Split System: Heat Pump with Remote Outdoor Unit-Air-Source | RP1536AC1 |  | RCF3621STAM | 12.5 | 15 | 9 | Yes | Yes | 2015-02-05 |  | 1
FALSE | RP1436FJ1 | 3327 | 7551376 | RHEEM SALES COMPANY, INC. | RP1536AC1 | HP | Split System: Heat Pump with Remote Outdoor Unit-Air-Source | RP1536AC1 |  | RCF3621STAM | 12 | 14.5 | 9 | Yes | Yes | 2015-02-05 |  | 0
FALSE | RP1436FJ1 | 3327 | 7551377 | RHEEM SALES COMPANY, INC. | RP1536AC1 | HP | Split System: Heat Pump with Remote Outdoor Unit-Air-Source | RP1536AC1 |  | RCF3621STAM | 12.5 | 15 | 9 | Yes | Yes | 2015-02-05 |  | 1
FALSE | RP1436FJ1 | 3327 | 7551378 | RHEEM SALES COMPANY, INC. | RP1536AC1 | HP | Split System: Heat Pump with Remote Outdoor Unit-Air-Source | RP1536AC1 |  | RCF3621STAM | 12.5 | 15 | 9 | Yes | Yes | 2015-02-05 |  | 1
FALSE | RP1436FJ1 | 3327 | 7551379 | RHEEM SALES COMPANY, INC. | RP1536AC1 | HP | Split System: Heat Pump with Remote Outdoor Unit-Air-Source | RP1536AC1 |  | RCF3621STAM | 12.5 | 15 | 9 | Yes | Yes | 2015-02-05 |  | 1
FALSE | RP1436FJ1 | 3327 | 7551380 | RHEEM SALES COMPANY, INC. | RP1536AC1 | HP | Split System: Heat Pump with Remote Outdoor Unit-Air-Source | RP1536AC1 |  | RCF3621STAM | 12 | 14.5 | 9 | Yes | Yes | 2015-02-05 |  | 0
FALSE | RP1436FJ1 | 3327 | 7551382 | RHEEM SALES COMPANY, INC. | RP1536AC1 | HP | Split System: Heat Pump with Remote Outdoor Unit-Air-Source | RP1536AC1 |  | RCF3621STAM | 12 | 14.5 | 9 | Yes | Yes | 2015-02-05 |  | 0
FALSE | RP1436FJ1 | 3327 | 7551383 | RHEEM SALES COMPANY, INC. | RP1536AC1 | HP | Split System: Heat Pump with Remote Outdoor Unit-Air-Source | RP1536AC1 |  | RCF3621STAM | 12 | 14.5 | 9 | Yes | Yes | 2015-02-05 |  | 0
FALSE | RP1436FJ1 | 3327 | 7551384 | RHEEM SALES COMPANY, INC. | RP1536AC1 | HP | Split System: Heat Pump with Remote Outdoor Unit-Air-Source | RP1536AC1 |  | RCF3621STAM | 12.5 | 15 | 9 | Yes | Yes | 2015-02-05 |  | 1
FALSE | RP1436FJ1 | 3327 | 7551386 | RHEEM SALES COMPANY, INC. | RP1536AJ1 | HP | Split System: Heat Pump with Remote Outdoor Unit-Air-Source | RP1536AJ1 |  | RCF3617STAM | 12.5 | 15 | 9 | Yes | Yes | 2015-02-05 |  | 1
FALSE | RP1436FJ1 | 3327 | 7551387 | RHEEM SALES COMPANY, INC. | RP1536AJ1 | HP | Split System: Heat Pump with Remote Outdoor Unit-Air-Source | RP1536AJ1 |  | RCF3617STAM | 12 | 14.5 | 9 | Yes | Yes | 2015-02-05 |  | 0
FALSE | RP1436FJ1 | 3327 | 7551392 | RHEEM SALES COMPANY, INC. | RP1536AJ1 | HP | Split System: Heat Pump with Remote Outdoor Unit-Air-Source | RP1536AJ1 |  | RCF3621STAM | 12.5 | 15 | 9 | Yes | Yes | 2015-02-05 |  | 1
FALSE | RP1436FJ1 | 3327 | 7551393 | RHEEM SALES COMPANY, INC. | RP1536AJ1 | HP | Split System: Heat Pump with Remote Outdoor Unit-Air-Source | RP1536AJ1 |  | RCF3621STAM | 12 | 14.5 | 9 | Yes | Yes | 2015-02-05 |  | 0
FALSE | RP1436FJ1 | 3327 | 7551394 | RHEEM SALES COMPANY, INC. | RP1536AJ1 | HP | Split System: Heat Pump with Remote Outdoor Unit-Air-Source | RP1536AJ1 |  | RCF3621STAM | 12.5 | 15 | 9 | Yes | Yes | 2015-02-05 |  | 1
FALSE | RP1436FJ1 | 3327 | 7551395 | RHEEM SALES COMPANY, INC. | RP1536AJ1 | HP | Split System: Heat Pump with Remote Outdoor Unit-Air-Source | RP1536AJ1 |  | RCF3621STAM | 12.5 | 15 | 9 | Yes | Yes | 2015-02-05 |  | 1
FALSE | RP1436FJ1 | 3327 | 7551396 | RHEEM SALES COMPANY, INC. | RP1536AJ1 | HP | Split System: Heat Pump with Remote Outdoor Unit-Air-Source | RP1536AJ1 |  | RCF3621STAM | 12.5 | 15 | 9 | Yes | Yes | 2015-02-05 |  | 1
FALSE | RP1436FJ1 | 3327 | 7551397 | RHEEM SALES COMPANY, INC. | RP1536AJ1 | HP | Split System: Heat Pump with Remote Outdoor Unit-Air-Source | RP1536AJ1 |  | RCF3621STAM | 12 | 14.5 | 9 | Yes | Yes | 2015-02-05 |  | 0
FALSE | RP1436FJ1 | 3327 | 7551399 | RHEEM SALES COMPANY, INC. | RP1536AJ1 | HP | Split System: Heat Pump with Remote Outdoor Unit-Air-Source | RP1536AJ1 |  | RCF3621STAM | 12 | 14.5 | 9 | Yes | Yes | 2015-02-05 |  | 0
FALSE | RP1436FJ1 | 3327 | 7551400 | RHEEM SALES COMPANY, INC. | RP1536AJ1 | HP | Split System: Heat Pump with Remote Outdoor Unit-Air-Source | RP1536AJ1 |  | RCF3621STAM | 12 | 14.5 | 9 | Yes | Yes | 2015-02-05 |  | 0
FALSE | RP1436FJ1 | 3327 | 7551401 | RHEEM SALES COMPANY, INC. | RP1536AJ1 | HP | Split System: Heat Pump with Remote Outdoor Unit-Air-Source | RP1536AJ1 |  | RCF3621STAM | 12.5 | 15 | 9 | Yes | Yes | 2015-02-05 |  | 1
FALSE | RP1442FJ1 | 3328 | 7551403 | RHEEM SALES COMPANY, INC. | RP1542AC1 | HP | Split System: Heat Pump with Remote Outdoor Unit-Air-Source | RP1542AC1 |  | RCF4821STAM | 12 | 14.5 | 9 | Yes | Yes | 2015-02-05 |  | 0
FALSE | RP1442FJ1 | 3328 | 7551404 | RHEEM SALES COMPANY, INC. | RP1542AC1 | HP | Split System: Heat Pump with Remote Outdoor Unit-Air-Source | RP1542AC1 |  | RCF4821STAM | 12.5 | 15 | 9 | Yes | Yes | 2015-02-05 |  | 1
FALSE | RP1442FJ1 | 3328 | 7551405 | RHEEM SALES COMPANY, INC. | RP1542AC1 | HP | Split System: Heat Pump with Remote Outdoor Unit-Air-Source | RP1542AC1 |  | RCF4821STAM | 12 | 14.5 | 9 | Yes | Yes | 2015-02-05 |  | 0
FALSE | RP1442FJ1 | 3328 | 7551406 | RHEEM SALES COMPANY, INC. | RP1542AC1 | HP | Split System: Heat Pump with Remote Outdoor Unit-Air-Source | RP1542AC1 |  | RCF4821STAM | 12 | 14.5 | 9 | Yes | Yes | 2015-02-05 |  | 0
FALSE | RP1442FJ1 | 3328 | 7551407 | RHEEM SALES COMPANY, INC. | RP1542AC1 | HP | Split System: Heat Pump with Remote Outdoor Unit-Air-Source | RP1542AC1 |  | RCF4821STAM | 12 | 14.5 | 9 | Yes | Yes | 2015-02-05 |  | 0
FALSE | RP1442FJ1 | 3328 | 7551408 | RHEEM SALES COMPANY, INC. | RP1542AC1 | HP | Split System: Heat Pump with Remote Outdoor Unit-Air-Source | RP1542AC1 |  | RCF4824STAM | 12 | 14.5 | 9 | Yes | Yes | 2015-02-05 |  | 0
FALSE | RP1442FJ1 | 3328 | 7551409 | RHEEM SALES COMPANY, INC. | RP1542AC1 | HP | Split System: Heat Pump with Remote Outdoor Unit-Air-Source | RP1542AC1 |  | RCF4824STAM | 12.5 | 15 | 9 | Yes | Yes | 2015-02-05 |  | 1
FALSE | RP1442FJ1 | 3328 | 7551410 | RHEEM SALES COMPANY, INC. | RP1542AC1 | HP | Split System: Heat Pump with Remote Outdoor Unit-Air-Source | RP1542AC1 |  | RCF4824STAM | 12 | 14.5 | 9 | Yes | Yes | 2015-02-05 |  | 0
FALSE | RP1442FJ1 | 3328 | 7551411 | RHEEM SALES COMPANY, INC. | RP1542AC1 | HP | Split System: Heat Pump with Remote Outdoor Unit-Air-Source | RP1542AC1 |  | RCF4824STAM | 12.5 | 15 | 9 | Yes | Yes | 2015-02-05 |  | 1
FALSE | RP1442FJ1 | 3328 | 7551412 | RHEEM SALES COMPANY, INC. | RP1542AC1 | HP | Split System: Heat Pump with Remote Outdoor Unit-Air-Source | RP1542AC1 |  | RCF4824STAM | 12 | 14.5 | 9 | Yes | Yes | 2015-02-05 |  | 0
FALSE | RP1442FJ1 | 3328 | 7551413 | RHEEM SALES COMPANY, INC. | RP1542AC1 | HP | Split System: Heat Pump with Remote Outdoor Unit-Air-Source | RP1542AC1 |  | RCF4824STAM | 12 | 14.5 | 9 | Yes | Yes | 2015-02-05 |  | 0
FALSE | RP1442FJ1 | 3328 | 7551414 | RHEEM SALES COMPANY, INC. | RP1542AC1 | HP | Split System: Heat Pump with Remote Outdoor Unit-Air-Source | RP1542AC1 |  | RCF4824STAM | 12 | 14.5 | 9 | Yes | Yes | 2015-02-05 |  | 0
FALSE | RP1442FJ1 | 3328 | 7551415 | RHEEM SALES COMPANY, INC. | RP1542AC1 | HP | Split System: Heat Pump with Remote Outdoor Unit-Air-Source | RP1542AC1 |  | RCF4824STAM | 12 | 14.5 | 9 | Yes | Yes | 2015-02-05 |  | 0
FALSE | RP1442FJ1 | 3328 | 7551417 | RHEEM SALES COMPANY, INC. | RP1542AJ1 | HP | Split System: Heat Pump with Remote Outdoor Unit-Air-Source | RP1542AJ1 |  | RCF4821STAM | 12 | 14.5 | 9 | Yes | Yes | 2015-02-05 |  | 0
FALSE | RP1442FJ1 | 3328 | 7551418 | RHEEM SALES COMPANY, INC. | RP1542AJ1 | HP | Split System: Heat Pump with Remote Outdoor Unit-Air-Source | RP1542AJ1 |  | RCF4821STAM | 12.5 | 15 | 9 | Yes | Yes | 2015-02-05 |  | 1
FALSE | RP1442FJ1 | 3328 | 7551419 | RHEEM SALES COMPANY, INC. | RP1542AJ1 | HP | Split System: Heat Pump with Remote Outdoor Unit-Air-Source | RP1542AJ1 |  | RCF4821STAM | 12 | 14.5 | 9 | Yes | Yes | 2015-02-05 |  | 0
FALSE | RP1442FJ1 | 3328 | 7551420 | RHEEM SALES COMPANY, INC. | RP1542AJ1 | HP | Split System: Heat Pump with Remote Outdoor Unit-Air-Source | RP1542AJ1 |  | RCF4821STAM | 12 | 14.5 | 9 | Yes | Yes | 2015-02-05 |  | 0
FALSE | RP1442FJ1 | 3328 | 7551421 | RHEEM SALES COMPANY, INC. | RP1542AJ1 | HP | Split System: Heat Pump with Remote Outdoor Unit-Air-Source | RP1542AJ1 |  | RCF4821STAM | 12 | 14.5 | 9 | Yes | Yes | 2015-02-05 |  | 0
FALSE | RP1442FJ1 | 3328 | 7551422 | RHEEM SALES COMPANY, INC. | RP1542AJ1 | HP | Split System: Heat Pump with Remote Outdoor Unit-Air-Source | RP1542AJ1 |  | RCF4824STAM | 12 | 14.5 | 9 | Yes | Yes | 2015-02-05 |  | 0
FALSE | RP1442FJ1 | 3328 | 7551423 | RHEEM SALES COMPANY, INC. | RP1542AJ1 | HP | Split System: Heat Pump with Remote Outdoor Unit-Air-Source | RP1542AJ1 |  | RCF4824STAM | 12.5 | 15 | 9 | Yes | Yes | 2015-02-05 |  | 1
FALSE | RP1442FJ1 | 3328 | 7551424 | RHEEM SALES COMPANY, INC. | RP1542AJ1 | HP | Split System: Heat Pump with Remote Outdoor Unit-Air-Source | RP1542AJ1 |  | RCF4824STAM | 12 | 14.5 | 9 | Yes | Yes | 2015-02-05 |  | 0
FALSE | RP1442FJ1 | 3328 | 7551425 | RHEEM SALES COMPANY, INC. | RP1542AJ1 | HP | Split System: Heat Pump with Remote Outdoor Unit-Air-Source | RP1542AJ1 |  | RCF4824STAM | 12.5 | 15 | 9 | Yes | Yes | 2015-02-05 |  | 1
FALSE | RP1442FJ1 | 3328 | 7551426 | RHEEM SALES COMPANY, INC. | RP1542AJ1 | HP | Split System: Heat Pump with Remote Outdoor Unit-Air-Source | RP1542AJ1 |  | RCF4824STAM | 12 | 14.5 | 9 | Yes | Yes | 2015-02-05 |  | 0
FALSE | RP1442FJ1 | 3328 | 7551427 | RHEEM SALES COMPANY, INC. | RP1542AJ1 | HP | Split System: Heat Pump with Remote Outdoor Unit-Air-Source | RP1542AJ1 |  | RCF4824STAM | 12 | 14.5 | 9 | Yes | Yes | 2015-02-05 |  | 0
FALSE | RP1442FJ1 | 3328 | 7551428 | RHEEM SALES COMPANY, INC. | RP1542AJ1 | HP | Split System: Heat Pump with Remote Outdoor Unit-Air-Source | RP1542AJ1 |  | RCF4824STAM | 12 | 14.5 | 9 | Yes | Yes | 2015-02-05 |  | 0
FALSE | RP1442FJ1 | 3328 | 7551429 | RHEEM SALES COMPANY, INC. | RP1542AJ1 | HP | Split System: Heat Pump with Remote Outdoor Unit-Air-Source | RP1542AJ1 |  | RCF4824STAM | 12 | 14.5 | 9 | Yes | Yes | 2015-02-05 |  | 0
FALSE | RP1448FJ1 | 3329 | 7551430 | RHEEM SALES COMPANY, INC. | RP1548AC1 | HP | Split System: Heat Pump with Remote Outdoor Unit-Air-Source | RP1548AC1 |  | RCF4821STAM | 12 | 14.5 | 9 | Yes | Yes | 2015-02-05 |  | 0
FALSE | RP1448FJ1 | 3329 | 7551431 | RHEEM SALES COMPANY, INC. | RP1548AC1 | HP | Split System: Heat Pump with Remote Outdoor Unit-Air-Source | RP1548AC1 |  | RCF4821STAM | 12.5 | 15.5 | 9 | Yes | Yes | 2015-02-05 |  | 1
FALSE | RP1448FJ1 | 3329 | 7551432 | RHEEM SALES COMPANY, INC. | RP1548AC1 | HP | Split System: Heat Pump with Remote Outdoor Unit-Air-Source | RP1548AC1 |  | RCF4821STAM | 12.5 | 15 | 9 | Yes | Yes | 2015-02-05 |  | 1
FALSE | RP1448FJ1 | 3329 | 7551433 | RHEEM SALES COMPANY, INC. | RP1548AC1 | HP | Split System: Heat Pump with Remote Outdoor Unit-Air-Source | RP1548AC1 |  | RCF4821STAM | 12 | 14.5 | 9 | Yes | Yes | 2015-02-05 |  | 0
FALSE | RP1448FJ1 | 3329 | 7551434 | RHEEM SALES COMPANY, INC. | RP1548AC1 | HP | Split System: Heat Pump with Remote Outdoor Unit-Air-Source | RP1548AC1 |  | RCF4821STAM | 12 | 14.5 | 9 | Yes | Yes | 2015-02-05 |  | 0
FALSE | RP1448FJ1 | 3329 | 7551435 | RHEEM SALES COMPANY, INC. | RP1548AC1 | HP | Split System: Heat Pump with Remote Outdoor Unit-Air-Source | RP1548AC1 |  | RCF4824STAM | 12 | 14.5 | 9 | Yes | Yes | 2015-02-05 |  | 0
FALSE | RP1448FJ1 | 3329 | 7551436 | RHEEM SALES COMPANY, INC. | RP1548AC1 | HP | Split System: Heat Pump with Remote Outdoor Unit-Air-Source | RP1548AC1 |  | RCF4824STAM | 12.5 | 15.5 | 9 | Yes | Yes | 2015-02-05 |  | 1
FALSE | RP1448FJ1 | 3329 | 7551437 | RHEEM SALES COMPANY, INC. | RP1548AC1 | HP | Split System: Heat Pump with Remote Outdoor Unit-Air-Source | RP1548AC1 |  | RCF4824STAM | 12.5 | 15 | 9 | Yes | Yes | 2015-02-05 |  | 1
FALSE | RP1448FJ1 | 3329 | 7551438 | RHEEM SALES COMPANY, INC. | RP1548AC1 | HP | Split System: Heat Pump with Remote Outdoor Unit-Air-Source | RP1548AC1 |  | RCF4824STAM | 13 | 15.5 | 9 | Yes | Yes | 2015-02-05 |  | 1
FALSE | RP1448FJ1 | 3329 | 7551439 | RHEEM SALES COMPANY, INC. | RP1548AC1 | HP | Split System: Heat Pump with Remote Outdoor Unit-Air-Source | RP1548AC1 |  | RCF4824STAM | 12.5 | 15 | 9 | Yes | Yes | 2015-02-05 |  | 1
FALSE | RP1448FJ1 | 3329 | 7551440 | RHEEM SALES COMPANY, INC. | RP1548AC1 | HP | Split System: Heat Pump with Remote Outdoor Unit-Air-Source | RP1548AC1 |  | RCF4824STAM | 12 | 14.5 | 9 | Yes | Yes | 2015-02-05 |  | 0
FALSE | RP1448FJ1 | 3329 | 7551441 | RHEEM SALES COMPANY, INC. | RP1548AC1 | HP | Split System: Heat Pump with Remote Outdoor Unit-Air-Source | RP1548AC1 |  | RCF4824STAM | 12 | 14.5 | 9 | Yes | Yes | 2015-02-05 |  | 0
FALSE | RP1448FJ1 | 3329 | 7551442 | RHEEM SALES COMPANY, INC. | RP1548AC1 | HP | Split System: Heat Pump with Remote Outdoor Unit-Air-Source | RP1548AC1 |  | RCF4824STAM | 12.5 | 15 | 9 | Yes | Yes | 2015-02-05 |  | 1
FALSE | RP1448FJ1 | 3329 | 7551443 | RHEEM SALES COMPANY, INC. | RP1548AJ1 | HP | Split System: Heat Pump with Remote Outdoor Unit-Air-Source | RP1548AJ1 |  | RCF4821STAM | 12 | 14.5 | 9 | Yes | Yes | 2015-02-05 |  | 0
FALSE | RP1448FJ1 | 3329 | 7551444 | RHEEM SALES COMPANY, INC. | RP1548AJ1 | HP | Split System: Heat Pump with Remote Outdoor Unit-Air-Source | RP1548AJ1 |  | RCF4821STAM | 12.5 | 15.5 | 9 | Yes | Yes | 2015-02-05 |  | 1
FALSE | RP1448FJ1 | 3329 | 7551445 | RHEEM SALES COMPANY, INC. | RP1548AJ1 | HP | Split System: Heat Pump with Remote Outdoor Unit-Air-Source | RP1548AJ1 |  | RCF4821STAM | 12.5 | 15 | 9 | Yes | Yes | 2015-02-05 |  | 1
FALSE | RP1448FJ1 | 3329 | 7551446 | RHEEM SALES COMPANY, INC. | RP1548AJ1 | HP | Split System: Heat Pump with Remote Outdoor Unit-Air-Source | RP1548AJ1 |  | RCF4821STAM | 12 | 14.5 | 9 | Yes | Yes | 2015-02-05 |  | 0
FALSE | RP1448FJ1 | 3329 | 7551447 | RHEEM SALES COMPANY, INC. | RP1548AJ1 | HP | Split System: Heat Pump with Remote Outdoor Unit-Air-Source | RP1548AJ1 |  | RCF4821STAM | 12 | 14.5 | 9 | Yes | Yes | 2015-02-05 |  | 0
FALSE | RP1448FJ1 | 3329 | 7551448 | RHEEM SALES COMPANY, INC. | RP1548AJ1 | HP | Split System: Heat Pump with Remote Outdoor Unit-Air-Source | RP1548AJ1 |  | RCF4824STAM | 12 | 14.5 | 9 | Yes | Yes | 2015-02-05 |  | 0
FALSE | RP1448FJ1 | 3329 | 7551449 | RHEEM SALES COMPANY, INC. | RP1548AJ1 | HP | Split System: Heat Pump with Remote Outdoor Unit-Air-Source | RP1548AJ1 |  | RCF4824STAM | 12.5 | 15.5 | 9 | Yes | Yes | 2015-02-05 |  | 1
FALSE | RP1448FJ1 | 3329 | 7551450 | RHEEM SALES COMPANY, INC. | RP1548AJ1 | HP | Split System: Heat Pump with Remote Outdoor Unit-Air-Source | RP1548AJ1 |  | RCF4824STAM | 12.5 | 15 | 9 | Yes | Yes | 2015-02-05 |  | 1
FALSE | RP1448FJ1 | 3329 | 7551451 | RHEEM SALES COMPANY, INC. | RP1548AJ1 | HP | Split System: Heat Pump with Remote Outdoor Unit-Air-Source | RP1548AJ1 |  | RCF4824STAM | 13 | 15.5 | 9 | Yes | Yes | 2015-02-05 |  | 1
FALSE | RP1448FJ1 | 3329 | 7551452 | RHEEM SALES COMPANY, INC. | RP1548AJ1 | HP | Split System: Heat Pump with Remote Outdoor Unit-Air-Source | RP1548AJ1 |  | RCF4824STAM | 12.5 | 15 | 9 | Yes | Yes | 2015-02-05 |  | 1
FALSE | RP1448FJ1 | 3329 | 7551454 | RHEEM SALES COMPANY, INC. | RP1548AJ1 | HP | Split System: Heat Pump with Remote Outdoor Unit-Air-Source | RP1548AJ1 |  | RCF4824STAM | 12 | 14.5 | 9 | Yes | Yes | 2015-02-05 |  | 0
FALSE | RP1448FJ1 | 3329 | 7551455 | RHEEM SALES COMPANY, INC. | RP1548AJ1 | HP | Split System: Heat Pump with Remote Outdoor Unit-Air-Source | RP1548AJ1 |  | RCF4824STAM | 12 | 14.5 | 9 | Yes | Yes | 2015-02-05 |  | 0
FALSE | RP1448FJ1 | 3329 | 7551456 | RHEEM SALES COMPANY, INC. | RP1548AJ1 | HP | Split System: Heat Pump with Remote Outdoor Unit-Air-Source | RP1548AJ1 |  | RCF4824STAM | 12.5 | 15 | 9 | Yes | Yes | 2015-02-05 |  | 1
FALSE | RP1460FJ1 | 3330 | 7551457 | RHEEM SALES COMPANY, INC. | RP1560AC1 | HP | Split System: Heat Pump with Remote Outdoor Unit-Air-Source | RP1560AC1 |  | RCF6024HTAM | 12 | 14.5 | 9 | Yes | Yes | 2015-02-05 |  | 0
FALSE | RP1460FJ1 | 3330 | 7551459 | RHEEM SALES COMPANY, INC. | RP1560AC1 | HP | Split System: Heat Pump with Remote Outdoor Unit-Air-Source | RP1560AC1 |  | RCF6024HTAM | 12.5 | 15 | 9 | Yes | Yes | 2015-02-05 |  | 1
FALSE | RP1460FJ1 | 3330 | 7551462 | RHEEM SALES COMPANY, INC. | RP1560AC1 | HP | Split System: Heat Pump with Remote Outdoor Unit-Air-Source | RP1560AC1 |  | RCF6024HTAM | 12 | 14.5 | 9 | Yes | Yes | 2015-02-05 |  | 0
FALSE | RP1460FJ1 | 3330 | 7551463 | RHEEM SALES COMPANY, INC. | RP1560AC1 | HP | Split System: Heat Pump with Remote Outdoor Unit-Air-Source | RP1560AC1 |  | RCF6024STAM | 12 | 14.5 | 9 | Yes | Yes | 2015-02-05 |  | 0
FALSE | RP1460FJ1 | 3330 | 7551465 | RHEEM SALES COMPANY, INC. | RP1560AC1 | HP | Split System: Heat Pump with Remote Outdoor Unit-Air-Source | RP1560AC1 |  | RCF6024STAM | 12.5 | 15 | 9 | Yes | Yes | 2015-02-05 |  | 1
FALSE | RP1460FJ1 | 3330 | 7551468 | RHEEM SALES COMPANY, INC. | RP1560AC1 | HP | Split System: Heat Pump with Remote Outdoor Unit-Air-Source | RP1560AC1 |  | RCF6024STAM | 12 | 14.5 | 9 | Yes | Yes | 2015-02-05 |  | 0
FALSE | RP1460FJ1 | 3330 | 7551469 | RHEEM SALES COMPANY, INC. | RP1560AJ1 | HP | Split System: Heat Pump with Remote Outdoor Unit-Air-Source | RP1560AJ1 |  | RCF6024HTAM | 12 | 14.5 | 9 | Yes | Yes | 2015-02-05 |  | 0
FALSE | RP1460FJ1 | 3330 | 7551471 | RHEEM SALES COMPANY, INC. | RP1560AJ1 | HP | Split System: Heat Pump with Remote Outdoor Unit-Air-Source | RP1560AJ1 |  | RCF6024HTAM | 12.5 | 15 | 9 | Yes | Yes | 2015-02-05 |  | 1
FALSE | RP1460FJ1 | 3330 | 7551474 | RHEEM SALES COMPANY, INC. | RP1560AJ1 | HP | Split System: Heat Pump with Remote Outdoor Unit-Air-Source | RP1560AJ1 |  | RCF6024HTAM | 12 | 14.5 | 9 | Yes | Yes | 2015-02-05 |  | 0
FALSE | RP1460FJ1 | 3330 | 7551475 | RHEEM SALES COMPANY, INC. | RP1560AJ1 | HP | Split System: Heat Pump with Remote Outdoor Unit-Air-Source | RP1560AJ1 |  | RCF6024STAM | 12 | 14.5 | 9 | Yes | Yes | 2015-02-05 |  | 0
FALSE | RP1460FJ1 | 3330 | 7551478 | RHEEM SALES COMPANY, INC. | RP1560AJ1 | HP | Split System: Heat Pump with Remote Outdoor Unit-Air-Source | RP1560AJ1 |  | RCF6024STAM | 12.5 | 15 | 9 | Yes | Yes | 2015-02-05 |  | 1
FALSE | RP1460FJ1 | 3330 | 7551481 | RHEEM SALES COMPANY, INC. | RP1560AJ1 | HP | Split System: Heat Pump with Remote Outdoor Unit-Air-Source | RP1560AJ1 |  | RCF6024STAM | 12 | 14.5 | 9 | Yes | Yes | 2015-02-05 |  | 0
FALSE | RP1418AJ1 | 3310 | 7878742 | RHEEM SALES COMPANY, INC. | RP1418AJ1 | HP | Split System: Heat Pump with Remote Outdoor Unit-Air-Source | RP1418AJ1 |  | RF1T2421MTAN | 12.5 | 15 | 8.2 | Yes | Yes | 2015-02-05 |  | Below V5.0 Req.
FALSE | RP1430AJ1 | 3312 | 7878746 | RHEEM SALES COMPANY, INC. | RP1430AJ1 | HP | Split System: Heat Pump with Remote Outdoor Unit-Air-Source | RP1430AJ1 |  | RF1T3624MTAN | 12 | 14.5 | 8.5 | Yes | Yes | 2015-02-05 |  | 0
FALSE | RP1518AJ1 | 3324 | 7882088 | RHEEM SALES COMPANY, INC. | RP1518AJ1 | HP | Split System: Heat Pump with Remote Outdoor Unit-Air-Source | RP1518AJ1 |  | RF1T2421MTAN | 12.5 | 15 | 8.2 | Yes | Yes | 2015-02-05 |  | Below V5.0 Req.
FALSE | RP1530AJ1 | 3326 | 7882089 | RHEEM SALES COMPANY, INC. | RP1530AJ1 | HP | Split System: Heat Pump with Remote Outdoor Unit-Air-Source | RP1530AJ1 |  | RF1T3624MTAN | 13 | 15.5 | 8.5 | Yes | Yes | 2015-02-05 |  | 1
FALSE | RP1436FJ1 | 3327 | 7882090 | RHEEM SALES COMPANY, INC. | RP1536AC1 | HP | Split System: Heat Pump with Remote Outdoor Unit-Air-Source | RP1536AC1 |  | RF1T3624MTAN | 12.5 | 15 | 9 | Yes | Yes | 2015-02-05 |  | 1
FALSE | RP1436FJ1 | 3327 | 7882091 | RHEEM SALES COMPANY, INC. | RP1536AJ1 | HP | Split System: Heat Pump with Remote Outdoor Unit-Air-Source | RP1536AJ1 |  | RF1T3624MTAN | 12.5 | 15 | 9 | Yes | Yes | 2015-02-05 |  | 1
FALSE | RP1530AJ1 | 3326 | 7994220 | RHEEM SALES COMPANY, INC. | RP1530AJ1 | HP | Split System: Heat Pump with Remote Outdoor Unit-Air-Source | RP1530AJ1 |  | RCF3617STAM | 12 | 14.5 | 8.2 | Yes | Yes | 2015-02-05 |  | Below V5.0 Req.
FALSE | RP1530AJ1 | 3326 | 7994222 | RHEEM SALES COMPANY, INC. | RP1530AJ1 | HP | Split System: Heat Pump with Remote Outdoor Unit-Air-Source | RP1530AJ1 |  | RCF3617STAM | 12 | 14.5 | 8.2 | Yes | Yes | 2015-02-05 |  | Below V5.0 Req.
FALSE | RP1530AJ1 | 3326 | 7994223 | RHEEM SALES COMPANY, INC. | RP1530AJ1 | HP | Split System: Heat Pump with Remote Outdoor Unit-Air-Source | RP1530AJ1 |  | RCF3617STAM | 12.5 | 15 | 8.5 | Yes | Yes | 2015-02-05 |  | 1
FALSE | RP1530AJ1 | 3326 | 7994224 | RHEEM SALES COMPANY, INC. | RP1530AJ1 | HP | Split System: Heat Pump with Remote Outdoor Unit-Air-Source | RP1530AJ1 |  | RCF3617STAM | 12.5 | 15 | 8.2 | Yes | Yes | 2015-02-05 |  | Below V5.0 Req.
FALSE | RP1530AJ1 | 3326 | 7994227 | RHEEM SALES COMPANY, INC. | RP1530AJ1 | HP | Split System: Heat Pump with Remote Outdoor Unit-Air-Source | RP1530AJ1 |  | RCF3621STAM | 12 | 14.5 | 8.2 | Yes | Yes | 2015-02-05 |  | Below V5.0 Req.
FALSE | RP1530AJ1 | 3326 | 7994228 | RHEEM SALES COMPANY, INC. | RP1530AJ1 | HP | Split System: Heat Pump with Remote Outdoor Unit-Air-Source | RP1530AJ1 |  | RCF3621STAM | 12.5 | 15 | 8.5 | Yes | Yes | 2015-02-05 |  | 1
FALSE | RP1530AJ1 | 3326 | 7994229 | RHEEM SALES COMPANY, INC. | RP1530AJ1 | HP | Split System: Heat Pump with Remote Outdoor Unit-Air-Source | RP1530AJ1 |  | RCF3621STAM | 12.5 | 15 | 8.5 | Yes | Yes | 2015-02-05 |  | 1
FALSE | RP1518AJ1 | 3324 | 8001824 | RHEEM SALES COMPANY, INC. | RP1518AJ1 | HP | Split System: Heat Pump with Remote Outdoor Unit-Air-Source | RP1518AJ1 |  | RCF2417STAM | 12 | 14.5 | 8.2 | Yes | Yes | 2015-02-05 |  | Below V5.0 Req.
FALSE | RP1518AJ1 | 3324 | 8001825 | RHEEM SALES COMPANY, INC. | RP1518AJ1 | HP | Split System: Heat Pump with Remote Outdoor Unit-Air-Source | RP1518AJ1 |  | RCF2417STAM | 12.5 | 15 | 8.5 | Yes | Yes | 2015-02-05 |  | 1
FALSE | RP1518AJ1 | 3324 | 8001826 | RHEEM SALES COMPANY, INC. | RP1518AJ1 | HP | Split System: Heat Pump with Remote Outdoor Unit-Air-Source | RP1518AJ1 |  | RCF2417STAM | 12.5 | 15 | 8.2 | Yes | Yes | 2015-02-05 |  | Below V5.0 Req.
FALSE | RP1518AJ1 | 3324 | 8001827 | RHEEM SALES COMPANY, INC. | RP1518AJ1 | HP | Split System: Heat Pump with Remote Outdoor Unit-Air-Source | RP1518AJ1 |  | RCF2417STAM | 12 | 14.5 | 8.2 | Yes | Yes | 2015-02-05 |  | Below V5.0 Req.
FALSE | RP1518AJ1 | 3324 | 8001828 | RHEEM SALES COMPANY, INC. | RP1518AJ1 | HP | Split System: Heat Pump with Remote Outdoor Unit-Air-Source | RP1518AJ1 |  | RCF2417STAM | 12 | 14.5 | 8.2 | Yes | Yes | 2015-02-05 |  | Below V5.0 Req.
FALSE | RP1518AJ1 | 3324 | 8001829 | RHEEM SALES COMPANY, INC. | RP1518AJ1 | HP | Split System: Heat Pump with Remote Outdoor Unit-Air-Source | RP1518AJ1 |  | RCF2417STAM | 12.5 | 15 | 8.2 | Yes | Yes | 2015-02-05 |  | Below V5.0 Req.
FALSE | RP1524AJ1 | 3325 | 8001830 | RHEEM SALES COMPANY, INC. | RP1524AJ1 | HP | Split System: Heat Pump with Remote Outdoor Unit-Air-Source | RP1524AJ1 |  | RCF2417STAM | 12 | 14.5 | 8.5 | Yes | Yes | 2015-02-05 |  | 0
FALSE | RP1524AJ1 | 3325 | 8001831 | RHEEM SALES COMPANY, INC. | RP1524AJ1 | HP | Split System: Heat Pump with Remote Outdoor Unit-Air-Source | RP1524AJ1 |  | RCF2417STAM | 12.5 | 15 | 9 | Yes | Yes | 2015-02-05 |  | 1
FALSE | RP1436FJ1 | 3327 | 8001884 | RHEEM SALES COMPANY, INC. | RP1536AJ1 | HP | Split System: Heat Pump with Remote Outdoor Unit-Air-Source | RP1536AJ1 |  | RCF3621STAM | 12 | 14.5 | 9 | Yes | Yes | 2015-02-05 |  | 0
FALSE | RP1436FJ1 | 3327 | 8001885 | RHEEM SALES COMPANY, INC. | RP1536AJ1 | HP | Split System: Heat Pump with Remote Outdoor Unit-Air-Source | RP1536AJ1 |  | RCF3621STAM | 12 | 14.5 | 9 | Yes | Yes | 2015-02-05 |  | 0
FALSE | RP1436FJ1 | 3327 | 8001886 | RHEEM SALES COMPANY, INC. | RP1536AJ1 | HP | Split System: Heat Pump with Remote Outdoor Unit-Air-Source | RP1536AJ1 |  | RCF3621STAM | 12.5 | 15 | 9 | Yes | Yes | 2015-02-05 |  | 1
FALSE | RP1442FJ1 | 3328 | 8001888 | RHEEM SALES COMPANY, INC. | RP1542AC1 | HP | Split System: Heat Pump with Remote Outdoor Unit-Air-Source | RP1542AC1 |  | RCF4821STAM | 12 | 14.5 | 9 | Yes | Yes | 2015-02-05 |  | 0
FALSE | RP1442FJ1 | 3328 | 8001889 | RHEEM SALES COMPANY, INC. | RP1542AC1 | HP | Split System: Heat Pump with Remote Outdoor Unit-Air-Source | RP1542AC1 |  | RCF4821STAM | 12.5 | 15 | 9 | Yes | Yes | 2015-02-05 |  | 1
FALSE | RP1442FJ1 | 3328 | 8001890 | RHEEM SALES COMPANY, INC. | RP1542AC1 | HP | Split System: Heat Pump with Remote Outdoor Unit-Air-Source | RP1542AC1 |  | RCF4821STAM | 12 | 14.5 | 9 | Yes | Yes | 2015-02-05 |  | 0
FALSE | RP1442FJ1 | 3328 | 8001891 | RHEEM SALES COMPANY, INC. | RP1542AC1 | HP | Split System: Heat Pump with Remote Outdoor Unit-Air-Source | RP1542AC1 |  | RCF4821STAM | 12 | 14.5 | 9 | Yes | Yes | 2015-02-05 |  | 0
FALSE | RP1442FJ1 | 3328 | 8001892 | RHEEM SALES COMPANY, INC. | RP1542AC1 | HP | Split System: Heat Pump with Remote Outdoor Unit-Air-Source | RP1542AC1 |  | RCF4821STAM | 12 | 14.5 | 9 | Yes | Yes | 2015-02-05 |  | 0
FALSE | RP1442FJ1 | 3328 | 8001893 | RHEEM SALES COMPANY, INC. | RP1542AC1 | HP | Split System: Heat Pump with Remote Outdoor Unit-Air-Source | RP1542AC1 |  | RCF4824STAM | 12 | 14.5 | 9 | Yes | Yes | 2015-02-05 |  | 0
FALSE | RP1442FJ1 | 3328 | 8001894 | RHEEM SALES COMPANY, INC. | RP1542AC1 | HP | Split System: Heat Pump with Remote Outdoor Unit-Air-Source | RP1542AC1 |  | RCF4824STAM | 12.5 | 15 | 9 | Yes | Yes | 2015-02-05 |  | 1
FALSE | RP1442FJ1 | 3328 | 8001895 | RHEEM SALES COMPANY, INC. | RP1542AC1 | HP | Split System: Heat Pump with Remote Outdoor Unit-Air-Source | RP1542AC1 |  | RCF4824STAM | 12 | 14.5 | 9 | Yes | Yes | 2015-02-05 |  | 0
FALSE | RP1442FJ1 | 3328 | 8001896 | RHEEM SALES COMPANY, INC. | RP1542AC1 | HP | Split System: Heat Pump with Remote Outdoor Unit-Air-Source | RP1542AC1 |  | RCF4824STAM | 12.5 | 15 | 9 | Yes | Yes | 2015-02-05 |  | 1
FALSE | RP1442FJ1 | 3328 | 8001897 | RHEEM SALES COMPANY, INC. | RP1542AC1 | HP | Split System: Heat Pump with Remote Outdoor Unit-Air-Source | RP1542AC1 |  | RCF4824STAM | 12 | 14.5 | 9 | Yes | Yes | 2015-02-05 |  | 0
FALSE | RP1442FJ1 | 3328 | 8001898 | RHEEM SALES COMPANY, INC. | RP1542AC1 | HP | Split System: Heat Pump with Remote Outdoor Unit-Air-Source | RP1542AC1 |  | RCF4824STAM | 12 | 14.5 | 9 | Yes | Yes | 2015-02-05 |  | 0
FALSE | RP1442FJ1 | 3328 | 8001899 | RHEEM SALES COMPANY, INC. | RP1542AC1 | HP | Split System: Heat Pump with Remote Outdoor Unit-Air-Source | RP1542AC1 |  | RCF4824STAM | 12 | 14.5 | 9 | Yes | Yes | 2015-02-05 |  | 0
FALSE | RP1442FJ1 | 3328 | 8001900 | RHEEM SALES COMPANY, INC. | RP1542AC1 | HP | Split System: Heat Pump with Remote Outdoor Unit-Air-Source | RP1542AC1 |  | RCF4824STAM | 12 | 14.5 | 9 | Yes | Yes | 2015-02-05 |  | 0
FALSE | RP1442FJ1 | 3328 | 8001902 | RHEEM SALES COMPANY, INC. | RP1542AJ1 | HP | Split System: Heat Pump with Remote Outdoor Unit-Air-Source | RP1542AJ1 |  | RCF4821STAM | 12 | 14.5 | 9 | Yes | Yes | 2015-02-05 |  | 0
FALSE | RP1442FJ1 | 3328 | 8001903 | RHEEM SALES COMPANY, INC. | RP1542AJ1 | HP | Split System: Heat Pump with Remote Outdoor Unit-Air-Source | RP1542AJ1 |  | RCF4821STAM | 12.5 | 15 | 9 | Yes | Yes | 2015-02-05 |  | 1
FALSE | RP1442FJ1 | 3328 | 8001904 | RHEEM SALES COMPANY, INC. | RP1542AJ1 | HP | Split System: Heat Pump with Remote Outdoor Unit-Air-Source | RP1542AJ1 |  | RCF4821STAM | 12 | 14.5 | 9 | Yes | Yes | 2015-02-05 |  | 0
FALSE | RP1442FJ1 | 3328 | 8001905 | RHEEM SALES COMPANY, INC. | RP1542AJ1 | HP | Split System: Heat Pump with Remote Outdoor Unit-Air-Source | RP1542AJ1 |  | RCF4821STAM | 12 | 14.5 | 9 | Yes | Yes | 2015-02-05 |  | 0
FALSE | RP1442FJ1 | 3328 | 8001906 | RHEEM SALES COMPANY, INC. | RP1542AJ1 | HP | Split System: Heat Pump with Remote Outdoor Unit-Air-Source | RP1542AJ1 |  | RCF4821STAM | 12 | 14.5 | 9 | Yes | Yes | 2015-02-05 |  | 0
FALSE | RP1442FJ1 | 3328 | 8001907 | RHEEM SALES COMPANY, INC. | RP1542AJ1 | HP | Split System: Heat Pump with Remote Outdoor Unit-Air-Source | RP1542AJ1 |  | RCF4824STAM | 12 | 14.5 | 9 | Yes | Yes | 2015-02-05 |  | 0
FALSE | RP1442FJ1 | 3328 | 8001908 | RHEEM SALES COMPANY, INC. | RP1542AJ1 | HP | Split System: Heat Pump with Remote Outdoor Unit-Air-Source | RP1542AJ1 |  | RCF4824STAM | 12.5 | 15 | 9 | Yes | Yes | 2015-02-05 |  | 1
FALSE | RP1442FJ1 | 3328 | 8001909 | RHEEM SALES COMPANY, INC. | RP1542AJ1 | HP | Split System: Heat Pump with Remote Outdoor Unit-Air-Source | RP1542AJ1 |  | RCF4824STAM | 12 | 14.5 | 9 | Yes | Yes | 2015-02-05 |  | 0
FALSE | RP1442FJ1 | 3328 | 8001910 | RHEEM SALES COMPANY, INC. | RP1542AJ1 | HP | Split System: Heat Pump with Remote Outdoor Unit-Air-Source | RP1542AJ1 |  | RCF4824STAM | 12.5 | 15 | 9 | Yes | Yes | 2015-02-05 |  | 1
FALSE | RP1442FJ1 | 3328 | 8001911 | RHEEM SALES COMPANY, INC. | RP1542AJ1 | HP | Split System: Heat Pump with Remote Outdoor Unit-Air-Source | RP1542AJ1 |  | RCF4824STAM | 12 | 14.5 | 9 | Yes | Yes | 2015-02-05 |  | 0
FALSE | RP1442FJ1 | 3328 | 8001912 | RHEEM SALES COMPANY, INC. | RP1542AJ1 | HP | Split System: Heat Pump with Remote Outdoor Unit-Air-Source | RP1542AJ1 |  | RCF4824STAM | 12 | 14.5 | 9 | Yes | Yes | 2015-02-05 |  | 0
FALSE | RP1442FJ1 | 3328 | 8001913 | RHEEM SALES COMPANY, INC. | RP1542AJ1 | HP | Split System: Heat Pump with Remote Outdoor Unit-Air-Source | RP1542AJ1 |  | RCF4824STAM | 12 | 14.5 | 9 | Yes | Yes | 2015-02-05 |  | 0
FALSE | RP1442FJ1 | 3328 | 8001914 | RHEEM SALES COMPANY, INC. | RP1542AJ1 | HP | Split System: Heat Pump with Remote Outdoor Unit-Air-Source | RP1542AJ1 |  | RCF4824STAM | 12 | 14.5 | 9 | Yes | Yes | 2015-02-05 |  | 0
FALSE | RP1448FJ1 | 3329 | 8001915 | RHEEM SALES COMPANY, INC. | RP1548AC1 | HP | Split System: Heat Pump with Remote Outdoor Unit-Air-Source | RP1548AC1 |  | RCF4821STAM | 12 | 14.5 | 9 | Yes | Yes | 2015-02-05 |  | 0
FALSE | RP1448FJ1 | 3329 | 8001916 | RHEEM SALES COMPANY, INC. | RP1548AC1 | HP | Split System: Heat Pump with Remote Outdoor Unit-Air-Source | RP1548AC1 |  | RCF4821STAM | 12.5 | 15.5 | 9 | Yes | Yes | 2015-02-05 |  | 1
FALSE | RP1448FJ1 | 3329 | 8001917 | RHEEM SALES COMPANY, INC. | RP1548AC1 | HP | Split System: Heat Pump with Remote Outdoor Unit-Air-Source | RP1548AC1 |  | RCF4821STAM | 12.5 | 15 | 9 | Yes | Yes | 2015-02-05 |  | 1
FALSE | RP1448FJ1 | 3329 | 8001918 | RHEEM SALES COMPANY, INC. | RP1548AC1 | HP | Split System: Heat Pump with Remote Outdoor Unit-Air-Source | RP1548AC1 |  | RCF4821STAM | 12 | 14.5 | 9 | Yes | Yes | 2015-02-05 |  | 0
FALSE | RP1448FJ1 | 3329 | 8001919 | RHEEM SALES COMPANY, INC. | RP1548AC1 | HP | Split System: Heat Pump with Remote Outdoor Unit-Air-Source | RP1548AC1 |  | RCF4821STAM | 12 | 14.5 | 9 | Yes | Yes | 2015-02-05 |  | 0
FALSE | RP1448FJ1 | 3329 | 8001920 | RHEEM SALES COMPANY, INC. | RP1548AC1 | HP | Split System: Heat Pump with Remote Outdoor Unit-Air-Source | RP1548AC1 |  | RCF4824STAM | 12 | 14.5 | 9 | Yes | Yes | 2015-02-05 |  | 0
FALSE | RP1448FJ1 | 3329 | 8001921 | RHEEM SALES COMPANY, INC. | RP1548AC1 | HP | Split System: Heat Pump with Remote Outdoor Unit-Air-Source | RP1548AC1 |  | RCF4824STAM | 12.5 | 15.5 | 9 | Yes | Yes | 2015-02-05 |  | 1
FALSE | RP1448FJ1 | 3329 | 8001922 | RHEEM SALES COMPANY, INC. | RP1548AC1 | HP | Split System: Heat Pump with Remote Outdoor Unit-Air-Source | RP1548AC1 |  | RCF4824STAM | 12.5 | 15 | 9 | Yes | Yes | 2015-02-05 |  | 1
FALSE | RP1448FJ1 | 3329 | 8001923 | RHEEM SALES COMPANY, INC. | RP1548AC1 | HP | Split System: Heat Pump with Remote Outdoor Unit-Air-Source | RP1548AC1 |  | RCF4824STAM | 13 | 15.5 | 9 | Yes | Yes | 2015-02-05 |  | 1
FALSE | RP1436FJ1 | 3327 | 7818658 | RHEEM SALES COMPANY, INC. | RP1536AC1 | HP | Split System: Heat Pump with Remote Outdoor Unit-Air-Source | RP1536AC1 |  | RCF3621STAM | 12 | 14.5 | 9 | Yes | Yes | 2015-02-05 |  | 0
FALSE | RP1436FJ1 | 3327 | 7818659 | RHEEM SALES COMPANY, INC. | RP1536AC1 | HP | Split System: Heat Pump with Remote Outdoor Unit-Air-Source | RP1536AC1 |  | RCF3621STAM | 12 | 14.5 | 9 | Yes | Yes | 2015-02-05 |  | 0
FALSE | RP1436FJ1 | 3327 | 7818660 | RHEEM SALES COMPANY, INC. | RP1536AJ1 | HP | Split System: Heat Pump with Remote Outdoor Unit-Air-Source | RP1536AJ1 |  | RCF3617STAM | 12 | 14.5 | 9 | Yes | Yes | 2015-02-05 |  | 0
FALSE | RP1436FJ1 | 3327 | 7818661 | RHEEM SALES COMPANY, INC. | RP1536AJ1 | HP | Split System: Heat Pump with Remote Outdoor Unit-Air-Source | RP1536AJ1 |  | RCF3617STAM | 12 | 14.5 | 9 | Yes | Yes | 2015-02-05 |  | 0
FALSE | RP1436FJ1 | 3327 | 7818662 | RHEEM SALES COMPANY, INC. | RP1536AJ1 | HP | Split System: Heat Pump with Remote Outdoor Unit-Air-Source | RP1536AJ1 |  | RCF3621STAM | 12 | 14.5 | 9 | Yes | Yes | 2015-02-05 |  | 0
FALSE | RP1436FJ1 | 3327 | 7818663 | RHEEM SALES COMPANY, INC. | RP1536AJ1 | HP | Split System: Heat Pump with Remote Outdoor Unit-Air-Source | RP1536AJ1 |  | RCF3621STAM | 12 | 14.5 | 9 | Yes | Yes | 2015-02-05 |  | 0
FALSE | RP1442FJ1 | 3328 | 7818666 | RHEEM SALES COMPANY, INC. | RP1542AC1 | HP | Split System: Heat Pump with Remote Outdoor Unit-Air-Source | RP1542AC1 |  | RCF4824STAM | 12 | 14.5 | 9 | Yes | Yes | 2015-02-05 |  | 0
FALSE | RP1442FJ1 | 3328 | 7818667 | RHEEM SALES COMPANY, INC. | RP1542AC1 | HP | Split System: Heat Pump with Remote Outdoor Unit-Air-Source | RP1542AC1 |  | RCF4824STAM | 12.5 | 15 | 9 | Yes | Yes | 2015-02-05 |  | 1
FALSE | RP1442FJ1 | 3328 | 7818670 | RHEEM SALES COMPANY, INC. | RP1542AJ1 | HP | Split System: Heat Pump with Remote Outdoor Unit-Air-Source | RP1542AJ1 |  | RCF4824STAM | 12 | 14.5 | 9 | Yes | Yes | 2015-02-05 |  | 0
FALSE | RP1442FJ1 | 3328 | 7818671 | RHEEM SALES COMPANY, INC. | RP1542AJ1 | HP | Split System: Heat Pump with Remote Outdoor Unit-Air-Source | RP1542AJ1 |  | RCF4824STAM | 12.5 | 15 | 9 | Yes | Yes | 2015-02-05 |  | 1
FALSE | RP1448FJ1 | 3329 | 7818672 | RHEEM SALES COMPANY, INC. | RP1548AC1 | HP | Split System: Heat Pump with Remote Outdoor Unit-Air-Source | RP1548AC1 |  | RCF4824STAM | 12 | 14.5 | 9 | Yes | Yes | 2015-02-05 |  | 0
FALSE | RP1448FJ1 | 3329 | 7818673 | RHEEM SALES COMPANY, INC. | RP1548AC1 | HP | Split System: Heat Pump with Remote Outdoor Unit-Air-Source | RP1548AC1 |  | RCF4824STAM | 12.5 | 15 | 9 | Yes | Yes | 2015-02-05 |  | 1
FALSE | RP1448FJ1 | 3329 | 7818674 | RHEEM SALES COMPANY, INC. | RP1548AC1 | HP | Split System: Heat Pump with Remote Outdoor Unit-Air-Source | RP1548AC1 |  | RCF4824STAM | 12.5 | 15.5 | 9 | Yes | Yes | 2015-02-05 |  | 1
FALSE | RP1448FJ1 | 3329 | 7818675 | RHEEM SALES COMPANY, INC. | RP1548AJ1 | HP | Split System: Heat Pump with Remote Outdoor Unit-Air-Source | RP1548AJ1 |  | RCF4824STAM | 12 | 14.5 | 9 | Yes | Yes | 2015-02-05 |  | 0
FALSE | RP1448FJ1 | 3329 | 7818676 | RHEEM SALES COMPANY, INC. | RP1548AJ1 | HP | Split System: Heat Pump with Remote Outdoor Unit-Air-Source | RP1548AJ1 |  | RCF4824STAM | 12.5 | 15 | 9 | Yes | Yes | 2015-02-05 |  | 1
FALSE | RP1448FJ1 | 3329 | 7818677 | RHEEM SALES COMPANY, INC. | RP1548AJ1 | HP | Split System: Heat Pump with Remote Outdoor Unit-Air-Source | RP1548AJ1 |  | RCF4824STAM | 12.5 | 15.5 | 9 | Yes | Yes | 2015-02-05 |  | 1
FALSE | RP1460FJ1 | 3330 | 7818678 | RHEEM SALES COMPANY, INC. | RP1560AC1 | HP | Split System: Heat Pump with Remote Outdoor Unit-Air-Source | RP1560AC1 |  | RCF6024STAM | 12 | 14.5 | 9 | Yes | Yes | 2015-02-05 |  | 0
FALSE | RP1460FJ1 | 3330 | 7818679 | RHEEM SALES COMPANY, INC. | RP1560AC1 | HP | Split System: Heat Pump with Remote Outdoor Unit-Air-Source | RP1560AC1 |  | RCF6024STAM | 12 | 14.5 | 9 | Yes | Yes | 2015-02-05 |  | 0
FALSE | RP1460FJ1 | 3330 | 7818680 | RHEEM SALES COMPANY, INC. | RP1560AC1 | HP | Split System: Heat Pump with Remote Outdoor Unit-Air-Source | RP1560AC1 |  | RH2V6024HTAC | 12.5 | 15 | 9 | Yes | Yes | 2015-02-05 |  | 1
FALSE | RP1460FJ1 | 3330 | 7818681 | RHEEM SALES COMPANY, INC. | RP1560AJ1 | HP | Split System: Heat Pump with Remote Outdoor Unit-Air-Source | RP1560AJ1 |  | RCF6024STAM | 12 | 14.5 | 9 | Yes | Yes | 2015-02-05 |  | 0
FALSE | RP1460FJ1 | 3330 | 7818682 | RHEEM SALES COMPANY, INC. | RP1560AJ1 | HP | Split System: Heat Pump with Remote Outdoor Unit-Air-Source | RP1560AJ1 |  | RCF6024STAM | 12 | 14.5 | 9 | Yes | Yes | 2015-02-05 |  | 0
FALSE | RP1460FJ1 | 3330 | 7818683 | RHEEM SALES COMPANY, INC. | RP1560AJ1 | HP | Split System: Heat Pump with Remote Outdoor Unit-Air-Source | RP1560AJ1 |  | RH2V6024HTAC | 12.5 | 15 | 9 | Yes | Yes | 2015-02-05 |  | 1
FALSE | RP1518AJ1 | 3324 | 7508960 | RHEEM SALES COMPANY, INC. | RP1518AJ1 | HP | Split System: Heat Pump with Remote Outdoor Unit-Air-Source | RP1518AJ1 |  | RBHP-17 | 12.5 | 15 | 8.2 | Yes | Yes | 2015-02-05 |  | Below V5.0 Req.
FALSE | RP1518AJ1 | 3324 | 7508962 | RHEEM SALES COMPANY, INC. | RP1518AJ1 | HP | Split System: Heat Pump with Remote Outdoor Unit-Air-Source | RP1518AJ1 |  | RCF2417STAM | 12.5 | 15 | 8.5 | Yes | Yes | 2015-02-05 |  | 1
FALSE | RP1518AJ1 | 3324 | 7508963 | RHEEM SALES COMPANY, INC. | RP1518AJ1 | HP | Split System: Heat Pump with Remote Outdoor Unit-Air-Source | RP1518AJ1 |  | RCF2417STAM | 12.5 | 15 | 8.2 | Yes | Yes | 2015-02-05 |  | Below V5.0 Req.
FALSE | RP1518AJ1 | 3324 | 7508965 | RHEEM SALES COMPANY, INC. | RP1518AJ1 | HP | Split System: Heat Pump with Remote Outdoor Unit-Air-Source | RP1518AJ1 |  | RCF2417STAM | 12 | 14.5 | 8.2 | Yes | Yes | 2015-02-05 |  | Below V5.0 Req.
FALSE | RP1518AJ1 | 3324 | 7508967 | RHEEM SALES COMPANY, INC. | RP1518AJ1 | HP | Split System: Heat Pump with Remote Outdoor Unit-Air-Source | RP1518AJ1 |  | RCF2417STAM | 12 | 14.5 | 8.2 | Yes | Yes | 2015-02-05 |  | Below V5.0 Req.
FALSE | RP1518AJ1 | 3324 | 7508969 | RHEEM SALES COMPANY, INC. | RP1518AJ1 | HP | Split System: Heat Pump with Remote Outdoor Unit-Air-Source | RP1518AJ1 |  | RCF2417STAM | 12 | 14.5 | 8.2 | Yes | Yes | 2015-02-05 |  | Below V5.0 Req.
FALSE | RP1518AJ1 | 3324 | 7508971 | RHEEM SALES COMPANY, INC. | RP1518AJ1 | HP | Split System: Heat Pump with Remote Outdoor Unit-Air-Source | RP1518AJ1 |  | RCF2417STAM | 12.5 | 15 | 8.5 | Yes | Yes | 2015-02-05 |  | 1
FALSE | RP1518AJ1 | 3324 | 7508972 | RHEEM SALES COMPANY, INC. | RP1518AJ1 | HP | Split System: Heat Pump with Remote Outdoor Unit-Air-Source | RP1518AJ1 |  | RCF2417STAM | 12.5 | 15 | 8.2 | Yes | Yes | 2015-02-05 |  | Below V5.0 Req.
FALSE | RP1518AJ1 | 3324 | 7508974 | RHEEM SALES COMPANY, INC. | RP1518AJ1 | HP | Split System: Heat Pump with Remote Outdoor Unit-Air-Source | RP1518AJ1 |  | RCF2417STAM | 12 | 14.5 | 8.2 | Yes | Yes | 2015-02-05 |  | Below V5.0 Req.
FALSE | RP1518AJ1 | 3324 | 7508976 | RHEEM SALES COMPANY, INC. | RP1518AJ1 | HP | Split System: Heat Pump with Remote Outdoor Unit-Air-Source | RP1518AJ1 |  | RCF2417STAM | 12.5 | 15 | 8.5 | Yes | Yes | 2015-02-05 |  | 1
FALSE | RP1518AJ1 | 3324 | 7508978 | RHEEM SALES COMPANY, INC. | RP1518AJ1 | HP | Split System: Heat Pump with Remote Outdoor Unit-Air-Source | RP1518AJ1 |  | RCF2417STAM | 12 | 14.5 | 8.2 | Yes | Yes | 2015-02-05 |  | Below V5.0 Req.
FALSE | RP1518AJ1 | 3324 | 7508980 | RHEEM SALES COMPANY, INC. | RP1518AJ1 | HP | Split System: Heat Pump with Remote Outdoor Unit-Air-Source | RP1518AJ1 |  | RCF2417STAM | 12 | 14.5 | 8.5 | Yes | Yes | 2015-02-05 |  | 0
FALSE | RP1518AJ1 | 3324 | 7508981 | RHEEM SALES COMPANY, INC. | RP1518AJ1 | HP | Split System: Heat Pump with Remote Outdoor Unit-Air-Source | RP1518AJ1 |  | RCF2417STAM | 12.5 | 15 | 8.5 | Yes | Yes | 2015-02-05 |  | 1
FALSE | RP1518AJ1 | 3324 | 7508983 | RHEEM SALES COMPANY, INC. | RP1518AJ1 | HP | Split System: Heat Pump with Remote Outdoor Unit-Air-Source | RP1518AJ1 |  | RCF2417STAM | 12.5 | 15 | 8.5 | Yes | Yes | 2015-02-05 |  | 1
FALSE | RP1518AJ1 | 3324 | 7508985 | RHEEM SALES COMPANY, INC. | RP1518AJ1 | HP | Split System: Heat Pump with Remote Outdoor Unit-Air-Source | RP1518AJ1 |  | RCF2417STAM | 12 | 14.5 | 8.5 | Yes | Yes | 2015-02-05 |  | 0
TRUE | RP1518AJ1 | 3324 | 7508987 | RHEEM SALES COMPANY, INC. | RP1518AJ1 | HP | Split System: Heat Pump with Remote Outdoor Unit-Air-Source | RP1518AJ1 |  | RH1T2417STAN | 12.5 | 15 | 8.5 | Yes | Yes | 2015-02-05 |  | 1
FALSE | RP1518AJ1 | 3324 | 7508989 | RHEEM SALES COMPANY, INC. | RP1518AJ1 | HP | Split System: Heat Pump with Remote Outdoor Unit-Air-Source | RP1518AJ1 |  | RH1V2417STAN | 12.5 | 15 | 8.5 | Yes | Yes | 2015-02-05 |  | 1
FALSE | RP1524AJ1 | 3325 | 7508990 | RHEEM SALES COMPANY, INC. | RP1524AJ1 | HP | Split System: Heat Pump with Remote Outdoor Unit-Air-Source | RP1524AJ1 |  | RCF2417STAM | 12 | 14.5 | 9 | Yes | Yes | 2015-02-05 |  | 0
FALSE | RP1524AJ1 | 3325 | 7508992 | RHEEM SALES COMPANY, INC. | RP1524AJ1 | HP | Split System: Heat Pump with Remote Outdoor Unit-Air-Source | RP1524AJ1 |  | RCF2417STAM | 12 | 14.5 | 9 | Yes | Yes | 2015-02-05 |  | 0
FALSE | RP1524AJ1 | 3325 | 7508994 | RHEEM SALES COMPANY, INC. | RP1524AJ1 | HP | Split System: Heat Pump with Remote Outdoor Unit-Air-Source | RP1524AJ1 |  | RCF2417STAM | 12 | 14.5 | 9 | Yes | Yes | 2015-02-05 |  | 0
FALSE | RP1524AJ1 | 3325 | 7508996 | RHEEM SALES COMPANY, INC. | RP1524AJ1 | HP | Split System: Heat Pump with Remote Outdoor Unit-Air-Source | RP1524AJ1 |  | RCF2417STAM | 12 | 14.5 | 9 | Yes | Yes | 2015-02-05 |  | 0
FALSE | RP1524AJ1 | 3325 | 7508999 | RHEEM SALES COMPANY, INC. | RP1524AJ1 | HP | Split System: Heat Pump with Remote Outdoor Unit-Air-Source | RP1524AJ1 |  | RCF2417STAM | 12 | 14.5 | 8.5 | Yes | Yes | 2015-02-05 |  | 0
FALSE | RP1524AJ1 | 3325 | 7509001 | RHEEM SALES COMPANY, INC. | RP1524AJ1 | HP | Split System: Heat Pump with Remote Outdoor Unit-Air-Source | RP1524AJ1 |  | RCF2417STAM | 12 | 14.5 | 9 | Yes | Yes | 2015-02-05 |  | 0
FALSE | RP1524AJ1 | 3325 | 7509003 | RHEEM SALES COMPANY, INC. | RP1524AJ1 | HP | Split System: Heat Pump with Remote Outdoor Unit-Air-Source | RP1524AJ1 |  | RCF2417STAM | 12 | 14.5 | 9 | Yes | Yes | 2015-02-05 |  | 0
FALSE | RP1524AJ1 | 3325 | 7509004 | RHEEM SALES COMPANY, INC. | RP1524AJ1 | HP | Split System: Heat Pump with Remote Outdoor Unit-Air-Source | RP1524AJ1 |  | RCF2417STAM | 12 | 14.5 | 8.5 | Yes | Yes | 2015-02-05 |  | 0
FALSE | RP1524AJ1 | 3325 | 7509006 | RHEEM SALES COMPANY, INC. | RP1524AJ1 | HP | Split System: Heat Pump with Remote Outdoor Unit-Air-Source | RP1524AJ1 |  | RCF2417STAM | 12 | 14.5 | 8.5 | Yes | Yes | 2015-02-05 |  | 0
FALSE | RP1524AJ1 | 3325 | 7509008 | RHEEM SALES COMPANY, INC. | RP1524AJ1 | HP | Split System: Heat Pump with Remote Outdoor Unit-Air-Source | RP1524AJ1 |  | RCF2417STAM | 12 | 14.5 | 9 | Yes | Yes | 2015-02-05 |  | 0
FALSE | RP1524AJ1 | 3325 | 7509010 | RHEEM SALES COMPANY, INC. | RP1524AJ1 | HP | Split System: Heat Pump with Remote Outdoor Unit-Air-Source | RP1524AJ1 |  | RCF2417STAM | 12 | 14.5 | 9 | Yes | Yes | 2015-02-05 |  | 0
FALSE | RP1524AJ1 | 3325 | 7509012 | RHEEM SALES COMPANY, INC. | RP1524AJ1 | HP | Split System: Heat Pump with Remote Outdoor Unit-Air-Source | RP1524AJ1 |  | RCF2417STAM | 12 | 14.5 | 9 | Yes | Yes | 2015-02-05 |  | 0
FALSE | RP1524AJ1 | 3325 | 7509013 | RHEEM SALES COMPANY, INC. | RP1524AJ1 | HP | Split System: Heat Pump with Remote Outdoor Unit-Air-Source | RP1524AJ1 |  | RCF2417STAM | 12.5 | 15 | 9 | Yes | Yes | 2015-02-05 |  | 1
FALSE | RP1524AJ1 | 3325 | 7509015 | RHEEM SALES COMPANY, INC. | RP1524AJ1 | HP | Split System: Heat Pump with Remote Outdoor Unit-Air-Source | RP1524AJ1 |  | RCF2417STAM | 12.5 | 15 | 9 | Yes | Yes | 2015-02-05 |  | 1
FALSE | RP1524AJ1 | 3325 | 7509017 | RHEEM SALES COMPANY, INC. | RP1524AJ1 | HP | Split System: Heat Pump with Remote Outdoor Unit-Air-Source | RP1524AJ1 |  | RCF2417STAM | 12.5 | 15 | 9 | Yes | Yes | 2015-02-05 |  | 1
FALSE | RP1524AJ1 | 3325 | 7509018 | RHEEM SALES COMPANY, INC. | RP1524AJ1 | HP | Split System: Heat Pump with Remote Outdoor Unit-Air-Source | RP1524AJ1 |  | RCF2417STAM | 12 | 14.5 | 9 | Yes | Yes | 2015-02-05 |  | 0
TRUE | RP1524AJ1 | 3325 | 7509020 | RHEEM SALES COMPANY, INC. | RP1524AJ1 | HP | Split System: Heat Pump with Remote Outdoor Unit-Air-Source | RP1524AJ1 |  | RH1T2417STAN | 12.5 | 15 | 9 | Yes | Yes | 2015-02-05 |  | 1
FALSE | RP1524AJ1 | 3325 | 7509022 | RHEEM SALES COMPANY, INC. | RP1524AJ1 | HP | Split System: Heat Pump with Remote Outdoor Unit-Air-Source | RP1524AJ1 |  | RH1V2417STAN | 12.5 | 15 | 9 | Yes | Yes | 2015-02-05 |  | 1
TRUE | 25HNB924A*032 | 3045 | 7972472 | CARRIER AIR CONDITIONING | 25HNB924A*032 | HP | Split System: Heat Pump with Remote Outdoor Unit-Air-Source | 25HNB924A*032 |  | FE4AN(B,F)003L+UI | 13.5 | 18 | 10 | Yes | Yes | 2015-02-26 |  | 3
TRUE | 25VNA825A*030 | 3217 | 7975998 | CARRIER AIR CONDITIONING | 25VNA825A*030 | HP | Split System: Heat Pump with Remote Outdoor Unit-Air-Source | 25VNA825A*030 |  | FE4AN(B,F)005L+UI | 12.5 | 18 | 10 | Yes | Yes | 2015-02-26 |  | 1
TRUE | 25HNB936A*031 | 3003 | 7973974 | CARRIER AIR CONDITIONING | 25HNB936A*031 | HP | Split System: Heat Pump with Remote Outdoor Unit-Air-Source | 25HNB936A*031 |  | FE4ANB006L+UI | 13.7 | 19 | 10 | Yes | Yes | 2015-02-26 |  | 3
TRUE | 25HNB948A*031 | 3049 | 7975092 | CARRIER AIR CONDITIONING | 25HNB948A*031 | HP | Split System: Heat Pump with Remote Outdoor Unit-Air-Source | 25HNB948A*031 |  | FE4ANB006L+UI | 13.2 | 17 | 9.5 | Yes | Yes | 2015-02-26 |  | 2
TRUE | 25HNB960A*031 | 3051 | 7975499 | CARRIER AIR CONDITIONING | 25HNB960A*031 | HP | Split System: Heat Pump with Remote Outdoor Unit-Air-Source | 25HNB960A*031 |  | FE4ANB006L+UI | 12.5 | 16 | 9.5 | Yes | Yes | 2015-02-26 |  | 1
TRUE | 25VNA024A*030 | 670 | 7973806 | CARRIER AIR CONDITIONING | 25VNA024A*030 | HP | Split System: Heat Pump with Remote Outdoor Unit-Air-Source | 25VNA024A*030 |  | FE4ANB006L+UI | 16 | 20.5 | 13 | Yes | Yes | 2015-02-26 |  | 3
TRUE | 25VNA036A*030 | 670 | 7974578 | CARRIER AIR CONDITIONING | 25VNA036A*030 | HP | Split System: Heat Pump with Remote Outdoor Unit-Air-Source | 25VNA036A*030 |  | FE4ANB006L+UI | 14.5 | 20.5 | 13 | Yes | Yes | 2015-02-26 |  | 3
TRUE | 25VNA048A*030 | 671 | 7975014 | CARRIER AIR CONDITIONING | 25VNA048A*030 | HP | Split System: Heat Pump with Remote Outdoor Unit-Air-Source | 25VNA048A*030 |  | FE4ANB006L+UI | 13.5 | 18.3 | 12.5 | Yes | Yes | 2015-02-26 |  | 3
TRUE | 25HNB560A*031 | 629 | 7977948 | CARRIER AIR CONDITIONING | 25HNB560A*031 | HP | Split System: Heat Pump with Remote Outdoor Unit-Air-Source | 25HNB560A*031 |  | FX4DN(B,F)061L | 12.5 | 15 | 8.5 | Yes | Yes | 2015-02-26 |  | 1
TRUE | 25HNB518A*031 | 526 | 7974935 | CARRIER AIR CONDITIONING | 25HNB518A*031 | HP | Split System: Heat Pump with Remote Outdoor Unit-Air-Source | 25HNB518A*031 |  | FX4DNF019L | 12.5 | 15 | 8.5 | Yes | Yes | 2015-02-26 |  | 1
TRUE | 25HNB524A*031 | 545 | 7975471 | CARRIER AIR CONDITIONING | 25HNB524A*031 | HP | Split System: Heat Pump with Remote Outdoor Unit-Air-Source | 25HNB524A*031 |  | FX4DNF025L | 12.5 | 15 | 9 | Yes | Yes | 2015-02-26 |  | 1
TRUE | HP.103.001.0316.016 | 3045 | 7558541 | HEIL | HCH924GKA3* | HP | Split System: Heat Pump with Remote Outdoor Unit-Air-Source | HP.103.001.0316.016 |  | FE4AN(B,F)003L+UI | 13.5 | 18 | 10 | Yes | Yes | 2015-02-26 |  | 3
TRUE | 289BNA036****C | 2988 | 7017261 | BRYANT HEATING AND COOLING SYSTEMS | 289BNA036****C | HP | Split System: Heat Pump with Remote Outdoor Unit-Air-Source | 289BNA036****C |  | FE4ANB006L+UI | 13.7 | 19 | 10 | Yes | Yes | 2015-02-26 |  | 3
TRUE | 289BNA048****B | 3038 | 7017249 | BRYANT HEATING AND COOLING SYSTEMS | 289BNA048****B | HP | Split System: Heat Pump with Remote Outdoor Unit-Air-Source | 289BNA048****B |  | FE4ANB006L+UI | 13.2 | 17 | 9.5 | Yes | Yes | 2015-02-26 |  | 2
TRUE | HP.112.001.0211.011 | 3051 | 7558638 | HEIL | HCH960GKA2* | HP | Split System: Heat Pump with Remote Outdoor Unit-Air-Source | HP.112.001.0211.011 |  | FE4ANB006L+UI | 12.5 | 16 | 9.5 | Yes | Yes | 2015-02-26 |  | 1
TRUE | 289BNA024****C | 2976 | 7017562 | BRYANT HEATING AND COOLING SYSTEMS | 289BNA024****C | HP | Split System: Heat Pump with Remote Outdoor Unit-Air-Source | 289BNA024****C |  | FE4AN(B,F)003L+UI | 13.5 | 18 | 10 | Yes | Yes | 2015-02-26 |  | 3
TRUE | 25HNB924A**32 | 3045 | 7017571 | CARRIER AIR CONDITIONING | 25HNB924A**32 | HP | Split System: Heat Pump with Remote Outdoor Unit-Air-Source | 25HNB924A**32 |  | FE4AN(B,F)003L+UI | 13.5 | 18 | 10 | Yes | Yes | 2015-02-26 |  | 3
TRUE | 25VNA825A**30 | 3217 | 7170848 | CARRIER AIR CONDITIONING | 25VNA825A**30 | HP | Split System: Heat Pump with Remote Outdoor Unit-Air-Source | 25VNA825A**30 |  | FE4AN(B,F)005L+UI | 12.5 | 18 | 10 | Yes | Yes | 2015-02-26 |  | 1
TRUE | 25HNB936A**31 | 3003 | 7017297 | CARRIER AIR CONDITIONING | 25HNB936A**31 | HP | Split System: Heat Pump with Remote Outdoor Unit-Air-Source | 25HNB936A**31 |  | FE4ANB006L+UI | 13.7 | 19 | 10 | Yes | Yes | 2015-02-26 |  | 3
TRUE | 25HNB948A**31 | 3049 | 7022771 | CARRIER AIR CONDITIONING | 25HNB948A**31 | HP | Split System: Heat Pump with Remote Outdoor Unit-Air-Source | 25HNB948A**31 |  | FE4ANB006L+UI | 13.2 | 17 | 9.5 | Yes | Yes | 2015-02-26 |  | 2
TRUE | 289BNA060****B | 3042 | 7017262 | BRYANT HEATING AND COOLING SYSTEMS | 289BNA060****B | HP | Split System: Heat Pump with Remote Outdoor Unit-Air-Source | 289BNA060****B |  | FE4ANB006L+UI | 12.5 | 16 | 9.5 | Yes | Yes | 2015-02-26 |  | 1
TRUE | HP.115.001.0102.002 | 670 | 7029864 | BRYANT HEATING AND COOLING SYSTEMS | 280ANV024****A | HP | Split System: Heat Pump with Remote Outdoor Unit-Air-Source | HP.115.001.0102.002 |  | FE4ANB006L+UI | 16 | 20.5 | 13 | Yes | Yes | 2015-02-26 |  | 3
TRUE | 25VNA024A**30 | 670 | 7017321 | CARRIER AIR CONDITIONING | 25VNA024A**30 | HP | Split System: Heat Pump with Remote Outdoor Unit-Air-Source | 25VNA024A**30 |  | FE4ANB006L+UI | 14.5 | 20.5 | 13 | Yes | Yes | 2015-02-26 |  | 3
TRUE | 25VNA036A**30 | 670 | 7017320 | CARRIER AIR CONDITIONING | 25VNA036A**30 | HP | Split System: Heat Pump with Remote Outdoor Unit-Air-Source | 25VNA036A**30 |  | FE4ANB006L+UI | 14.5 | 20.5 | 13 | Yes | Yes | 2015-02-26 |  | 3
TRUE | HP.116.001.0202.002 | 670 | 7029862 | BRYANT HEATING AND COOLING SYSTEMS | 280ANV036****A | HP | Split System: Heat Pump with Remote Outdoor Unit-Air-Source | HP.116.001.0202.002 |  | FE4ANB006L+UI | 14.5 | 20.5 | 13 | Yes | Yes | 2015-02-26 |  | 3
TRUE | HP.117.001.0102.002 | 671 | 7029863 | BRYANT HEATING AND COOLING SYSTEMS | 280ANV048****A | HP | Split System: Heat Pump with Remote Outdoor Unit-Air-Source | HP.117.001.0102.002 |  | FE4ANB006L+UI | 13.5 | 18.3 | 12.5 | Yes | Yes | 2015-02-26 |  | 3
TRUE | 25VNA048A**30 | 671 | 7017289 | CARRIER AIR CONDITIONING | 25VNA048A**30 | HP | Split System: Heat Pump with Remote Outdoor Unit-Air-Source | 25VNA048A**30 |  | FE4ANB006L+UI | 13.5 | 18.3 | 12.5 | Yes | Yes | 2015-02-26 |  | 3
TRUE | HP.118.001.0102.002 | 671 | 7029861 | BRYANT HEATING AND COOLING SYSTEMS | 280ANV060****A | HP | Split System: Heat Pump with Remote Outdoor Unit-Air-Source | HP.118.001.0102.002 |  | FE4ANB006L+UI | 12.7 | 18 | 12 | Yes | Yes | 2015-02-26 |  | 1
TRUE | 286BNC036****B | 3033 | 7017247 | BRYANT HEATING AND COOLING SYSTEMS | 286BNC036****B | HP | Split System: Heat Pump with Remote Outdoor Unit-Air-Source | 286BNC036****B |  | FV4CNB006L | 13.3 | 17 | 9.5 | Yes | Yes | 2015-02-26 |  | 2
TRUE | 25HNB636A**31 | 3047 | 7017333 | CARRIER AIR CONDITIONING | 25HNB636A**31 | HP | Split System: Heat Pump with Remote Outdoor Unit-Air-Source | 25HNB636A**31 |  | FV4CNB006L | 13.3 | 17 | 9.5 | Yes | Yes | 2015-02-26 |  | 2
TRUE | 25HNB636C**31 | 3047 | 7017334 | CARRIER AIR CONDITIONING | 25HNB636C**31 | HP | Split System: Heat Pump with Remote Outdoor Unit-Air-Source | 25HNB636C**31 |  | FV4CNB006L | 13.3 | 17 | 9.5 | Yes | Yes | 2015-02-26 |  | 2
TRUE | 226ANA060****C | 2996 | 7017258 | BRYANT HEATING AND COOLING SYSTEMS | 226ANA060****C | HP | Split System: Heat Pump with Remote Outdoor Unit-Air-Source | 226ANA060****C |  | FV4CNB006L | 12.5 | 16 | 9 | Yes | Yes | 2015-02-26 |  | 1
TRUE | 25HCB660A**32 | 2309 | 7017294 | CARRIER AIR CONDITIONING | 25HCB660A**32 | HP | Split System: Heat Pump with Remote Outdoor Unit-Air-Source | 25HCB660A**32 |  | FV4CNB006L | 12.5 | 16 | 9 | Yes | Yes | 2015-02-26 |  | 1
TRUE | PH16NA060****B | 2321 | 7017355 | PAYNE HEATING AND COOLING | PH16NA060****B | HP | Split System: Heat Pump with Remote Outdoor Unit-Air-Source | PH16NA060****B |  | FV4CNB006L | 12.5 | 16 | 9 | Yes | Yes | 2015-02-26 |  | 1
TRUE | 286BNA060****C | 2996 | 7017260 | BRYANT HEATING AND COOLING SYSTEMS | 286BNA060****C | HP | Split System: Heat Pump with Remote Outdoor Unit-Air-Source | 286BNA060****C |  | FV4CNB006L | 12.5 | 16 | 9 | Yes | Yes | 2015-02-26 |  | 1
TRUE | 286BNC060****B | 2996 | 7017248 | BRYANT HEATING AND COOLING SYSTEMS | 286BNC060****B | HP | Split System: Heat Pump with Remote Outdoor Unit-Air-Source | 286BNC060****B |  | FV4CNB006L | 12.5 | 16 | 9 | Yes | Yes | 2015-02-26 |  | 1
TRUE | 25HNB660A**32 | 2309 | 7017296 | CARRIER AIR CONDITIONING | 25HNB660A**32 | HP | Split System: Heat Pump with Remote Outdoor Unit-Air-Source | 25HNB660A**32 |  | FV4CNB006L | 12.5 | 16 | 9 | Yes | Yes | 2015-02-26 |  | 1
TRUE | 25HNB660C**31 | 2309 | 7017335 | CARRIER AIR CONDITIONING | 25HNB660C**31 | HP | Split System: Heat Pump with Remote Outdoor Unit-Air-Source | 25HNB660C**31 |  | FV4CNB006L | 12.5 | 16 | 9 | Yes | Yes | 2015-02-26 |  | 1
TRUE | 285BNH024****B | 396 | 6936824 | BRYANT HEATING AND COOLING SYSTEMS | 285BNH024****B | HP | Split System: Heat Pump with Remote Outdoor Unit-Air-Source | 285BNH024****B |  | FV4CNF002L | 12.5 | 15.5 | 9 | Yes | Yes | 2015-02-26 |  | 1
TRUE | 25HNH524A**31 | 545 | 6936873 | CARRIER AIR CONDITIONING | 25HNH524A**31 | HP | Split System: Heat Pump with Remote Outdoor Unit-Air-Source | 25HNH524A**31 |  | FV4CNF002L | 12.5 | 15.5 | 9 | Yes | Yes | 2015-02-26 |  | 1
TRUE | 226ANA024****B | 2982 | 6936819 | BRYANT HEATING AND COOLING SYSTEMS | 226ANA024****B | HP | Split System: Heat Pump with Remote Outdoor Unit-Air-Source | 226ANA024****B |  | FV4CNF002L | 13 | 17 | 9 | Yes | Yes | 2015-02-26 |  | 2
TRUE | PH16NA024****B | 3061 | 7017077 | PAYNE HEATING AND COOLING | PH16NA024****B | HP | Split System: Heat Pump with Remote Outdoor Unit-Air-Source | PH16NA024****B |  | FV4CNF002L | 13 | 17 | 9 | Yes | Yes | 2015-02-26 |  | 2
TRUE | 286BNA024****E | 2982 | 6936828 | BRYANT HEATING AND COOLING SYSTEMS | 286BNA024****E | HP | Split System: Heat Pump with Remote Outdoor Unit-Air-Source | 286BNA024****E |  | FV4CNF002L | 13 | 17 | 9 | Yes | Yes | 2015-02-26 |  | 2
TRUE | 25HNB624A**32 | 3066 | 6936869 | CARRIER AIR CONDITIONING | 25HNB624A**32 | HP | Split System: Heat Pump with Remote Outdoor Unit-Air-Source | 25HNB624A**32 |  | FV4CNF002L | 13 | 17 | 9 | Yes | Yes | 2015-02-26 |  | 2
TRUE | 25HNB624C**32 | 3066 | 6936870 | CARRIER AIR CONDITIONING | 25HNB624C**32 | HP | Split System: Heat Pump with Remote Outdoor Unit-Air-Source | 25HNB624C**32 |  | FV4CNF002L | 13 | 17 | 9 | Yes | Yes | 2015-02-26 |  | 2
TRUE | 25HCC542A**30 | 600 | 6936861 | CARRIER AIR CONDITIONING | 25HCC542A**30 | HP | Split System: Heat Pump with Remote Outdoor Unit-Air-Source | 25HCC542A**30 |  | FX4DN(B,F)043L | 12.5 | 15 | 8.5 | Yes | Yes | 2015-02-26 |  | 1
TRUE | 285BNA042****B | 431 | 6936822 | BRYANT HEATING AND COOLING SYSTEMS | 285BNA042****B | HP | Split System: Heat Pump with Remote Outdoor Unit-Air-Source | 285BNA042****B |  | FX4DN(B,F)043L | 12 | 15 | 8.5 | Yes | Yes | 2015-02-26 |  | 0
TRUE | 25HBC542A**30 | 600 | 6936853 | CARRIER AIR CONDITIONING | 25HBC542A**30 | HP | Split System: Heat Pump with Remote Outdoor Unit-Air-Source | 25HBC542A**30 |  | FX4DN(B,F)043L | 12.5 | 15 | 8.5 | Yes | Yes | 2015-02-26 |  | 1
TRUE | 25HNB542A**31 | 600 | 6936868 | CARRIER AIR CONDITIONING | 25HNB542A**31 | HP | Split System: Heat Pump with Remote Outdoor Unit-Air-Source | 25HNB542A**31 |  | FX4DN(B,F)043L | 12.5 | 15 | 8.5 | Yes | Yes | 2015-02-26 |  | 1
TRUE | PH15NB042****A | 1994 | 6936943 | PAYNE HEATING AND COOLING | PH15NB042****A | HP | Split System: Heat Pump with Remote Outdoor Unit-Air-Source | PH15NB042****A |  | PF4MNB043L | 12 | 15 | 8.5 | Yes | Yes | 2015-02-26 |  | 0
TRUE | NXH548GKA* | 1366 | 6936929 | HEIL | NXH548GKA* | HP | Split System: Heat Pump with Remote Outdoor Unit-Air-Source | NXH548GKA* |  | FXM4X48**AL | 12.5 | 15 | 8.5 | Yes | Yes | 2015-02-26 |  | 1
TRUE | 25HBC548A**30 | 618 | 6936854 | CARRIER AIR CONDITIONING | 25HBC548A**30 | HP | Split System: Heat Pump with Remote Outdoor Unit-Air-Source | 25HBC548A**30 |  | FX4DN(B,F)049L | 12.5 | 15 | 8.5 | Yes | Yes | 2015-02-26 |  | 1
TRUE | PH15NB048****A | 2001 | 6936944 | PAYNE HEATING AND COOLING | PH15NB048****A | HP | Split System: Heat Pump with Remote Outdoor Unit-Air-Source | PH15NB048****A |  | PF4MNB049L | 12.5 | 15 | 8.5 | Yes | Yes | 2015-02-26 |  | 1
TRUE | 25HCC548A**30 | 619 | 7180542 | CARRIER AIR CONDITIONING | 25HCC548A**30 | HP | Split System: Heat Pump with Remote Outdoor Unit-Air-Source | 25HCC548A**30 |  | FX4DN(B,F)049L | 12.5 | 15 | 8.7 | Yes | Yes | 2015-02-26 |  | 1
TRUE | 285BNA048****B | 440 | 6936823 | BRYANT HEATING AND COOLING SYSTEMS | 285BNA048****B | HP | Split System: Heat Pump with Remote Outdoor Unit-Air-Source | 285BNA048****B |  | FX4DN(B,F)049L | 12.5 | 15 | 8.5 | Yes | Yes | 2015-02-26 |  | 1
TRUE | 25HNB548A**31 | 619 | 7185949 | CARRIER AIR CONDITIONING | 25HNB548A**31 | HP | Split System: Heat Pump with Remote Outdoor Unit-Air-Source | 25HNB548A**31 |  | FX4DN(B,F)049L | 12.5 | 15 | 8.7 | Yes | Yes | 2015-02-26 |  | 1
TRUE | 225BNA060****A* | 444 | 7017559 | BRYANT HEATING AND COOLING SYSTEMS | 225BNA060****A* | HP | Split System: Heat Pump with Remote Outdoor Unit-Air-Source | 225BNA060****A* |  | FX4DN(B,F)061L | 12.5 | 15 | 8.5 | Yes | Yes | 2015-02-26 |  | 1
TRUE | 285BNA060****B | 444 | 7017561 | BRYANT HEATING AND COOLING SYSTEMS | 285BNA060****B | HP | Split System: Heat Pump with Remote Outdoor Unit-Air-Source | 285BNA060****B |  | FX4DN(B,F)061L | 12.5 | 15 | 8.5 | Yes | Yes | 2015-02-26 |  | 1
TRUE | 25HNB560A**31 | 629 | 7017568 | CARRIER AIR CONDITIONING | 25HNB560A**31 | HP | Split System: Heat Pump with Remote Outdoor Unit-Air-Source | 25HNB560A**31 |  | FX4DN(B,F)061L | 12.5 | 15 | 8.5 | Yes | Yes | 2015-02-26 |  | 1
TRUE | HP.094.001.0319.019 | 629 | 7031138 | BRYANT HEATING AND COOLING SYSTEMS | 215BNA060***** | HP | Split System: Heat Pump with Remote Outdoor Unit-Air-Source | HP.094.001.0319.019 |  | FX4DN(B,F)061L | 12.5 | 15 | 8.5 | Yes | Yes | 2015-02-26 |  | 1
TRUE | 25HBC560A**30 | 629 | 7017566 | CARRIER AIR CONDITIONING | 25HBC560A**30 | HP | Split System: Heat Pump with Remote Outdoor Unit-Air-Source | 25HBC560A**30 |  | FX4DN(B,F)061L | 12.5 | 15 | 8.5 | Yes | Yes | 2015-02-26 |  | 1
TRUE | PH15NB060****A | 2004 | 7017352 | PAYNE HEATING AND COOLING | PH15NB060****A | HP | Split System: Heat Pump with Remote Outdoor Unit-Air-Source | PH15NB060****A |  | PF4MNB061L | 12.5 | 15 | 8.5 | Yes | Yes | 2015-02-26 |  | 1
TRUE | HP.022.001.0103.003 | 526 | 7031060 | BRYANT HEATING AND COOLING SYSTEMS | 215BNA018***** | HP | Split System: Heat Pump with Remote Outdoor Unit-Air-Source | HP.022.001.0103.003 |  | FX4DNF019L | 12.6 | 15.2 | 8.5 | Yes | Yes | 2015-02-26 |  | 1
TRUE | 25HBC518A**30 | 526 | 7017279 | CARRIER AIR CONDITIONING | 25HBC518A**30 | HP | Split System: Heat Pump with Remote Outdoor Unit-Air-Source | 25HBC518A**30 |  | FX4DNF019L | 12.6 | 15.2 | 8.5 | Yes | Yes | 2015-02-26 |  | 1
TRUE | HP.109.001.0102.002 | 3049 | 7558632 | HEIL | HCH948GKA2* | HP | Split System: Heat Pump with Remote Outdoor Unit-Air-Source | HP.109.001.0102.002 |  | FE4ANB006L+UI | 13.2 | 17 | 9.5 | Yes | Yes | 2015-02-26 |  | 2
TRUE | HP.112.001.0211.011 | 3051 | 7558755 | TEMPSTAR | TCH960GKA2* | HP | Split System: Heat Pump with Remote Outdoor Unit-Air-Source | HP.112.001.0211.011 |  | FE4ANB006L+UI | 12.5 | 16 | 9.5 | Yes | Yes | 2015-02-26 |  | 1
TRUE | 25HNB960A**31 | 3051 | 7017298 | CARRIER AIR CONDITIONING | 25HNB960A**31 | HP | Split System: Heat Pump with Remote Outdoor Unit-Air-Source | 25HNB960A**31 |  | FE4ANB006L+UI | 12.5 | 16 | 9.5 | Yes | Yes | 2015-02-26 |  | 1
TRUE | 286BNA036****C* | 3033 | 7017259 | BRYANT HEATING AND COOLING SYSTEMS | 286BNA036****C* | HP | Split System: Heat Pump with Remote Outdoor Unit-Air-Source | 286BNA036****C* |  | FV4CNB006L | 13.3 | 17 | 9.5 | Yes | Yes | 2015-02-26 |  | 2
TRUE | 25HCB624A**31 | 3066 | 6936857 | CARRIER AIR CONDITIONING | 25HCB624A**31 | HP | Split System: Heat Pump with Remote Outdoor Unit-Air-Source | 25HCB624A**31 |  | FV4CNF002L | 13 | 17 | 9 | Yes | Yes | 2015-02-26 |  | 2
TRUE | HP.038.001.0611.011 | 545 | 6955131 | AIRQUEST | HSH524HKA* | HP | Split System: Heat Pump with Remote Outdoor Unit-Air-Source | HP.038.001.0611.011 |  | FVM4X24***L | 12.5 | 15.5 | 9 | Yes | Yes | 2015-02-26 |  | 1
TRUE | HP.105.001.0516.016 | 3066 | 6955115 | AIRQUEST | HCH624GKA3* | HP | Split System: Heat Pump with Remote Outdoor Unit-Air-Source | HP.105.001.0516.016 |  | FVM4X24***L | 13 | 17 | 9 | Yes | Yes | 2015-02-26 |  | 2
TRUE | HP.105.001.0610.010 | 3066 | 6955109 | AIRQUEST | HCH624GKA2* | HP | Split System: Heat Pump with Remote Outdoor Unit-Air-Source | HP.105.001.0610.010 |  | FVM4X24***L | 13 | 17 | 9 | Yes | Yes | 2015-02-26 |  | 2
TRUE | HP.043.001.0211.011 | 555 | 6955138 | AIRQUEST | HSH530HKA* | HP | Split System: Heat Pump with Remote Outdoor Unit-Air-Source | HP.043.001.0211.011 |  | FVM4X48***L | 12.5 | 15.5 | 9 | Yes | Yes | 2015-02-26 |  | 1
TRUE | HP.069.001.0311.011 | 583 | 6955152 | AIRQUEST | HSH536HKA* | HP | Split System: Heat Pump with Remote Outdoor Unit-Air-Source | HP.069.001.0311.011 |  | FVM4X48***L | 12.5 | 15.5 | 9.5 | Yes | Yes | 2015-02-26 |  | 1
TRUE | HP.111.001.0516.016 | 2307 | 6955123 | AIRQUEST | HCH648GKA2* | HP | Split System: Heat Pump with Remote Outdoor Unit-Air-Source | HP.111.001.0516.016 |  | FVM4X48***L | 12.5 | 16 | 9 | Yes | Yes | 2015-02-26 |  | 1
TRUE | HP.080.001.0311.011 | 600 | 7557631 | KEEPRITE | CSH542HKA* | HP | Split System: Heat Pump with Remote Outdoor Unit-Air-Source | HP.080.001.0311.011 |  | FVM4X60***L | 12.5 | 15.5 | 9 | Yes | Yes | 2015-02-26 |  | 1
TRUE | HP.091.001.0311.011 | 620 | 7559097 | COMFORTMAKER | CSH548HKA* | HP | Split System: Heat Pump with Remote Outdoor Unit-Air-Source | HP.091.001.0311.011 |  | FVM4X60***L | 12.5 | 15.5 | 9 | Yes | Yes | 2015-02-26 |  | 1
TRUE | HP.107.001.0416.016 | 3047 | 7558933 | TEMPSTAR | TCH636GKA2* | HP | Split System: Heat Pump with Remote Outdoor Unit-Air-Source | HP.107.001.0416.016 |  | FVM4X60***L | 13.3 | 17 | 9.5 | Yes | Yes | 2015-02-26 |  | 2
TRUE | HP.114.001.0516.016 | 2309 | 7558978 | KEEPRITE | CCH660GKA2* | HP | Split System: Heat Pump with Remote Outdoor Unit-Air-Source | HP.114.001.0516.016 |  | FVM4X60***L | 12.5 | 16 | 9 | Yes | Yes | 2015-02-26 |  | 1
TRUE | HP.041.001.0102.002 | 555 | 7029743 | BRYANT HEATING AND COOLING SYSTEMS | 225BNA030****A | HP | Split System: Heat Pump with Remote Outdoor Unit-Air-Source | HP.041.001.0102.002 |  | FX4DN(B,F)031L | 12.5 | 15.2 | 8.5 | Yes | Yes | 2015-02-26 |  | 1
TRUE | HP.041.001.0203.003 | 555 | 7558097 | HEIL | NXH530GKA* | HP | Split System: Heat Pump with Remote Outdoor Unit-Air-Source | HP.041.001.0203.003 |  | FX4DN(B,F)031L | 12.5 | 15.2 | 8.5 | Yes | Yes | 2015-02-26 |  | 1
TRUE | HP.067.001.0203.003 | 583 | 6955261 | AIRQUEST | NXH536GKA* | HP | Split System: Heat Pump with Remote Outdoor Unit-Air-Source | HP.067.001.0203.003 |  | FX4DN(B,F)037L | 12.5 | 15 | 8.5 | Yes | Yes | 2015-02-26 |  | 1
TRUE | HP.067.001.0401.001 | 583 | 6951194 | BRYANT HEATING AND COOLING SYSTEMS | 225BNA036****A | HP | Split System: Heat Pump with Remote Outdoor Unit-Air-Source | HP.067.001.0401.001 |  | FX4DN(B,F)037L | 12.5 | 15 | 8.5 | Yes | Yes | 2015-02-26 |  | 1
TRUE | HP.078.001.0210.010 | 600 | 6955276 | AIRQUEST | NXH542GKA* | HP | Split System: Heat Pump with Remote Outdoor Unit-Air-Source | HP.078.001.0210.010 |  | FX4DN(B,F)043L | 12.5 | 15 | 8.7 | Yes | Yes | 2015-02-26 |  | 1
TRUE | HP.078.001.0502.002 | 600 | 6951195 | BRYANT HEATING AND COOLING SYSTEMS | 225BNA042****A | HP | Split System: Heat Pump with Remote Outdoor Unit-Air-Source | HP.078.001.0502.002 |  | FX4DN(B,F)043L | 12.5 | 15 | 8.5 | Yes | Yes | 2015-02-26 |  | 1
TRUE | PH15NB042****B | 1994 | 7037865 | PAYNE HEATING AND COOLING | PH15NB042****B | HP | Split System: Heat Pump with Remote Outdoor Unit-Air-Source | PH15NB042****B |  | PF4MNB043L | 12 | 15 | 8.5 | Yes | Yes | 2015-02-26 |  | 0
TRUE | HP.089.001.0219.019 | 618 | 6955284 | AIRQUEST | NXH548GKA* | HP | Split System: Heat Pump with Remote Outdoor Unit-Air-Source | HP.089.001.0219.019 |  | FX4DN(B,F)049L | 12.5 | 15 | 8.5 | Yes | Yes | 2015-02-26 |  | 1
TRUE | PH15NB048****B | 2001 | 7037866 | PAYNE HEATING AND COOLING | PH15NB048****B | HP | Split System: Heat Pump with Remote Outdoor Unit-Air-Source | PH15NB048****B |  | PF4MNB049L | 12.5 | 15 | 8.5 | Yes | Yes | 2015-02-26 |  | 1
TRUE | HP.090.001.0202.002 | 619 | 7614642 | BRYANT HEATING AND COOLING SYSTEMS | 225BNA048****A | HP | Split System: Heat Pump with Remote Outdoor Unit-Air-Source | HP.090.001.0202.002 |  | FX4DN(B,F)049L | 12.5 | 15 | 8.7 | Yes | Yes | 2015-02-26 |  | 1
TRUE | 25HCC560A**30 | 629 | 7017563 | CARRIER AIR CONDITIONING | 25HCC560A**30 | HP | Split System: Heat Pump with Remote Outdoor Unit-Air-Source | 25HCC560A**30 |  | FX4DN(B,F)061L | 12.5 | 15 | 8.5 | Yes | Yes | 2015-02-26 |  | 1
TRUE | HP.094.001.0319.019 | 629 | 7559122 | HEIL | NXH560GKA* | HP | Split System: Heat Pump with Remote Outdoor Unit-Air-Source | HP.094.001.0319.019 |  | FX4DN(B,F)061L | 12.5 | 15 | 8.5 | Yes | Yes | 2015-02-26 |  | 1
TRUE | HP.094.001.0504.004 | 629 | 7028016 | GRANDAIRE | WCH5604GKA* | HP | Split System: Heat Pump with Remote Outdoor Unit-Air-Source | HP.094.001.0504.004 |  | FX4DN(B,F)061L | 12.5 | 15 | 8.5 | Yes | Yes | 2015-02-26 |  | 1
TRUE | HP.022.001.0103.003 | 526 | 7555660 | HEIL | NXH518GKA* | HP | Split System: Heat Pump with Remote Outdoor Unit-Air-Source | HP.022.001.0103.003 |  | FX4DNF019L | 12.6 | 15.2 | 8.5 | Yes | Yes | 2015-02-26 |  | 1
TRUE | HP.022.001.0201.001 | 526 | 7029696 | BRYANT HEATING AND COOLING SYSTEMS | 215BNA018****A | HP | Split System: Heat Pump with Remote Outdoor Unit-Air-Source | HP.022.001.0201.001 |  | FX4DNF019L | 12.6 | 15.2 | 8.5 | Yes | Yes | 2015-02-26 |  | 1
TRUE | HP.022.001.0404.004 | 526 | 7028004 | ECOTEMP | WCH5184GKA* | HP | Split System: Heat Pump with Remote Outdoor Unit-Air-Source | HP.022.001.0404.004 |  | FX4DNF019L | 12.5 | 15.2 | 8.5 | Yes | Yes | 2015-02-26 |  | 1
TRUE | HP.023.001.0301.001 | 526 | 7029746 | BRYANT HEATING AND COOLING SYSTEMS | 225BNA018****A | HP | Split System: Heat Pump with Remote Outdoor Unit-Air-Source | HP.023.001.0301.001 |  | FX4DNF019L | 12.6 | 15.2 | 8.5 | Yes | Yes | 2015-02-26 |  | 1
TRUE | HP.037.001.0203.003 | 545 | 7556493 | HEIL | NXH524GKA* | HP | Split System: Heat Pump with Remote Outdoor Unit-Air-Source | HP.037.001.0203.003 |  | FX4DNF025L | 12.5 | 15.2 | 8.7 | Yes | Yes | 2015-02-26 |  | 1
TRUE | HP.038.001.0302.002 | 545 | 7029748 | BRYANT HEATING AND COOLING SYSTEMS | 225BNA024****A | HP | Split System: Heat Pump with Remote Outdoor Unit-Air-Source | HP.038.001.0302.002 |  | FX4DNF025L | 12.5 | 15.25 | 8.7 | Yes | Yes | 2015-02-26 |  | 1
TRUE | HP.108.001.0102.002 | 3003 | 7558719 | AIRQUEST | HCH936GKA2* | HP | Split System: Heat Pump with Remote Outdoor Unit-Air-Source | HP.108.001.0102.002 |  | FE4ANB006L+UI | 13.7 | 19 | 10 | Yes | Yes | 2015-02-26 |  | 3
TRUE | HP.109.001.0102.002 | 3049 | 7558739 | KEEPRITE | CCH948GKA2* | HP | Split System: Heat Pump with Remote Outdoor Unit-Air-Source | HP.109.001.0102.002 |  | FE4ANB006L+UI | 13.2 | 17 | 9.5 | Yes | Yes | 2015-02-26 |  | 2
TRUE | HP.112.001.0211.011 | 3051 | 7558761 | KEEPRITE | CCH960GKA2* | HP | Split System: Heat Pump with Remote Outdoor Unit-Air-Source | HP.112.001.0211.011 |  | FE4ANB006L+UI | 12.5 | 16 | 9.5 | Yes | Yes | 2015-02-26 |  | 1
TRUE | HP.038.001.0611.011 | 545 | 6955133 | COMFORTMAKER | CSH524HKA* | HP | Split System: Heat Pump with Remote Outdoor Unit-Air-Source | HP.038.001.0611.011 |  | FVM4X24***L | 12.5 | 15.5 | 9 | Yes | Yes | 2015-02-26 |  | 1
TRUE | HP.105.001.0516.016 | 3066 | 6955117 | COMFORTMAKER | CCH624GKA3* | HP | Split System: Heat Pump with Remote Outdoor Unit-Air-Source | HP.105.001.0516.016 |  | FVM4X24***L | 13 | 17 | 9 | Yes | Yes | 2015-02-26 |  | 2
TRUE | HP.105.001.0610.010 | 3066 | 6955111 | COMFORTMAKER | CCH624GKA2* | HP | Split System: Heat Pump with Remote Outdoor Unit-Air-Source | HP.105.001.0610.010 |  | FVM4X24***L | 13 | 17 | 9 | Yes | Yes | 2015-02-26 |  | 2
TRUE | HP.043.001.0211.011 | 555 | 6955140 | COMFORTMAKER | CSH530HKA* | HP | Split System: Heat Pump with Remote Outdoor Unit-Air-Source | HP.043.001.0211.011 |  | FVM4X48***L | 12.5 | 15.5 | 9 | Yes | Yes | 2015-02-26 |  | 1
TRUE | HP.069.001.0311.011 | 583 | 6955154 | COMFORTMAKER | CSH536HKA* | HP | Split System: Heat Pump with Remote Outdoor Unit-Air-Source | HP.069.001.0311.011 |  | FVM4X48***L | 12.5 | 15.5 | 9.5 | Yes | Yes | 2015-02-26 |  | 1
TRUE | HP.111.001.0516.016 | 2307 | 6955125 | COMFORTMAKER | CCH648GKA2* | HP | Split System: Heat Pump with Remote Outdoor Unit-Air-Source | HP.111.001.0516.016 |  | FVM4X48***L | 12.5 | 16 | 9 | Yes | Yes | 2015-02-26 |  | 1
TRUE | HP.080.001.0311.011 | 600 | 7557637 | ARCOAIRE | HSH542HKA* | HP | Split System: Heat Pump with Remote Outdoor Unit-Air-Source | HP.080.001.0311.011 |  | FVM4X60***L | 12.5 | 15.5 | 9 | Yes | Yes | 2015-02-26 |  | 1
TRUE | HP.091.001.0311.011 | 620 | 7559100 | TEMPSTAR | TSH548HKA* | HP | Split System: Heat Pump with Remote Outdoor Unit-Air-Source | HP.091.001.0311.011 |  | FVM4X60***L | 12.5 | 15.5 | 9 | Yes | Yes | 2015-02-26 |  | 1
TRUE | HP.107.001.0416.016 | 3047 | 7558939 | KENMORE | (C,H,T)CH636GKA2* | HP | Split System: Heat Pump with Remote Outdoor Unit-Air-Source | HP.107.001.0416.016 |  | FVM4X60***L | 13.3 | 17 | 9.5 | Yes | Yes | 2015-02-26 |  | 2
TRUE | HP.114.001.0516.016 | 2309 | 7558984 | TEMPSTAR | TCH660GKA2* | HP | Split System: Heat Pump with Remote Outdoor Unit-Air-Source | HP.114.001.0516.016 |  | FVM4X60***L | 12.5 | 16 | 9 | Yes | Yes | 2015-02-26 |  | 1
TRUE | HP.041.001.0203.003 | 555 | 7558146 | TEMPSTAR | NXH530GKA* | HP | Split System: Heat Pump with Remote Outdoor Unit-Air-Source | HP.041.001.0203.003 |  | FX4DN(B,F)031L | 12.5 | 15.2 | 8.5 | Yes | Yes | 2015-02-26 |  | 1
TRUE | HP.067.001.0203.003 | 583 | 6955263 | BRYANT HEATING AND COOLING SYSTEMS | 215BNA036***** | HP | Split System: Heat Pump with Remote Outdoor Unit-Air-Source | HP.067.001.0203.003 |  | FX4DN(B,F)037L | 12.5 | 15 | 8.5 | Yes | Yes | 2015-02-26 |  | 1
TRUE | HP.078.001.0210.010 | 600 | 6955278 | BRYANT HEATING AND COOLING SYSTEMS | 215BNA042***** | HP | Split System: Heat Pump with Remote Outdoor Unit-Air-Source | HP.078.001.0210.010 |  | FX4DN(B,F)043L | 12.5 | 15 | 8.7 | Yes | Yes | 2015-02-26 |  | 1
TRUE | HP.089.001.0219.019 | 618 | 6955286 | BRYANT HEATING AND COOLING SYSTEMS | 215BNA048***** | HP | Split System: Heat Pump with Remote Outdoor Unit-Air-Source | HP.089.001.0219.019 |  | FX4DN(B,F)049L | 12.5 | 15 | 8.5 | Yes | Yes | 2015-02-26 |  | 1
TRUE | HP.043.001.0211.011 | 555 | 6955143 | KENMORE | (C,H,T)SH530HKA* | HP | Split System: Heat Pump with Remote Outdoor Unit-Air-Source | HP.043.001.0211.011 |  | FVM4X48***L | 12.5 | 15.5 | 9 | Yes | Yes | 2015-02-26 |  | 1
TRUE | HP.069.001.0311.011 | 583 | 6955157 | KENMORE | (C,H,T)SH536HKA* | HP | Split System: Heat Pump with Remote Outdoor Unit-Air-Source | HP.069.001.0311.011 |  | FVM4X48***L | 12.5 | 15.5 | 9.5 | Yes | Yes | 2015-02-26 |  | 1
TRUE | HP.111.001.0516.016 | 2307 | 6955128 | KENMORE | (C,H,T)CH648GKA2* | HP | Split System: Heat Pump with Remote Outdoor Unit-Air-Source | HP.111.001.0516.016 |  | FVM4X48***L | 12.5 | 16 | 9 | Yes | Yes | 2015-02-26 |  | 1
TRUE | HP.080.001.0311.011 | 600 | 7557646 | AIRQUEST | HSH542HKA* | HP | Split System: Heat Pump with Remote Outdoor Unit-Air-Source | HP.080.001.0311.011 |  | FVM4X60***L | 12.5 | 15.5 | 9 | Yes | Yes | 2015-02-26 |  | 1
TRUE | HP.091.001.0311.011 | 620 | 7559106 | ARCOAIRE | HSH548HKA* | HP | Split System: Heat Pump with Remote Outdoor Unit-Air-Source | HP.091.001.0311.011 |  | FVM4X60***L | 12.5 | 15.5 | 9 | Yes | Yes | 2015-02-26 |  | 1
TRUE | HP.107.001.0416.016 | 3047 | 7558947 | COMFORTMAKER | CCH636GKA2* | HP | Split System: Heat Pump with Remote Outdoor Unit-Air-Source | HP.107.001.0416.016 |  | FVM4X60***L | 13.3 | 17 | 9.5 | Yes | Yes | 2015-02-26 |  | 2
TRUE | HP.114.001.0516.016 | 2309 | 7558992 | AIRQUEST | HCH660GKA2* | HP | Split System: Heat Pump with Remote Outdoor Unit-Air-Source | HP.114.001.0516.016 |  | FVM4X60***L | 12.5 | 16 | 9 | Yes | Yes | 2015-02-26 |  | 1
TRUE | HP.041.001.0203.003 | 555 | 7558154 | ARCOAIRE | NXH530GKA* | HP | Split System: Heat Pump with Remote Outdoor Unit-Air-Source | HP.041.001.0203.003 |  | FX4DN(B,F)031L | 12.5 | 15.2 | 8.5 | Yes | Yes | 2015-02-26 |  | 1
TRUE | HP.067.001.0203.003 | 583 | 6955266 | KEEPRITE | NXH536GKA* | HP | Split System: Heat Pump with Remote Outdoor Unit-Air-Source | HP.067.001.0203.003 |  | FX4DN(B,F)037L | 12.5 | 15 | 8.5 | Yes | Yes | 2015-02-26 |  | 1
TRUE | HP.078.001.0210.010 | 600 | 6955281 | KEEPRITE | NXH542GKA* | HP | Split System: Heat Pump with Remote Outdoor Unit-Air-Source | HP.078.001.0210.010 |  | FX4DN(B,F)043L | 12.5 | 15 | 8.7 | Yes | Yes | 2015-02-26 |  | 1
TRUE | HP.089.001.0219.019 | 618 | 6955289 | KEEPRITE | NXH548GKA* | HP | Split System: Heat Pump with Remote Outdoor Unit-Air-Source | HP.089.001.0219.019 |  | FX4DN(B,F)049L | 12.5 | 15 | 8.5 | Yes | Yes | 2015-02-26 |  | 1
TRUE | HP.094.001.0319.019 | 629 | 7559207 | COMFORTMAKER | NXH560GKA* | HP | Split System: Heat Pump with Remote Outdoor Unit-Air-Source | HP.094.001.0319.019 |  | FX4DN(B,F)061L | 12.5 | 15 | 8.5 | Yes | Yes | 2015-02-26 |  | 1
TRUE | HP.022.001.0103.003 | 526 | 7555721 | TEMPSTAR | NXH518GKA* | HP | Split System: Heat Pump with Remote Outdoor Unit-Air-Source | HP.022.001.0103.003 |  | FX4DNF019L | 12.6 | 15.2 | 8.5 | Yes | Yes | 2015-02-26 |  | 1
TRUE | HP.037.001.0203.003 | 545 | 7556557 | AIRQUEST | NXH524GKA* | HP | Split System: Heat Pump with Remote Outdoor Unit-Air-Source | HP.037.001.0203.003 |  | FX4DNF025L | 12.5 | 15.2 | 8.7 | Yes | Yes | 2015-02-26 |  | 1
TRUE | HP.023.001.0203.003 | 526 | 7555809 | TEMPSTAR | TSH518GKA* | HP | Split System: Heat Pump with Remote Outdoor Unit-Air-Source | HP.023.001.0203.003 |  | FX4DNF019L | 12.5 | 15 | 8.5 | Yes | Yes | 2015-02-26 |  | 1
TRUE | HP.038.001.0103.003 | 545 | 7556635 | AIRQUEST | HSH524GKA* | HP | Split System: Heat Pump with Remote Outdoor Unit-Air-Source | HP.038.001.0103.003 |  | FX4DNF025L | 12.5 | 15 | 9 | Yes | Yes | 2015-02-26 |  | 1
TRUE | HP.041.001.0403.003 | 555 | 7558240 | AIRQUEST | HSH530GKA* | HP | Split System: Heat Pump with Remote Outdoor Unit-Air-Source | HP.041.001.0403.003 |  | FX4DN(B,F)031L | 12.5 | 15 | 8.5 | Yes | Yes | 2015-02-26 |  | 1
TRUE | HP.067.001.0111.011 | 583 | 6955150 | KENMORE | (C,H,T)SH536GKA* | HP | Split System: Heat Pump with Remote Outdoor Unit-Air-Source | HP.067.001.0111.011 |  | FX4DN(B,F)037L | 12.5 | 15 | 8.5 | Yes | Yes | 2015-02-26 |  | 1
FALSE | 4TWR5018G1 | 2385 | 5018771 | TRANE | 4TWR5018G1 | HP | Split System: Heat Pump with Remote Outdoor Unit-Air-Source | 4TWR5018G1 |  | 4TXCB032BC3 | 13 | 15.25 | 8.5 | Yes | Yes | 2015-03-13 |  | 1
FALSE | 4TWR5024G1 | 3222 | 5018781 | TRANE | 4TWR5024G1 | HP | Split System: Heat Pump with Remote Outdoor Unit-Air-Source | 4TWR5024G1 |  | 4TXCB031BC3 | 12.5 | 15.25 | 8.8 | Yes | Yes | 2015-03-13 |  | 1
FALSE | 4TWR5024G1 | 3222 | 5018783 | TRANE | 4TWR5024G1 | HP | Split System: Heat Pump with Remote Outdoor Unit-Air-Source | 4TWR5024G1 |  | 4TXCB036BC3 | 13 | 15.5 | 9 | Yes | Yes | 2015-03-13 |  | 1
FALSE | 4TWR5024G1 | 3222 | 5018786 | TRANE | 4TWR5024G1 | HP | Split System: Heat Pump with Remote Outdoor Unit-Air-Source | 4TWR5024G1 |  | 4TXFH033CC3 | 12.5 | 15 | 8.5 | Yes | Yes | 2015-03-13 |  | 1
FALSE | 4TWR5024G1 | 3222 | 5020723 | TRANE | 4TWR5024G1 | HP | Split System: Heat Pump with Remote Outdoor Unit-Air-Source | 4TWR5024G1 |  | *AM4A0A24S21+TDR | 12 | 14.5 | 9 | Yes | Yes | 2015-03-13 |  | 0
FALSE | 4TWR5024G1 | 3222 | 5020729 | TRANE | 4TWR5024G1 | HP | Split System: Heat Pump with Remote Outdoor Unit-Air-Source | 4TWR5024G1 |  | 4TXCB003CC3 | 12.5 | 15.25 | 9.2 | Yes | Yes | 2015-03-13 |  | 1
FALSE | 4TWR5024G1 | 3222 | 5020733 | TRANE | 4TWR5024G1 | HP | Split System: Heat Pump with Remote Outdoor Unit-Air-Source | 4TWR5024G1 |  | 4TXCB003CC3 | 13 | 15.5 | 9.2 | Yes | Yes | 2015-03-13 |  | 1
FALSE | 4TWR5024G1 | 3222 | 5020734 | TRANE | 4TWR5024G1 | HP | Split System: Heat Pump with Remote Outdoor Unit-Air-Source | 4TWR5024G1 |  | 4TXCB003CC3 | 13 | 15.5 | 9.2 | Yes | Yes | 2015-03-13 |  | 1
FALSE | 4TWR5024G1 | 3222 | 5020736 | TRANE | 4TWR5024G1 | HP | Split System: Heat Pump with Remote Outdoor Unit-Air-Source | 4TWR5024G1 |  | 4TXCB003CC3 | 12.5 | 15 | 9.2 | Yes | Yes | 2015-03-13 |  | 1
FALSE | 4TWR5024G1 | 3222 | 5020737 | TRANE | 4TWR5024G1 | HP | Split System: Heat Pump with Remote Outdoor Unit-Air-Source | 4TWR5024G1 |  | 4TXCB003CC3 | 13 | 15.5 | 9.2 | Yes | Yes | 2015-03-13 |  | 1
FALSE | 4TWR5024G1 | 3222 | 5020741 | TRANE | 4TWR5024G1 | HP | Split System: Heat Pump with Remote Outdoor Unit-Air-Source | 4TWR5024G1 |  | 4TXCB025BC3 | 13 | 15.5 | 9 | Yes | Yes | 2015-03-13 |  | 1
FALSE | 4TWR5024G1 | 3222 | 5020742 | TRANE | 4TWR5024G1 | HP | Split System: Heat Pump with Remote Outdoor Unit-Air-Source | 4TWR5024G1 |  | 4TXCB025BC3 | 13 | 15.5 | 9 | Yes | Yes | 2015-03-13 |  | 1
FALSE | 4TWR5024G1 | 3222 | 5020743 | TRANE | 4TWR5024G1 | HP | Split System: Heat Pump with Remote Outdoor Unit-Air-Source | 4TWR5024G1 |  | 4TXCB025BC3 | 12.5 | 15 | 8.7 | Yes | Yes | 2015-03-13 |  | 1
FALSE | 4TWR5024G1 | 3222 | 5020758 | TRANE | 4TWR5024G1 | HP | Split System: Heat Pump with Remote Outdoor Unit-Air-Source | 4TWR5024G1 |  | 4TXCB031BC3 | 12.5 | 15.25 | 8.7 | Yes | Yes | 2015-03-13 |  | 1
FALSE | 4TWR5024G1 | 3222 | 5020759 | TRANE | 4TWR5024G1 | HP | Split System: Heat Pump with Remote Outdoor Unit-Air-Source | 4TWR5024G1 |  | 4TXCB031BC3 | 12.5 | 15.25 | 8.7 | Yes | Yes | 2015-03-13 |  | 1
FALSE | 4TWR5024G1 | 3222 | 5020762 | TRANE | 4TWR5024G1 | HP | Split System: Heat Pump with Remote Outdoor Unit-Air-Source | 4TWR5024G1 |  | 4TXCB031BC3 | 12.5 | 15 | 8.7 | Yes | Yes | 2015-03-13 |  | 1
FALSE | 4TWR5024G1 | 3222 | 5020769 | TRANE | 4TWR5024G1 | HP | Split System: Heat Pump with Remote Outdoor Unit-Air-Source | 4TWR5024G1 |  | 4TXCB032BC3 | 13 | 15.5 | 9.2 | Yes | Yes | 2015-03-13 |  | 1
FALSE | 4TWR5024G1 | 3222 | 5020771 | TRANE | 4TWR5024G1 | HP | Split System: Heat Pump with Remote Outdoor Unit-Air-Source | 4TWR5024G1 |  | 4TXCB032BC3 | 13 | 15.5 | 9.2 | Yes | Yes | 2015-03-13 |  | 1
FALSE | 4TWR5024G1 | 3222 | 5020773 | TRANE | 4TWR5024G1 | HP | Split System: Heat Pump with Remote Outdoor Unit-Air-Source | 4TWR5024G1 |  | 4TXCB032BC3 | 12.5 | 15.25 | 9.2 | Yes | Yes | 2015-03-13 |  | 1
FALSE | 4TWR5024G1 | 3222 | 5020774 | TRANE | 4TWR5024G1 | HP | Split System: Heat Pump with Remote Outdoor Unit-Air-Source | 4TWR5024G1 |  | 4TXCB032BC3 | 12.5 | 15.25 | 9.2 | Yes | Yes | 2015-03-13 |  | 1
FALSE | 4TWR5024G1 | 3222 | 5020827 | TRANE | 4TWR5024G1 | HP | Split System: Heat Pump with Remote Outdoor Unit-Air-Source | 4TWR5024G1 |  | 4TXFH033CC3 | 12.5 | 15 | 9 | Yes | Yes | 2015-03-13 |  | 1
FALSE | 4TWR5024G1 | 3222 | 5020830 | TRANE | 4TWR5024G1 | HP | Split System: Heat Pump with Remote Outdoor Unit-Air-Source | 4TWR5024G1 |  | 4TXFH033CC3 | 12 | 14.75 | 9 | Yes | Yes | 2015-03-13 |  | 0
FALSE | 4TWR5024G1 | 3222 | 5020831 | TRANE | 4TWR5024G1 | HP | Split System: Heat Pump with Remote Outdoor Unit-Air-Source | 4TWR5024G1 |  | 4TXFH041CC3 | 12.5 | 15.5 | 9 | Yes | Yes | 2015-03-13 |  | 1
FALSE | 4TWR5024G1 | 3222 | 5020832 | TRANE | 4TWR5024G1 | HP | Split System: Heat Pump with Remote Outdoor Unit-Air-Source | 4TWR5024G1 |  | 4TXFH041CC3 | 12.5 | 15.5 | 9 | Yes | Yes | 2015-03-13 |  | 1
FALSE | 4TWR5024G1 | 3222 | 5020833 | TRANE | 4TWR5024G1 | HP | Split System: Heat Pump with Remote Outdoor Unit-Air-Source | 4TWR5024G1 |  | 4TXFH041CC3 | 13 | 16 | 9 | Yes | Yes | 2015-03-13 |  | 2
FALSE | 4TWR5024G1 | 3222 | 5020835 | TRANE | 4TWR5024G1 | HP | Split System: Heat Pump with Remote Outdoor Unit-Air-Source | 4TWR5024G1 |  | 4TXFH041CC3 | 13 | 15.5 | 9 | Yes | Yes | 2015-03-13 |  | 1
FALSE | 4TWR5024G1 | 3222 | 5020837 | TRANE | 4TWR5024G1 | HP | Split System: Heat Pump with Remote Outdoor Unit-Air-Source | 4TWR5024G1 |  | 4TXFH041CC3 | 13 | 16 | 9 | Yes | Yes | 2015-03-13 |  | 2
FALSE | 4TWR5024G1 | 3222 | 5020838 | TRANE | 4TWR5024G1 | HP | Split System: Heat Pump with Remote Outdoor Unit-Air-Source | 4TWR5024G1 |  | 4TXFH041CC3 | 13 | 16 | 9 | Yes | Yes | 2015-03-13 |  | 2
FALSE | 4TWR5024G1 | 3222 | 5020839 | TRANE | 4TWR5024G1 | HP | Split System: Heat Pump with Remote Outdoor Unit-Air-Source | 4TWR5024G1 |  | 4TXFH041CC3 | 13 | 15.75 | 9 | Yes | Yes | 2015-03-13 |  | 1
FALSE | 4TWR5024G1 | 3222 | 5020840 | TRANE | 4TWR5024G1 | HP | Split System: Heat Pump with Remote Outdoor Unit-Air-Source | 4TWR5024G1 |  | 4TXFH041CC3 | 13 | 16 | 9 | Yes | Yes | 2015-03-13 |  | 2
FALSE | 4TWX5024B1 | 3220 | 5020878 | TRANE | 4TWX5024B1 | HP | Split System: Heat Pump with Remote Outdoor Unit-Air-Source | 4TWX5024B1 |  | 4TXCB025BC3 | 12.5 | 15 | 8.7 | Yes | Yes | 2015-03-13 |  | 1
FALSE | 4TWX5024B1 | 3220 | 5020884 | TRANE | 4TWX5024B1 | HP | Split System: Heat Pump with Remote Outdoor Unit-Air-Source | 4TWX5024B1 |  | 4TXCB031BC3 | 12.5 | 15 | 8.7 | Yes | Yes | 2015-03-13 |  | 1
FALSE | 4TWX5024B1 | 3220 | 5020949 | TRANE | 4TWX5024B1 | HP | Split System: Heat Pump with Remote Outdoor Unit-Air-Source | 4TWX5024B1 |  | 4TXFH033CC3 | 12.5 | 15 | 9 | Yes | Yes | 2015-03-13 |  | 1
FALSE | 4TWX5024B1 | 3220 | 5020950 | TRANE | 4TWX5024B1 | HP | Split System: Heat Pump with Remote Outdoor Unit-Air-Source | 4TWX5024B1 |  | 4TXFH033CC3 | 12.5 | 15 | 9 | Yes | Yes | 2015-03-13 |  | 1
FALSE | 4TWX5024B1 | 3220 | 5020954 | TRANE | 4TWX5024B1 | HP | Split System: Heat Pump with Remote Outdoor Unit-Air-Source | 4TWX5024B1 |  | 4TXFH033CC3 | 12 | 14.75 | 9 | Yes | Yes | 2015-03-13 |  | 0
FALSE | 4TWX5024B1 | 3220 | 5020955 | TRANE | 4TWX5024B1 | HP | Split System: Heat Pump with Remote Outdoor Unit-Air-Source | 4TWX5024B1 |  | 4TXFH033CC3 | 12.5 | 15 | 9 | Yes | Yes | 2015-03-13 |  | 1
FALSE | 4TWX5024B1 | 3220 | 5020958 | TRANE | 4TWX5024B1 | HP | Split System: Heat Pump with Remote Outdoor Unit-Air-Source | 4TWX5024B1 |  | 4TXFH041CC3 | 13 | 15.5 | 9 | Yes | Yes | 2015-03-13 |  | 1
TRUE | 4TWR5030G1 | 2430 | 5021416 | TRANE | 4TWR5030G1 | HP | Split System: Heat Pump with Remote Outdoor Unit-Air-Source | 4TWR5030G1 |  | *AM7A0B30H21 | 12.5 | 15 | 9 | Yes | Yes | 2015-03-13 |  | 1
FALSE | 4TWR5030G1 | 2430 | 5021424 | TRANE | 4TWR5030G1 | HP | Split System: Heat Pump with Remote Outdoor Unit-Air-Source | 4TWR5030G1 |  | 4TXCB004CC3 | 12.5 | 15 | 9 | Yes | Yes | 2015-03-13 |  | 1
FALSE | 4TWR5030G1 | 2430 | 5021443 | TRANE | 4TWR5030G1 | HP | Split System: Heat Pump with Remote Outdoor Unit-Air-Source | 4TWR5030G1 |  | 4TXCB032BC3 | 12 | 14.5 | 8.5 | Yes | Yes | 2015-03-13 |  | 0
FALSE | 4TWR5030G1 | 2430 | 5021520 | TRANE | 4TWR5030G1 | HP | Split System: Heat Pump with Remote Outdoor Unit-Air-Source | 4TWR5030G1 |  | 4TXCC044BC3 | 12.5 | 15.25 | 9 | Yes | Yes | 2015-03-13 |  | 1
FALSE | 4TWR5030G1 | 2430 | 5021532 | TRANE | 4TWR5030G1 | HP | Split System: Heat Pump with Remote Outdoor Unit-Air-Source | 4TWR5030G1 |  | 4TXCC044BC3 | 12.5 | 15 | 9 | Yes | Yes | 2015-03-13 |  | 1
FALSE | 4TWR5030G1 | 2430 | 5021540 | TRANE | 4TWR5030G1 | HP | Split System: Heat Pump with Remote Outdoor Unit-Air-Source | 4TWR5030G1 |  | 4TXCC049BC3 | 13 | 15.75 | 9 | Yes | Yes | 2015-03-13 |  | 1
FALSE | 4TWR5030G1 | 2430 | 5021545 | TRANE | 4TWR5030G1 | HP | Split System: Heat Pump with Remote Outdoor Unit-Air-Source | 4TWR5030G1 |  | 4TXFH036CZ3 | 13 | 15.75 | 9 | Yes | Yes | 2015-03-13 |  | 1
FALSE | 4TWR5030G1 | 2430 | 5021547 | TRANE | 4TWR5030G1 | HP | Split System: Heat Pump with Remote Outdoor Unit-Air-Source | 4TWR5030G1 |  | 4TXFH036CZ3 | 12.5 | 15.5 | 9 | Yes | Yes | 2015-03-13 |  | 1
FALSE | 4TWR5030G1 | 2430 | 5021549 | TRANE | 4TWR5030G1 | HP | Split System: Heat Pump with Remote Outdoor Unit-Air-Source | 4TWR5030G1 |  | 4TXFH036CZ3 | 12.5 | 15.5 | 9 | Yes | Yes | 2015-03-13 |  | 1
FALSE | 4TWR5030G1 | 2430 | 5021550 | TRANE | 4TWR5030G1 | HP | Split System: Heat Pump with Remote Outdoor Unit-Air-Source | 4TWR5030G1 |  | 4TXFH036CZ3 | 12.5 | 15 | 9 | Yes | Yes | 2015-03-13 |  | 1
FALSE | 4TWR5030G1 | 2430 | 5021551 | TRANE | 4TWR5030G1 | HP | Split System: Heat Pump with Remote Outdoor Unit-Air-Source | 4TWR5030G1 |  | 4TXFH036CZ3 | 12.5 | 15 | 9 | Yes | Yes | 2015-03-13 |  | 1
FALSE | 4TWR5030G1 | 2430 | 5021552 | TRANE | 4TWR5030G1 | HP | Split System: Heat Pump with Remote Outdoor Unit-Air-Source | 4TWR5030G1 |  | 4TXFH036CZ3 | 12.5 | 15 | 9 | Yes | Yes | 2015-03-13 |  | 1
FALSE | 4TWR5030G1 | 2430 | 5021553 | TRANE | 4TWR5030G1 | HP | Split System: Heat Pump with Remote Outdoor Unit-Air-Source | 4TWR5030G1 |  | 4TXFH036CZ3 | 12.5 | 15.25 | 9 | Yes | Yes | 2015-03-13 |  | 1
FALSE | 4TWR5030G1 | 2430 | 5021560 | TRANE | 4TWR5030G1 | HP | Split System: Heat Pump with Remote Outdoor Unit-Air-Source | 4TWR5030G1 |  | 4TXFH036CZ3 | 12.5 | 15.25 | 9 | Yes | Yes | 2015-03-13 |  | 1
FALSE | 4TWR5030G1 | 2430 | 5021566 | TRANE | 4TWR5030G1 | HP | Split System: Heat Pump with Remote Outdoor Unit-Air-Source | 4TWR5030G1 |  | 4TXFH041CC3 | 12.5 | 15.25 | 8.7 | Yes | Yes | 2015-03-13 |  | 1
FALSE | 4TWR5030G1 | 2430 | 5021572 | TRANE | 4TWR5030G1 | HP | Split System: Heat Pump with Remote Outdoor Unit-Air-Source | 4TWR5030G1 |  | 4TXFH041CC3 | 12.5 | 14.75 | 8.5 | Yes | Yes | 2015-03-13 |  | 0
FALSE | 4TWR5030G1 | 2430 | 5021583 | TRANE | 4TWR5030G1 | HP | Split System: Heat Pump with Remote Outdoor Unit-Air-Source | 4TWR5030G1 |  | 4TXFH041CC3 | 12.5 | 15 | 8.5 | Yes | Yes | 2015-03-13 |  | 1
FALSE | 4TWR5030G1 | 2430 | 5021586 | TRANE | 4TWR5030G1 | HP | Split System: Heat Pump with Remote Outdoor Unit-Air-Source | 4TWR5030G1 |  | 4TXFH041CC3 | 12.5 | 15 | 8.5 | Yes | Yes | 2015-03-13 |  | 1
FALSE | 4TWR5030G1 | 2430 | 5021587 | TRANE | 4TWR5030G1 | HP | Split System: Heat Pump with Remote Outdoor Unit-Air-Source | 4TWR5030G1 |  | 4TXFH041CC3 | 12.5 | 15 | 8.5 | Yes | Yes | 2015-03-13 |  | 1
FALSE | 4TWR5030G1 | 2430 | 5021588 | TRANE | 4TWR5030G1 | HP | Split System: Heat Pump with Remote Outdoor Unit-Air-Source | 4TWR5030G1 |  | 4TXFH041CC3 | 12.5 | 15 | 8.5 | Yes | Yes | 2015-03-13 |  | 1
FALSE | 4TWR5030G1 | 2430 | 5021589 | TRANE | 4TWR5030G1 | HP | Split System: Heat Pump with Remote Outdoor Unit-Air-Source | 4TWR5030G1 |  | 4TXFH041CC3 | 12.5 | 15.25 | 8.5 | Yes | Yes | 2015-03-13 |  | 1
FALSE | 4TWX5030B1 | 2428 | 5021609 | TRANE | 4TWX5030B1 | HP | Split System: Heat Pump with Remote Outdoor Unit-Air-Source | 4TWX5030B1 |  | 4TXCB004CC3 | 12.5 | 15 | 9 | Yes | Yes | 2015-03-13 |  | 1
FALSE | 4TWX5030B1 | 2428 | 5021634 | TRANE | 4TWX5030B1 | HP | Split System: Heat Pump with Remote Outdoor Unit-Air-Source | 4TWX5030B1 |  | 4TXCB036BC3 | 12.5 | 15 | 9 | Yes | Yes | 2015-03-13 |  | 1
FALSE | 4TWX5030B1 | 2428 | 5189149 | TRANE | 4TWX5030B1 | HP | Split System: Heat Pump with Remote Outdoor Unit-Air-Source | 4TWX5030B1 |  | 4TXCC037BC3 | 12.5 | 15 | 9 | Yes | Yes | 2015-03-13 |  | 1
FALSE | 4TWX5030B1 | 2428 | 5189150 | TRANE | 4TWX5030B1 | HP | Split System: Heat Pump with Remote Outdoor Unit-Air-Source | 4TWX5030B1 |  | 4TXCC043BC3 | 12.5 | 15 | 9 | Yes | Yes | 2015-03-13 |  | 1
FALSE | 4TWX5030B1 | 2428 | 5189151 | TRANE | 4TWX5030B1 | HP | Split System: Heat Pump with Remote Outdoor Unit-Air-Source | 4TWX5030B1 |  | 4TXCC044BC3 | 12.5 | 15 | 9 | Yes | Yes | 2015-03-13 |  | 1
FALSE | 4TWX5030B1 | 2428 | 5189152 | TRANE | 4TWX5030B1 | HP | Split System: Heat Pump with Remote Outdoor Unit-Air-Source | 4TWX5030B1 |  | 4TXCC049BC3 | 12.5 | 15 | 9 | Yes | Yes | 2015-03-13 |  | 1
FALSE | 4TWX5036B1 | 2436 | 5189157 | TRANE | 4TWX5036B1 | HP | Split System: Heat Pump with Remote Outdoor Unit-Air-Source | 4TWX5036B1 |  | 4TXCC044BC3 | 12.5 | 14.5 | 9 | Yes | Yes | 2015-03-13 |  | 0
FALSE | 4TWX5036B1 | 2436 | 5189161 | TRANE | 4TWX5036B1 | HP | Split System: Heat Pump with Remote Outdoor Unit-Air-Source | 4TWX5036B1 |  | 4TXFH041CC3 | 12.5 | 15 | 8.5 | Yes | Yes | 2015-03-13 |  | 1
FALSE | 4TWR5030G1 | 2430 | 5198250 | TRANE | 4TWR5030G1 | HP | Split System: Heat Pump with Remote Outdoor Unit-Air-Source | 4TWR5030G1 |  | *AM7A0C36H31 | 13 | 16 | 9 | Yes | Yes | 2015-03-13 |  | 2
FALSE | 4TWR5024G1 | 3222 | 5338827 | TRANE | 4TWR5024G1 | HP | Split System: Heat Pump with Remote Outdoor Unit-Air-Source | 4TWR5024G1 |  | GAF2A0A36M31+TDR | 12.5 | 15 | 8.5 | Yes | Yes | 2015-03-13 |  | 1
FALSE | 4TWR5042G1 | 2546 | 5495899 | TRANE | 4TWR5042G1 | HP | Split System: Heat Pump with Remote Outdoor Unit-Air-Source | 4TWR5042G1 |  | *AM7A0C36H31 | 12.5 | 15.5 | 9 | Yes | Yes | 2015-03-13 |  | 1
FALSE | 4TWR5042G1 | 2546 | 5495904 | TRANE | 4TWR5042G1 | HP | Split System: Heat Pump with Remote Outdoor Unit-Air-Source | 4TWR5042G1 |  | *AM8A0C36V31+BAYCC24V | 12.5 | 15.5 | 9 | Yes | Yes | 2015-03-13 |  | 1
FALSE | 4TWR5042G1 | 2546 | 5496018 | TRANE | 4TWR5042G1 | HP | Split System: Heat Pump with Remote Outdoor Unit-Air-Source | 4TWR5042G1 |  | 4TXCB048BC3 | 12 | 14.75 | 8.5 | Yes | Yes | 2015-03-13 |  | 0
FALSE | 4TWR5042G1 | 2546 | 5496033 | TRANE | 4TWR5042G1 | HP | Split System: Heat Pump with Remote Outdoor Unit-Air-Source | 4TWR5042G1 |  | 4TXCB048BC3 | 12 | 14.75 | 8.5 | Yes | Yes | 2015-03-13 |  | 0
FALSE | 4TWR5042G1 | 2546 | 5496037 | TRANE | 4TWR5042G1 | HP | Split System: Heat Pump with Remote Outdoor Unit-Air-Source | 4TWR5042G1 |  | 4TXCB048BC3 | 12 | 14.75 | 8.5 | Yes | Yes | 2015-03-13 |  | 0
FALSE | 4TWR5042G1 | 2546 | 5496041 | TRANE | 4TWR5042G1 | HP | Split System: Heat Pump with Remote Outdoor Unit-Air-Source | 4TWR5042G1 |  | 4TXCB048BC3 | 12 | 14.75 | 8.5 | Yes | Yes | 2015-03-13 |  | 0
FALSE | 4TWR5042G1 | 2546 | 5496044 | TRANE | 4TWR5042G1 | HP | Split System: Heat Pump with Remote Outdoor Unit-Air-Source | 4TWR5042G1 |  | 4TXCB048BC3 | 12 | 14.75 | 8.5 | Yes | Yes | 2015-03-13 |  | 0
FALSE | 4TWR5042G1 | 2546 | 5496053 | TRANE | 4TWR5042G1 | HP | Split System: Heat Pump with Remote Outdoor Unit-Air-Source | 4TWR5042G1 |  | 4TXCC008CC3 | 12 | 15 | 8.5 | Yes | Yes | 2015-03-13 |  | 0
FALSE | 4TWR5042G1 | 2546 | 5496054 | TRANE | 4TWR5042G1 | HP | Split System: Heat Pump with Remote Outdoor Unit-Air-Source | 4TWR5042G1 |  | 4TXCC008CC3 | 12 | 15 | 8.5 | Yes | Yes | 2015-03-13 |  | 0
FALSE | 4TWR5042G1 | 2546 | 5496057 | TRANE | 4TWR5042G1 | HP | Split System: Heat Pump with Remote Outdoor Unit-Air-Source | 4TWR5042G1 |  | 4TXCC008CC3 | 12 | 15 | 8.5 | Yes | Yes | 2015-03-13 |  | 0
FALSE | 4TWR5042G1 | 2546 | 5496066 | TRANE | 4TWR5042G1 | HP | Split System: Heat Pump with Remote Outdoor Unit-Air-Source | 4TWR5042G1 |  | 4TXCC008CC3 | 12 | 15 | 8.5 | Yes | Yes | 2015-03-13 |  | 0
FALSE | 4TWR5042G1 | 2546 | 5496067 | TRANE | 4TWR5042G1 | HP | Split System: Heat Pump with Remote Outdoor Unit-Air-Source | 4TWR5042G1 |  | 4TXCC008CC3 | 12 | 15 | 8.5 | Yes | Yes | 2015-03-13 |  | 0
FALSE | 4TWR5042G1 | 2546 | 5496348 | TRANE | 4TWR5042G1 | HP | Split System: Heat Pump with Remote Outdoor Unit-Air-Source | 4TWR5042G1 |  | 4TXCD009CC3 | 12 | 15 | 8.5 | Yes | Yes | 2015-03-13 |  | 0
FALSE | 4TWR5042G1 | 2546 | 5496349 | TRANE | 4TWR5042G1 | HP | Split System: Heat Pump with Remote Outdoor Unit-Air-Source | 4TWR5042G1 |  | 4TXCD010CC3 | 12 | 15 | 8.5 | Yes | Yes | 2015-03-13 |  | 0
FALSE | 4TWR5042G1 | 2546 | 5496351 | TRANE | 4TWR5042G1 | HP | Split System: Heat Pump with Remote Outdoor Unit-Air-Source | 4TWR5042G1 |  | 4TXCD010CC3 | 12 | 15 | 8.5 | Yes | Yes | 2015-03-13 |  | 0
FALSE | 4TWR5042G1 | 2546 | 5496366 | TRANE | 4TWR5042G1 | HP | Split System: Heat Pump with Remote Outdoor Unit-Air-Source | 4TWR5042G1 |  | 4TXCD010CC3 | 12 | 15 | 8.5 | Yes | Yes | 2015-03-13 |  | 0
FALSE | 4TWR5042G1 | 2546 | 5496399 | TRANE | 4TWR5042G1 | HP | Split System: Heat Pump with Remote Outdoor Unit-Air-Source | 4TWR5042G1 |  | 4TXCD050BC3 | 12 | 15 | 8.5 | Yes | Yes | 2015-03-13 |  | 0
FALSE | 4TWR5042G1 | 2546 | 5496421 | TRANE | 4TWR5042G1 | HP | Split System: Heat Pump with Remote Outdoor Unit-Air-Source | 4TWR5042G1 |  | 4TXCD050BC3 | 12 | 14.75 | 8.5 | Yes | Yes | 2015-03-13 |  | 0
FALSE | 4TWR5042G1 | 2546 | 5496438 | TRANE | 4TWR5042G1 | HP | Split System: Heat Pump with Remote Outdoor Unit-Air-Source | 4TWR5042G1 |  | 4TXCD050BC3 | 12 | 15 | 8.5 | Yes | Yes | 2015-03-13 |  | 0
FALSE | 4TWR5042G1 | 2546 | 5496508 | TRANE | 4TWR5042G1 | HP | Split System: Heat Pump with Remote Outdoor Unit-Air-Source | 4TWR5042G1 |  | 4TXFH063CZ3 | 12 | 15 | 8.5 | Yes | Yes | 2015-03-13 |  | 0
FALSE | 4TWR5042G1 | 2546 | 5496509 | TRANE | 4TWR5042G1 | HP | Split System: Heat Pump with Remote Outdoor Unit-Air-Source | 4TWR5042G1 |  | 4TXFH063CZ3 | 12 | 15 | 8.5 | Yes | Yes | 2015-03-13 |  | 0
FALSE | 4TWX5042B1 | 2544 | 5496519 | TRANE | 4TWX5042B1 | HP | Split System: Heat Pump with Remote Outdoor Unit-Air-Source | 4TWX5042B1 |  | *AM7A0C36H31 | 12.5 | 15.5 | 9 | Yes | Yes | 2015-03-13 |  | 1
FALSE | 4TWX5042B1 | 2544 | 5496524 | TRANE | 4TWX5042B1 | HP | Split System: Heat Pump with Remote Outdoor Unit-Air-Source | 4TWX5042B1 |  | *AM8A0C36V31+BAYCC24V | 12.5 | 15.5 | 9 | Yes | Yes | 2015-03-13 |  | 1
FALSE | 4TWX5042B1 | 2544 | 5496642 | TRANE | 4TWX5042B1 | HP | Split System: Heat Pump with Remote Outdoor Unit-Air-Source | 4TWX5042B1 |  | 4TXCB048BC3 | 12 | 14.75 | 8.5 | Yes | Yes | 2015-03-13 |  | 0
FALSE | 4TWX5042B1 | 2544 | 5496646 | TRANE | 4TWX5042B1 | HP | Split System: Heat Pump with Remote Outdoor Unit-Air-Source | 4TWX5042B1 |  | 4TXCB048BC3 | 12 | 14.75 | 8.5 | Yes | Yes | 2015-03-13 |  | 0
FALSE | 4TWX5042B1 | 2544 | 5496650 | TRANE | 4TWX5042B1 | HP | Split System: Heat Pump with Remote Outdoor Unit-Air-Source | 4TWX5042B1 |  | 4TXCB048BC3 | 12 | 14.75 | 8.5 | Yes | Yes | 2015-03-13 |  | 0
FALSE | 4TWX5042B1 | 2544 | 5496653 | TRANE | 4TWX5042B1 | HP | Split System: Heat Pump with Remote Outdoor Unit-Air-Source | 4TWX5042B1 |  | 4TXCB048BC3 | 12 | 14.75 | 8.5 | Yes | Yes | 2015-03-13 |  | 0
FALSE | 4TWX5042B1 | 2544 | 5496665 | TRANE | 4TWX5042B1 | HP | Split System: Heat Pump with Remote Outdoor Unit-Air-Source | 4TWX5042B1 |  | 4TXCB048BC3 | 12 | 14.75 | 8.5 | Yes | Yes | 2015-03-13 |  | 0
FALSE | 4TWX5042B1 | 2544 | 5496690 | TRANE | 4TWX5042B1 | HP | Split System: Heat Pump with Remote Outdoor Unit-Air-Source | 4TWX5042B1 |  | 4TXCC008CC3 | 12 | 15 | 8.5 | Yes | Yes | 2015-03-13 |  | 0
FALSE | 4TWX5042B1 | 2544 | 5496691 | TRANE | 4TWX5042B1 | HP | Split System: Heat Pump with Remote Outdoor Unit-Air-Source | 4TWX5042B1 |  | 4TXCC008CC3 | 12 | 15 | 8.5 | Yes | Yes | 2015-03-13 |  | 0
FALSE | 4TWX5042B1 | 2544 | 5496694 | TRANE | 4TWX5042B1 | HP | Split System: Heat Pump with Remote Outdoor Unit-Air-Source | 4TWX5042B1 |  | 4TXCC008CC3 | 12 | 15 | 8.5 | Yes | Yes | 2015-03-13 |  | 0
FALSE | 4TWX5042B1 | 2544 | 5496701 | TRANE | 4TWX5042B1 | HP | Split System: Heat Pump with Remote Outdoor Unit-Air-Source | 4TWX5042B1 |  | 4TXCC008CC3 | 12 | 15 | 8.5 | Yes | Yes | 2015-03-13 |  | 0
FALSE | 4TWX5042B1 | 2544 | 5496960 | TRANE | 4TWX5042B1 | HP | Split System: Heat Pump with Remote Outdoor Unit-Air-Source | 4TWX5042B1 |  | 4TXCD009CC3 | 12 | 15 | 8.5 | Yes | Yes | 2015-03-13 |  | 0
FALSE | 4TWX5042B1 | 2544 | 5496961 | TRANE | 4TWX5042B1 | HP | Split System: Heat Pump with Remote Outdoor Unit-Air-Source | 4TWX5042B1 |  | 4TXCD009CC3 | 12 | 15 | 8.5 | Yes | Yes | 2015-03-13 |  | 0
FALSE | 4TWX5042B1 | 2544 | 5496968 | TRANE | 4TWX5042B1 | HP | Split System: Heat Pump with Remote Outdoor Unit-Air-Source | 4TWX5042B1 |  | 4TXCD010CC3 | 12 | 15 | 8.5 | Yes | Yes | 2015-03-13 |  | 0
FALSE | 4TWX5042B1 | 2544 | 5496970 | TRANE | 4TWX5042B1 | HP | Split System: Heat Pump with Remote Outdoor Unit-Air-Source | 4TWX5042B1 |  | 4TXCD010CC3 | 12 | 15 | 8.5 | Yes | Yes | 2015-03-13 |  | 0
FALSE | 4TWX5042B1 | 2544 | 5496985 | TRANE | 4TWX5042B1 | HP | Split System: Heat Pump with Remote Outdoor Unit-Air-Source | 4TWX5042B1 |  | 4TXCD010CC3 | 12 | 15 | 8.5 | Yes | Yes | 2015-03-13 |  | 0
FALSE | 4TWX5042B1 | 2544 | 5497019 | TRANE | 4TWX5042B1 | HP | Split System: Heat Pump with Remote Outdoor Unit-Air-Source | 4TWX5042B1 |  | 4TXCD050BC3 | 12 | 14.75 | 8.5 | Yes | Yes | 2015-03-13 |  | 0
FALSE | 4TWX5042B1 | 2544 | 5497036 | TRANE | 4TWX5042B1 | HP | Split System: Heat Pump with Remote Outdoor Unit-Air-Source | 4TWX5042B1 |  | 4TXCD050BC3 | 12 | 15 | 8.5 | Yes | Yes | 2015-03-13 |  | 0
FALSE | 4TWX5042B1 | 2544 | 5497042 | TRANE | 4TWX5042B1 | HP | Split System: Heat Pump with Remote Outdoor Unit-Air-Source | 4TWX5042B1 |  | 4TXCD050BC3 | 12 | 15 | 8.5 | Yes | Yes | 2015-03-13 |  | 0
FALSE | 4TWX5042B1 | 2544 | 5497098 | TRANE | 4TWX5042B1 | HP | Split System: Heat Pump with Remote Outdoor Unit-Air-Source | 4TWX5042B1 |  | 4TXFH063CZ3 | 12 | 15 | 8.5 | Yes | Yes | 2015-03-13 |  | 0
FALSE | 4TWX5042B1 | 2544 | 5497101 | TRANE | 4TWX5042B1 | HP | Split System: Heat Pump with Remote Outdoor Unit-Air-Source | 4TWX5042B1 |  | 4TXFH063CZ3 | 12 | 15 | 8.5 | Yes | Yes | 2015-03-13 |  | 0
FALSE | 4TWR5049E1 | 2560 | 5501739 | TRANE | 4TWR5049E1 | HP | Split System: Heat Pump with Remote Outdoor Unit-Air-Source | 4TWR5049E1 |  | 4TXCD063BC3 | 12 | 14.75 | 8.5 | Yes | Yes | 2015-03-13 |  | 0
FALSE | 4TWX5049E1 | 2561 | 5501741 | TRANE | 4TWX5049E1 | HP | Split System: Heat Pump with Remote Outdoor Unit-Air-Source | 4TWX5049E1 |  | 4TXCD063BC3 | 12 | 14.75 | 8.5 | Yes | Yes | 2015-03-13 |  | 0
FALSE | 4TWR5049E1 | 2560 | 5514442 | TRANE | 4TWR5049E1 | HP | Split System: Heat Pump with Remote Outdoor Unit-Air-Source | 4TWR5049E1 |  | 4TXCD063BC3 | 12.5 | 15 | 9 | Yes | Yes | 2015-03-13 |  | 1
FALSE | 4TWR5061E1 | 2575 | 5720580 | TRANE | 4TWR5061E1 | HP | Split System: Heat Pump with Remote Outdoor Unit-Air-Source | 4TWR5061E1 |  | GAM2A0C60S51+TDR | 12 | 14.5 | 8.5 | Yes | Yes | 2015-03-13 |  | 0
FALSE | 4A6H7048A1 | 172 | 5768063 | TRANE | 4TWX8048A1 | HP | Split System: Heat Pump with Remote Outdoor Unit-Air-Source | 4A6H7048A1 |  | 4TXAC060BC3 | 12 | 15.5 | 8.2 | Yes | Yes | 2015-03-13 |  | Below V5.0 Req.
FALSE | 4A6H7048A1 | 172 | 5768065 | TRANE | 4TWX8048A1 | HP | Split System: Heat Pump with Remote Outdoor Unit-Air-Source | 4A6H7048A1 |  | 4TXAC060BC3 | 12 | 15.5 | 8.2 | Yes | Yes | 2015-03-13 |  | Below V5.0 Req.
FALSE | 4A6H7048A1 | 172 | 5768105 | TRANE | 4TWX8048A1 | HP | Split System: Heat Pump with Remote Outdoor Unit-Air-Source | 4A6H7048A1 |  | 4TXAD061BC3 | 12 | 15.5 | 8.2 | Yes | Yes | 2015-03-13 |  | Below V5.0 Req.
FALSE | 4A6H7048A1 | 172 | 5768106 | TRANE | 4TWX8048A1 | HP | Split System: Heat Pump with Remote Outdoor Unit-Air-Source | 4A6H7048A1 |  | 4TXAD061BC3 | 12 | 16 | 8.5 | Yes | Yes | 2015-03-13 |  | 0
FALSE | 4A6H7048A1 | 172 | 5768108 | TRANE | 4TWX8048A1 | HP | Split System: Heat Pump with Remote Outdoor Unit-Air-Source | 4A6H7048A1 |  | 4TXAD061BC3 | 12 | 16 | 8.5 | Yes | Yes | 2015-03-13 |  | 0
FALSE | 4A6H7048A1 | 172 | 5768111 | TRANE | 4TWX8048A1 | HP | Split System: Heat Pump with Remote Outdoor Unit-Air-Source | 4A6H7048A1 |  | 4TXAD061BC3 | 12 | 16 | 8.5 | Yes | Yes | 2015-03-13 |  | 0
FALSE | 4A6H7048A1 | 172 | 5768114 | TRANE | 4TWX8048A1 | HP | Split System: Heat Pump with Remote Outdoor Unit-Air-Source | 4A6H7048A1 |  | 4TXAD061BC3 | 12 | 15.5 | 8.2 | Yes | Yes | 2015-03-13 |  | Below V5.0 Req.
FALSE | 4A6H7048A1 | 172 | 5768150 | TRANE | 4TWX8048A1 | HP | Split System: Heat Pump with Remote Outdoor Unit-Air-Source | 4A6H7048A1 |  | 4TXCC008CC3 | 12 | 16 | 8.5 | Yes | Yes | 2015-03-13 |  | 0
FALSE | 4A6H7048A1 | 172 | 5768157 | TRANE | 4TWX8048A1 | HP | Split System: Heat Pump with Remote Outdoor Unit-Air-Source | 4A6H7048A1 |  | 4TXCC008CC3 | 12 | 15.5 | 8.2 | Yes | Yes | 2015-03-13 |  | Below V5.0 Req.
FALSE | 4A6H7048A1 | 172 | 5768158 | TRANE | 4TWX8048A1 | HP | Split System: Heat Pump with Remote Outdoor Unit-Air-Source | 4A6H7048A1 |  | 4TXCC008CC3 | 12 | 16 | 8.5 | Yes | Yes | 2015-03-13 |  | 0
FALSE | 4A6H7048A1 | 172 | 5768207 | TRANE | 4TWX8048A1 | HP | Split System: Heat Pump with Remote Outdoor Unit-Air-Source | 4A6H7048A1 |  | 4TXCC060BC3 | 12 | 15.5 | 8.2 | Yes | Yes | 2015-03-13 |  | Below V5.0 Req.
FALSE | 4A6H7048A1 | 172 | 5768212 | TRANE | 4TWX8048A1 | HP | Split System: Heat Pump with Remote Outdoor Unit-Air-Source | 4A6H7048A1 |  | 4TXCC060BC3 | 12 | 15.5 | 8.2 | Yes | Yes | 2015-03-13 |  | Below V5.0 Req.
FALSE | 4A6H7048A1 | 172 | 5768240 | TRANE | 4TWX8048A1 | HP | Split System: Heat Pump with Remote Outdoor Unit-Air-Source | 4A6H7048A1 |  | 4TXCD009CC3 | 12 | 16 | 8.2 | Yes | Yes | 2015-03-13 |  | Below V5.0 Req.
FALSE | 4A6H7048A1 | 172 | 5768301 | TRANE | 4TWX8048A1 | HP | Split System: Heat Pump with Remote Outdoor Unit-Air-Source | 4A6H7048A1 |  | 4TXCD061BC3 | 12 | 16 | 8.5 | Yes | Yes | 2015-03-13 |  | 0
FALSE | 4A6H7048A1 | 172 | 5768303 | TRANE | 4TWX8048A1 | HP | Split System: Heat Pump with Remote Outdoor Unit-Air-Source | 4A6H7048A1 |  | 4TXCD061BC3 | 12 | 15.5 | 8.2 | Yes | Yes | 2015-03-13 |  | Below V5.0 Req.
FALSE | 4TWR5030G1 | 2430 | 5850469 | TRANE | 4TWR5030G1 | HP | Split System: Heat Pump with Remote Outdoor Unit-Air-Source | 4TWR5030G1 |  | 4TXCB048BC3 | 12.5 | 14.5 | 9 | Yes | Yes | 2015-03-13 |  | 0
FALSE | 4TWR5024G1 | 3222 | 5863496 | TRANE | 4TWR5024G1 | HP | Split System: Heat Pump with Remote Outdoor Unit-Air-Source | 4TWR5024G1 |  | GAM5B0A18M11 | 12.5 | 15 | 8.8 | Yes | Yes | 2015-03-13 |  | 1
FALSE | 4TWR5024G1 | 3222 | 5863497 | TRANE | 4TWR5024G1 | HP | Split System: Heat Pump with Remote Outdoor Unit-Air-Source | 4TWR5024G1 |  | GAM5B0A24M21 | 12.5 | 14.75 | 8.5 | Yes | Yes | 2015-03-13 |  | 0
FALSE | 4TWR5024G1 | 3222 | 5863498 | TRANE | 4TWR5024G1 | HP | Split System: Heat Pump with Remote Outdoor Unit-Air-Source | 4TWR5024G1 |  | GAM5B0B30M21 | 12.5 | 15 | 9 | Yes | Yes | 2015-03-13 |  | 1
FALSE | 4TWR5036G1 | 2435 | 5863503 | TRANE | 4TWR5036G1 | HP | Split System: Heat Pump with Remote Outdoor Unit-Air-Source | 4TWR5036G1 |  | GAM5B0C42M31 | 12.5 | 15 | 9 | Yes | Yes | 2015-03-13 |  | 1
FALSE | 4TWX5036B1 | 2436 | 5863519 | TRANE | 4TWX5036B1 | HP | Split System: Heat Pump with Remote Outdoor Unit-Air-Source | 4TWX5036B1 |  | GAM5B0C42M31 | 12.5 | 15 | 9 | Yes | Yes | 2015-03-13 |  | 1
FALSE | 4TWR5018G1 | 2385 | 5919035 | TRANE | 4TWR5018G1 | HP | Split System: Heat Pump with Remote Outdoor Unit-Air-Source | 4TWR5018G1 |  | TEM3A0B24S21+TDR | 12 | 14.5 | 8.2 | Yes | Yes | 2015-03-13 |  | Below V5.0 Req.
FALSE | 4TWR5024G1 | 3222 | 5919036 | TRANE | 4TWR5024G1 | HP | Split System: Heat Pump with Remote Outdoor Unit-Air-Source | 4TWR5024G1 |  | TEM3A0B24S21+TDR | 12 | 14.5 | 8.2 | Yes | Yes | 2015-03-13 |  | Below V5.0 Req.
FALSE | 4TWX5018B1 | 2386 | 5919040 | TRANE | 4TWX5018B1 | HP | Split System: Heat Pump with Remote Outdoor Unit-Air-Source | 4TWX5018B1 |  | TEM3A0B18S21+TDR | 12 | 14.5 | 8.2 | Yes | Yes | 2015-03-13 |  | Below V5.0 Req.
FALSE | 4TWX5018B1 | 2386 | 5919041 | TRANE | 4TWX5018B1 | HP | Split System: Heat Pump with Remote Outdoor Unit-Air-Source | 4TWX5018B1 |  | TEM3A0B24S21+TDR | 12 | 14.5 | 8.2 | Yes | Yes | 2015-03-13 |  | Below V5.0 Req.
FALSE | 4TWX5024B1 | 3220 | 5919042 | TRANE | 4TWX5024B1 | HP | Split System: Heat Pump with Remote Outdoor Unit-Air-Source | 4TWX5024B1 |  | TEM3A0B24S21+TDR | 12 | 14.5 | 8.2 | Yes | Yes | 2015-03-13 |  | Below V5.0 Req.
FALSE | 4TWR5024G1 | 3222 | 5982718 | TRANE | 4TWR5024G1 | HP | Split System: Heat Pump with Remote Outdoor Unit-Air-Source | 4TWR5024G1 |  | 4NXCB032AC3 | 12.5 | 15 | 9 | Yes | Yes | 2015-03-13 |  | 1
FALSE | 4TWR5024G1 | 3222 | 5982720 | TRANE | 4TWR5024G1 | HP | Split System: Heat Pump with Remote Outdoor Unit-Air-Source | 4TWR5024G1 |  | 4NXCB032AC3 | 12.5 | 15 | 9 | Yes | Yes | 2015-03-13 |  | 1
FALSE | 4TWR5024G1 | 3222 | 5982722 | TRANE | 4TWR5024G1 | HP | Split System: Heat Pump with Remote Outdoor Unit-Air-Source | 4TWR5024G1 |  | 4NXCB032AC3 | 12.5 | 15 | 9 | Yes | Yes | 2015-03-13 |  | 1
FALSE | 4TWR5024G1 | 3222 | 5982724 | TRANE | 4TWR5024G1 | HP | Split System: Heat Pump with Remote Outdoor Unit-Air-Source | 4TWR5024G1 |  | 4NXCB032AC3 | 12.5 | 15 | 9 | Yes | Yes | 2015-03-13 |  | 1
FALSE | 4TWR5030G1 | 2430 | 5982776 | TRANE | 4TWR5030G1 | HP | Split System: Heat Pump with Remote Outdoor Unit-Air-Source | 4TWR5030G1 |  | 4NXCB032AC3 | 12.5 | 15 | 9 | Yes | Yes | 2015-03-13 |  | 1
FALSE | 4TWR5030G1 | 2430 | 5982778 | TRANE | 4TWR5030G1 | HP | Split System: Heat Pump with Remote Outdoor Unit-Air-Source | 4TWR5030G1 |  | 4NXCB032AC3 | 12.5 | 15 | 9 | Yes | Yes | 2015-03-13 |  | 1
FALSE | 4TWR5030G1 | 2430 | 5982792 | TRANE | 4TWR5030G1 | HP | Split System: Heat Pump with Remote Outdoor Unit-Air-Source | 4TWR5030G1 |  | 4NXCB036AC3 | 12.5 | 15 | 9 | Yes | Yes | 2015-03-13 |  | 1
FALSE | 4TWR5030G1 | 2430 | 5982794 | TRANE | 4TWR5030G1 | HP | Split System: Heat Pump with Remote Outdoor Unit-Air-Source | 4TWR5030G1 |  | 4NXCB036AC3 | 12.5 | 15 | 9 | Yes | Yes | 2015-03-13 |  | 1
FALSE | 4TWR5030G1 | 2430 | 5982796 | TRANE | 4TWR5030G1 | HP | Split System: Heat Pump with Remote Outdoor Unit-Air-Source | 4TWR5030G1 |  | 4NXCB036AC3 | 12.5 | 15 | 9 | Yes | Yes | 2015-03-13 |  | 1
FALSE | 4TWR5030G1 | 2430 | 5982804 | TRANE | 4TWR5030G1 | HP | Split System: Heat Pump with Remote Outdoor Unit-Air-Source | 4TWR5030G1 |  | 4NXCB036AC3 | 12.5 | 15 | 9 | Yes | Yes | 2015-03-13 |  | 1
FALSE | 4TWR5030G1 | 2430 | 5982810 | TRANE | 4TWR5030G1 | HP | Split System: Heat Pump with Remote Outdoor Unit-Air-Source | 4TWR5030G1 |  | 4NXCB036AC3 | 12.5 | 15 | 9 | Yes | Yes | 2015-03-13 |  | 1
FALSE | 4TWR5030G1 | 2430 | 5982812 | TRANE | 4TWR5030G1 | HP | Split System: Heat Pump with Remote Outdoor Unit-Air-Source | 4TWR5030G1 |  | 4NXCB036AC3 | 12.5 | 14.75 | 8.5 | Yes | Yes | 2015-03-13 |  | 0
FALSE | 4TWR5030G1 | 2430 | 5982818 | TRANE | 4TWR5030G1 | HP | Split System: Heat Pump with Remote Outdoor Unit-Air-Source | 4TWR5030G1 |  | 4NXCB036AC3 | 12.5 | 15 | 9 | Yes | Yes | 2015-03-13 |  | 1
FALSE | 4TWR5030G1 | 2430 | 5982820 | TRANE | 4TWR5030G1 | HP | Split System: Heat Pump with Remote Outdoor Unit-Air-Source | 4TWR5030G1 |  | 4NXCB036AC3 | 12.5 | 15 | 9 | Yes | Yes | 2015-03-13 |  | 1
FALSE | 4TWR5030G1 | 2430 | 5982822 | TRANE | 4TWR5030G1 | HP | Split System: Heat Pump with Remote Outdoor Unit-Air-Source | 4TWR5030G1 |  | 4NXCB036AC3 | 12.5 | 15 | 9 | Yes | Yes | 2015-03-13 |  | 1
FALSE | 4TWR5030G1 | 2430 | 5982824 | TRANE | 4TWR5030G1 | HP | Split System: Heat Pump with Remote Outdoor Unit-Air-Source | 4TWR5030G1 |  | 4NXCB036AC3 | 12.5 | 15 | 9 | Yes | Yes | 2015-03-13 |  | 1
FALSE | 4TWR5030G1 | 2430 | 5982826 | TRANE | 4TWR5030G1 | HP | Split System: Heat Pump with Remote Outdoor Unit-Air-Source | 4TWR5030G1 |  | 4NXCB036AC3 | 12.5 | 15 | 9 | Yes | Yes | 2015-03-13 |  | 1
FALSE | 4TWR5030G1 | 2430 | 5982828 | TRANE | 4TWR5030G1 | HP | Split System: Heat Pump with Remote Outdoor Unit-Air-Source | 4TWR5030G1 |  | 4NXCB036AC3 | 12.5 | 15 | 9 | Yes | Yes | 2015-03-13 |  | 1
FALSE | 4TWR5030G1 | 2430 | 5982838 | TRANE | 4TWR5030G1 | HP | Split System: Heat Pump with Remote Outdoor Unit-Air-Source | 4TWR5030G1 |  | 4NXCB036AC3 | 12.5 | 15 | 9 | Yes | Yes | 2015-03-13 |  | 1
FALSE | 4TWR5036G1 | 2435 | 5982854 | TRANE | 4TWR5036G1 | HP | Split System: Heat Pump with Remote Outdoor Unit-Air-Source | 4TWR5036G1 |  | 4NXCB036AC3 | 12 | 14.5 | 9 | Yes | Yes | 2015-03-13 |  | 0
FALSE | 4TWR5036G1 | 2435 | 5982856 | TRANE | 4TWR5036G1 | HP | Split System: Heat Pump with Remote Outdoor Unit-Air-Source | 4TWR5036G1 |  | 4NXCB036AC3 | 12.5 | 14.5 | 9 | Yes | Yes | 2015-03-13 |  | 0
FALSE | 4TWR5036G1 | 2435 | 5982864 | TRANE | 4TWR5036G1 | HP | Split System: Heat Pump with Remote Outdoor Unit-Air-Source | 4TWR5036G1 |  | 4NXCB036AC3 | 12.5 | 14.75 | 9 | Yes | Yes | 2015-03-13 |  | 0
FALSE | 4TWR5036G1 | 2435 | 5982870 | TRANE | 4TWR5036G1 | HP | Split System: Heat Pump with Remote Outdoor Unit-Air-Source | 4TWR5036G1 |  | 4NXCB036AC3 | 12 | 14.5 | 9 | Yes | Yes | 2015-03-13 |  | 0
FALSE | 4TWR5036G1 | 2435 | 5982872 | TRANE | 4TWR5036G1 | HP | Split System: Heat Pump with Remote Outdoor Unit-Air-Source | 4TWR5036G1 |  | 4NXCB036AC3 | 12 | 14.5 | 9 | Yes | Yes | 2015-03-13 |  | 0
FALSE | 4TWR5024G1 | 3222 | 5983052 | TRANE | 4TWR5024G1 | HP | Split System: Heat Pump with Remote Outdoor Unit-Air-Source | 4TWR5024G1 |  | 4NXCB032AC3 | 12.5 | 15 | 8.5 | Yes | Yes | 2015-03-13 |  | 1
FALSE | 4TWR5024G1 | 3222 | 5983053 | TRANE | 4TWR5024G1 | HP | Split System: Heat Pump with Remote Outdoor Unit-Air-Source | 4TWR5024G1 |  | 4NXCB032AC3 | 12.5 | 15 | 8.5 | Yes | Yes | 2015-03-13 |  | 1
FALSE | 4TWR5024G1 | 3222 | 5983054 | TRANE | 4TWR5024G1 | HP | Split System: Heat Pump with Remote Outdoor Unit-Air-Source | 4TWR5024G1 |  | 4NXCB032AC3 | 12.5 | 15 | 8.5 | Yes | Yes | 2015-03-13 |  | 1
FALSE | 4TWR5024G1 | 3222 | 5983055 | TRANE | 4TWR5024G1 | HP | Split System: Heat Pump with Remote Outdoor Unit-Air-Source | 4TWR5024G1 |  | 4NXCB032AC3 | 12.5 | 15 | 8.5 | Yes | Yes | 2015-03-13 |  | 1
FALSE | 4TWR5024G1 | 3222 | 5983056 | TRANE | 4TWR5024G1 | HP | Split System: Heat Pump with Remote Outdoor Unit-Air-Source | 4TWR5024G1 |  | 4NXCB032AC3 | 12.5 | 15 | 8.5 | Yes | Yes | 2015-03-13 |  | 1
FALSE | 4TWR5024G1 | 3222 | 5983057 | TRANE | 4TWR5024G1 | HP | Split System: Heat Pump with Remote Outdoor Unit-Air-Source | 4TWR5024G1 |  | 4NXCB032AC3 | 12.5 | 15 | 9 | Yes | Yes | 2015-03-13 |  | 1
FALSE | 4TWR5024G1 | 3222 | 5983058 | TRANE | 4TWR5024G1 | HP | Split System: Heat Pump with Remote Outdoor Unit-Air-Source | 4TWR5024G1 |  | 4NXCB032AC3 | 12.5 | 15 | 9 | Yes | Yes | 2015-03-13 |  | 1
FALSE | 4TWR5024G1 | 3222 | 5983059 | TRANE | 4TWR5024G1 | HP | Split System: Heat Pump with Remote Outdoor Unit-Air-Source | 4TWR5024G1 |  | 4NXCB032AC3 | 12.5 | 15 | 9 | Yes | Yes | 2015-03-13 |  | 1
FALSE | 4TWR5024G1 | 3222 | 5983060 | TRANE | 4TWR5024G1 | HP | Split System: Heat Pump with Remote Outdoor Unit-Air-Source | 4TWR5024G1 |  | 4NXCB032AC3 | 12.5 | 15 | 9 | Yes | Yes | 2015-03-13 |  | 1
FALSE | 4TWR5024G1 | 3222 | 5983061 | TRANE | 4TWR5024G1 | HP | Split System: Heat Pump with Remote Outdoor Unit-Air-Source | 4TWR5024G1 |  | 4NXCB032AC3 | 12.5 | 15 | 9 | Yes | Yes | 2015-03-13 |  | 1
FALSE | 4TWR5024G1 | 3222 | 5983062 | TRANE | 4TWR5024G1 | HP | Split System: Heat Pump with Remote Outdoor Unit-Air-Source | 4TWR5024G1 |  | 4NXCB036AC3 | 12.5 | 15 | 9 | Yes | Yes | 2015-03-13 |  | 1
FALSE | 4TWR5024G1 | 3222 | 5983063 | TRANE | 4TWR5024G1 | HP | Split System: Heat Pump with Remote Outdoor Unit-Air-Source | 4TWR5024G1 |  | 4NXCB036AC3 | 12.5 | 15 | 8.5 | Yes | Yes | 2015-03-13 |  | 1
FALSE | 4TWR5024G1 | 3222 | 5983065 | TRANE | 4TWR5024G1 | HP | Split System: Heat Pump with Remote Outdoor Unit-Air-Source | 4TWR5024G1 |  | 4NXCB036AC3 | 12.5 | 15 | 8.5 | Yes | Yes | 2015-03-13 |  | 1
FALSE | 4TWR5024G1 | 3222 | 5983067 | TRANE | 4TWR5024G1 | HP | Split System: Heat Pump with Remote Outdoor Unit-Air-Source | 4TWR5024G1 |  | 4NXCB036AC3 | 12.5 | 15 | 8.5 | Yes | Yes | 2015-03-13 |  | 1
FALSE | 4TWR5024G1 | 3222 | 5983068 | TRANE | 4TWR5024G1 | HP | Split System: Heat Pump with Remote Outdoor Unit-Air-Source | 4TWR5024G1 |  | 4NXCB036AC3 | 12.5 | 15 | 8.5 | Yes | Yes | 2015-03-13 |  | 1
FALSE | 4TWR5024G1 | 3222 | 5983069 | TRANE | 4TWR5024G1 | HP | Split System: Heat Pump with Remote Outdoor Unit-Air-Source | 4TWR5024G1 |  | 4NXCB036AC3 | 12.5 | 15 | 8.5 | Yes | Yes | 2015-03-13 |  | 1
FALSE | 4TWR5024G1 | 3222 | 5983070 | TRANE | 4TWR5024G1 | HP | Split System: Heat Pump with Remote Outdoor Unit-Air-Source | 4TWR5024G1 |  | 4NXCB036AC3 | 12.5 | 15 | 8.5 | Yes | Yes | 2015-03-13 |  | 1
FALSE | 4TWR5024G1 | 3222 | 5983071 | TRANE | 4TWR5024G1 | HP | Split System: Heat Pump with Remote Outdoor Unit-Air-Source | 4TWR5024G1 |  | 4NXCB036AC3 | 12.5 | 15 | 8.5 | Yes | Yes | 2015-03-13 |  | 1
FALSE | 4TWR5024G1 | 3222 | 5983072 | TRANE | 4TWR5024G1 | HP | Split System: Heat Pump with Remote Outdoor Unit-Air-Source | 4TWR5024G1 |  | 4NXCB036AC3 | 12.5 | 15 | 8.5 | Yes | Yes | 2015-03-13 |  | 1
FALSE | 4TWR5024G1 | 3222 | 5983073 | TRANE | 4TWR5024G1 | HP | Split System: Heat Pump with Remote Outdoor Unit-Air-Source | 4TWR5024G1 |  | 4NXCB036AC3 | 12.5 | 15 | 8.5 | Yes | Yes | 2015-03-13 |  | 1
FALSE | 4TWX5024B1 | 3220 | 5983207 | TRANE | 4TWX5024B1 | HP | Split System: Heat Pump with Remote Outdoor Unit-Air-Source | 4TWX5024B1 |  | 4NXCB032AC3 | 12.5 | 15.5 | 9 | Yes | Yes | 2015-03-13 |  | 1
FALSE | 4TWX5024B1 | 3220 | 5983209 | TRANE | 4TWX5024B1 | HP | Split System: Heat Pump with Remote Outdoor Unit-Air-Source | 4TWX5024B1 |  | 4NXCB036AC3 | 12.5 | 15.5 | 9 | Yes | Yes | 2015-03-13 |  | 1
FALSE | 4TWX5024B1 | 3220 | 5983211 | TRANE | 4TWX5024B1 | HP | Split System: Heat Pump with Remote Outdoor Unit-Air-Source | 4TWX5024B1 |  | 4NXCB036AC3 | 12.5 | 15.75 | 9 | Yes | Yes | 2015-03-13 |  | 1
FALSE | 4TWX5024B1 | 3220 | 5983212 | TRANE | 4TWX5024B1 | HP | Split System: Heat Pump with Remote Outdoor Unit-Air-Source | 4TWX5024B1 |  | 4NXCB036AC3 | 12.5 | 15.25 | 8.5 | Yes | Yes | 2015-03-13 |  | 1
FALSE | 4TWX5024B1 | 3220 | 5983218 | TRANE | 4TWX5024B1 | HP | Split System: Heat Pump with Remote Outdoor Unit-Air-Source | 4TWX5024B1 |  | 4NXCB036AC3 | 12.5 | 15.25 | 8.5 | Yes | Yes | 2015-03-13 |  | 1
FALSE | 4TWX5024B1 | 3220 | 5983221 | TRANE | 4TWX5024B1 | HP | Split System: Heat Pump with Remote Outdoor Unit-Air-Source | 4TWX5024B1 |  | 4NXCB036AC3 | 12 | 14.5 | 8.5 | Yes | Yes | 2015-03-13 |  | 0
FALSE | 4TWX5024B1 | 3220 | 5983223 | TRANE | 4TWX5024B1 | HP | Split System: Heat Pump with Remote Outdoor Unit-Air-Source | 4TWX5024B1 |  | 4NXCB036AC3 | 12.5 | 15.25 | 8.5 | Yes | Yes | 2015-03-13 |  | 1
FALSE | 4TWX5030B1 | 2428 | 5983227 | TRANE | 4TWX5030B1 | HP | Split System: Heat Pump with Remote Outdoor Unit-Air-Source | 4TWX5030B1 |  | 4NXCB032AC3 | 12 | 14.5 | 8.2 | Yes | Yes | 2015-03-13 |  | Below V5.0 Req.
FALSE | 4TWX5030B1 | 2428 | 5983230 | TRANE | 4TWX5030B1 | HP | Split System: Heat Pump with Remote Outdoor Unit-Air-Source | 4TWX5030B1 |  | 4NXCB032AC3 | 12.5 | 15 | 8.2 | Yes | Yes | 2015-03-13 |  | Below V5.0 Req.
FALSE | 4TWX5030B1 | 2428 | 5983235 | TRANE | 4TWX5030B1 | HP | Split System: Heat Pump with Remote Outdoor Unit-Air-Source | 4TWX5030B1 |  | 4NXCB032AC3 | 12 | 14.5 | 8.2 | Yes | Yes | 2015-03-13 |  | Below V5.0 Req.
FALSE | 4TWX5030B1 | 2428 | 5983244 | TRANE | 4TWX5030B1 | HP | Split System: Heat Pump with Remote Outdoor Unit-Air-Source | 4TWX5030B1 |  | 4NXCB032AC3 | 12 | 14.5 | 8.2 | Yes | Yes | 2015-03-13 |  | Below V5.0 Req.
FALSE | 4TWX5030B1 | 2428 | 5983248 | TRANE | 4TWX5030B1 | HP | Split System: Heat Pump with Remote Outdoor Unit-Air-Source | 4TWX5030B1 |  | 4NXCB032AC3 | 12 | 14.5 | 8.5 | Yes | Yes | 2015-03-13 |  | 0
FALSE | 4TWX5030B1 | 2428 | 5983250 | TRANE | 4TWX5030B1 | HP | Split System: Heat Pump with Remote Outdoor Unit-Air-Source | 4TWX5030B1 |  | 4NXCB032AC3 | 12 | 14.5 | 8.5 | Yes | Yes | 2015-03-13 |  | 0
FALSE | 4TWX5030B1 | 2428 | 5983253 | TRANE | 4TWX5030B1 | HP | Split System: Heat Pump with Remote Outdoor Unit-Air-Source | 4TWX5030B1 |  | 4NXCB032AC3 | 12 | 14.75 | 9 | Yes | Yes | 2015-03-13 |  | 0
FALSE | 4TWX5030B1 | 2428 | 5983255 | TRANE | 4TWX5030B1 | HP | Split System: Heat Pump with Remote Outdoor Unit-Air-Source | 4TWX5030B1 |  | 4NXCB032AC3 | 12.5 | 15 | 9 | Yes | Yes | 2015-03-13 |  | 1
FALSE | 4TWX5030B1 | 2428 | 5983259 | TRANE | 4TWX5030B1 | HP | Split System: Heat Pump with Remote Outdoor Unit-Air-Source | 4TWX5030B1 |  | 4NXCB032AC3 | 12 | 14.5 | 8.2 | Yes | Yes | 2015-03-13 |  | Below V5.0 Req.
FALSE | 4TWX5030B1 | 2428 | 5983261 | TRANE | 4TWX5030B1 | HP | Split System: Heat Pump with Remote Outdoor Unit-Air-Source | 4TWX5030B1 |  | 4NXCB032AC3 | 12 | 14.5 | 8.2 | Yes | Yes | 2015-03-13 |  | Below V5.0 Req.
FALSE | 4TWX5030B1 | 2428 | 5983263 | TRANE | 4TWX5030B1 | HP | Split System: Heat Pump with Remote Outdoor Unit-Air-Source | 4TWX5030B1 |  | 4NXCB036AC3 | 12 | 14.5 | 8.2 | Yes | Yes | 2015-03-13 |  | Below V5.0 Req.
FALSE | 4TWX5030B1 | 2428 | 5983265 | TRANE | 4TWX5030B1 | HP | Split System: Heat Pump with Remote Outdoor Unit-Air-Source | 4TWX5030B1 |  | 4NXCB036AC3 | 12 | 14.5 | 8.5 | Yes | Yes | 2015-03-13 |  | 0
FALSE | 4TWX5030B1 | 2428 | 5983267 | TRANE | 4TWX5030B1 | HP | Split System: Heat Pump with Remote Outdoor Unit-Air-Source | 4TWX5030B1 |  | 4NXCB036AC3 | 12 | 14.5 | 8.5 | Yes | Yes | 2015-03-13 |  | 0
FALSE | 4TWR5049E1 | 2560 | 5992857 | TRANE | 4TWR5049E1 | HP | Split System: Heat Pump with Remote Outdoor Unit-Air-Source | 4TWR5049E1 |  | 4NXCD063BC3 | 12.5 | 15 | 8.5 | Yes | Yes | 2015-03-13 |  | 1
FALSE | 4TWR5049E1 | 2560 | 5992858 | TRANE | 4TWR5049E1 | HP | Split System: Heat Pump with Remote Outdoor Unit-Air-Source | 4TWR5049E1 |  | 4NXCD063BC3 | 12.5 | 15 | 8.5 | Yes | Yes | 2015-03-13 |  | 1
FALSE | 4TWR5049E1 | 2560 | 5992859 | TRANE | 4TWR5049E1 | HP | Split System: Heat Pump with Remote Outdoor Unit-Air-Source | 4TWR5049E1 |  | 4NXCD063BC3 | 12 | 15 | 8.5 | Yes | Yes | 2015-03-13 |  | 0
FALSE | 4TWR5049E1 | 2560 | 5992860 | TRANE | 4TWR5049E1 | HP | Split System: Heat Pump with Remote Outdoor Unit-Air-Source | 4TWR5049E1 |  | 4NXCD063BC3 | 12 | 15 | 8.5 | Yes | Yes | 2015-03-13 |  | 0
FALSE | 4TWR5049E1 | 2560 | 5992861 | TRANE | 4TWR5049E1 | HP | Split System: Heat Pump with Remote Outdoor Unit-Air-Source | 4TWR5049E1 |  | 4NXCD063BC3 | 12 | 15 | 8.5 | Yes | Yes | 2015-03-13 |  | 0
FALSE | 4TWR5049E1 | 2560 | 5992863 | TRANE | 4TWR5049E1 | HP | Split System: Heat Pump with Remote Outdoor Unit-Air-Source | 4TWR5049E1 |  | 4NXCD063BC3 | 12 | 15 | 8.2 | Yes | Yes | 2015-03-13 |  | Below V5.0 Req.
FALSE | 4TWR5049E1 | 2560 | 5992864 | TRANE | 4TWR5049E1 | HP | Split System: Heat Pump with Remote Outdoor Unit-Air-Source | 4TWR5049E1 |  | 4NXCD063BC3 | 12 | 14.5 | 8.2 | Yes | Yes | 2015-03-13 |  | Below V5.0 Req.
FALSE | 4TWR5049E1 | 2560 | 5992865 | TRANE | 4TWR5049E1 | HP | Split System: Heat Pump with Remote Outdoor Unit-Air-Source | 4TWR5049E1 |  | 4NXCD063BC3 | 12 | 14.5 | 8.5 | Yes | Yes | 2015-03-13 |  | 0
FALSE | 4TWR5049E1 | 2560 | 5992866 | TRANE | 4TWR5049E1 | HP | Split System: Heat Pump with Remote Outdoor Unit-Air-Source | 4TWR5049E1 |  | 4NXCD063BC3 | 12 | 15 | 8.5 | Yes | Yes | 2015-03-13 |  | 0
FALSE | 4TWR5049E1 | 2560 | 5992867 | TRANE | 4TWR5049E1 | HP | Split System: Heat Pump with Remote Outdoor Unit-Air-Source | 4TWR5049E1 |  | 4NXCD063BC3 | 12 | 14.5 | 8.2 | Yes | Yes | 2015-03-13 |  | Below V5.0 Req.
FALSE | 4TWR5049E1 | 2560 | 5992868 | TRANE | 4TWR5049E1 | HP | Split System: Heat Pump with Remote Outdoor Unit-Air-Source | 4TWR5049E1 |  | 4NXCD063BC3 | 12.5 | 15 | 8.5 | Yes | Yes | 2015-03-13 |  | 1
FALSE | 4TWR5049E1 | 2560 | 5992869 | TRANE | 4TWR5049E1 | HP | Split System: Heat Pump with Remote Outdoor Unit-Air-Source | 4TWR5049E1 |  | 4NXCD063BC3 | 12.5 | 15 | 8.5 | Yes | Yes | 2015-03-13 |  | 1
FALSE | 4TWX5049E1 | 2561 | 5992902 | TRANE | 4TWX5049E1 | HP | Split System: Heat Pump with Remote Outdoor Unit-Air-Source | 4TWX5049E1 |  | 4NXCD063BC3 | 12 | 14.5 | 8.2 | Yes | Yes | 2015-03-13 |  | Below V5.0 Req.
FALSE | 4TWX5049E1 | 2561 | 5992904 | TRANE | 4TWX5049E1 | HP | Split System: Heat Pump with Remote Outdoor Unit-Air-Source | 4TWX5049E1 |  | 4NXCD063BC3 | 12 | 14.5 | 8.2 | Yes | Yes | 2015-03-13 |  | Below V5.0 Req.
FALSE | 4TWX5049E1 | 2561 | 5992905 | TRANE | 4TWX5049E1 | HP | Split System: Heat Pump with Remote Outdoor Unit-Air-Source | 4TWX5049E1 |  | 4NXCD063BC3 | 12.5 | 15 | 8.5 | Yes | Yes | 2015-03-13 |  | 1
FALSE | 4TWX5049E1 | 2561 | 5992906 | TRANE | 4TWX5049E1 | HP | Split System: Heat Pump with Remote Outdoor Unit-Air-Source | 4TWX5049E1 |  | 4NXCD063BC3 | 12.5 | 15 | 8.5 | Yes | Yes | 2015-03-13 |  | 1
FALSE | 4TWX5049E1 | 2561 | 5992908 | TRANE | 4TWX5049E1 | HP | Split System: Heat Pump with Remote Outdoor Unit-Air-Source | 4TWX5049E1 |  | 4NXCD063BC3 | 12.5 | 15 | 8.5 | Yes | Yes | 2015-03-13 |  | 1
FALSE | 4TWX5049E1 | 2561 | 5992910 | TRANE | 4TWX5049E1 | HP | Split System: Heat Pump with Remote Outdoor Unit-Air-Source | 4TWX5049E1 |  | 4NXCD063BC3 | 12 | 15.25 | 8.5 | Yes | Yes | 2015-03-13 |  | 0
FALSE | 4TWX5049E1 | 2561 | 5992911 | TRANE | 4TWX5049E1 | HP | Split System: Heat Pump with Remote Outdoor Unit-Air-Source | 4TWX5049E1 |  | 4NXCD063BC3 | 12.5 | 15.25 | 8.5 | Yes | Yes | 2015-03-13 |  | 1
FALSE | 4TWX5049E1 | 2561 | 5992912 | TRANE | 4TWX5049E1 | HP | Split System: Heat Pump with Remote Outdoor Unit-Air-Source | 4TWX5049E1 |  | 4NXCD063BC3 | 12 | 15 | 8.5 | Yes | Yes | 2015-03-13 |  | 0
FALSE | 4TWX5049E1 | 2561 | 5992913 | TRANE | 4TWX5049E1 | HP | Split System: Heat Pump with Remote Outdoor Unit-Air-Source | 4TWX5049E1 |  | 4NXCD063BC3 | 12 | 15.25 | 8.5 | Yes | Yes | 2015-03-13 |  | 0
FALSE | 4TWR5030G1 | 2430 | 6970441 | TRANE | 4TWR5030G1 | HP | Split System: Heat Pump with Remote Outdoor Unit-Air-Source | 4TWR5030G1 |  | *AM8C0C36V31+BAYCC24V | 13 | 16 | 9.4 | Yes | Yes | 2015-03-13 |  | 2
FALSE | 4TWR5036G1 | 2435 | 6970442 | TRANE | 4TWR5036G1 | HP | Split System: Heat Pump with Remote Outdoor Unit-Air-Source | 4TWR5036G1 |  | *AM8C0B30V21+BAYCC24V | 12.5 | 15 | 9 | Yes | Yes | 2015-03-13 |  | 1
FALSE | 4TWR5036G1 | 2435 | 6970443 | TRANE | 4TWR5036G1 | HP | Split System: Heat Pump with Remote Outdoor Unit-Air-Source | 4TWR5036G1 |  | *AM8C0C36V31+BAYCC24V | 12.5 | 15 | 9.25 | Yes | Yes | 2015-03-13 |  | 1
FALSE | 4TWR5036G1 | 2435 | 6970444 | TRANE | 4TWR5036G1 | HP | Split System: Heat Pump with Remote Outdoor Unit-Air-Source | 4TWR5036G1 |  | *AM8C0C42V31+BAYCC24V | 12.5 | 15 | 8.5 | Yes | Yes | 2015-03-13 |  | 1
FALSE | 4TWR5042G1 | 2546 | 6970445 | TRANE | 4TWR5042G1 | HP | Split System: Heat Pump with Remote Outdoor Unit-Air-Source | 4TWR5042G1 |  | *AM8C0C36V31+BAYCC24V | 12.5 | 15.5 | 9 | Yes | Yes | 2015-03-13 |  | 1
FALSE | 4TWR5049E1 | 2560 | 6970450 | TRANE | 4TWR5049E1 | HP | Split System: Heat Pump with Remote Outdoor Unit-Air-Source | 4TWR5049E1 |  | *AM8C0C48V41+BAYCC24V | 12.5 | 15.5 | 9 | Yes | Yes | 2015-03-13 |  | 1
FALSE | 4TWX5036B1 | 2436 | 6970458 | TRANE | 4TWX5036B1 | HP | Split System: Heat Pump with Remote Outdoor Unit-Air-Source | 4TWX5036B1 |  | *AM8C0B30V21+BAYCC24V | 12.5 | 15 | 9 | Yes | Yes | 2015-03-13 |  | 1
FALSE | 4TWX5036B1 | 2436 | 6970459 | TRANE | 4TWX5036B1 | HP | Split System: Heat Pump with Remote Outdoor Unit-Air-Source | 4TWX5036B1 |  | *AM8C0C36V31+BAYCC24V | 12.5 | 15 | 9.25 | Yes | Yes | 2015-03-13 |  | 1
FALSE | 4TWX5036B1 | 2436 | 6970460 | TRANE | 4TWX5036B1 | HP | Split System: Heat Pump with Remote Outdoor Unit-Air-Source | 4TWX5036B1 |  | *AM8C0C42V31+BAYCC24V | 13 | 15.25 | 8.5 | Yes | Yes | 2015-03-13 |  | 1
FALSE | 4TWX5042B1 | 2544 | 6970462 | TRANE | 4TWX5042B1 | HP | Split System: Heat Pump with Remote Outdoor Unit-Air-Source | 4TWX5042B1 |  | *AM8C0C36V31+BAYCC24V | 12.5 | 15.5 | 9 | Yes | Yes | 2015-03-13 |  | 1
FALSE | 4TWX5049E1 | 2561 | 6970467 | TRANE | 4TWX5049E1 | HP | Split System: Heat Pump with Remote Outdoor Unit-Air-Source | 4TWX5049E1 |  | *AM8C0C48V41+BAYCC24V | 12.5 | 15.5 | 9 | Yes | Yes | 2015-03-13 |  | 1
FALSE | 4A6H7036B1 | 3205 | 7039030 | TRANE | 4TWR7036B1 | HP | Split System: Heat Pump with Remote Outdoor Unit-Air-Source | 4A6H7036B1 |  | *AM7A0B30H21 | 12.5 | 17 | 9 | Yes | Yes | 2015-03-13 |  | 1
TRUE | 4A6H7036B1 | 3205 | 7039031 | TRANE | 4TWR7036B1 | HP | Split System: Heat Pump with Remote Outdoor Unit-Air-Source | 4A6H7036B1 |  | *AM7A0C36H31 | 13 | 17 | 9 | Yes | Yes | 2015-03-13 |  | 2
FALSE | 4A6H7036B1 | 3205 | 7039032 | TRANE | 4TWR7036B1 | HP | Split System: Heat Pump with Remote Outdoor Unit-Air-Source | 4A6H7036B1 |  | *AM7A0C42H31 | 13 | 17 | 9 | Yes | Yes | 2015-03-13 |  | 2
FALSE | 4A6H7036B1 | 3205 | 7039033 | TRANE | 4TWR7036B1 | HP | Split System: Heat Pump with Remote Outdoor Unit-Air-Source | 4A6H7036B1 |  | *AM8A0B30V21+BAYCC24V | 12.5 | 17 | 9 | Yes | Yes | 2015-03-13 |  | 1
FALSE | 4A6H7036B1 | 3205 | 7039034 | TRANE | 4TWR7036B1 | HP | Split System: Heat Pump with Remote Outdoor Unit-Air-Source | 4A6H7036B1 |  | *AM8A0C36V31+BAYCC24V | 13 | 17 | 9.5 | Yes | Yes | 2015-03-13 |  | 2
FALSE | 4A6H7036B1 | 3205 | 7039035 | TRANE | 4TWR7036B1 | HP | Split System: Heat Pump with Remote Outdoor Unit-Air-Source | 4A6H7036B1 |  | *AM8C0B30V21+BAYCC24V | 12.5 | 17 | 9 | Yes | Yes | 2015-03-13 |  | 1
FALSE | 4A6H7036B1 | 3205 | 7039037 | TRANE | 4TWR7036B1 | HP | Split System: Heat Pump with Remote Outdoor Unit-Air-Source | 4A6H7036B1 |  | *AM8C0C42V31+BAYCC24V | 13 | 17 | 9 | Yes | Yes | 2015-03-13 |  | 2
FALSE | 4A6H7036B1 | 3205 | 7039039 | TRANE | 4TWR7036B1 | HP | Split System: Heat Pump with Remote Outdoor Unit-Air-Source | 4A6H7036B1 |  | 4TXCB004CC3 | 12 | 15.5 | 8.5 | Yes | Yes | 2015-03-13 |  | 0
FALSE | 4A6H7036B1 | 3205 | 7039040 | TRANE | 4TWR7036B1 | HP | Split System: Heat Pump with Remote Outdoor Unit-Air-Source | 4A6H7036B1 |  | 4TXCB004CC3 | 12.5 | 16 | 9 | Yes | Yes | 2015-03-13 |  | 1
FALSE | 4A6H7036B1 | 3205 | 7039042 | TRANE | 4TWR7036B1 | HP | Split System: Heat Pump with Remote Outdoor Unit-Air-Source | 4A6H7036B1 |  | 4TXCB004CC3 | 12 | 15.5 | 8.5 | Yes | Yes | 2015-03-13 |  | 0
FALSE | 4A6H7036B1 | 3205 | 7039043 | TRANE | 4TWR7036B1 | HP | Split System: Heat Pump with Remote Outdoor Unit-Air-Source | 4A6H7036B1 |  | 4TXCB004CC3 | 12 | 15.5 | 8.5 | Yes | Yes | 2015-03-13 |  | 0
FALSE | 4A6H7036B1 | 3205 | 7039045 | TRANE | 4TWR7036B1 | HP | Split System: Heat Pump with Remote Outdoor Unit-Air-Source | 4A6H7036B1 |  | 4TXCB004CC3 | 12 | 15.5 | 9 | Yes | Yes | 2015-03-13 |  | 0
FALSE | 4A6H7036B1 | 3205 | 7039046 | TRANE | 4TWR7036B1 | HP | Split System: Heat Pump with Remote Outdoor Unit-Air-Source | 4A6H7036B1 |  | 4TXCB004CC3 | 12 | 15.5 | 8.5 | Yes | Yes | 2015-03-13 |  | 0
FALSE | 4A6H7036B1 | 3205 | 7039050 | TRANE | 4TWR7036B1 | HP | Split System: Heat Pump with Remote Outdoor Unit-Air-Source | 4A6H7036B1 |  | 4TXCB004CC3 | 12 | 15.25 | 8.5 | Yes | Yes | 2015-03-13 |  | 0
FALSE | 4A6H7036B1 | 3205 | 7039051 | TRANE | 4TWR7036B1 | HP | Split System: Heat Pump with Remote Outdoor Unit-Air-Source | 4A6H7036B1 |  | 4TXCB004CC3 | 12.5 | 16 | 9 | Yes | Yes | 2015-03-13 |  | 1
FALSE | 4A6H7036B1 | 3205 | 7039054 | TRANE | 4TWR7036B1 | HP | Split System: Heat Pump with Remote Outdoor Unit-Air-Source | 4A6H7036B1 |  | 4TXCB004CC3 | 12 | 15.5 | 8.5 | Yes | Yes | 2015-03-13 |  | 0
FALSE | 4A6H7036B1 | 3205 | 7039055 | TRANE | 4TWR7036B1 | HP | Split System: Heat Pump with Remote Outdoor Unit-Air-Source | 4A6H7036B1 |  | 4TXCB004CC3 | 12 | 15.5 | 8.5 | Yes | Yes | 2015-03-13 |  | 0
FALSE | 4A6H7036B1 | 3205 | 7039056 | TRANE | 4TWR7036B1 | HP | Split System: Heat Pump with Remote Outdoor Unit-Air-Source | 4A6H7036B1 |  | 4TXCB004CC3 | 12 | 15.5 | 8.5 | Yes | Yes | 2015-03-13 |  | 0
FALSE | 4A6H7036B1 | 3205 | 7039057 | TRANE | 4TWR7036B1 | HP | Split System: Heat Pump with Remote Outdoor Unit-Air-Source | 4A6H7036B1 |  | 4TXCB004CC3 | 12 | 16 | 8.5 | Yes | Yes | 2015-03-13 |  | 0
FALSE | 4A6H7036B1 | 3205 | 7039058 | TRANE | 4TWR7036B1 | HP | Split System: Heat Pump with Remote Outdoor Unit-Air-Source | 4A6H7036B1 |  | 4TXCB004CC3 | 12 | 15.5 | 8.5 | Yes | Yes | 2015-03-13 |  | 0
FALSE | 4A6H7036B1 | 3205 | 7039059 | TRANE | 4TWR7036B1 | HP | Split System: Heat Pump with Remote Outdoor Unit-Air-Source | 4A6H7036B1 |  | 4TXCB004CC3 | 12 | 15.5 | 8.5 | Yes | Yes | 2015-03-13 |  | 0
FALSE | 4A6H7036B1 | 3205 | 7039168 | TRANE | 4TWR7036B1 | HP | Split System: Heat Pump with Remote Outdoor Unit-Air-Source | 4A6H7036B1 |  | 4TXCC007CC3 | 12.5 | 16.25 | 9 | Yes | Yes | 2015-03-13 |  | 1
FALSE | 4A6H7036B1 | 3205 | 7039171 | TRANE | 4TWR7036B1 | HP | Split System: Heat Pump with Remote Outdoor Unit-Air-Source | 4A6H7036B1 |  | 4TXCC007CC3 | 12 | 15 | 8.5 | Yes | Yes | 2015-03-13 |  | 0
FALSE | 4A6H7036B1 | 3205 | 7039172 | TRANE | 4TWR7036B1 | HP | Split System: Heat Pump with Remote Outdoor Unit-Air-Source | 4A6H7036B1 |  | 4TXCC007CC3 | 12.5 | 16.25 | 9 | Yes | Yes | 2015-03-13 |  | 1
FALSE | 4A6H7036B1 | 3205 | 7039173 | TRANE | 4TWR7036B1 | HP | Split System: Heat Pump with Remote Outdoor Unit-Air-Source | 4A6H7036B1 |  | 4TXCC007CC3 | 12.5 | 16 | 9 | Yes | Yes | 2015-03-13 |  | 1
FALSE | 4A6H7036B1 | 3205 | 7039175 | TRANE | 4TWR7036B1 | HP | Split System: Heat Pump with Remote Outdoor Unit-Air-Source | 4A6H7036B1 |  | 4TXCC007CC3 | 12.5 | 16 | 9 | Yes | Yes | 2015-03-13 |  | 1
FALSE | 4A6H7036B1 | 3205 | 7039176 | TRANE | 4TWR7036B1 | HP | Split System: Heat Pump with Remote Outdoor Unit-Air-Source | 4A6H7036B1 |  | 4TXCC007CC3 | 12 | 16 | 9 | Yes | Yes | 2015-03-13 |  | 0
FALSE | 4A6H7036B1 | 3205 | 7039177 | TRANE | 4TWR7036B1 | HP | Split System: Heat Pump with Remote Outdoor Unit-Air-Source | 4A6H7036B1 |  | 4TXCC007CC3 | 12 | 15.5 | 8.5 | Yes | Yes | 2015-03-13 |  | 0
FALSE | 4A6H7036B1 | 3205 | 7039179 | TRANE | 4TWR7036B1 | HP | Split System: Heat Pump with Remote Outdoor Unit-Air-Source | 4A6H7036B1 |  | 4TXCC007CC3 | 12 | 16 | 9 | Yes | Yes | 2015-03-13 |  | 0
FALSE | 4A6H7036B1 | 3205 | 7039180 | TRANE | 4TWR7036B1 | HP | Split System: Heat Pump with Remote Outdoor Unit-Air-Source | 4A6H7036B1 |  | 4TXCC007CC3 | 12 | 15.5 | 8.5 | Yes | Yes | 2015-03-13 |  | 0
FALSE | 4A6H7036B1 | 3205 | 7039181 | TRANE | 4TWR7036B1 | HP | Split System: Heat Pump with Remote Outdoor Unit-Air-Source | 4A6H7036B1 |  | 4TXCC007CC3 | 12 | 16 | 8.5 | Yes | Yes | 2015-03-13 |  | 0
FALSE | 4A6H7036B1 | 3205 | 7039182 | TRANE | 4TWR7036B1 | HP | Split System: Heat Pump with Remote Outdoor Unit-Air-Source | 4A6H7036B1 |  | 4TXCC007CC3 | 12 | 16 | 8.5 | Yes | Yes | 2015-03-13 |  | 0
FALSE | 4A6H7036B1 | 3205 | 7039183 | TRANE | 4TWR7036B1 | HP | Split System: Heat Pump with Remote Outdoor Unit-Air-Source | 4A6H7036B1 |  | 4TXCC007CC3 | 12 | 16 | 8.5 | Yes | Yes | 2015-03-13 |  | 0
FALSE | 4A6H7036B1 | 3205 | 7039184 | TRANE | 4TWR7036B1 | HP | Split System: Heat Pump with Remote Outdoor Unit-Air-Source | 4A6H7036B1 |  | 4TXCC007CC3 | 12 | 15.5 | 8.5 | Yes | Yes | 2015-03-13 |  | 0
FALSE | 4A6H7036B1 | 3205 | 7039185 | TRANE | 4TWR7036B1 | HP | Split System: Heat Pump with Remote Outdoor Unit-Air-Source | 4A6H7036B1 |  | 4TXCC007CC3 | 12 | 15.5 | 9 | Yes | Yes | 2015-03-13 |  | 0
FALSE | 4A6H7036B1 | 3205 | 7039186 | TRANE | 4TWR7036B1 | HP | Split System: Heat Pump with Remote Outdoor Unit-Air-Source | 4A6H7036B1 |  | 4TXCC007CC3 | 12 | 16 | 8.5 | Yes | Yes | 2015-03-13 |  | 0
FALSE | 4A6H7036B1 | 3205 | 7039187 | TRANE | 4TWR7036B1 | HP | Split System: Heat Pump with Remote Outdoor Unit-Air-Source | 4A6H7036B1 |  | 4TXCC007CC3 | 12 | 16 | 9 | Yes | Yes | 2015-03-13 |  | 0
FALSE | 4A6H7036B1 | 3205 | 7039188 | TRANE | 4TWR7036B1 | HP | Split System: Heat Pump with Remote Outdoor Unit-Air-Source | 4A6H7036B1 |  | 4TXCC007CC3 | 12.5 | 16 | 9 | Yes | Yes | 2015-03-13 |  | 1
FALSE | 4A6H7036B1 | 3205 | 7039189 | TRANE | 4TWR7036B1 | HP | Split System: Heat Pump with Remote Outdoor Unit-Air-Source | 4A6H7036B1 |  | 4TXCC007CC3 | 12 | 15.5 | 8.5 | Yes | Yes | 2015-03-13 |  | 0
FALSE | 4A6H7036B1 | 3205 | 7039199 | TRANE | 4TWR7036B1 | HP | Split System: Heat Pump with Remote Outdoor Unit-Air-Source | 4A6H7036B1 |  | 4TXCC037BC3 | 12 | 16 | 8.5 | Yes | Yes | 2015-03-13 |  | 0
FALSE | 4A6H7036B1 | 3205 | 7039201 | TRANE | 4TWR7036B1 | HP | Split System: Heat Pump with Remote Outdoor Unit-Air-Source | 4A6H7036B1 |  | 4TXCC037BC3 | 12 | 15.25 | 8.2 | Yes | Yes | 2015-03-13 |  | Below V5.0 Req.
FALSE | 4A6H7036B1 | 3205 | 7039324 | TRANE | 4TWR7036B1 | HP | Split System: Heat Pump with Remote Outdoor Unit-Air-Source | 4A6H7036B1 |  | 4TXCC049BC3 | 12 | 16 | 8.5 | Yes | Yes | 2015-03-13 |  | 0
FALSE | 4A6H7036B1 | 3205 | 7039325 | TRANE | 4TWR7036B1 | HP | Split System: Heat Pump with Remote Outdoor Unit-Air-Source | 4A6H7036B1 |  | 4TXCC049BC3 | 12 | 15.5 | 8.5 | Yes | Yes | 2015-03-13 |  | 0
FALSE | 4A6H7036B1 | 3205 | 7039326 | TRANE | 4TWR7036B1 | HP | Split System: Heat Pump with Remote Outdoor Unit-Air-Source | 4A6H7036B1 |  | 4TXCC049BC3 | 12 | 16 | 8.5 | Yes | Yes | 2015-03-13 |  | 0
FALSE | 4A6H7036B1 | 3205 | 7039327 | TRANE | 4TWR7036B1 | HP | Split System: Heat Pump with Remote Outdoor Unit-Air-Source | 4A6H7036B1 |  | 4TXCC049BC3 | 12.5 | 16 | 8.5 | Yes | Yes | 2015-03-13 |  | 1
FALSE | 4A6H7036B1 | 3205 | 7039331 | TRANE | 4TWR7036B1 | HP | Split System: Heat Pump with Remote Outdoor Unit-Air-Source | 4A6H7036B1 |  | 4TXCC049BC3 | 12 | 16 | 8.5 | Yes | Yes | 2015-03-13 |  | 0
FALSE | 4A6H7036B1 | 3205 | 7039333 | TRANE | 4TWR7036B1 | HP | Split System: Heat Pump with Remote Outdoor Unit-Air-Source | 4A6H7036B1 |  | 4TXCC049BC3 | 12.5 | 16 | 8.5 | Yes | Yes | 2015-03-13 |  | 1
FALSE | 4A6H7036B1 | 3205 | 7039334 | TRANE | 4TWR7036B1 | HP | Split System: Heat Pump with Remote Outdoor Unit-Air-Source | 4A6H7036B1 |  | 4TXCC049BC3 | 12.5 | 16.25 | 9 | Yes | Yes | 2015-03-13 |  | 1
FALSE | 4A6H7036B1 | 3205 | 7039367 | TRANE | 4TWR7036B1 | HP | Split System: Heat Pump with Remote Outdoor Unit-Air-Source | 4A6H7036B1 |  | 4TXFH036CZ3 | 12.5 | 16.25 | 9 | Yes | Yes | 2015-03-13 |  | 1
FALSE | 4A6H7036B1 | 3205 | 7039368 | TRANE | 4TWR7036B1 | HP | Split System: Heat Pump with Remote Outdoor Unit-Air-Source | 4A6H7036B1 |  | 4TXFH036CZ3 | 12.5 | 16.25 | 9 | Yes | Yes | 2015-03-13 |  | 1
FALSE | 4A6H7036B1 | 3205 | 7039369 | TRANE | 4TWR7036B1 | HP | Split System: Heat Pump with Remote Outdoor Unit-Air-Source | 4A6H7036B1 |  | 4TXFH036CZ3 | 12 | 16.25 | 9 | Yes | Yes | 2015-03-13 |  | 0
FALSE | 4A6H7036B1 | 3205 | 7039370 | TRANE | 4TWR7036B1 | HP | Split System: Heat Pump with Remote Outdoor Unit-Air-Source | 4A6H7036B1 |  | 4TXFH036CZ3 | 12.5 | 16.25 | 9 | Yes | Yes | 2015-03-13 |  | 1
FALSE | 4A6H7036B1 | 3205 | 7039371 | TRANE | 4TWR7036B1 | HP | Split System: Heat Pump with Remote Outdoor Unit-Air-Source | 4A6H7036B1 |  | 4TXFH036CZ3 | 12.5 | 16.25 | 8.5 | Yes | Yes | 2015-03-13 |  | 1
FALSE | 4A6H7036B1 | 3205 | 7039372 | TRANE | 4TWR7036B1 | HP | Split System: Heat Pump with Remote Outdoor Unit-Air-Source | 4A6H7036B1 |  | 4TXFH036CZ3 | 12.5 | 16.25 | 9 | Yes | Yes | 2015-03-13 |  | 1
FALSE | 4A6H7036B1 | 3205 | 7039373 | TRANE | 4TWR7036B1 | HP | Split System: Heat Pump with Remote Outdoor Unit-Air-Source | 4A6H7036B1 |  | 4TXFH036CZ3 | 12 | 15.5 | 8.5 | Yes | Yes | 2015-03-13 |  | 0
FALSE | 4A6H7036B1 | 3205 | 7039374 | TRANE | 4TWR7036B1 | HP | Split System: Heat Pump with Remote Outdoor Unit-Air-Source | 4A6H7036B1 |  | 4TXFH036CZ3 | 12 | 16 | 8.5 | Yes | Yes | 2015-03-13 |  | 0
FALSE | 4A6H7036B1 | 3205 | 7039375 | TRANE | 4TWR7036B1 | HP | Split System: Heat Pump with Remote Outdoor Unit-Air-Source | 4A6H7036B1 |  | 4TXFH036CZ3 | 12 | 15.5 | 8.5 | Yes | Yes | 2015-03-13 |  | 0
FALSE | 4A6H7036B1 | 3205 | 7039376 | TRANE | 4TWR7036B1 | HP | Split System: Heat Pump with Remote Outdoor Unit-Air-Source | 4A6H7036B1 |  | 4TXFH036CZ3 | 12 | 16 | 8.5 | Yes | Yes | 2015-03-13 |  | 0
FALSE | 4A6H7036B1 | 3205 | 7039377 | TRANE | 4TWR7036B1 | HP | Split System: Heat Pump with Remote Outdoor Unit-Air-Source | 4A6H7036B1 |  | 4TXFH036CZ3 | 12 | 16 | 8.5 | Yes | Yes | 2015-03-13 |  | 0
FALSE | 4A6H7036B1 | 3205 | 7039378 | TRANE | 4TWR7036B1 | HP | Split System: Heat Pump with Remote Outdoor Unit-Air-Source | 4A6H7036B1 |  | 4TXFH036CZ3 | 12 | 16 | 8.5 | Yes | Yes | 2015-03-13 |  | 0
FALSE | 4A6H7036B1 | 3205 | 7039379 | TRANE | 4TWR7036B1 | HP | Split System: Heat Pump with Remote Outdoor Unit-Air-Source | 4A6H7036B1 |  | 4TXFH036CZ3 | 12 | 16 | 9 | Yes | Yes | 2015-03-13 |  | 0
FALSE | 4A6H7036B1 | 3205 | 7039380 | TRANE | 4TWR7036B1 | HP | Split System: Heat Pump with Remote Outdoor Unit-Air-Source | 4A6H7036B1 |  | 4TXFH036CZ3 | 12 | 16 | 9 | Yes | Yes | 2015-03-13 |  | 0
FALSE | 4A6H7036B1 | 3205 | 7039381 | TRANE | 4TWR7036B1 | HP | Split System: Heat Pump with Remote Outdoor Unit-Air-Source | 4A6H7036B1 |  | 4TXFH036CZ3 | 12 | 16 | 8.5 | Yes | Yes | 2015-03-13 |  | 0
FALSE | 4A6H7036B1 | 3205 | 7039382 | TRANE | 4TWR7036B1 | HP | Split System: Heat Pump with Remote Outdoor Unit-Air-Source | 4A6H7036B1 |  | 4TXFH036CZ3 | 12 | 16 | 8.5 | Yes | Yes | 2015-03-13 |  | 0
FALSE | 4A6H7036B1 | 3205 | 7039383 | TRANE | 4TWR7036B1 | HP | Split System: Heat Pump with Remote Outdoor Unit-Air-Source | 4A6H7036B1 |  | 4TXFH036CZ3 | 12.5 | 16 | 8.5 | Yes | Yes | 2015-03-13 |  | 1
FALSE | 4A6H7036B1 | 3205 | 7039387 | TRANE | 4TWR7036B1 | HP | Split System: Heat Pump with Remote Outdoor Unit-Air-Source | 4A6H7036B1 |  | 4TXFH036CZ3 | 12.5 | 16 | 8.5 | Yes | Yes | 2015-03-13 |  | 1
FALSE | 4A6H7036B1 | 3205 | 7039393 | TRANE | 4TWR7036B1 | HP | Split System: Heat Pump with Remote Outdoor Unit-Air-Source | 4A6H7036B1 |  | 4TXFH036CZ3 | 12.5 | 16 | 8.5 | Yes | Yes | 2015-03-13 |  | 1
FALSE | 4A6H7036B1 | 3205 | 7039394 | TRANE | 4TWR7036B1 | HP | Split System: Heat Pump with Remote Outdoor Unit-Air-Source | 4A6H7036B1 |  | 4TXFH036CZ3 | 12.5 | 16 | 8.5 | Yes | Yes | 2015-03-13 |  | 1
FALSE | 4A6H7036B1 | 3205 | 7039396 | TRANE | 4TWR7036B1 | HP | Split System: Heat Pump with Remote Outdoor Unit-Air-Source | 4A6H7036B1 |  | 4TXFH036CZ3 | 12.5 | 16.25 | 9 | Yes | Yes | 2015-03-13 |  | 1
FALSE | 4A6H7036B1 | 3205 | 7039397 | TRANE | 4TWR7036B1 | HP | Split System: Heat Pump with Remote Outdoor Unit-Air-Source | 4A6H7036B1 |  | 4TXFH036CZ3 | 12.5 | 16.25 | 9 | Yes | Yes | 2015-03-13 |  | 1
FALSE | 4A6H7036B1 | 3205 | 7039398 | TRANE | 4TWR7036B1 | HP | Split System: Heat Pump with Remote Outdoor Unit-Air-Source | 4A6H7036B1 |  | 4TXFH036CZ3 | 12.5 | 16.25 | 9 | Yes | Yes | 2015-03-13 |  | 1
FALSE | 4A6H7036B1 | 3205 | 7039399 | TRANE | 4TWR7036B1 | HP | Split System: Heat Pump with Remote Outdoor Unit-Air-Source | 4A6H7036B1 |  | 4TXFH036CZ3 | 12.5 | 16 | 8.5 | Yes | Yes | 2015-03-13 |  | 1
FALSE | 4A6H7036B1 | 3205 | 7039401 | TRANE | 4TWR7036B1 | HP | Split System: Heat Pump with Remote Outdoor Unit-Air-Source | 4A6H7036B1 |  | 4TXFH036CZ3 | 12.5 | 16.25 | 8.5 | Yes | Yes | 2015-03-13 |  | 1
FALSE | 4A6H7036B1 | 3205 | 7039402 | TRANE | 4TWR7036B1 | HP | Split System: Heat Pump with Remote Outdoor Unit-Air-Source | 4A6H7036B1 |  | 4TXFH036CZ3 | 12.5 | 16.25 | 9 | Yes | Yes | 2015-03-13 |  | 1
FALSE | 4A6H7036B1 | 3205 | 7039403 | TRANE | 4TWR7036B1 | HP | Split System: Heat Pump with Remote Outdoor Unit-Air-Source | 4A6H7036B1 |  | 4TXFH036CZ3 | 12.5 | 16.25 | 9 | Yes | Yes | 2015-03-13 |  | 1
FALSE | 4A6H7036B1 | 3205 | 7039404 | TRANE | 4TWR7036B1 | HP | Split System: Heat Pump with Remote Outdoor Unit-Air-Source | 4A6H7036B1 |  | 4TXFH036CZ3 | 12.5 | 16.25 | 8.5 | Yes | Yes | 2015-03-13 |  | 1
FALSE | 4A6H7036B1 | 3205 | 7039405 | TRANE | 4TWR7036B1 | HP | Split System: Heat Pump with Remote Outdoor Unit-Air-Source | 4A6H7036B1 |  | 4TXFH036CZ3 | 12.5 | 16.25 | 9 | Yes | Yes | 2015-03-13 |  | 1
FALSE | 4A6H7036B1 | 3205 | 7039406 | TRANE | 4TWR7036B1 | HP | Split System: Heat Pump with Remote Outdoor Unit-Air-Source | 4A6H7036B1 |  | 4TXFH036CZ3 | 12.5 | 16.25 | 9 | Yes | Yes | 2015-03-13 |  | 1
FALSE | 4A6H7036B1 | 3205 | 7039407 | TRANE | 4TWR7036B1 | HP | Split System: Heat Pump with Remote Outdoor Unit-Air-Source | 4A6H7036B1 |  | 4TXFH036CZ3 | 12.5 | 16.25 | 8.5 | Yes | Yes | 2015-03-13 |  | 1
FALSE | 4TWR5024G1 | 3222 | 7052551 | TRANE | 4TWR5024G1 | HP | Split System: Heat Pump with Remote Outdoor Unit-Air-Source | 4TWR5024G1 |  | 4NXAB032AC3 | 12.5 | 15 | 8.5 | Yes | Yes | 2015-03-13 |  | 1
FALSE | 4TWR5024G1 | 3222 | 7052553 | TRANE | 4TWR5024G1 | HP | Split System: Heat Pump with Remote Outdoor Unit-Air-Source | 4TWR5024G1 |  | 4NXAB032AC3 | 12.5 | 15 | 8.5 | Yes | Yes | 2015-03-13 |  | 1
FALSE | 4TWR5024G1 | 3222 | 7052555 | TRANE | 4TWR5024G1 | HP | Split System: Heat Pump with Remote Outdoor Unit-Air-Source | 4TWR5024G1 |  | 4NXAB032AC3 | 12.5 | 15 | 8.5 | Yes | Yes | 2015-03-13 |  | 1
FALSE | 4TWR5024G1 | 3222 | 7052580 | TRANE | 4TWR5024G1 | HP | Split System: Heat Pump with Remote Outdoor Unit-Air-Source | 4TWR5024G1 |  | 4NXAB032AC3 | 12.5 | 15 | 8.5 | Yes | Yes | 2015-03-13 |  | 1
FALSE | 4TWR5024G1 | 3222 | 7052581 | TRANE | 4TWR5024G1 | HP | Split System: Heat Pump with Remote Outdoor Unit-Air-Source | 4TWR5024G1 |  | 4NXAB036AC3 | 12.5 | 15 | 9 | Yes | Yes | 2015-03-13 |  | 1
FALSE | 4TWR5024G1 | 3222 | 7052582 | TRANE | 4TWR5024G1 | HP | Split System: Heat Pump with Remote Outdoor Unit-Air-Source | 4TWR5024G1 |  | 4NXAB036AC3 | 12.5 | 15 | 9 | Yes | Yes | 2015-03-13 |  | 1
FALSE | 4TWR5024G1 | 3222 | 7052583 | TRANE | 4TWR5024G1 | HP | Split System: Heat Pump with Remote Outdoor Unit-Air-Source | 4TWR5024G1 |  | 4NXAB036AC3 | 12.5 | 15 | 9 | Yes | Yes | 2015-03-13 |  | 1
FALSE | 4TWR5024G1 | 3222 | 7052584 | TRANE | 4TWR5024G1 | HP | Split System: Heat Pump with Remote Outdoor Unit-Air-Source | 4TWR5024G1 |  | 4NXAB036AC3 | 12.5 | 15 | 9 | Yes | Yes | 2015-03-13 |  | 1
FALSE | 4TWR5024G1 | 3222 | 7052585 | TRANE | 4TWR5024G1 | HP | Split System: Heat Pump with Remote Outdoor Unit-Air-Source | 4TWR5024G1 |  | 4NXAB036AC3 | 12.5 | 15 | 9 | Yes | Yes | 2015-03-13 |  | 1
FALSE | 4TWR5024G1 | 3222 | 7052586 | TRANE | 4TWR5024G1 | HP | Split System: Heat Pump with Remote Outdoor Unit-Air-Source | 4TWR5024G1 |  | 4NXAB036AC3 | 12.5 | 15 | 9 | Yes | Yes | 2015-03-13 |  | 1
FALSE | 4TWR5024G1 | 3222 | 7052587 | TRANE | 4TWR5024G1 | HP | Split System: Heat Pump with Remote Outdoor Unit-Air-Source | 4TWR5024G1 |  | 4NXAB036AC3 | 12.5 | 15 | 9 | Yes | Yes | 2015-03-13 |  | 1
FALSE | 4TWR5024G1 | 3222 | 7052589 | TRANE | 4TWR5024G1 | HP | Split System: Heat Pump with Remote Outdoor Unit-Air-Source | 4TWR5024G1 |  | 4NXAB036AC3 | 12.5 | 15 | 8.5 | Yes | Yes | 2015-03-13 |  | 1
FALSE | 4TWR5024G1 | 3222 | 7052591 | TRANE | 4TWR5024G1 | HP | Split System: Heat Pump with Remote Outdoor Unit-Air-Source | 4TWR5024G1 |  | 4NXAB036AC3 | 12.5 | 15 | 8.5 | Yes | Yes | 2015-03-13 |  | 1
FALSE | 4TWR5024G1 | 3222 | 7052592 | TRANE | 4TWR5024G1 | HP | Split System: Heat Pump with Remote Outdoor Unit-Air-Source | 4TWR5024G1 |  | 4NXAB036AC3 | 12.5 | 15 | 9 | Yes | Yes | 2015-03-13 |  | 1
FALSE | 4TWR5024G1 | 3222 | 7052593 | TRANE | 4TWR5024G1 | HP | Split System: Heat Pump with Remote Outdoor Unit-Air-Source | 4TWR5024G1 |  | 4NXAB036AC3 | 12.5 | 15 | 9 | Yes | Yes | 2015-03-13 |  | 1
FALSE | 4TWR5024G1 | 3222 | 7052594 | TRANE | 4TWR5024G1 | HP | Split System: Heat Pump with Remote Outdoor Unit-Air-Source | 4TWR5024G1 |  | 4NXAB036AC3 | 12.5 | 15 | 9 | Yes | Yes | 2015-03-13 |  | 1
FALSE | 4TWR5024G1 | 3222 | 7052595 | TRANE | 4TWR5024G1 | HP | Split System: Heat Pump with Remote Outdoor Unit-Air-Source | 4TWR5024G1 |  | 4NXAB036AC3 | 12.5 | 15 | 9 | Yes | Yes | 2015-03-13 |  | 1
FALSE | 4TWR5024G1 | 3222 | 7052596 | TRANE | 4TWR5024G1 | HP | Split System: Heat Pump with Remote Outdoor Unit-Air-Source | 4TWR5024G1 |  | 4NXAB036AC3 | 12.5 | 15 | 9 | Yes | Yes | 2015-03-13 |  | 1
FALSE | 4TWR5024G1 | 3222 | 7052597 | TRANE | 4TWR5024G1 | HP | Split System: Heat Pump with Remote Outdoor Unit-Air-Source | 4TWR5024G1 |  | 4NXAB036AC3 | 12.5 | 15 | 9 | Yes | Yes | 2015-03-13 |  | 1
FALSE | 4TWR5024G1 | 3222 | 7052598 | TRANE | 4TWR5024G1 | HP | Split System: Heat Pump with Remote Outdoor Unit-Air-Source | 4TWR5024G1 |  | 4NXAB036AC3 | 12.5 | 15 | 9 | Yes | Yes | 2015-03-13 |  | 1
FALSE | 4TWR5024G1 | 3222 | 7052599 | TRANE | 4TWR5024G1 | HP | Split System: Heat Pump with Remote Outdoor Unit-Air-Source | 4TWR5024G1 |  | 4NXAB036AC3 | 12.5 | 15 | 9 | Yes | Yes | 2015-03-13 |  | 1
FALSE | 4TWR5024G1 | 3222 | 7052600 | TRANE | 4TWR5024G1 | HP | Split System: Heat Pump with Remote Outdoor Unit-Air-Source | 4TWR5024G1 |  | 4NXAB036AC3 | 12.5 | 15 | 9 | Yes | Yes | 2015-03-13 |  | 1
FALSE | 4TWR5024G1 | 3222 | 7052601 | TRANE | 4TWR5024G1 | HP | Split System: Heat Pump with Remote Outdoor Unit-Air-Source | 4TWR5024G1 |  | 4NXAB036AC3 | 12.5 | 15 | 8.5 | Yes | Yes | 2015-03-13 |  | 1
FALSE | 4TWR5030G1 | 2430 | 7052688 | TRANE | 4TWR5030G1 | HP | Split System: Heat Pump with Remote Outdoor Unit-Air-Source | 4TWR5030G1 |  | 4NXAB036AC3 | 12.5 | 15 | 9 | Yes | Yes | 2015-03-13 |  | 1
FALSE | 4TWR5030G1 | 2430 | 7052691 | TRANE | 4TWR5030G1 | HP | Split System: Heat Pump with Remote Outdoor Unit-Air-Source | 4TWR5030G1 |  | 4NXAB036AC3 | 12.5 | 15 | 9 | Yes | Yes | 2015-03-13 |  | 1
FALSE | 4TWR5030G1 | 2430 | 7052692 | TRANE | 4TWR5030G1 | HP | Split System: Heat Pump with Remote Outdoor Unit-Air-Source | 4TWR5030G1 |  | 4NXAB036AC3 | 12.5 | 14.75 | 8.5 | Yes | Yes | 2015-03-13 |  | 0
FALSE | 4TWR5030G1 | 2430 | 7052694 | TRANE | 4TWR5030G1 | HP | Split System: Heat Pump with Remote Outdoor Unit-Air-Source | 4TWR5030G1 |  | 4NXAB036AC3 | 12.5 | 15 | 9 | Yes | Yes | 2015-03-13 |  | 1
FALSE | 4TWR5030G1 | 2430 | 7052695 | TRANE | 4TWR5030G1 | HP | Split System: Heat Pump with Remote Outdoor Unit-Air-Source | 4TWR5030G1 |  | 4NXAB036AC3 | 12.5 | 15 | 9 | Yes | Yes | 2015-03-13 |  | 1
FALSE | 4TWR5030G1 | 2430 | 7052696 | TRANE | 4TWR5030G1 | HP | Split System: Heat Pump with Remote Outdoor Unit-Air-Source | 4TWR5030G1 |  | 4NXAB036AC3 | 12.5 | 15 | 9 | Yes | Yes | 2015-03-13 |  | 1
FALSE | 4TWR5030G1 | 2430 | 7052699 | TRANE | 4TWR5030G1 | HP | Split System: Heat Pump with Remote Outdoor Unit-Air-Source | 4TWR5030G1 |  | 4NXAB036AC3 | 12.5 | 15 | 9 | Yes | Yes | 2015-03-13 |  | 1
FALSE | 4TWR5030G1 | 2430 | 7052700 | TRANE | 4TWR5030G1 | HP | Split System: Heat Pump with Remote Outdoor Unit-Air-Source | 4TWR5030G1 |  | 4NXAB036AC3 | 12.5 | 15 | 9 | Yes | Yes | 2015-03-13 |  | 1
FALSE | 4TWR5030G1 | 2430 | 7052701 | TRANE | 4TWR5030G1 | HP | Split System: Heat Pump with Remote Outdoor Unit-Air-Source | 4TWR5030G1 |  | 4NXAB036AC3 | 12.5 | 15 | 9 | Yes | Yes | 2015-03-13 |  | 1
FALSE | 4TWR5030G1 | 2430 | 7052702 | TRANE | 4TWR5030G1 | HP | Split System: Heat Pump with Remote Outdoor Unit-Air-Source | 4TWR5030G1 |  | 4NXAB036AC3 | 12.5 | 15 | 9 | Yes | Yes | 2015-03-13 |  | 1
FALSE | 4TWR5030G1 | 2430 | 7052703 | TRANE | 4TWR5030G1 | HP | Split System: Heat Pump with Remote Outdoor Unit-Air-Source | 4TWR5030G1 |  | 4NXAB036AC3 | 12.5 | 15 | 9 | Yes | Yes | 2015-03-13 |  | 1
FALSE | 4TWR5030G1 | 2430 | 7052704 | TRANE | 4TWR5030G1 | HP | Split System: Heat Pump with Remote Outdoor Unit-Air-Source | 4TWR5030G1 |  | 4NXAB036AC3 | 12.5 | 15 | 9 | Yes | Yes | 2015-03-13 |  | 1
FALSE | 4TWR5030G1 | 2430 | 7052710 | TRANE | 4TWR5030G1 | HP | Split System: Heat Pump with Remote Outdoor Unit-Air-Source | 4TWR5030G1 |  | 4NXAB036AC3 | 12.5 | 15 | 9 | Yes | Yes | 2015-03-13 |  | 1
FALSE | 4TWR5030G1 | 2430 | 7052718 | TRANE | 4TWR5030G1 | HP | Split System: Heat Pump with Remote Outdoor Unit-Air-Source | 4TWR5030G1 |  | 4NXAB036AC3 | 12.5 | 14.75 | 9 | Yes | Yes | 2015-03-13 |  | 0
FALSE | 4TWR5030G1 | 2430 | 7052720 | TRANE | 4TWR5030G1 | HP | Split System: Heat Pump with Remote Outdoor Unit-Air-Source | 4TWR5030G1 |  | 4NXAB036AC3 | 12.5 | 15 | 9 | Yes | Yes | 2015-03-13 |  | 1
FALSE | 4TWR5036G1 | 2435 | 7052727 | TRANE | 4TWR5036G1 | HP | Split System: Heat Pump with Remote Outdoor Unit-Air-Source | 4TWR5036G1 |  | 4NXAB036AC3 | 12 | 14.5 | 9 | Yes | Yes | 2015-03-13 |  | 0
FALSE | 4TWR5036G1 | 2435 | 7052739 | TRANE | 4TWR5036G1 | HP | Split System: Heat Pump with Remote Outdoor Unit-Air-Source | 4TWR5036G1 |  | 4NXAB036AC3 | 12 | 14.5 | 9 | Yes | Yes | 2015-03-13 |  | 0
FALSE | 4TWR5036G1 | 2435 | 7052773 | TRANE | 4TWR5036G1 | HP | Split System: Heat Pump with Remote Outdoor Unit-Air-Source | 4TWR5036G1 |  | 4NXAB036AC3 | 12 | 14.5 | 9 | Yes | Yes | 2015-03-13 |  | 0
FALSE | 4TWR5036G1 | 2435 | 7052774 | TRANE | 4TWR5036G1 | HP | Split System: Heat Pump with Remote Outdoor Unit-Air-Source | 4TWR5036G1 |  | 4NXAB036AC3 | 12.5 | 14.5 | 9 | Yes | Yes | 2015-03-13 |  | 0
FALSE | 4TWR5036G1 | 2435 | 7052778 | TRANE | 4TWR5036G1 | HP | Split System: Heat Pump with Remote Outdoor Unit-Air-Source | 4TWR5036G1 |  | 4NXAB036AC3 | 12.5 | 14.75 | 9 | Yes | Yes | 2015-03-13 |  | 0
FALSE | 4TWX5030B1 | 2428 | 7052850 | TRANE | 4TWX5030B1 | HP | Split System: Heat Pump with Remote Outdoor Unit-Air-Source | 4TWX5030B1 |  | 4NXAB032AC3 | 12.5 | 15 | 8.2 | Yes | Yes | 2015-03-13 |  | Below V5.0 Req.
FALSE | 4TWX5030B1 | 2428 | 7052855 | TRANE | 4TWX5030B1 | HP | Split System: Heat Pump with Remote Outdoor Unit-Air-Source | 4TWX5030B1 |  | 4NXAB032AC3 | 12 | 14.5 | 8.2 | Yes | Yes | 2015-03-13 |  | Below V5.0 Req.
FALSE | 4TWX5030B1 | 2428 | 7052864 | TRANE | 4TWX5030B1 | HP | Split System: Heat Pump with Remote Outdoor Unit-Air-Source | 4TWX5030B1 |  | 4NXAB032AC3 | 12 | 14.5 | 8.2 | Yes | Yes | 2015-03-13 |  | Below V5.0 Req.
FALSE | 4TWX5030B1 | 2428 | 7052867 | TRANE | 4TWX5030B1 | HP | Split System: Heat Pump with Remote Outdoor Unit-Air-Source | 4TWX5030B1 |  | 4NXAB032AC3 | 12 | 14.5 | 8.2 | Yes | Yes | 2015-03-13 |  | Below V5.0 Req.
FALSE | 4TWX5030B1 | 2428 | 7052869 | TRANE | 4TWX5030B1 | HP | Split System: Heat Pump with Remote Outdoor Unit-Air-Source | 4TWX5030B1 |  | 4NXAB032AC3 | 12 | 14.5 | 8.2 | Yes | Yes | 2015-03-13 |  | Below V5.0 Req.
FALSE | 4TWX5030B1 | 2428 | 7052870 | TRANE | 4TWX5030B1 | HP | Split System: Heat Pump with Remote Outdoor Unit-Air-Source | 4TWX5030B1 |  | 4NXAB032AC3 | 12 | 14.5 | 8.2 | Yes | Yes | 2015-03-13 |  | Below V5.0 Req.
FALSE | 4TWX5030B1 | 2428 | 7052875 | TRANE | 4TWX5030B1 | HP | Split System: Heat Pump with Remote Outdoor Unit-Air-Source | 4TWX5030B1 |  | 4NXAB032AC3 | 12 | 14.5 | 8.5 | Yes | Yes | 2015-03-13 |  | 0
FALSE | 4TWX5030B1 | 2428 | 7052877 | TRANE | 4TWX5030B1 | HP | Split System: Heat Pump with Remote Outdoor Unit-Air-Source | 4TWX5030B1 |  | 4NXAB032AC3 | 12 | 14.5 | 8.5 | Yes | Yes | 2015-03-13 |  | 0
FALSE | 4TWX5030B1 | 2428 | 7052880 | TRANE | 4TWX5030B1 | HP | Split System: Heat Pump with Remote Outdoor Unit-Air-Source | 4TWX5030B1 |  | 4NXAB032AC3 | 12 | 14.75 | 9 | Yes | Yes | 2015-03-13 |  | 0
FALSE | 4TWX5030B1 | 2428 | 7052882 | TRANE | 4TWX5030B1 | HP | Split System: Heat Pump with Remote Outdoor Unit-Air-Source | 4TWX5030B1 |  | 4NXAB032AC3 | 12.5 | 15 | 9 | Yes | Yes | 2015-03-13 |  | 1
FALSE | 4TWX5030B1 | 2428 | 7052888 | TRANE | 4TWX5030B1 | HP | Split System: Heat Pump with Remote Outdoor Unit-Air-Source | 4TWX5030B1 |  | 4NXAB032AC3 | 12.5 | 15.25 | 9 | Yes | Yes | 2015-03-13 |  | 1
FALSE | 4TWX5030B1 | 2428 | 7052893 | TRANE | 4TWX5030B1 | HP | Split System: Heat Pump with Remote Outdoor Unit-Air-Source | 4TWX5030B1 |  | 4NXAB036AC3 | 12.5 | 15.25 | 9 | Yes | Yes | 2015-03-13 |  | 1
FALSE | 4TWX5030B1 | 2428 | 7052899 | TRANE | 4TWX5030B1 | HP | Split System: Heat Pump with Remote Outdoor Unit-Air-Source | 4TWX5030B1 |  | 4NXAB036AC3 | 12.5 | 15.5 | 9 | Yes | Yes | 2015-03-13 |  | 1
FALSE | 4TWX5030B1 | 2428 | 7052906 | TRANE | 4TWX5030B1 | HP | Split System: Heat Pump with Remote Outdoor Unit-Air-Source | 4TWX5030B1 |  | 4NXAB036AC3 | 12.5 | 15 | 9 | Yes | Yes | 2015-03-13 |  | 1
FALSE | 4TWX5030B1 | 2428 | 7052914 | TRANE | 4TWX5030B1 | HP | Split System: Heat Pump with Remote Outdoor Unit-Air-Source | 4TWX5030B1 |  | 4NXAB036AC3 | 12.5 | 15.25 | 9 | Yes | Yes | 2015-03-13 |  | 1
FALSE | 4TWX5030B1 | 2428 | 7052915 | TRANE | 4TWX5030B1 | HP | Split System: Heat Pump with Remote Outdoor Unit-Air-Source | 4TWX5030B1 |  | 4NXAB036AC3 | 12.5 | 15 | 9 | Yes | Yes | 2015-03-13 |  | 1
FALSE | 4TWX5030B1 | 2428 | 7052919 | TRANE | 4TWX5030B1 | HP | Split System: Heat Pump with Remote Outdoor Unit-Air-Source | 4TWX5030B1 |  | 4NXAB036AC3 | 12 | 14.5 | 8.2 | Yes | Yes | 2015-03-13 |  | Below V5.0 Req.
FALSE | 4TWX5030B1 | 2428 | 7052921 | TRANE | 4TWX5030B1 | HP | Split System: Heat Pump with Remote Outdoor Unit-Air-Source | 4TWX5030B1 |  | 4NXAB036AC3 | 12 | 14.5 | 8.2 | Yes | Yes | 2015-03-13 |  | Below V5.0 Req.
FALSE | 4TWX5030B1 | 2428 | 7052924 | TRANE | 4TWX5030B1 | HP | Split System: Heat Pump with Remote Outdoor Unit-Air-Source | 4TWX5030B1 |  | 4NXAB036AC3 | 12.5 | 15 | 8.2 | Yes | Yes | 2015-03-13 |  | Below V5.0 Req.
FALSE | 4TWX5030B1 | 2428 | 7052931 | TRANE | 4TWX5030B1 | HP | Split System: Heat Pump with Remote Outdoor Unit-Air-Source | 4TWX5030B1 |  | 4NXAB036AC3 | 12 | 14.5 | 8.5 | Yes | Yes | 2015-03-13 |  | 0
FALSE | 4A6H7024A1 | 2884 | 7069937 | TRANE | 4TWX8024A1 | HP | Split System: Heat Pump with Remote Outdoor Unit-Air-Source | 4A6H7024A1 |  | 4NXCC005AS3+HORIZ-RT | 13.5 | 17 | 9 | Yes | Yes | 2015-03-13 |  | 2
FALSE | 4A6H7024A1 | 2884 | 7069939 | TRANE | 4TWX8024A1 | HP | Split System: Heat Pump with Remote Outdoor Unit-Air-Source | 4A6H7024A1 |  | 4NXCC005AS3+HORIZ-RT | 13.5 | 17.5 | 9 | Yes | Yes | 2015-03-13 |  | 2
FALSE | 4A6H7024A1 | 2884 | 7069941 | TRANE | 4TWX8024A1 | HP | Split System: Heat Pump with Remote Outdoor Unit-Air-Source | 4A6H7024A1 |  | 4NXCC005AS3+HORIZ-RT | 13.5 | 17.25 | 9 | Yes | Yes | 2015-03-13 |  | 2
FALSE | 4A6H7024A1 | 2884 | 7069943 | TRANE | 4TWX8024A1 | HP | Split System: Heat Pump with Remote Outdoor Unit with No Indoor Fan --Air Source | 4A6H7024A1 |  | 4NXCC005AS3+HORIZ-RT | 12.5 | 15 | 8.5 | Yes | Yes | 2015-03-13 |  | 1
FALSE | 4A6H7024A1 | 2884 | 7069947 | TRANE | 4TWX8024A1 | HP | Split System: Heat Pump with Remote Outdoor Unit-Air-Source | 4A6H7024A1 |  | 4NXCC005AS3+HORIZ-RT | 13.5 | 17.5 | 9 | Yes | Yes | 2015-03-13 |  | 2
FALSE | 4A6H7024A1 | 2884 | 7069949 | TRANE | 4TWX8024A1 | HP | Split System: Heat Pump with Remote Outdoor Unit-Air-Source | 4A6H7024A1 |  | 4NXCC005AS3+HORIZ-RT | 13.5 | 17 | 9 | Yes | Yes | 2015-03-13 |  | 2
FALSE | 4A6H7024A1 | 2884 | 7069951 | TRANE | 4TWX8024A1 | HP | Split System: Heat Pump with Remote Outdoor Unit-Air-Source | 4A6H7024A1 |  | 4NXCC005AS3+HORIZ-RT | 13.5 | 17.25 | 9 | Yes | Yes | 2015-03-13 |  | 2
FALSE | 4A6H7024A1 | 2884 | 7069953 | TRANE | 4TWX8024A1 | HP | Split System: Heat Pump with Remote Outdoor Unit-Air-Source | 4A6H7024A1 |  | 4NXCC005AS3+HORIZ-RT | 13.5 | 17.5 | 9 | Yes | Yes | 2015-03-13 |  | 2
FALSE | 4A6H7024A1 | 2884 | 7069955 | TRANE | 4TWX8024A1 | HP | Split System: Heat Pump with Remote Outdoor Unit-Air-Source | 4A6H7024A1 |  | 4NXCC005AS3 | 13.5 | 17.25 | 9 | Yes | Yes | 2015-03-13 |  | 2
FALSE | 4A6H7024A1 | 2884 | 7069957 | TRANE | 4TWX8024A1 | HP | Split System: Heat Pump with Remote Outdoor Unit-Air-Source | 4A6H7024A1 |  | 4NXCC005AS3 | 13.5 | 17.25 | 9 | Yes | Yes | 2015-03-13 |  | 2
FALSE | 4A6H7024A1 | 2884 | 7069961 | TRANE | 4TWX8024A1 | HP | Split System: Heat Pump with Remote Outdoor Unit-Air-Source | 4A6H7024A1 |  | 4NXCC005AS3 | 13.5 | 17.5 | 9 | Yes | Yes | 2015-03-13 |  | 2
FALSE | 4A6H7024A1 | 2884 | 7069963 | TRANE | 4TWX8024A1 | HP | Split System: Heat Pump with Remote Outdoor Unit with No Indoor Fan --Air Source | 4A6H7024A1 |  | 4NXCC005AS3 | 12.5 | 15 | 8.5 | Yes | Yes | 2015-03-13 |  | 1
FALSE | 4A6H7024A1 | 2884 | 7069965 | TRANE | 4TWX8024A1 | HP | Split System: Heat Pump with Remote Outdoor Unit with No Indoor Fan --Air Source | 4A6H7024A1 |  | 4NXCB004AS3+HORIZ-RT | 12.2 | 15 | 8.5 | Yes | Yes | 2015-03-13 |  | 0
FALSE | 4A6H7024A1 | 2884 | 7069967 | TRANE | 4TWX8024A1 | HP | Split System: Heat Pump with Remote Outdoor Unit-Air-Source | 4A6H7024A1 |  | 4NXCB004AS3+HORIZ-RT | 13 | 17.25 | 9 | Yes | Yes | 2015-03-13 |  | 2
FALSE | 4A6H7024A1 | 2884 | 7069969 | TRANE | 4TWX8024A1 | HP | Split System: Heat Pump with Remote Outdoor Unit-Air-Source | 4A6H7024A1 |  | 4NXCB004AS3+HORIZ-RT | 13 | 17.25 | 9 | Yes | Yes | 2015-03-13 |  | 2
FALSE | 4A6H7024A1 | 2884 | 7069971 | TRANE | 4TWX8024A1 | HP | Split System: Heat Pump with Remote Outdoor Unit-Air-Source | 4A6H7024A1 |  | 4NXCB004AS3+HORIZ-RT | 13 | 17 | 9 | Yes | Yes | 2015-03-13 |  | 2
FALSE | 4A6H7024A1 | 2884 | 7069973 | TRANE | 4TWX8024A1 | HP | Split System: Heat Pump with Remote Outdoor Unit-Air-Source | 4A6H7024A1 |  | 4NXCB004AS3+HORIZ-RT | 13 | 17.25 | 9 | Yes | Yes | 2015-03-13 |  | 2
FALSE | 4A6H7024A1 | 2884 | 7069975 | TRANE | 4TWX8024A1 | HP | Split System: Heat Pump with Remote Outdoor Unit-Air-Source | 4A6H7024A1 |  | 4NXCB004AS3+HORIZ-RT | 13 | 17 | 9 | Yes | Yes | 2015-03-13 |  | 2
FALSE | 4A6H7024A1 | 2884 | 7069977 | TRANE | 4TWX8024A1 | HP | Split System: Heat Pump with Remote Outdoor Unit-Air-Source | 4A6H7024A1 |  | 4NXCB004AS3 | 13 | 17.25 | 9 | Yes | Yes | 2015-03-13 |  | 2
FALSE | 4A6H7024A1 | 2884 | 7069981 | TRANE | 4TWX8024A1 | HP | Split System: Heat Pump with Remote Outdoor Unit-Air-Source | 4A6H7024A1 |  | 4NXCB004AS3 | 13 | 17.25 | 9 | Yes | Yes | 2015-03-13 |  | 2
FALSE | 4A6H7024A1 | 2884 | 7069983 | TRANE | 4TWX8024A1 | HP | Split System: Heat Pump with Remote Outdoor Unit with No Indoor Fan --Air Source | 4A6H7024A1 |  | 4NXCB004AS3 | 12.2 | 15 | 8.5 | Yes | Yes | 2015-03-13 |  | 0
FALSE | 4TWR5049E1 | 2560 | 7078472 | TRANE | 4TWR5049E1 | HP | Split System: Heat Pump with Remote Outdoor Unit-Air-Source | 4TWR5049E1 |  | GAM2A0C60S51+TDR | 12 | 15 | 8.5 | Yes | Yes | 2015-03-13 |  | 0
FALSE | 4TWR5049E1 | 2560 | 7079214 | TRANE | 4TWR5049E1 | HP | Split System: Heat Pump with Remote Outdoor Unit-Air-Source | 4TWR5049E1 |  | *AM8B0C60V51+BAYCC24V | 12.5 | 15.5 | 8.5 | Yes | Yes | 2015-03-13 |  | 1
FALSE | 4TWX8036C1 | 3214 | 7117223 | TRANE | 4TWX8036C1 | HP | Split System: Heat Pump with Remote Outdoor Unit-Air-Source | 4TWX8036C1 |  | 4NXCB004AS3+HORIZ-RT | 12 | 16.75 | 8.5 | Yes | Yes | 2015-03-13 |  | 0
FALSE | 4TWX8036C1 | 3214 | 7117230 | TRANE | 4TWX8036C1 | HP | Split System: Heat Pump with Remote Outdoor Unit-Air-Source | 4TWX8036C1 |  | 4NXCC005AS3+HORIZ-RT | 13 | 17.25 | 9 | Yes | Yes | 2015-03-13 |  | 2
FALSE | 4TWX8036C1 | 3214 | 7117236 | TRANE | 4TWX8036C1 | HP | Split System: Heat Pump with Remote Outdoor Unit-Air-Source | 4TWX8036C1 |  | 4NXCC008AS3+HORIZ-RT | 13 | 17.25 | 8.5 | Yes | Yes | 2015-03-13 |  | 1
FALSE | 4TWX8036C1 | 3214 | 7117239 | TRANE | 4TWX8036C1 | HP | Split System: Heat Pump with Remote Outdoor Unit-Air-Source | 4TWX8036C1 |  | 4TXCB004CC3 | 12.2 | 16 | 9 | Yes | Yes | 2015-03-13 |  | 0
FALSE | 4TWX8036C1 | 3214 | 7117240 | TRANE | 4TWX8036C1 | HP | Split System: Heat Pump with Remote Outdoor Unit-Air-Source | 4TWX8036C1 |  | 4TXCB004CC3 | 12.2 | 16 | 9 | Yes | Yes | 2015-03-13 |  | 0
FALSE | 4TWX8036C1 | 3214 | 7117241 | TRANE | 4TWX8036C1 | HP | Split System: Heat Pump with Remote Outdoor Unit-Air-Source | 4TWX8036C1 |  | 4TXCB004CC3 | 12.2 | 15.5 | 9 | Yes | Yes | 2015-03-13 |  | 0
FALSE | 4TWX8036C1 | 3214 | 7117350 | TRANE | 4TWX8036C1 | HP | Split System: Heat Pump with Remote Outdoor Unit-Air-Source | 4TWX8036C1 |  | 4TXFH036CZ3 | 13 | 17 | 9 | Yes | Yes | 2015-03-13 |  | 2
TRUE | 4TWX8036C1 | 3214 | 7117353 | TRANE | 4TWX8036C1 | HP | Split System: Heat Pump with Remote Outdoor Unit-Air-Source | 4TWX8036C1 |  | *AM7A0C36H31 | 12.5 | 17 | 9 | Yes | Yes | 2015-03-13 |  | 1
FALSE | 4A6H7036B1 | 3205 | 7125858 | TRANE | 4TWR7036B1 | HP | Split System: Heat Pump with Remote Outdoor Unit-Air-Source | 4A6H7036B1 |  | GAM5B0B36M31 | 12.5 | 16 | 9 | Yes | Yes | 2015-03-13 |  | 1
FALSE | 4A6H7048A1 | 172 | 7161198 | TRANE | 4TWX8048A1 | HP | Split System: Heat Pump with Remote Outdoor Unit-Air-Source | 4A6H7048A1 |  | 4TEE3C09A1 | 12 | 17 | 9 | Yes | Yes | 2015-03-13 |  | 0
FALSE | 4TWX8036C1 | 3214 | 7168140 | TRANE | 4TWX8036C1 | HP | Split System: Heat Pump with Remote Outdoor Unit-Air-Source | 4TWX8036C1 |  | GAM5B0B36M31 | 12.5 | 16.5 | 9 | Yes | Yes | 2015-03-13 |  | 1
FALSE | 4TWX8036C1 | 3214 | 7169782 | TRANE | 4TWX8036C1 | HP | Split System: Heat Pump with Remote Outdoor Unit-Air-Source | 4TWX8036C1 |  | *AM7A0B30H21 | 12.5 | 17 | 9.5 | Yes | Yes | 2015-03-13 |  | 1
FALSE | 4A6H7048A1 | 172 | 5767648 | AMERICAN STANDARD | 4A6H7048A1 | HP | Split System: Heat Pump with Remote Outdoor Unit-Air-Source | 4A6H7048A1 |  | 4TXAC060BC3 | 12 | 15.5 | 8.2 | Yes | Yes | 2015-03-13 |  | Below V5.0 Req.
FALSE | 4A6H7048A1 | 172 | 5767650 | AMERICAN STANDARD | 4A6H7048A1 | HP | Split System: Heat Pump with Remote Outdoor Unit-Air-Source | 4A6H7048A1 |  | 4TXAC060BC3 | 12 | 15.5 | 8.2 | Yes | Yes | 2015-03-13 |  | Below V5.0 Req.
FALSE | 4A6H7048A1 | 172 | 5767689 | AMERICAN STANDARD | 4A6H7048A1 | HP | Split System: Heat Pump with Remote Outdoor Unit-Air-Source | 4A6H7048A1 |  | 4TXAD061BC3 | 12 | 15.5 | 8.2 | Yes | Yes | 2015-03-13 |  | Below V5.0 Req.
FALSE | 4A6H7048A1 | 172 | 5767690 | AMERICAN STANDARD | 4A6H7048A1 | HP | Split System: Heat Pump with Remote Outdoor Unit-Air-Source | 4A6H7048A1 |  | 4TXAD061BC3 | 12 | 16 | 8.5 | Yes | Yes | 2015-03-13 |  | 0
FALSE | 4A6H7048A1 | 172 | 5767692 | AMERICAN STANDARD | 4A6H7048A1 | HP | Split System: Heat Pump with Remote Outdoor Unit-Air-Source | 4A6H7048A1 |  | 4TXAD061BC3 | 12 | 16 | 8.5 | Yes | Yes | 2015-03-13 |  | 0
FALSE | 4A6H7048A1 | 172 | 5767695 | AMERICAN STANDARD | 4A6H7048A1 | HP | Split System: Heat Pump with Remote Outdoor Unit-Air-Source | 4A6H7048A1 |  | 4TXAD061BC3 | 12 | 16 | 8.5 | Yes | Yes | 2015-03-13 |  | 0
FALSE | 4A6H7048A1 | 172 | 5767698 | AMERICAN STANDARD | 4A6H7048A1 | HP | Split System: Heat Pump with Remote Outdoor Unit-Air-Source | 4A6H7048A1 |  | 4TXAD061BC3 | 12 | 15.5 | 8.2 | Yes | Yes | 2015-03-13 |  | Below V5.0 Req.
FALSE | 4A6H7048A1 | 172 | 5767734 | AMERICAN STANDARD | 4A6H7048A1 | HP | Split System: Heat Pump with Remote Outdoor Unit-Air-Source | 4A6H7048A1 |  | 4TXCC008CC3 | 12 | 16 | 8.5 | Yes | Yes | 2015-03-13 |  | 0
FALSE | 4A6H7048A1 | 172 | 5767741 | AMERICAN STANDARD | 4A6H7048A1 | HP | Split System: Heat Pump with Remote Outdoor Unit-Air-Source | 4A6H7048A1 |  | 4TXCC008CC3 | 12 | 15.5 | 8.2 | Yes | Yes | 2015-03-13 |  | Below V5.0 Req.
FALSE | 4A6H7048A1 | 172 | 5767742 | AMERICAN STANDARD | 4A6H7048A1 | HP | Split System: Heat Pump with Remote Outdoor Unit-Air-Source | 4A6H7048A1 |  | 4TXCC008CC3 | 12 | 16 | 8.5 | Yes | Yes | 2015-03-13 |  | 0
FALSE | 4A6H7048A1 | 172 | 5767791 | AMERICAN STANDARD | 4A6H7048A1 | HP | Split System: Heat Pump with Remote Outdoor Unit-Air-Source | 4A6H7048A1 |  | 4TXCC060BC3 | 12 | 15.5 | 8.2 | Yes | Yes | 2015-03-13 |  | Below V5.0 Req.
FALSE | 4A6H7048A1 | 172 | 5767796 | AMERICAN STANDARD | 4A6H7048A1 | HP | Split System: Heat Pump with Remote Outdoor Unit-Air-Source | 4A6H7048A1 |  | 4TXCC060BC3 | 12 | 15.5 | 8.2 | Yes | Yes | 2015-03-13 |  | Below V5.0 Req.
FALSE | 4A6H7048A1 | 172 | 5767824 | AMERICAN STANDARD | 4A6H7048A1 | HP | Split System: Heat Pump with Remote Outdoor Unit-Air-Source | 4A6H7048A1 |  | 4TXCD009CC3 | 12 | 16 | 8.2 | Yes | Yes | 2015-03-13 |  | Below V5.0 Req.
FALSE | 4A6H7048A1 | 172 | 5767883 | AMERICAN STANDARD | 4A6H7048A1 | HP | Split System: Heat Pump with Remote Outdoor Unit-Air-Source | 4A6H7048A1 |  | 4TXCD061BC3 | 12 | 16 | 8.5 | Yes | Yes | 2015-03-13 |  | 0
FALSE | 4A6H7048A1 | 172 | 5767885 | AMERICAN STANDARD | 4A6H7048A1 | HP | Split System: Heat Pump with Remote Outdoor Unit-Air-Source | 4A6H7048A1 |  | 4TXCD061BC3 | 12 | 15.5 | 8.2 | Yes | Yes | 2015-03-13 |  | Below V5.0 Req.
FALSE | 4A6H7024A1 | 2884 | 5771853 | AMERICAN STANDARD | 4A6H7024A1 | HP | Split System: Heat Pump with Remote Outdoor Unit-Air-Source | 4A6H7024A1 |  | 4TXCC005CC3 | 12.5 | 15.75 | 8.5 | Yes | Yes | 2015-03-13 |  | 1
FALSE | 4A6H7024A1 | 2884 | 5771897 | AMERICAN STANDARD | 4A6H7024A1 | HP | Split System: Heat Pump with Remote Outdoor Unit-Air-Source | 4A6H7024A1 |  | 4TXCC006CC3 | 12.5 | 16 | 9 | Yes | Yes | 2015-03-13 |  | 1
FALSE | 4A6H7024A1 | 2884 | 5771901 | AMERICAN STANDARD | 4A6H7024A1 | HP | Split System: Heat Pump with Remote Outdoor Unit-Air-Source | 4A6H7024A1 |  | 4TXCC006CC3 | 12.5 | 16 | 9 | Yes | Yes | 2015-03-13 |  | 1
FALSE | 4A6H7024A1 | 2884 | 5771922 | AMERICAN STANDARD | 4A6H7024A1 | HP | Split System: Heat Pump with Remote Outdoor Unit-Air-Source | 4A6H7024A1 |  | 4TXCC006CC3 | 12.5 | 16.5 | 9 | Yes | Yes | 2015-03-13 |  | 1
FALSE | 4A6H7024A1 | 2884 | 5771980 | AMERICAN STANDARD | 4A6H7024A1 | HP | Split System: Heat Pump with Remote Outdoor Unit-Air-Source | 4A6H7024A1 |  | 4TXCC007CC3 | 13 | 17 | 9 | Yes | Yes | 2015-03-13 |  | 2
FALSE | 4A6H7024A1 | 2884 | 5772001 | AMERICAN STANDARD | 4A6H7024A1 | HP | Split System: Heat Pump with Remote Outdoor Unit-Air-Source | 4A6H7024A1 |  | 4TXCC007CC3 | 13 | 16.5 | 9 | Yes | Yes | 2015-03-13 |  | 2
FALSE | 4A6H7024A1 | 2884 | 5772016 | AMERICAN STANDARD | 4A6H7024A1 | HP | Split System: Heat Pump with Remote Outdoor Unit-Air-Source | 4A6H7024A1 |  | 4TXCC007CC3 | 12.5 | 16.25 | 9 | Yes | Yes | 2015-03-13 |  | 1
FALSE | 4A6H7024A1 | 2884 | 5772062 | AMERICAN STANDARD | 4A6H7024A1 | HP | Split System: Heat Pump with Remote Outdoor Unit-Air-Source | 4A6H7024A1 |  | 4TXFH024CZ3 | 13 | 16.75 | 8.5 | Yes | Yes | 2015-03-13 |  | 1
FALSE | 4A6H7024A1 | 2884 | 5772070 | AMERICAN STANDARD | 4A6H7024A1 | HP | Split System: Heat Pump with Remote Outdoor Unit-Air-Source | 4A6H7024A1 |  | 4TXFH024CZ3 | 12.5 | 15.75 | 8.5 | Yes | Yes | 2015-03-13 |  | 1
FALSE | 4A6H7024A1 | 2884 | 5772077 | AMERICAN STANDARD | 4A6H7024A1 | HP | Split System: Heat Pump with Remote Outdoor Unit-Air-Source | 4A6H7024A1 |  | 4TXFH024CZ3 | 12.5 | 15.75 | 8.5 | Yes | Yes | 2015-03-13 |  | 1
TRUE | 4A6H7036A1 | 165 | 5774439 | AMERICAN STANDARD | 4A6H7036A1 | HP | Split System: Heat Pump with Remote Outdoor Unit-Air-Source | 4A6H7036A1 |  | *AM7A0C36H31 | 12.5 | 17 | 9 | Yes | Yes | 2015-03-13 |  | 1
FALSE | 4A6H7048A1 | 172 | 6483527 | AMERICAN STANDARD | 4A6H7048A1 | HP | Split System: Heat Pump with Remote Outdoor Unit-Air-Source | 4A6H7048A1 |  | GAM5B0C48M41 | 12 | 16 | 9 | Yes | Yes | 2015-03-13 |  | 0
FALSE | 4A6H7024A1 | 2884 | 6945828 | AMERICAN STANDARD | 4A6H7024A1 | HP | Split System: Heat Pump with Remote Outdoor Unit-Air-Source | 4A6H7024A1 |  | *AM8C0B30V21+BAYCC24V | 13.5 | 17.25 | 9.6 | Yes | Yes | 2015-03-13 |  | 2
FALSE | 4A6H7036B1 | 3205 | 7068597 | AMERICAN STANDARD | 4A6H7036B1 | HP | Split System: Heat Pump with Remote Outdoor Unit-Air-Source | 4A6H7036B1 |  | 4NXCC008AS3 | 12.5 | 17 | 8.5 | Yes | Yes | 2015-03-13 |  | 1
FALSE | 4A6H7036B1 | 3205 | 7068598 | AMERICAN STANDARD | 4A6H7036B1 | HP | Split System: Heat Pump with Remote Outdoor Unit-Air-Source | 4A6H7036B1 |  | 4NXCC008AS3 | 12.5 | 16.75 | 8.5 | Yes | Yes | 2015-03-13 |  | 1
FALSE | 4A6H7048A1 | 172 | 7068090 | AMERICAN STANDARD | 4A6H7048A1 | HP | Split System: Heat Pump with Remote Outdoor Unit-Air-Source | 4A6H7048A1 |  | 4NXCD009AS3 | 12.5 | 16.5 | 8.5 | Yes | Yes | 2015-03-13 |  | 1
FALSE | 4A6H7048A1 | 172 | 7068091 | AMERICAN STANDARD | 4A6H7048A1 | HP | Split System: Heat Pump with Remote Outdoor Unit-Air-Source | 4A6H7048A1 |  | 4NXCD009AS3 | 12.5 | 16.5 | 9 | Yes | Yes | 2015-03-13 |  | 1
FALSE | 4A6H7048A1 | 172 | 7068092 | AMERICAN STANDARD | 4A6H7048A1 | HP | Split System: Heat Pump with Remote Outdoor Unit-Air-Source | 4A6H7048A1 |  | 4NXCD009AS3 | 12.5 | 17 | 8.5 | Yes | Yes | 2015-03-13 |  | 1
FALSE | 4A6H7036B1 | 3205 | 7068596 | AMERICAN STANDARD | 4A6H7036B1 | HP | Split System: Heat Pump with Remote Outdoor Unit-Air-Source | 4A6H7036B1 |  | 4NXCC008AS3 | 12.5 | 16.5 | 8.5 | Yes | Yes | 2015-03-13 |  | 1
FALSE | 4A6H7036B1 | 3205 | 7068594 | AMERICAN STANDARD | 4A6H7036B1 | HP | Split System: Heat Pump with Remote Outdoor Unit-Air-Source | 4A6H7036B1 |  | 4NXCC008AS3 | 12.5 | 16.5 | 8.5 | Yes | Yes | 2015-03-13 |  | 1
FALSE | 4A6H7036B1 | 3205 | 7068593 | AMERICAN STANDARD | 4A6H7036B1 | HP | Split System: Heat Pump with Remote Outdoor Unit-Air-Source | 4A6H7036B1 |  | 4NXCC005AS3+HORIZ-RT | 12.5 | 17 | 9 | Yes | Yes | 2015-03-13 |  | 1
FALSE | 4A6H7036B1 | 3205 | 7068591 | AMERICAN STANDARD | 4A6H7036B1 | HP | Split System: Heat Pump with Remote Outdoor Unit-Air-Source | 4A6H7036B1 |  | 4NXCC005AS3+HORIZ-RT | 12.5 | 17 | 9 | Yes | Yes | 2015-03-13 |  | 1
FALSE | 4A6H7036B1 | 3205 | 7068590 | AMERICAN STANDARD | 4A6H7036B1 | HP | Split System: Heat Pump with Remote Outdoor Unit-Air-Source | 4A6H7036B1 |  | 4NXCC005AS3+HORIZ-RT | 12.5 | 17 | 9 | Yes | Yes | 2015-03-13 |  | 1
FALSE | 4A6H7036B1 | 3205 | 7068588 | AMERICAN STANDARD | 4A6H7036B1 | HP | Split System: Heat Pump with Remote Outdoor Unit-Air-Source | 4A6H7036B1 |  | 4NXCC005AS3+HORIZ-RT | 12.5 | 16.5 | 9 | Yes | Yes | 2015-03-13 |  | 1
FALSE | 4A6H7036B1 | 3205 | 7068586 | AMERICAN STANDARD | 4A6H7036B1 | HP | Split System: Heat Pump with Remote Outdoor Unit-Air-Source | 4A6H7036B1 |  | 4NXCC005AS3+HORIZ-RT | 12.5 | 16.5 | 9 | Yes | Yes | 2015-03-13 |  | 1
FALSE | 4A6H7036B1 | 3205 | 7068584 | AMERICAN STANDARD | 4A6H7036B1 | HP | Split System: Heat Pump with Remote Outdoor Unit-Air-Source | 4A6H7036B1 |  | 4NXCC005AS3+HORIZ-RT | 12.5 | 16.75 | 9 | Yes | Yes | 2015-03-13 |  | 1
FALSE | 4A6H7036B1 | 3205 | 7068580 | AMERICAN STANDARD | 4A6H7036B1 | HP | Split System: Heat Pump with Remote Outdoor Unit-Air-Source | 4A6H7036B1 |  | 4NXCC005AS3+HORIZ-RT | 13 | 17 | 9 | Yes | Yes | 2015-03-13 |  | 2
FALSE | 4A6H7036B1 | 3205 | 7068572 | AMERICAN STANDARD | 4A6H7036B1 | HP | Split System: Heat Pump with Remote Outdoor Unit-Air-Source | 4A6H7036B1 |  | 4NXCC005AS3 | 12.5 | 16.75 | 9 | Yes | Yes | 2015-03-13 |  | 1
FALSE | 4A6H7036B1 | 3205 | 7068571 | AMERICAN STANDARD | 4A6H7036B1 | HP | Split System: Heat Pump with Remote Outdoor Unit-Air-Source | 4A6H7036B1 |  | 4NXCC005AS3 | 12.5 | 17 | 9 | Yes | Yes | 2015-03-13 |  | 1
FALSE | 4A6H7036B1 | 3205 | 7068570 | AMERICAN STANDARD | 4A6H7036B1 | HP | Split System: Heat Pump with Remote Outdoor Unit-Air-Source | 4A6H7036B1 |  | 4NXCC005AS3 | 12.5 | 16.5 | 9 | Yes | Yes | 2015-03-13 |  | 1
FALSE | 4A6H7024A1 | 2884 | 7067981 | AMERICAN STANDARD | 4A6H7024A1 | HP | Split System: Heat Pump with Remote Outdoor Unit with No Indoor Fan --Air Source | 4A6H7024A1 |  | 4NXCC005AS3 | 12.5 | 15 | 8.5 | Yes | Yes | 2015-03-13 |  | 1
FALSE | 4A6H7024A1 | 2884 | 7067978 | AMERICAN STANDARD | 4A6H7024A1 | HP | Split System: Heat Pump with Remote Outdoor Unit with No Indoor Fan --Air Source | 4A6H7024A1 |  | 4NXCB004AS3+HORIZ-RT | 12.2 | 15 | 8.5 | Yes | Yes | 2015-03-13 |  | 0
FALSE | 4A6H7024A1 | 2884 | 7067977 | AMERICAN STANDARD | 4A6H7024A1 | HP | Split System: Heat Pump with Remote Outdoor Unit-Air-Source | 4A6H7024A1 |  | 4NXCB004AS3+HORIZ-RT | 13 | 17.25 | 9 | Yes | Yes | 2015-03-13 |  | 2
FALSE | 4A6H7024A1 | 2884 | 7067975 | AMERICAN STANDARD | 4A6H7024A1 | HP | Split System: Heat Pump with Remote Outdoor Unit-Air-Source | 4A6H7024A1 |  | 4NXCB004AS3+HORIZ-RT | 13 | 17.25 | 9 | Yes | Yes | 2015-03-13 |  | 2
FALSE | 4A6H7024A1 | 2884 | 7067974 | AMERICAN STANDARD | 4A6H7024A1 | HP | Split System: Heat Pump with Remote Outdoor Unit-Air-Source | 4A6H7024A1 |  | 4NXCB004AS3+HORIZ-RT | 13 | 17 | 9 | Yes | Yes | 2015-03-13 |  | 2
FALSE | 4A6H7024A1 | 2884 | 7067973 | AMERICAN STANDARD | 4A6H7024A1 | HP | Split System: Heat Pump with Remote Outdoor Unit-Air-Source | 4A6H7024A1 |  | 4NXCB004AS3+HORIZ-RT | 13 | 17.25 | 9 | Yes | Yes | 2015-03-13 |  | 2
FALSE | 4A6H7024A1 | 2884 | 7067971 | AMERICAN STANDARD | 4A6H7024A1 | HP | Split System: Heat Pump with Remote Outdoor Unit-Air-Source | 4A6H7024A1 |  | 4NXCB004AS3+HORIZ-RT | 13 | 17 | 9 | Yes | Yes | 2015-03-13 |  | 2
FALSE | 4A6H7024A1 | 2884 | 7067970 | AMERICAN STANDARD | 4A6H7024A1 | HP | Split System: Heat Pump with Remote Outdoor Unit-Air-Source | 4A6H7024A1 |  | 4NXCB004AS3 | 13 | 17.25 | 9 | Yes | Yes | 2015-03-13 |  | 2
FALSE | 4A6H7024A1 | 2884 | 7067967 | AMERICAN STANDARD | 4A6H7024A1 | HP | Split System: Heat Pump with Remote Outdoor Unit-Air-Source | 4A6H7024A1 |  | 4NXCB004AS3 | 13 | 17.25 | 9 | Yes | Yes | 2015-03-13 |  | 2
FALSE | 4A6H7024A1 | 2884 | 7067965 | AMERICAN STANDARD | 4A6H7024A1 | HP | Split System: Heat Pump with Remote Outdoor Unit with No Indoor Fan --Air Source | 4A6H7024A1 |  | 4NXCB004AS3 | 12.2 | 15 | 8.5 | Yes | Yes | 2015-03-13 |  | 0
FALSE | 4A6H7048A1 | 172 | 7161188 | AMERICAN STANDARD | 4A6H7048A1 | HP | Split System: Heat Pump with Remote Outdoor Unit-Air-Source | 4A6H7048A1 |  | 4TEE3C09A1 | 12 | 17 | 9 | Yes | Yes | 2015-03-13 |  | 0
FALSE | 4TWB4036G1 | 2434 | 5176170 | AMERICAN STANDARD | 4TWB4036G1 | HP | Split System: Heat Pump with Remote Outdoor Unit-Air-Source | 4TWB4036G1 |  | *AM8A0B30V21+BAYCC24V | 12.5 | 15 | 9 | Yes | Yes | 2015-03-13 |  | 1
FALSE | 4TWB4036G1 | 2434 | 5176171 | AMERICAN STANDARD | 4TWB4036G1 | HP | Split System: Heat Pump with Remote Outdoor Unit-Air-Source | 4TWB4036G1 |  | *AM8A0C36V31+BAYCC24V | 12.5 | 14.5 | 9 | Yes | Yes | 2015-03-13 |  | 0
FALSE | 4TWB4036G1 | 2434 | 5176172 | AMERICAN STANDARD | 4TWB4036G1 | HP | Split System: Heat Pump with Remote Outdoor Unit-Air-Source | 4TWB4036G1 |  | *AM8A0C42V31+BAYCC24V | 12.5 | 15 | 8.5 | Yes | Yes | 2015-03-13 |  | 1
FALSE | 4TWB4049E1 | 2559 | 5071250 | AMERICAN STANDARD | 4TWB4049E1 | HP | Split System: Heat Pump with Remote Outdoor Unit-Air-Source | 4TWB4049E1 |  | *AM8A0C48V41+BAYCC24V | 12.5 | 15 | 9 | Yes | Yes | 2015-03-13 |  | 1
FALSE | 4TWR5049E1 | 2560 | 4701395 | AMERICAN STANDARD | 4A6H5049E1 | HP | Split System: Heat Pump with Remote Outdoor Unit-Air-Source | 4TWR5049E1 |  | *AM8A0C48V41+BAYCC24V | 12.5 | 15.5 | 9 | Yes | Yes | 2015-03-13 |  | 1
FALSE | 4TWR5036G1 | 2435 | 4701388 | AMERICAN STANDARD | 4A6H5036G1 | HP | Split System: Heat Pump with Remote Outdoor Unit-Air-Source | 4TWR5036G1 |  | *AM8A0B30V21+BAYCC24V | 12.5 | 15 | 9 | Yes | Yes | 2015-03-13 |  | 1
FALSE | 4TWR5036G1 | 2435 | 4701390 | AMERICAN STANDARD | 4A6H5036G1 | HP | Split System: Heat Pump with Remote Outdoor Unit-Air-Source | 4TWR5036G1 |  | *AM8A0C42V31+BAYCC24V | 12.5 | 15 | 8.5 | Yes | Yes | 2015-03-13 |  | 1
FALSE | 4TWR5036G1 | 2435 | 4701389 | AMERICAN STANDARD | 4A6H5036G1 | HP | Split System: Heat Pump with Remote Outdoor Unit-Air-Source | 4TWR5036G1 |  | *AM8A0C36V31+BAYCC24V | 12.5 | 15 | 9.25 | Yes | Yes | 2015-03-13 |  | 1
FALSE | 4TWB4049E1 | 2559 | 5071580 | AMERICAN STANDARD | 4TWB4049E1 | HP | Split System: Heat Pump with Remote Outdoor Unit-Air-Source | 4TWB4049E1 |  | 4TXCD061BC3 | 12 | 15 | 8.2 | Yes | Yes | 2015-03-13 |  | Below V5.0 Req.
FALSE | 4TWB4049E1 | 2559 | 5071579 | AMERICAN STANDARD | 4TWB4049E1 | HP | Split System: Heat Pump with Remote Outdoor Unit-Air-Source | 4TWB4049E1 |  | 4TXCD061BC3 | 12 | 15 | 8.2 | Yes | Yes | 2015-03-13 |  | Below V5.0 Req.
FALSE | 4TWB4049E1 | 2559 | 5071573 | AMERICAN STANDARD | 4TWB4049E1 | HP | Split System: Heat Pump with Remote Outdoor Unit-Air-Source | 4TWB4049E1 |  | 4TXCD061BC3 | 12 | 15 | 8.2 | Yes | Yes | 2015-03-13 |  | Below V5.0 Req.
FALSE | 4TWB4049E1 | 2559 | 5071350 | AMERICAN STANDARD | 4TWB4049E1 | HP | Split System: Heat Pump with Remote Outdoor Unit-Air-Source | 4TWB4049E1 |  | 4TXAD061BC3 | 12 | 15 | 8.2 | Yes | Yes | 2015-03-13 |  | Below V5.0 Req.
FALSE | 4TWR5049E1 | 2560 | 3943781 | AMERICAN STANDARD | 4A6H5049E1 | HP | Split System: Heat Pump with Remote Outdoor Unit-Air-Source | 4TWR5049E1 |  | 4TXAD061BC3 | 12 | 15 | 8.2 | Yes | Yes | 2015-03-13 |  | Below V5.0 Req.
FALSE | 4TWB4049E1 | 2559 | 5071664 | AMERICAN STANDARD, INC. | 4TWB4049E1 | HP | Split System: Heat Pump with Remote Outdoor Unit-Air-Source | 4TWB4049E1 |  | 4TXFH063CZ3 | 12 | 15 | 8.2 | Yes | Yes | 2015-03-13 |  | Below V5.0 Req.
FALSE | 4TWR5049E1 | 2560 | 4175383 | AMERICAN STANDARD, INC. | 4A6H5049E1 | HP | Split System: Heat Pump with Remote Outdoor Unit-Air-Source | 4TWR5049E1 |  | 4TXFH063CZ3 | 12 | 15 | 8.2 | Yes | Yes | 2015-03-13 |  | Below V5.0 Req.
TRUE | 4TWB4049E1 | 2559 | 5071248 | AMERICAN STANDARD | 4TWB4049E1 | HP | Split System: Heat Pump with Remote Outdoor Unit-Air-Source | 4TWB4049E1 |  | *AM7A0C48H41 | 12.5 | 15 | 9 | Yes | Yes | 2015-03-13 |  | 1
FALSE | 4TWB4036G1 | 2434 | 5176457 | AMERICAN STANDARD | 4TWB4036G1 | HP | Split System: Heat Pump with Remote Outdoor Unit-Air-Source | 4TWB4036G1 |  | 4TXCB048BC3 | 12 | 14.5 | 9 | Yes | Yes | 2015-03-13 |  | 0
FALSE | 4TWB4036G1 | 2434 | 5176680 | AMERICAN STANDARD | 4TWB4036G1 | HP | Split System: Heat Pump with Remote Outdoor Unit-Air-Source | 4TWB4036G1 |  | 4TXCC044BC3 | 12 | 14.5 | 9 | Yes | Yes | 2015-03-13 |  | 0
FALSE | 4TWB4036G1 | 2434 | 5176688 | AMERICAN STANDARD | 4TWB4036G1 | HP | Split System: Heat Pump with Remote Outdoor Unit-Air-Source | 4TWB4036G1 |  | 4TXCC044BC3 | 12.5 | 14.75 | 9 | Yes | Yes | 2015-03-13 |  | 0
FALSE | 4TWB4036G1 | 2434 | 5176244 | AMERICAN STANDARD | 4TWB4036G1 | HP | Split System: Heat Pump with Remote Outdoor Unit-Air-Source | 4TWB4036G1 |  | *AM7A0B30H21 | 12.5 | 15 | 9 | Yes | Yes | 2015-03-13 |  | 1
TRUE | 4TWB4036G1 | 2434 | 5176245 | AMERICAN STANDARD | 4TWB4036G1 | HP | Split System: Heat Pump with Remote Outdoor Unit-Air-Source | 4TWB4036G1 |  | *AM7A0C36H31 | 12 | 14.5 | 9 | Yes | Yes | 2015-03-13 |  | 0
FALSE | 4TWB4036G1 | 2434 | 5176246 | AMERICAN STANDARD | 4TWB4036G1 | HP | Split System: Heat Pump with Remote Outdoor Unit-Air-Source | 4TWB4036G1 |  | *AM7A0C42H31 | 12.5 | 15 | 8.5 | Yes | Yes | 2015-03-13 |  | 1
FALSE | 4TWB4036G1 | 2434 | 5176464 | AMERICAN STANDARD | 4TWB4036G1 | HP | Split System: Heat Pump with Remote Outdoor Unit-Air-Source | 4TWB4036G1 |  | 4TXCB048BC3 | 12 | 14.5 | 9 | Yes | Yes | 2015-03-13 |  | 0
FALSE | 4TWB4036G1 | 2434 | 5176671 | AMERICAN STANDARD | 4TWB4036G1 | HP | Split System: Heat Pump with Remote Outdoor Unit-Air-Source | 4TWB4036G1 |  | 4TXCC044BC3 | 12 | 14.5 | 9 | Yes | Yes | 2015-03-13 |  | 0
FALSE | 4TWB4036G1 | 2434 | 5176598 | AMERICAN STANDARD | 4TWB4036G1 | HP | Split System: Heat Pump with Remote Outdoor Unit-Air-Source | 4TWB4036G1 |  | 4TXCC037BC3 | 12 | 14.5 | 9 | Yes | Yes | 2015-03-13 |  | 0
FALSE | 4TWR4018D1 | 2384 | 5178523 | AMERICAN STANDARD | 4TWB4018G1 | HP | Split System: Heat Pump with Remote Outdoor Unit-Air-Source | 4TWB4018G1 |  | 4TXFH024CZ3 | 12.5 | 15 | 8.5 | Yes | Yes | 2015-03-13 |  | 1
FALSE | 4TWR4018D1 | 2384 | 5178525 | AMERICAN STANDARD | 4TWB4018G1 | HP | Split System: Heat Pump with Remote Outdoor Unit-Air-Source | 4TWB4018G1 |  | 4TXFH024CZ3 | 12.5 | 15 | 8.5 | Yes | Yes | 2015-03-13 |  | 1
FALSE | 4TWR4018D1 | 2384 | 5178531 | AMERICAN STANDARD | 4TWB4018G1 | HP | Split System: Heat Pump with Remote Outdoor Unit-Air-Source | 4TWB4018G1 |  | 4TXFH033CC3 | 12.5 | 15 | 8.5 | Yes | Yes | 2015-03-13 |  | 1
TRUE | 4TWB4018G1 | 2384 | 5178500 | AMERICAN STANDARD | 4TWB4018G1 | HP | Split System: Heat Pump with Remote Outdoor Unit-Air-Source | 4TWB4018G1 |  | *AM7A0A24H21 | 12 | 14.5 | 8.4 | Yes | Yes | 2015-03-13 |  | Below V5.0 Req.
FALSE | 4TWB4024G1 | 3221 | 5175929 | AMERICAN STANDARD | 4TWB4024G1 | HP | Split System: Heat Pump with Remote Outdoor Unit-Air-Source | 4TWB4024G1 |  | 4TXFH041CC3 | 12.5 | 15.5 | 8.7 | Yes | Yes | 2015-03-13 |  | 1
FALSE | 4TWB4024G1 | 3221 | 5175928 | AMERICAN STANDARD | 4TWB4024G1 | HP | Split System: Heat Pump with Remote Outdoor Unit-Air-Source | 4TWB4024G1 |  | 4TXFH041CC3 | 12.5 | 15.5 | 8.7 | Yes | Yes | 2015-03-13 |  | 1
FALSE | 4TWB4024G1 | 3221 | 5175933 | AMERICAN STANDARD | 4TWB4024G1 | HP | Split System: Heat Pump with Remote Outdoor Unit-Air-Source | 4TWB4024G1 |  | 4TXFH041CC3 | 12.5 | 15.5 | 8.7 | Yes | Yes | 2015-03-13 |  | 1
FALSE | 4TWB4024G1 | 3221 | 5175926 | AMERICAN STANDARD | 4TWB4024G1 | HP | Split System: Heat Pump with Remote Outdoor Unit-Air-Source | 4TWB4024G1 |  | 4TXFH041CC3 | 12.5 | 15.5 | 8.5 | Yes | Yes | 2015-03-13 |  | 1
FALSE | 4TWB4024G1 | 3221 | 5175925 | AMERICAN STANDARD | 4TWB4024G1 | HP | Split System: Heat Pump with Remote Outdoor Unit-Air-Source | 4TWB4024G1 |  | 4TXFH041CC3 | 12.5 | 15.5 | 8.5 | Yes | Yes | 2015-03-13 |  | 1
FALSE | 4TWB4024G1 | 3221 | 5175922 | AMERICAN STANDARD | 4TWB4024G1 | HP | Split System: Heat Pump with Remote Outdoor Unit-Air-Source | 4TWB4024G1 |  | 4TXFH041CC3 | 12.5 | 15 | 8.5 | Yes | Yes | 2015-03-13 |  | 1
FALSE | 4TWB4024G1 | 3221 | 5175931 | AMERICAN STANDARD | 4TWB4024G1 | HP | Split System: Heat Pump with Remote Outdoor Unit-Air-Source | 4TWB4024G1 |  | 4TXFH041CC3 | 12.5 | 15 | 8.5 | Yes | Yes | 2015-03-13 |  | 1
FALSE | 4TWR4030D1 | 2429 | 5176045 | AMERICAN STANDARD | 4TWB4030G1 | HP | Split System: Heat Pump with Remote Outdoor Unit-Air-Source | 4TWB4030G1 |  | 4TXCC043BC3 | 12 | 15 | 8.5 | Yes | Yes | 2015-03-13 |  | 0
FALSE | 4TWR4030D1 | 2429 | 5176044 | AMERICAN STANDARD | 4TWB4030G1 | HP | Split System: Heat Pump with Remote Outdoor Unit-Air-Source | 4TWB4030G1 |  | 4TXCC043BC3 | 12 | 15 | 8.5 | Yes | Yes | 2015-03-13 |  | 0
FALSE | 4TWR4030D1 | 2429 | 5176090 | AMERICAN STANDARD | 4TWB4030G1 | HP | Split System: Heat Pump with Remote Outdoor Unit-Air-Source | 4TWB4030G1 |  | 4TXCC044BC3 | 12.5 | 15 | 8.7 | Yes | Yes | 2015-03-13 |  | 1
FALSE | 4TWR4030D1 | 2429 | 5176091 | AMERICAN STANDARD | 4TWB4030G1 | HP | Split System: Heat Pump with Remote Outdoor Unit-Air-Source | 4TWB4030G1 |  | 4TXCC044BC3 | 12.5 | 15 | 8.7 | Yes | Yes | 2015-03-13 |  | 1
FALSE | 4TWR4030D1 | 2429 | 5176059 | AMERICAN STANDARD | 4TWB4030G1 | HP | Split System: Heat Pump with Remote Outdoor Unit-Air-Source | 4TWB4030G1 |  | 4TXCC044BC3 | 12.5 | 15 | 8.7 | Yes | Yes | 2015-03-13 |  | 1
FALSE | 4TWR5024G1 | 3222 | 5021158 | AMERICAN STANDARD | 4A6H5024G1 | HP | Split System: Heat Pump with Remote Outdoor Unit-Air-Source | 4TWR5024G1 |  | 4TXCC005CC3 | 13 | 16 | 9.2 | Yes | Yes | 2015-03-13 |  | 2
FALSE | 4TWR5024G1 | 3222 | 5021161 | AMERICAN STANDARD | 4A6H5024G1 | HP | Split System: Heat Pump with Remote Outdoor Unit-Air-Source | 4TWR5024G1 |  | 4TXCC037BC3 | 13 | 15.5 | 9.2 | Yes | Yes | 2015-03-13 |  | 1
FALSE | 4TWR4030D1 | 2429 | 5176061 | AMERICAN STANDARD | 4TWB4030G1 | HP | Split System: Heat Pump with Remote Outdoor Unit-Air-Source | 4TWB4030G1 |  | 4TXCC044BC3 | 12.5 | 15 | 8.7 | Yes | Yes | 2015-03-13 |  | 1
FALSE | 4TWR4030D1 | 2429 | 5176047 | AMERICAN STANDARD | 4TWB4030G1 | HP | Split System: Heat Pump with Remote Outdoor Unit-Air-Source | 4TWB4030G1 |  | 4TXCC043BC3 | 12.5 | 15 | 8.7 | Yes | Yes | 2015-03-13 |  | 1
FALSE | 4TWR4030D1 | 2429 | 5176089 | AMERICAN STANDARD | 4TWB4030G1 | HP | Split System: Heat Pump with Remote Outdoor Unit-Air-Source | 4TWB4030G1 |  | 4TXCC044BC3 | 12.5 | 15 | 8.7 | Yes | Yes | 2015-03-13 |  | 1
FALSE | 4TWR4030D1 | 2429 | 5176095 | AMERICAN STANDARD | 4TWB4030G1 | HP | Split System: Heat Pump with Remote Outdoor Unit-Air-Source | 4TWB4030G1 |  | 4TXCC049BC3 | 12.5 | 15 | 8.7 | Yes | Yes | 2015-03-13 |  | 1
FALSE | 4TWB4024G1 | 3221 | 5175824 | AMERICAN STANDARD | 4TWB4024G1 | HP | Split System: Heat Pump with Remote Outdoor Unit-Air-Source | 4TWB4024G1 |  | *AM4A0A24S21+TDR | 12 | 14.5 | 8.5 | Yes | Yes | 2015-03-13 |  | 0
FALSE | 4TWB4024G1 | 3221 | 5175825 | AMERICAN STANDARD | 4TWB4024G1 | HP | Split System: Heat Pump with Remote Outdoor Unit-Air-Source | 4TWB4024G1 |  | *AM7A0A24H21 | 12.5 | 15 | 8.8 | Yes | Yes | 2015-03-13 |  | 1
TRUE | 4TWB4030G1 | 2429 | 5175942 | AMERICAN STANDARD | 4TWB4030G1 | HP | Split System: Heat Pump with Remote Outdoor Unit-Air-Source | 4TWB4030G1 |  | *AM7A0B30H21 | 12 | 14.5 | 9 | Yes | Yes | 2015-03-13 |  | 0
FALSE | 4TWR4030D1 | 2429 | 5176109 | AMERICAN STANDARD | 4TWB4030G1 | HP | Split System: Heat Pump with Remote Outdoor Unit-Air-Source | 4TWB4030G1 |  | 4TXFH033CC3 | 12 | 14.5 | 8.3 | Yes | Yes | 2015-03-13 |  | Below V5.0 Req.
FALSE | 4TWR4030D1 | 2429 | 5176098 | AMERICAN STANDARD | 4TWB4030G1 | HP | Split System: Heat Pump with Remote Outdoor Unit-Air-Source | 4TWB4030G1 |  | 4TXFH033CC3 | 12 | 14.5 | 8.4 | Yes | Yes | 2015-03-13 |  | Below V5.0 Req.
FALSE | 4TWR5018G1 | 2385 | 5018965 | AMERICAN STANDARD | 4A6H5018G1 | HP | Split System: Heat Pump with Remote Outdoor Unit-Air-Source | 4TWR5018G1 |  | 4TXCB031BC3 | 12.5 | 15 | 8.2 | Yes | Yes | 2015-03-13 |  | Below V5.0 Req.
FALSE | 4TWR5018G1 | 2385 | 5018966 | AMERICAN STANDARD | 4A6H5018G1 | HP | Split System: Heat Pump with Remote Outdoor Unit-Air-Source | 4TWR5018G1 |  | 4TXCB032BC3 | 13 | 15.25 | 8.5 | Yes | Yes | 2015-03-13 |  | 1
FALSE | 4TWR4030D1 | 2429 | 5176099 | AMERICAN STANDARD | 4TWB4030G1 | HP | Split System: Heat Pump with Remote Outdoor Unit-Air-Source | 4TWB4030G1 |  | 4TXFH033CC3 | 12 | 14.5 | 8.4 | Yes | Yes | 2015-03-13 |  | Below V5.0 Req.
FALSE | 4TWR4030D1 | 2429 | 5176124 | AMERICAN STANDARD | 4TWB4030G1 | HP | Split System: Heat Pump with Remote Outdoor Unit-Air-Source | 4TWB4030G1 |  | 4TXFH036CZ3 | 12.5 | 15 | 8.5 | Yes | Yes | 2015-03-13 |  | 1
FALSE | 4TWR4030D1 | 2429 | 5176123 | AMERICAN STANDARD | 4TWB4030G1 | HP | Split System: Heat Pump with Remote Outdoor Unit-Air-Source | 4TWB4030G1 |  | 4TXFH036CZ3 | 12.5 | 15 | 8.5 | Yes | Yes | 2015-03-13 |  | 1
FALSE | 4TWR4030D1 | 2429 | 5176122 | AMERICAN STANDARD | 4TWB4030G1 | HP | Split System: Heat Pump with Remote Outdoor Unit-Air-Source | 4TWB4030G1 |  | 4TXFH036CZ3 | 12.5 | 15 | 8.5 | Yes | Yes | 2015-03-13 |  | 1
FALSE | 4TWR4030D1 | 2429 | 5176128 | AMERICAN STANDARD | 4TWB4030G1 | HP | Split System: Heat Pump with Remote Outdoor Unit-Air-Source | 4TWB4030G1 |  | 4TXFH036CZ3 | 12.5 | 15 | 8.5 | Yes | Yes | 2015-03-13 |  | 1
FALSE | 4TWR5018G1 | 2385 | 5009251 | AMERICAN STANDARD | 4A6H5018G1 | HP | Split System: Heat Pump with Remote Outdoor Unit-Air-Source | 4TWR5018G1 |  | 4TXCB032BC3 | 12.5 | 15 | 8.5 | Yes | Yes | 2015-03-13 |  | 1
FALSE | 4TWR5024G1 | 3222 | 5028407 | AMERICAN STANDARD | 4A6H5024G1 | HP | Split System: Heat Pump with Remote Outdoor Unit-Air-Source | 4TWR5024G1 |  | 4TXCB031BC3 | 12.5 | 15.25 | 8.8 | Yes | Yes | 2015-03-13 |  | 1
FALSE | 4TWR5024G1 | 3222 | 5028409 | AMERICAN STANDARD | 4A6H5024G1 | HP | Split System: Heat Pump with Remote Outdoor Unit-Air-Source | 4TWR5024G1 |  | 4TXCB036BC3 | 13 | 15.5 | 9 | Yes | Yes | 2015-03-13 |  | 1
FALSE | 4TWR5024G1 | 3222 | 5028412 | AMERICAN STANDARD | 4A6H5024G1 | HP | Split System: Heat Pump with Remote Outdoor Unit-Air-Source | 4TWR5024G1 |  | 4TXFH033CC3 | 12.5 | 15 | 8.5 | Yes | Yes | 2015-03-13 |  | 1
FALSE | 4TWB4024G1 | 3221 | 5175893 | AMERICAN STANDARD | 4TWB4024G1 | HP | Split System: Heat Pump with Remote Outdoor Unit-Air-Source | 4TWB4024G1 |  | 4TXCC037BC3 | 12.5 | 15 | 8.7 | Yes | Yes | 2015-03-13 |  | 1
FALSE | 4TWB4024G1 | 3221 | 5175897 | AMERICAN STANDARD | 4TWB4024G1 | HP | Split System: Heat Pump with Remote Outdoor Unit-Air-Source | 4TWB4024G1 |  | 4TXCC043BC3 | 12.5 | 15 | 8.7 | Yes | Yes | 2015-03-13 |  | 1
FALSE | 4TWB4024G1 | 3221 | 5175899 | AMERICAN STANDARD | 4TWB4024G1 | HP | Split System: Heat Pump with Remote Outdoor Unit-Air-Source | 4TWB4024G1 |  | 4TXCC043BC3 | 12.5 | 15 | 8.7 | Yes | Yes | 2015-03-13 |  | 1
FALSE | 4TWR5024G1 | 3222 | 5021097 | AMERICAN STANDARD | 4A6H5024G1 | HP | Split System: Heat Pump with Remote Outdoor Unit-Air-Source | 4TWR5024G1 |  | 4TXCB003CC3 | 13 | 15.5 | 9.2 | Yes | Yes | 2015-03-13 |  | 1
FALSE | 4TWR5024G1 | 3222 | 5021093 | AMERICAN STANDARD | 4A6H5024G1 | HP | Split System: Heat Pump with Remote Outdoor Unit-Air-Source | 4TWR5024G1 |  | 4TXCB003CC3 | 12.5 | 15.25 | 9.2 | Yes | Yes | 2015-03-13 |  | 1
FALSE | 4TWR5024G1 | 3222 | 5021105 | AMERICAN STANDARD | 4A6H5024G1 | HP | Split System: Heat Pump with Remote Outdoor Unit-Air-Source | 4TWR5024G1 |  | 4TXCB025BC3 | 13 | 15.5 | 9 | Yes | Yes | 2015-03-13 |  | 1
FALSE | 4TWR5024G1 | 3222 | 5021106 | AMERICAN STANDARD | 4A6H5024G1 | HP | Split System: Heat Pump with Remote Outdoor Unit-Air-Source | 4TWR5024G1 |  | 4TXCB025BC3 | 13 | 15.5 | 9 | Yes | Yes | 2015-03-13 |  | 1
FALSE | 4TWR5024G1 | 3222 | 5021107 | AMERICAN STANDARD | 4A6H5024G1 | HP | Split System: Heat Pump with Remote Outdoor Unit-Air-Source | 4TWR5024G1 |  | 4TXCB025BC3 | 12.5 | 15 | 8.7 | Yes | Yes | 2015-03-13 |  | 1
FALSE | 4TWR4018D1 | 2384 | 5175817 | AMERICAN STANDARD | 4TWB4018G1 | HP | Split System: Heat Pump with Remote Outdoor Unit-Air-Source | 4TWB4018G1 |  | 4TXCB032BC3 | 12.5 | 15 | 8.2 | Yes | Yes | 2015-03-13 |  | Below V5.0 Req.
FALSE | 4TWB4024G1 | 3221 | 5175904 | AMERICAN STANDARD | 4TWB4024G1 | HP | Split System: Heat Pump with Remote Outdoor Unit-Air-Source | 4TWB4024G1 |  | 4TXFH024CZ3 | 12.5 | 15 | 8.8 | Yes | Yes | 2015-03-13 |  | 1
FALSE | 4TWB4024G1 | 3221 | 5175905 | AMERICAN STANDARD | 4TWB4024G1 | HP | Split System: Heat Pump with Remote Outdoor Unit-Air-Source | 4TWB4024G1 |  | 4TXFH024CZ3 | 12.5 | 15 | 8.8 | Yes | Yes | 2015-03-13 |  | 1
FALSE | 4TWB4024G1 | 3221 | 5175906 | AMERICAN STANDARD | 4TWB4024G1 | HP | Split System: Heat Pump with Remote Outdoor Unit-Air-Source | 4TWB4024G1 |  | 4TXFH024CZ3 | 12.5 | 15 | 8.8 | Yes | Yes | 2015-03-13 |  | 1
FALSE | 4TWB4024G1 | 3221 | 5175903 | AMERICAN STANDARD | 4TWB4024G1 | HP | Split System: Heat Pump with Remote Outdoor Unit-Air-Source | 4TWB4024G1 |  | 4TXFH024CZ3 | 12.5 | 15 | 8.8 | Yes | Yes | 2015-03-13 |  | 1
FALSE | 4TWB4024G1 | 3221 | 5175900 | AMERICAN STANDARD | 4TWB4024G1 | HP | Split System: Heat Pump with Remote Outdoor Unit-Air-Source | 4TWB4024G1 |  | 4TXFH024CZ3 | 12.5 | 15 | 8.7 | Yes | Yes | 2015-03-13 |  | 1
FALSE | 4TWB4024G1 | 3221 | 5175902 | AMERICAN STANDARD | 4TWB4024G1 | HP | Split System: Heat Pump with Remote Outdoor Unit-Air-Source | 4TWB4024G1 |  | 4TXFH024CZ3 | 12.5 | 15 | 8.7 | Yes | Yes | 2015-03-13 |  | 1
FALSE | 4TWB4024G1 | 3221 | 5175901 | AMERICAN STANDARD | 4TWB4024G1 | HP | Split System: Heat Pump with Remote Outdoor Unit-Air-Source | 4TWB4024G1 |  | 4TXFH024CZ3 | 12.5 | 15 | 8.7 | Yes | Yes | 2015-03-13 |  | 1
FALSE | 4TWB4024G1 | 3221 | 5175912 | AMERICAN STANDARD | 4TWB4024G1 | HP | Split System: Heat Pump with Remote Outdoor Unit-Air-Source | 4TWB4024G1 |  | 4TXFH033CC3 | 12.5 | 15 | 8.8 | Yes | Yes | 2015-03-13 |  | 1
FALSE | 4TWB4024G1 | 3221 | 5175911 | AMERICAN STANDARD | 4TWB4024G1 | HP | Split System: Heat Pump with Remote Outdoor Unit-Air-Source | 4TWB4024G1 |  | 4TXFH033CC3 | 12.5 | 15 | 8.8 | Yes | Yes | 2015-03-13 |  | 1
FALSE | 4TWB4024G1 | 3221 | 5175910 | AMERICAN STANDARD | 4TWB4024G1 | HP | Split System: Heat Pump with Remote Outdoor Unit-Air-Source | 4TWB4024G1 |  | 4TXFH033CC3 | 12.5 | 15 | 8.7 | Yes | Yes | 2015-03-13 |  | 1
FALSE | 4TWR4030D1 | 2429 | 5175982 | AMERICAN STANDARD | 4TWB4030G1 | HP | Split System: Heat Pump with Remote Outdoor Unit-Air-Source | 4TWB4030G1 |  | 4TXCB036BC3 | 12 | 14.5 | 8.5 | Yes | Yes | 2015-03-13 |  | 0
FALSE | 4TWR4030D1 | 2429 | 5175983 | AMERICAN STANDARD | 4TWB4030G1 | HP | Split System: Heat Pump with Remote Outdoor Unit-Air-Source | 4TWB4030G1 |  | 4TXCB036BC3 | 12 | 14.5 | 8.5 | Yes | Yes | 2015-03-13 |  | 0
FALSE | 4TWR4030D1 | 2429 | 5175984 | AMERICAN STANDARD | 4TWB4030G1 | HP | Split System: Heat Pump with Remote Outdoor Unit-Air-Source | 4TWB4030G1 |  | 4TXCB036BC3 | 12 | 14.5 | 8.5 | Yes | Yes | 2015-03-13 |  | 0
FALSE | 4TWR4030D1 | 2429 | 5175985 | AMERICAN STANDARD | 4TWB4030G1 | HP | Split System: Heat Pump with Remote Outdoor Unit-Air-Source | 4TWB4030G1 |  | 4TXCB036BC3 | 12 | 14.5 | 8.5 | Yes | Yes | 2015-03-13 |  | 0
FALSE | 4TWR4030D1 | 2429 | 5176018 | AMERICAN STANDARD | 4TWB4030G1 | HP | Split System: Heat Pump with Remote Outdoor Unit-Air-Source | 4TWB4030G1 |  | 4TXCC005CC3 | 12.5 | 15 | 8.5 | Yes | Yes | 2015-03-13 |  | 1
FALSE | 4TWR4030D1 | 2429 | 5176020 | AMERICAN STANDARD | 4TWB4030G1 | HP | Split System: Heat Pump with Remote Outdoor Unit-Air-Source | 4TWB4030G1 |  | 4TXCC007CC3 | 12.5 | 15 | 8.5 | Yes | Yes | 2015-03-13 |  | 1
FALSE | 4TWR4030D1 | 2429 | 5176024 | AMERICAN STANDARD | 4TWB4030G1 | HP | Split System: Heat Pump with Remote Outdoor Unit-Air-Source | 4TWB4030G1 |  | 4TXCC037BC3 | 12.5 | 15 | 8.7 | Yes | Yes | 2015-03-13 |  | 1
FALSE | 4TWR4030D1 | 2429 | 5176029 | AMERICAN STANDARD | 4TWB4030G1 | HP | Split System: Heat Pump with Remote Outdoor Unit-Air-Source | 4TWB4030G1 |  | 4TXCC037BC3 | 12 | 15 | 8.5 | Yes | Yes | 2015-03-13 |  | 0
FALSE | 4TWR4030D1 | 2429 | 5176030 | AMERICAN STANDARD | 4TWB4030G1 | HP | Split System: Heat Pump with Remote Outdoor Unit-Air-Source | 4TWB4030G1 |  | 4TXCC037BC3 | 12 | 15 | 8.5 | Yes | Yes | 2015-03-13 |  | 0
FALSE | 4TWR4030D1 | 2429 | 5176031 | AMERICAN STANDARD | 4TWB4030G1 | HP | Split System: Heat Pump with Remote Outdoor Unit-Air-Source | 4TWB4030G1 |  | 4TXCC037BC3 | 12 | 15 | 8.5 | Yes | Yes | 2015-03-13 |  | 0
FALSE | 4TWR4030D1 | 2429 | 5176032 | AMERICAN STANDARD | 4TWB4030G1 | HP | Split System: Heat Pump with Remote Outdoor Unit-Air-Source | 4TWB4030G1 |  | 4TXCC037BC3 | 12 | 15 | 8.5 | Yes | Yes | 2015-03-13 |  | 0
FALSE | 4TWR4030D1 | 2429 | 5176034 | AMERICAN STANDARD | 4TWB4030G1 | HP | Split System: Heat Pump with Remote Outdoor Unit-Air-Source | 4TWB4030G1 |  | 4TXCC037BC3 | 12 | 14.5 | 8.5 | Yes | Yes | 2015-03-13 |  | 0
FALSE | 4TWR4030D1 | 2429 | 5176036 | AMERICAN STANDARD | 4TWB4030G1 | HP | Split System: Heat Pump with Remote Outdoor Unit-Air-Source | 4TWB4030G1 |  | 4TXCC037BC3 | 12 | 14.5 | 8.5 | Yes | Yes | 2015-03-13 |  | 0
FALSE | 4TWR4030D1 | 2429 | 5176049 | AMERICAN STANDARD | 4TWB4030G1 | HP | Split System: Heat Pump with Remote Outdoor Unit-Air-Source | 4TWB4030G1 |  | 4TXCC043BC3 | 12 | 15 | 8.5 | Yes | Yes | 2015-03-13 |  | 0
FALSE | 4TWR4030D1 | 2429 | 5176048 | AMERICAN STANDARD | 4TWB4030G1 | HP | Split System: Heat Pump with Remote Outdoor Unit-Air-Source | 4TWB4030G1 |  | 4TXCC043BC3 | 12 | 15 | 8.5 | Yes | Yes | 2015-03-13 |  | 0
FALSE | 4TWR4030D1 | 2429 | 5176005 | AMERICAN STANDARD | 4TWB4030G1 | HP | Split System: Heat Pump with Remote Outdoor Unit-Air-Source | 4TWB4030G1 |  | 4TXCB042BC3 | 12 | 14.5 | 8.5 | Yes | Yes | 2015-03-13 |  | 0
FALSE | 4TWR4030D1 | 2429 | 5176004 | AMERICAN STANDARD | 4TWB4030G1 | HP | Split System: Heat Pump with Remote Outdoor Unit-Air-Source | 4TWB4030G1 |  | 4TXCB042BC3 | 12 | 14.5 | 8.5 | Yes | Yes | 2015-03-13 |  | 0
FALSE | 4TWR4030D1 | 2429 | 5176001 | AMERICAN STANDARD | 4TWB4030G1 | HP | Split System: Heat Pump with Remote Outdoor Unit-Air-Source | 4TWB4030G1 |  | 4TXCB042BC3 | 12 | 14.5 | 8.5 | Yes | Yes | 2015-03-13 |  | 0
FALSE | 4TWR4030D1 | 2429 | 5176007 | AMERICAN STANDARD | 4TWB4030G1 | HP | Split System: Heat Pump with Remote Outdoor Unit-Air-Source | 4TWB4030G1 |  | 4TXCC005CC3 | 12 | 15 | 8.5 | Yes | Yes | 2015-03-13 |  | 0
FALSE | 4TWR4030D1 | 2429 | 5174545 | AMERICAN STANDARD | 4TWB4030G1 | HP | Split System: Heat Pump with Remote Outdoor Unit-Air-Source | 4TWB4030G1 |  | *AM8A0C36V31+BAYCC24V | 12.5 | 16 | 9 | Yes | Yes | 2015-03-13 |  | 1
FALSE | 4TWR5030G1 | 2430 | 5174549 | AMERICAN STANDARD | 4A6H5030G1 | HP | Split System: Heat Pump with Remote Outdoor Unit-Air-Source | 4TWR5030G1 |  | *AM8A0B30V21+BAYCC24V | 13 | 15.5 | 9.4 | Yes | Yes | 2015-03-13 |  | 1
FALSE | 4TWR5030G1 | 2430 | 5174550 | AMERICAN STANDARD | 4A6H5030G1 | HP | Split System: Heat Pump with Remote Outdoor Unit-Air-Source | 4TWR5030G1 |  | *AM8A0C36V31+BAYCC24V | 13 | 16 | 9.4 | Yes | Yes | 2015-03-13 |  | 2
FALSE | 4TWB4024G1 | 3221 | 5174541 | AMERICAN STANDARD | 4TWB4024G1 | HP | Split System: Heat Pump with Remote Outdoor Unit-Air-Source | 4TWB4024G1 |  | *AM8A0A24V21+BAYCC24V | 12.5 | 15 | 8.8 | Yes | Yes | 2015-03-13 |  | 1
FALSE | 4TWR5030G1 | 2430 | 5189249 | AMERICAN STANDARD | 4A6H5030G1 | HP | Split System: Heat Pump with Remote Outdoor Unit-Air-Source | 4TWR5030G1 |  | 4TXCC037BC3 | 12.5 | 15 | 9 | Yes | Yes | 2015-03-13 |  | 1
FALSE | 4TWR5030G1 | 2430 | 5189250 | AMERICAN STANDARD | 4A6H5030G1 | HP | Split System: Heat Pump with Remote Outdoor Unit-Air-Source | 4TWR5030G1 |  | 4TXCC043BC3 | 12.5 | 15 | 9 | Yes | Yes | 2015-03-13 |  | 1
FALSE | 4TWR5030G1 | 2430 | 5189251 | AMERICAN STANDARD | 4A6H5030G1 | HP | Split System: Heat Pump with Remote Outdoor Unit-Air-Source | 4TWR5030G1 |  | 4TXCC044BC3 | 13 | 15 | 9 | Yes | Yes | 2015-03-13 |  | 1
FALSE | 4TWR5030G1 | 2430 | 5189252 | AMERICAN STANDARD | 4A6H5030G1 | HP | Split System: Heat Pump with Remote Outdoor Unit-Air-Source | 4TWR5030G1 |  | 4TXCC049BC3 | 13 | 15 | 9 | Yes | Yes | 2015-03-13 |  | 1
FALSE | 4TWR5036G1 | 2435 | 5189257 | AMERICAN STANDARD | 4A6H5036G1 | HP | Split System: Heat Pump with Remote Outdoor Unit-Air-Source | 4TWR5036G1 |  | 4TXCC044BC3 | 12.5 | 14.5 | 9 | Yes | Yes | 2015-03-13 |  | 0
FALSE | 4TWR5036G1 | 2435 | 5189261 | AMERICAN STANDARD | 4A6H5036G1 | HP | Split System: Heat Pump with Remote Outdoor Unit-Air-Source | 4TWR5036G1 |  | 4TXFH041CC3 | 12.5 | 15 | 8.5 | Yes | Yes | 2015-03-13 |  | 1
FALSE | 4TWR4030D1 | 2429 | 5189198 | AMERICAN STANDARD | 4TWB4030G1 | HP | Split System: Heat Pump with Remote Outdoor Unit-Air-Source | 4TWB4030G1 |  | 4TXCC037BC3 | 12.5 | 15 | 9 | Yes | Yes | 2015-03-13 |  | 1
FALSE | 4TWR4030D1 | 2429 | 5189199 | AMERICAN STANDARD | 4TWB4030G1 | HP | Split System: Heat Pump with Remote Outdoor Unit-Air-Source | 4TWB4030G1 |  | 4TXCC043BC3 | 12.5 | 15 | 9 | Yes | Yes | 2015-03-13 |  | 1
FALSE | 4TWR4030D1 | 2429 | 5189200 | AMERICAN STANDARD | 4TWB4030G1 | HP | Split System: Heat Pump with Remote Outdoor Unit-Air-Source | 4TWB4030G1 |  | 4TXCC044BC3 | 13 | 15 | 9 | Yes | Yes | 2015-03-13 |  | 1
FALSE | 4TWR4030D1 | 2429 | 5189201 | AMERICAN STANDARD | 4TWB4030G1 | HP | Split System: Heat Pump with Remote Outdoor Unit-Air-Source | 4TWB4030G1 |  | 4TXCC049BC3 | 13 | 15 | 9 | Yes | Yes | 2015-03-13 |  | 1
FALSE | 4TWR4030D1 | 2429 | 5189203 | AMERICAN STANDARD | 4TWB4030G1 | HP | Split System: Heat Pump with Remote Outdoor Unit-Air-Source | 4TWB4030G1 |  | 4TXFH041CC3 | 13 | 15 | 8.5 | Yes | Yes | 2015-03-13 |  | 1
FALSE | 4TWB4036G1 | 2434 | 5189206 | AMERICAN STANDARD | 4TWB4036G1 | HP | Split System: Heat Pump with Remote Outdoor Unit-Air-Source | 4TWB4036G1 |  | 4TXCC044BC3 | 12.5 | 14.5 | 9 | Yes | Yes | 2015-03-13 |  | 0
FALSE | 4TWB4036G1 | 2434 | 5189210 | AMERICAN STANDARD | 4TWB4036G1 | HP | Split System: Heat Pump with Remote Outdoor Unit-Air-Source | 4TWB4036G1 |  | 4TXFH041CC3 | 12.5 | 15 | 8.5 | Yes | Yes | 2015-03-13 |  | 1
FALSE | 4TWR5030G1 | 2430 | 5198252 | AMERICAN STANDARD | 4A6H5030G1 | HP | Split System: Heat Pump with Remote Outdoor Unit-Air-Source | 4TWR5030G1 |  | *AM7A0C36H31 | 13 | 16 | 9 | Yes | Yes | 2015-03-13 |  | 2
FALSE | 4TWB4049E1 | 2559 | 5514444 | AMERICAN STANDARD | 4TWB4049E1 | HP | Split System: Heat Pump with Remote Outdoor Unit-Air-Source | 4TWB4049E1 |  | 4TXCD063BC3 | 12 | 14.5 | 8.5 | Yes | Yes | 2015-03-13 |  | 0
FALSE | 4TWB4042G1 | 2545 | 5499615 | AMERICAN STANDARD | 4TWB4042G1 | HP | Split System: Heat Pump with Remote Outdoor Unit-Air-Source | 4TWB4042G1 |  | 4TXCB048BC3 | 12 | 14.5 | 8.5 | Yes | Yes | 2015-03-13 |  | 0
FALSE | 4TWB4042G1 | 2545 | 5499616 | AMERICAN STANDARD | 4TWB4042G1 | HP | Split System: Heat Pump with Remote Outdoor Unit-Air-Source | 4TWB4042G1 |  | 4TXCB048BC3 | 12 | 14.5 | 8.5 | Yes | Yes | 2015-03-13 |  | 0
FALSE | 4TWB4042G1 | 2545 | 5499618 | AMERICAN STANDARD | 4TWB4042G1 | HP | Split System: Heat Pump with Remote Outdoor Unit-Air-Source | 4TWB4042G1 |  | 4TXCB048BC3 | 12 | 14.5 | 8.5 | Yes | Yes | 2015-03-13 |  | 0
FALSE | 4TWB4042G1 | 2545 | 5499791 | AMERICAN STANDARD | 4TWB4042G1 | HP | Split System: Heat Pump with Remote Outdoor Unit-Air-Source | 4TWB4042G1 |  | 4TXCC044BC3 | 12.5 | 15 | 8.5 | Yes | Yes | 2015-03-13 |  | 1
FALSE | 4TWB4042G1 | 2545 | 5499793 | AMERICAN STANDARD | 4TWB4042G1 | HP | Split System: Heat Pump with Remote Outdoor Unit-Air-Source | 4TWB4042G1 |  | 4TXCC044BC3 | 12 | 15 | 8.5 | Yes | Yes | 2015-03-13 |  | 0
FALSE | 4TWB4042G1 | 2545 | 5499991 | AMERICAN STANDARD | 4TWB4042G1 | HP | Split System: Heat Pump with Remote Outdoor Unit-Air-Source | 4TWB4042G1 |  | 4TXCD050BC3 | 12 | 14.5 | 8.5 | Yes | Yes | 2015-03-13 |  | 0
FALSE | 4TWB4042G1 | 2545 | 5499801 | AMERICAN STANDARD | 4TWB4042G1 | HP | Split System: Heat Pump with Remote Outdoor Unit-Air-Source | 4TWB4042G1 |  | 4TXCC044BC3 | 12 | 15 | 8.5 | Yes | Yes | 2015-03-13 |  | 0
FALSE | 4TWB4042G1 | 2545 | 5499772 | AMERICAN STANDARD | 4TWB4042G1 | HP | Split System: Heat Pump with Remote Outdoor Unit-Air-Source | 4TWB4042G1 |  | 4TXCC044BC3 | 12 | 15 | 8.5 | Yes | Yes | 2015-03-13 |  | 0
FALSE | 4TWB4042G1 | 2545 | 5499773 | AMERICAN STANDARD | 4TWB4042G1 | HP | Split System: Heat Pump with Remote Outdoor Unit-Air-Source | 4TWB4042G1 |  | 4TXCC044BC3 | 12 | 15 | 8.5 | Yes | Yes | 2015-03-13 |  | 0
FALSE | 4TWB4042G1 | 2545 | 5499967 | AMERICAN STANDARD | 4TWB4042G1 | HP | Split System: Heat Pump with Remote Outdoor Unit-Air-Source | 4TWB4042G1 |  | 4TXCD050BC3 | 12 | 15 | 8.5 | Yes | Yes | 2015-03-13 |  | 0
FALSE | 4TWB4042G1 | 2545 | 5499660 | AMERICAN STANDARD | 4TWB4042G1 | HP | Split System: Heat Pump with Remote Outdoor Unit-Air-Source | 4TWB4042G1 |  | 4TXCC008CC3 | 12 | 14.5 | 8.5 | Yes | Yes | 2015-03-13 |  | 0
FALSE | 4TWB4042G1 | 2545 | 5499662 | AMERICAN STANDARD | 4TWB4042G1 | HP | Split System: Heat Pump with Remote Outdoor Unit-Air-Source | 4TWB4042G1 |  | 4TXCC008CC3 | 12 | 15 | 8.5 | Yes | Yes | 2015-03-13 |  | 0
FALSE | 4TWB4042G1 | 2545 | 5499663 | AMERICAN STANDARD | 4TWB4042G1 | HP | Split System: Heat Pump with Remote Outdoor Unit-Air-Source | 4TWB4042G1 |  | 4TXCC008CC3 | 12 | 15 | 8.5 | Yes | Yes | 2015-03-13 |  | 0
FALSE | 4TWB4042G1 | 2545 | 5499664 | AMERICAN STANDARD | 4TWB4042G1 | HP | Split System: Heat Pump with Remote Outdoor Unit-Air-Source | 4TWB4042G1 |  | 4TXCC008CC3 | 12 | 15 | 8.5 | Yes | Yes | 2015-03-13 |  | 0
FALSE | 4TWB4042G1 | 2545 | 5499781 | AMERICAN STANDARD | 4TWB4042G1 | HP | Split System: Heat Pump with Remote Outdoor Unit-Air-Source | 4TWB4042G1 |  | 4TXCC044BC3 | 12 | 14.5 | 8.5 | Yes | Yes | 2015-03-13 |  | 0
FALSE | 4TWB4042G1 | 2545 | 5499866 | AMERICAN STANDARD | 4TWB4042G1 | HP | Split System: Heat Pump with Remote Outdoor Unit-Air-Source | 4TWB4042G1 |  | 4TXCC049BC3 | 12 | 15 | 8.5 | Yes | Yes | 2015-03-13 |  | 0
FALSE | 4TWB4042G1 | 2545 | 5499971 | AMERICAN STANDARD | 4TWB4042G1 | HP | Split System: Heat Pump with Remote Outdoor Unit-Air-Source | 4TWB4042G1 |  | 4TXCD050BC3 | 12 | 15 | 8.5 | Yes | Yes | 2015-03-13 |  | 0
FALSE | 4TWB4042G1 | 2545 | 5499972 | AMERICAN STANDARD | 4TWB4042G1 | HP | Split System: Heat Pump with Remote Outdoor Unit-Air-Source | 4TWB4042G1 |  | 4TXCD050BC3 | 12 | 15 | 8.5 | Yes | Yes | 2015-03-13 |  | 0
FALSE | 4TWB4042G1 | 2545 | 5499973 | AMERICAN STANDARD | 4TWB4042G1 | HP | Split System: Heat Pump with Remote Outdoor Unit-Air-Source | 4TWB4042G1 |  | 4TXCD050BC3 | 12 | 15 | 8.5 | Yes | Yes | 2015-03-13 |  | 0
FALSE | 4TWB4024G1 | 3221 | 5996095 | AMERICAN STANDARD | 4TWB4024G1 | HP | Split System: Heat Pump with Remote Outdoor Unit-Air-Source | 4TWB4024G1 |  | 4NXCB032AC3 | 12.5 | 15 | 9 | Yes | Yes | 2015-03-13 |  | 1
FALSE | 4TWB4024G1 | 3221 | 5996079 | AMERICAN STANDARD | 4TWB4024G1 | HP | Split System: Heat Pump with Remote Outdoor Unit-Air-Source | 4TWB4024G1 |  | 4NXCB032AC3 | 12.5 | 15 | 9 | Yes | Yes | 2015-03-13 |  | 1
FALSE | 4TWB4024G1 | 3221 | 5995519 | AMERICAN STANDARD | 4TWB4024G1 | HP | Split System: Heat Pump with Remote Outdoor Unit-Air-Source | 4TWB4024G1 |  | 4NXCB032AC3 | 12.5 | 15 | 9 | Yes | Yes | 2015-03-13 |  | 1
FALSE | 4TWB4024G1 | 3221 | 5995520 | AMERICAN STANDARD | 4TWB4024G1 | HP | Split System: Heat Pump with Remote Outdoor Unit-Air-Source | 4TWB4024G1 |  | 4NXCB032AC3 | 12.5 | 15 | 9 | Yes | Yes | 2015-03-13 |  | 1
FALSE | 4TWB4024G1 | 3221 | 5995521 | AMERICAN STANDARD | 4TWB4024G1 | HP | Split System: Heat Pump with Remote Outdoor Unit-Air-Source | 4TWB4024G1 |  | 4NXCB032AC3 | 12.5 | 15 | 9 | Yes | Yes | 2015-03-13 |  | 1
FALSE | 4TWB4024G1 | 3221 | 5995522 | AMERICAN STANDARD | 4TWB4024G1 | HP | Split System: Heat Pump with Remote Outdoor Unit-Air-Source | 4TWB4024G1 |  | 4NXCB032AC3 | 12.5 | 15 | 9 | Yes | Yes | 2015-03-13 |  | 1
FALSE | 4TWB4024G1 | 3221 | 5995523 | AMERICAN STANDARD | 4TWB4024G1 | HP | Split System: Heat Pump with Remote Outdoor Unit-Air-Source | 4TWB4024G1 |  | 4NXCB032AC3 | 12.5 | 15 | 9 | Yes | Yes | 2015-03-13 |  | 1
FALSE | 4TWB4024G1 | 3221 | 5996080 | AMERICAN STANDARD | 4TWB4024G1 | HP | Split System: Heat Pump with Remote Outdoor Unit-Air-Source | 4TWB4024G1 |  | 4NXCB032AC3 | 12.5 | 15 | 9 | Yes | Yes | 2015-03-13 |  | 1
FALSE | 4TWB4024G1 | 3221 | 5996081 | AMERICAN STANDARD | 4TWB4024G1 | HP | Split System: Heat Pump with Remote Outdoor Unit-Air-Source | 4TWB4024G1 |  | 4NXCB032AC3 | 12.5 | 15 | 9 | Yes | Yes | 2015-03-13 |  | 1
FALSE | 4TWB4024G1 | 3221 | 5996082 | AMERICAN STANDARD | 4TWB4024G1 | HP | Split System: Heat Pump with Remote Outdoor Unit-Air-Source | 4TWB4024G1 |  | 4NXCB032AC3 | 12.5 | 15 | 9 | Yes | Yes | 2015-03-13 |  | 1
FALSE | 4TWB4024G1 | 3221 | 5996083 | AMERICAN STANDARD | 4TWB4024G1 | HP | Split System: Heat Pump with Remote Outdoor Unit-Air-Source | 4TWB4024G1 |  | 4NXCB032AC3 | 12.5 | 15 | 9 | Yes | Yes | 2015-03-13 |  | 1
FALSE | 4TWB4024G1 | 3221 | 5995524 | AMERICAN STANDARD | 4TWB4024G1 | HP | Split System: Heat Pump with Remote Outdoor Unit-Air-Source | 4TWB4024G1 |  | 4NXCB032AC3 | 12.5 | 15 | 9 | Yes | Yes | 2015-03-13 |  | 1
FALSE | 4TWB4049E1 | 2559 | 5993082 | AMERICAN STANDARD | 4TWB4049E1 | HP | Split System: Heat Pump with Remote Outdoor Unit-Air-Source | 4TWB4049E1 |  | 4NXCD063BC3 | 12 | 14.5 | 8.2 | Yes | Yes | 2015-03-13 |  | Below V5.0 Req.
FALSE | 4TWB4049E1 | 2559 | 5993083 | AMERICAN STANDARD | 4TWB4049E1 | HP | Split System: Heat Pump with Remote Outdoor Unit-Air-Source | 4TWB4049E1 |  | 4NXCD063BC3 | 12 | 14.5 | 8.2 | Yes | Yes | 2015-03-13 |  | Below V5.0 Req.
FALSE | 4TWB4049E1 | 2559 | 5993084 | AMERICAN STANDARD | 4TWB4049E1 | HP | Split System: Heat Pump with Remote Outdoor Unit-Air-Source | 4TWB4049E1 |  | 4NXCD063BC3 | 12 | 14.5 | 8.2 | Yes | Yes | 2015-03-13 |  | Below V5.0 Req.
FALSE | 4TWB4049E1 | 2559 | 5993085 | AMERICAN STANDARD | 4TWB4049E1 | HP | Split System: Heat Pump with Remote Outdoor Unit-Air-Source | 4TWB4049E1 |  | 4NXCD063BC3 | 12.5 | 15 | 8.5 | Yes | Yes | 2015-03-13 |  | 1
FALSE | 4TWB4049E1 | 2559 | 5993086 | AMERICAN STANDARD | 4TWB4049E1 | HP | Split System: Heat Pump with Remote Outdoor Unit-Air-Source | 4TWB4049E1 |  | 4NXCD063BC3 | 12.5 | 15 | 8.5 | Yes | Yes | 2015-03-13 |  | 1
FALSE | 4TWB4049E1 | 2559 | 5993087 | AMERICAN STANDARD | 4TWB4049E1 | HP | Split System: Heat Pump with Remote Outdoor Unit-Air-Source | 4TWB4049E1 |  | 4NXCD063BC3 | 12.5 | 15 | 8.5 | Yes | Yes | 2015-03-13 |  | 1
FALSE | 4TWB4024G1 | 3221 | 5995525 | AMERICAN STANDARD | 4TWB4024G1 | HP | Split System: Heat Pump with Remote Outdoor Unit-Air-Source | 4TWB4024G1 |  | 4NXCB032AC3 | 12.5 | 15 | 9 | Yes | Yes | 2015-03-13 |  | 1
FALSE | 4TWR4030D1 | 2429 | 5995538 | AMERICAN STANDARD | 4TWB4030G1 | HP | Split System: Heat Pump with Remote Outdoor Unit-Air-Source | 4TWB4030G1 |  | 4NXCB032AC3 | 12.5 | 15 | 9 | Yes | Yes | 2015-03-13 |  | 1
FALSE | 4TWR4030D1 | 2429 | 5995539 | AMERICAN STANDARD | 4TWB4030G1 | HP | Split System: Heat Pump with Remote Outdoor Unit-Air-Source | 4TWB4030G1 |  | 4NXCB032AC3 | 12.5 | 15 | 9 | Yes | Yes | 2015-03-13 |  | 1
FALSE | 4TWR4030D1 | 2429 | 5996125 | AMERICAN STANDARD | 4TWB4030G1 | HP | Split System: Heat Pump with Remote Outdoor Unit-Air-Source | 4TWB4030G1 |  | 4NXCB032AC3 | 12.5 | 15 | 9 | Yes | Yes | 2015-03-13 |  | 1
FALSE | 4TWR4030D1 | 2429 | 5996127 | AMERICAN STANDARD | 4TWB4030G1 | HP | Split System: Heat Pump with Remote Outdoor Unit-Air-Source | 4TWB4030G1 |  | 4NXCB032AC3 | 12.5 | 14.75 | 9 | Yes | Yes | 2015-03-13 |  | 0
FALSE | 4TWR4030D1 | 2429 | 5996129 | AMERICAN STANDARD | 4TWB4030G1 | HP | Split System: Heat Pump with Remote Outdoor Unit-Air-Source | 4TWB4030G1 |  | 4NXCB032AC3 | 12.5 | 15 | 9 | Yes | Yes | 2015-03-13 |  | 1
FALSE | 4TWR4030D1 | 2429 | 5995554 | AMERICAN STANDARD | 4TWB4030G1 | HP | Split System: Heat Pump with Remote Outdoor Unit-Air-Source | 4TWB4030G1 |  | 4NXCB032AC3 | 12.5 | 15 | 9 | Yes | Yes | 2015-03-13 |  | 1
FALSE | 4TWR4030D1 | 2429 | 5996138 | AMERICAN STANDARD | 4TWB4030G1 | HP | Split System: Heat Pump with Remote Outdoor Unit-Air-Source | 4TWB4030G1 |  | 4NXCB032AC3 | 12.5 | 15 | 8.2 | Yes | Yes | 2015-03-13 |  | Below V5.0 Req.
FALSE | 4TWR4030D1 | 2429 | 5995555 | AMERICAN STANDARD | 4TWB4030G1 | HP | Split System: Heat Pump with Remote Outdoor Unit-Air-Source | 4TWB4030G1 |  | 4NXCB036AC3 | 12.5 | 15 | 9 | Yes | Yes | 2015-03-13 |  | 1
FALSE | 4TWR4030D1 | 2429 | 5995578 | AMERICAN STANDARD | 4TWB4030G1 | HP | Split System: Heat Pump with Remote Outdoor Unit-Air-Source | 4TWB4030G1 |  | 4NXCB036AC3 | 12.5 | 15 | 9 | Yes | Yes | 2015-03-13 |  | 1
FALSE | 4TWR4030D1 | 2429 | 5995557 | AMERICAN STANDARD | 4TWB4030G1 | HP | Split System: Heat Pump with Remote Outdoor Unit-Air-Source | 4TWB4030G1 |  | 4NXCB036AC3 | 12.5 | 15 | 9 | Yes | Yes | 2015-03-13 |  | 1
FALSE | 4TWR4030D1 | 2429 | 5995558 | AMERICAN STANDARD | 4TWB4030G1 | HP | Split System: Heat Pump with Remote Outdoor Unit-Air-Source | 4TWB4030G1 |  | 4NXCB036AC3 | 12.5 | 15 | 9 | Yes | Yes | 2015-03-13 |  | 1
FALSE | 4TWR4030D1 | 2429 | 5995563 | AMERICAN STANDARD | 4TWB4030G1 | HP | Split System: Heat Pump with Remote Outdoor Unit-Air-Source | 4TWB4030G1 |  | 4NXCB036AC3 | 12.5 | 15 | 9 | Yes | Yes | 2015-03-13 |  | 1
FALSE | 4TWR4030D1 | 2429 | 5995564 | AMERICAN STANDARD | 4TWB4030G1 | HP | Split System: Heat Pump with Remote Outdoor Unit-Air-Source | 4TWB4030G1 |  | 4NXCB036AC3 | 12.5 | 15 | 9 | Yes | Yes | 2015-03-13 |  | 1
FALSE | 4TWR4030D1 | 2429 | 5995565 | AMERICAN STANDARD | 4TWB4030G1 | HP | Split System: Heat Pump with Remote Outdoor Unit-Air-Source | 4TWB4030G1 |  | 4NXCB036AC3 | 12.5 | 15 | 9 | Yes | Yes | 2015-03-13 |  | 1
FALSE | 4TWR4030D1 | 2429 | 5995566 | AMERICAN STANDARD | 4TWB4030G1 | HP | Split System: Heat Pump with Remote Outdoor Unit-Air-Source | 4TWB4030G1 |  | 4NXCB036AC3 | 12.5 | 15 | 9 | Yes | Yes | 2015-03-13 |  | 1
FALSE | 4TWR4030D1 | 2429 | 5995567 | AMERICAN STANDARD | 4TWB4030G1 | HP | Split System: Heat Pump with Remote Outdoor Unit-Air-Source | 4TWB4030G1 |  | 4NXCB036AC3 | 12.5 | 15 | 9 | Yes | Yes | 2015-03-13 |  | 1
FALSE | 4TWR4030D1 | 2429 | 5995570 | AMERICAN STANDARD | 4TWB4030G1 | HP | Split System: Heat Pump with Remote Outdoor Unit-Air-Source | 4TWB4030G1 |  | 4NXCB036AC3 | 12.5 | 14.75 | 8.5 | Yes | Yes | 2015-03-13 |  | 0
FALSE | 4TWR4030D1 | 2429 | 5995571 | AMERICAN STANDARD | 4TWB4030G1 | HP | Split System: Heat Pump with Remote Outdoor Unit-Air-Source | 4TWB4030G1 |  | 4NXCB036AC3 | 12.5 | 15 | 9 | Yes | Yes | 2015-03-13 |  | 1
FALSE | 4TWR4030D1 | 2429 | 5996157 | AMERICAN STANDARD | 4TWB4030G1 | HP | Split System: Heat Pump with Remote Outdoor Unit-Air-Source | 4TWB4030G1 |  | 4NXCB036AC3 | 12.5 | 14.75 | 9 | Yes | Yes | 2015-03-13 |  | 0
FALSE | 4TWR5024G1 | 3222 | 5994160 | AMERICAN STANDARD | 4A6H5024G1 | HP | Split System: Heat Pump with Remote Outdoor Unit-Air-Source | 4TWR5024G1 |  | 4NXCB036AC3 | 12.5 | 15 | 9 | Yes | Yes | 2015-03-13 |  | 1
FALSE | 4TWR5024G1 | 3222 | 5994163 | AMERICAN STANDARD | 4A6H5024G1 | HP | Split System: Heat Pump with Remote Outdoor Unit-Air-Source | 4TWR5024G1 |  | 4NXCB036AC3 | 12.5 | 15 | 9 | Yes | Yes | 2015-03-13 |  | 1
FALSE | 4TWR5024G1 | 3222 | 5994414 | AMERICAN STANDARD | 4A6H5024G1 | HP | Split System: Heat Pump with Remote Outdoor Unit-Air-Source | 4TWR5024G1 |  | 4NXCB036AC3 | 12.5 | 15 | 9 | Yes | Yes | 2015-03-13 |  | 1
FALSE | 4TWR5024G1 | 3222 | 5994413 | AMERICAN STANDARD | 4A6H5024G1 | HP | Split System: Heat Pump with Remote Outdoor Unit-Air-Source | 4TWR5024G1 |  | 4NXCB036AC3 | 12.5 | 15 | 9 | Yes | Yes | 2015-03-13 |  | 1
FALSE | 4TWR5024G1 | 3222 | 5994412 | AMERICAN STANDARD | 4A6H5024G1 | HP | Split System: Heat Pump with Remote Outdoor Unit-Air-Source | 4TWR5024G1 |  | 4NXCB036AC3 | 12.5 | 15 | 9 | Yes | Yes | 2015-03-13 |  | 1
FALSE | 4TWR5024G1 | 3222 | 5994411 | AMERICAN STANDARD | 4A6H5024G1 | HP | Split System: Heat Pump with Remote Outdoor Unit-Air-Source | 4TWR5024G1 |  | 4NXCB036AC3 | 12.5 | 15 | 9 | Yes | Yes | 2015-03-13 |  | 1
FALSE | 4TWR5024G1 | 3222 | 5995752 | AMERICAN STANDARD | 4A6H5024G1 | HP | Split System: Heat Pump with Remote Outdoor Unit-Air-Source | 4TWR5024G1 |  | 4NXCB036AC3 | 12.5 | 15 | 9 | Yes | Yes | 2015-03-13 |  | 1
FALSE | 4TWR5024G1 | 3222 | 5995751 | AMERICAN STANDARD | 4A6H5024G1 | HP | Split System: Heat Pump with Remote Outdoor Unit-Air-Source | 4TWR5024G1 |  | 4NXCB036AC3 | 12.5 | 15 | 9 | Yes | Yes | 2015-03-13 |  | 1
FALSE | 4TWR5024G1 | 3222 | 5995750 | AMERICAN STANDARD | 4A6H5024G1 | HP | Split System: Heat Pump with Remote Outdoor Unit-Air-Source | 4TWR5024G1 |  | 4NXCB036AC3 | 12.5 | 15 | 9 | Yes | Yes | 2015-03-13 |  | 1
FALSE | 4TWR5024G1 | 3222 | 5994159 | AMERICAN STANDARD | 4A6H5024G1 | HP | Split System: Heat Pump with Remote Outdoor Unit-Air-Source | 4TWR5024G1 |  | 4NXCB036AC3 | 12.5 | 15 | 9 | Yes | Yes | 2015-03-13 |  | 1
FALSE | 4TWR5024G1 | 3222 | 5994410 | AMERICAN STANDARD | 4A6H5024G1 | HP | Split System: Heat Pump with Remote Outdoor Unit-Air-Source | 4TWR5024G1 |  | 4NXCB036AC3 | 12.5 | 15 | 8.5 | Yes | Yes | 2015-03-13 |  | 1
FALSE | 4TWR5024G1 | 3222 | 5994409 | AMERICAN STANDARD | 4A6H5024G1 | HP | Split System: Heat Pump with Remote Outdoor Unit-Air-Source | 4TWR5024G1 |  | 4NXCB036AC3 | 12.5 | 15 | 8.5 | Yes | Yes | 2015-03-13 |  | 1
FALSE | 4TWR5049E1 | 2560 | 5993206 | AMERICAN STANDARD | 4A6H5049E1 | HP | Split System: Heat Pump with Remote Outdoor Unit-Air-Source | 4TWR5049E1 |  | 4NXCD063BC3 | 12.5 | 15 | 8.5 | Yes | Yes | 2015-03-13 |  | 1
FALSE | 4TWR5024G1 | 3222 | 5994408 | AMERICAN STANDARD | 4A6H5024G1 | HP | Split System: Heat Pump with Remote Outdoor Unit-Air-Source | 4TWR5024G1 |  | 4NXCB036AC3 | 12.5 | 15 | 8.5 | Yes | Yes | 2015-03-13 |  | 1
FALSE | 4TWR5024G1 | 3222 | 5994407 | AMERICAN STANDARD | 4A6H5024G1 | HP | Split System: Heat Pump with Remote Outdoor Unit-Air-Source | 4TWR5024G1 |  | 4NXCB036AC3 | 12.5 | 15 | 8.5 | Yes | Yes | 2015-03-13 |  | 1
FALSE | 4TWR5024G1 | 3222 | 5994406 | AMERICAN STANDARD | 4A6H5024G1 | HP | Split System: Heat Pump with Remote Outdoor Unit-Air-Source | 4TWR5024G1 |  | 4NXCB036AC3 | 12.5 | 15 | 8.5 | Yes | Yes | 2015-03-13 |  | 1
FALSE | 4TWR5024G1 | 3222 | 5994405 | AMERICAN STANDARD | 4A6H5024G1 | HP | Split System: Heat Pump with Remote Outdoor Unit-Air-Source | 4TWR5024G1 |  | 4NXCB036AC3 | 12.5 | 15 | 8.5 | Yes | Yes | 2015-03-13 |  | 1
FALSE | 4TWR5024G1 | 3222 | 5994404 | AMERICAN STANDARD | 4A6H5024G1 | HP | Split System: Heat Pump with Remote Outdoor Unit-Air-Source | 4TWR5024G1 |  | 4NXCB036AC3 | 12.5 | 15 | 8.5 | Yes | Yes | 2015-03-13 |  | 1
FALSE | 4TWR5024G1 | 3222 | 5994402 | AMERICAN STANDARD | 4A6H5024G1 | HP | Split System: Heat Pump with Remote Outdoor Unit-Air-Source | 4TWR5024G1 |  | 4NXCB036AC3 | 12.5 | 15 | 8.5 | Yes | Yes | 2015-03-13 |  | 1
FALSE | 4A6H7036B1 | 3205 | 7038795 | AMERICAN STANDARD | 4A6H7036B1 | HP | Split System: Heat Pump with Remote Outdoor Unit-Air-Source | 4A6H7036B1 |  | 4TXCC007CC3 | 12.5 | 16 | 9 | Yes | Yes | 2015-03-13 |  | 1
FALSE | 4A6H7036B1 | 3205 | 7038797 | AMERICAN STANDARD | 4A6H7036B1 | HP | Split System: Heat Pump with Remote Outdoor Unit-Air-Source | 4A6H7036B1 |  | 4TXCC007CC3 | 12.5 | 16 | 9 | Yes | Yes | 2015-03-13 |  | 1
FALSE | 4A6H7036B1 | 3205 | 7038798 | AMERICAN STANDARD | 4A6H7036B1 | HP | Split System: Heat Pump with Remote Outdoor Unit-Air-Source | 4A6H7036B1 |  | 4TXCC007CC3 | 12 | 16 | 9 | Yes | Yes | 2015-03-13 |  | 0
FALSE | 4A6H7036B1 | 3205 | 7038903 | AMERICAN STANDARD | 4A6H7036B1 | HP | Split System: Heat Pump with Remote Outdoor Unit-Air-Source | 4A6H7036B1 |  | 4TXCC044BC3 | 12.5 | 16 | 8.5 | Yes | Yes | 2015-03-13 |  | 1
FALSE | 4A6H7036B1 | 3205 | 7038904 | AMERICAN STANDARD | 4A6H7036B1 | HP | Split System: Heat Pump with Remote Outdoor Unit-Air-Source | 4A6H7036B1 |  | 4TXCC044BC3 | 12 | 16 | 8.5 | Yes | Yes | 2015-03-13 |  | 0
FALSE | 4A6H7036B1 | 3205 | 7038766 | AMERICAN STANDARD | 4A6H7036B1 | HP | Split System: Heat Pump with Remote Outdoor Unit-Air-Source | 4A6H7036B1 |  | 4TXCC005CC3 | 12.5 | 16 | 9 | Yes | Yes | 2015-03-13 |  | 1
FALSE | 4A6H7036B1 | 3205 | 7038707 | AMERICAN STANDARD | 4A6H7036B1 | HP | Split System: Heat Pump with Remote Outdoor Unit-Air-Source | 4A6H7036B1 |  | 4TXCB032BC3 | 12 | 15.5 | 8.2 | Yes | Yes | 2015-03-13 |  | Below V5.0 Req.
FALSE | 4A6H7036B1 | 3205 | 7038767 | AMERICAN STANDARD | 4A6H7036B1 | HP | Split System: Heat Pump with Remote Outdoor Unit-Air-Source | 4A6H7036B1 |  | 4TXCC005CC3 | 12 | 15.5 | 9 | Yes | Yes | 2015-03-13 |  | 0
FALSE | 4A6H7036B1 | 3205 | 7038861 | AMERICAN STANDARD | 4A6H7036B1 | HP | Split System: Heat Pump with Remote Outdoor Unit-Air-Source | 4A6H7036B1 |  | 4TXCC043BC3 | 12 | 15.5 | 8.2 | Yes | Yes | 2015-03-13 |  | Below V5.0 Req.
FALSE | 4A6H7036B1 | 3205 | 7038799 | AMERICAN STANDARD | 4A6H7036B1 | HP | Split System: Heat Pump with Remote Outdoor Unit-Air-Source | 4A6H7036B1 |  | 4TXCC007CC3 | 12 | 15.5 | 8.5 | Yes | Yes | 2015-03-13 |  | 0
FALSE | 4A6H7036B1 | 3205 | 7038708 | AMERICAN STANDARD | 4A6H7036B1 | HP | Split System: Heat Pump with Remote Outdoor Unit-Air-Source | 4A6H7036B1 |  | 4TXCB032BC3 | 12 | 15.5 | 8.2 | Yes | Yes | 2015-03-13 |  | Below V5.0 Req.
FALSE | 4A6H7036B1 | 3205 | 7038934 | AMERICAN STANDARD | 4A6H7036B1 | HP | Split System: Heat Pump with Remote Outdoor Unit-Air-Source | 4A6H7036B1 |  | 4TXCC049BC3 | 12 | 15.5 | 8.5 | Yes | Yes | 2015-03-13 |  | 0
FALSE | 4A6H7036B1 | 3205 | 7038862 | AMERICAN STANDARD | 4A6H7036B1 | HP | Split System: Heat Pump with Remote Outdoor Unit-Air-Source | 4A6H7036B1 |  | 4TXCC043BC3 | 12 | 15.5 | 8.2 | Yes | Yes | 2015-03-13 |  | Below V5.0 Req.
FALSE | 4A6H7036B1 | 3205 | 7038863 | AMERICAN STANDARD | 4A6H7036B1 | HP | Split System: Heat Pump with Remote Outdoor Unit-Air-Source | 4A6H7036B1 |  | 4TXCC043BC3 | 12 | 15.5 | 8.2 | Yes | Yes | 2015-03-13 |  | Below V5.0 Req.
FALSE | 4A6H7036B1 | 3205 | 7038864 | AMERICAN STANDARD | 4A6H7036B1 | HP | Split System: Heat Pump with Remote Outdoor Unit-Air-Source | 4A6H7036B1 |  | 4TXCC043BC3 | 12 | 15.5 | 8.2 | Yes | Yes | 2015-03-13 |  | Below V5.0 Req.
FALSE | 4A6H7036B1 | 3205 | 7038935 | AMERICAN STANDARD | 4A6H7036B1 | HP | Split System: Heat Pump with Remote Outdoor Unit-Air-Source | 4A6H7036B1 |  | 4TXCC049BC3 | 12 | 15.5 | 8.5 | Yes | Yes | 2015-03-13 |  | 0
FALSE | 4A6H7036B1 | 3205 | 7038906 | AMERICAN STANDARD | 4A6H7036B1 | HP | Split System: Heat Pump with Remote Outdoor Unit-Air-Source | 4A6H7036B1 |  | 4TXCC044BC3 | 12 | 16 | 8.5 | Yes | Yes | 2015-03-13 |  | 0
FALSE | 4A6H7036B1 | 3205 | 7038709 | AMERICAN STANDARD | 4A6H7036B1 | HP | Split System: Heat Pump with Remote Outdoor Unit-Air-Source | 4A6H7036B1 |  | 4TXCB032BC3 | 12 | 16 | 8.2 | Yes | Yes | 2015-03-13 |  | Below V5.0 Req.
FALSE | 4A6H7036B1 | 3205 | 7038801 | AMERICAN STANDARD | 4A6H7036B1 | HP | Split System: Heat Pump with Remote Outdoor Unit-Air-Source | 4A6H7036B1 |  | 4TXCC007CC3 | 12 | 16 | 9 | Yes | Yes | 2015-03-13 |  | 0
FALSE | 4A6H7036B1 | 3205 | 7038997 | AMERICAN STANDARD | 4A6H7036B1 | HP | Split System: Heat Pump with Remote Outdoor Unit-Air-Source | 4A6H7036B1 |  | 4TXFH036CZ3 | 12 | 15.5 | 8.5 | Yes | Yes | 2015-03-13 |  | 0
FALSE | 4A6H7036B1 | 3205 | 7038806 | AMERICAN STANDARD | 4A6H7036B1 | HP | Split System: Heat Pump with Remote Outdoor Unit-Air-Source | 4A6H7036B1 |  | 4TXCC007CC3 | 12 | 15.5 | 8.5 | Yes | Yes | 2015-03-13 |  | 0
FALSE | 4A6H7036B1 | 3205 | 7038738 | AMERICAN STANDARD | 4A6H7036B1 | HP | Split System: Heat Pump with Remote Outdoor Unit-Air-Source | 4A6H7036B1 |  | 4TXCB036BC3 | 12 | 15.5 | 8.2 | Yes | Yes | 2015-03-13 |  | Below V5.0 Req.
FALSE | 4A6H7036B1 | 3205 | 7038807 | AMERICAN STANDARD | 4A6H7036B1 | HP | Split System: Heat Pump with Remote Outdoor Unit-Air-Source | 4A6H7036B1 |  | 4TXCC007CC3 | 12 | 15.5 | 9 | Yes | Yes | 2015-03-13 |  | 0
FALSE | 4A6H7036B1 | 3205 | 7038680 | AMERICAN STANDARD | 4A6H7036B1 | HP | Split System: Heat Pump with Remote Outdoor Unit-Air-Source | 4A6H7036B1 |  | 4TXCB004CC3 | 12 | 15.5 | 8.5 | Yes | Yes | 2015-03-13 |  | 0
FALSE | 4A6H7036B1 | 3205 | 7038681 | AMERICAN STANDARD | 4A6H7036B1 | HP | Split System: Heat Pump with Remote Outdoor Unit-Air-Source | 4A6H7036B1 |  | 4TXCB004CC3 | 12 | 15.5 | 8.5 | Yes | Yes | 2015-03-13 |  | 0
FALSE | 4A6H7036B1 | 3205 | 7038682 | AMERICAN STANDARD | 4A6H7036B1 | HP | Split System: Heat Pump with Remote Outdoor Unit-Air-Source | 4A6H7036B1 |  | 4TXCB004CC3 | 12 | 15.5 | 9 | Yes | Yes | 2015-03-13 |  | 0
FALSE | 4A6H7036B1 | 3205 | 7038867 | AMERICAN STANDARD | 4A6H7036B1 | HP | Split System: Heat Pump with Remote Outdoor Unit-Air-Source | 4A6H7036B1 |  | 4TXCC043BC3 | 12 | 15.5 | 8.2 | Yes | Yes | 2015-03-13 |  | Below V5.0 Req.
FALSE | 4A6H7036B1 | 3205 | 7038998 | AMERICAN STANDARD | 4A6H7036B1 | HP | Split System: Heat Pump with Remote Outdoor Unit-Air-Source | 4A6H7036B1 |  | 4TXFH036CZ3 | 12 | 16 | 8.5 | Yes | Yes | 2015-03-13 |  | 0
FALSE | 4A6H7036B1 | 3205 | 7038683 | AMERICAN STANDARD | 4A6H7036B1 | HP | Split System: Heat Pump with Remote Outdoor Unit-Air-Source | 4A6H7036B1 |  | 4TXCB004CC3 | 12 | 16 | 8.5 | Yes | Yes | 2015-03-13 |  | 0
FALSE | 4A6H7036B1 | 3205 | 7038943 | AMERICAN STANDARD | 4A6H7036B1 | HP | Split System: Heat Pump with Remote Outdoor Unit-Air-Source | 4A6H7036B1 |  | 4TXCC049BC3 | 12 | 16 | 9 | Yes | Yes | 2015-03-13 |  | 0
FALSE | 4A6H7036B1 | 3205 | 7038808 | AMERICAN STANDARD | 4A6H7036B1 | HP | Split System: Heat Pump with Remote Outdoor Unit-Air-Source | 4A6H7036B1 |  | 4TXCC007CC3 | 12 | 16 | 8.5 | Yes | Yes | 2015-03-13 |  | 0
FALSE | 4A6H7036B1 | 3205 | 7038809 | AMERICAN STANDARD | 4A6H7036B1 | HP | Split System: Heat Pump with Remote Outdoor Unit-Air-Source | 4A6H7036B1 |  | 4TXCC007CC3 | 12 | 16 | 9 | Yes | Yes | 2015-03-13 |  | 0
FALSE | 4A6H7036B1 | 3205 | 7038999 | AMERICAN STANDARD | 4A6H7036B1 | HP | Split System: Heat Pump with Remote Outdoor Unit-Air-Source | 4A6H7036B1 |  | 4TXFH036CZ3 | 12 | 16 | 8.5 | Yes | Yes | 2015-03-13 |  | 0
FALSE | 4A6H7036B1 | 3205 | 7038771 | AMERICAN STANDARD | 4A6H7036B1 | HP | Split System: Heat Pump with Remote Outdoor Unit-Air-Source | 4A6H7036B1 |  | 4TXCC005CC3 | 12 | 16 | 8.5 | Yes | Yes | 2015-03-13 |  | 0
FALSE | 4A6H7036B1 | 3205 | 7039000 | AMERICAN STANDARD | 4A6H7036B1 | HP | Split System: Heat Pump with Remote Outdoor Unit-Air-Source | 4A6H7036B1 |  | 4TXFH036CZ3 | 12 | 16 | 8.5 | Yes | Yes | 2015-03-13 |  | 0
FALSE | 4A6H7036B1 | 3205 | 7038909 | AMERICAN STANDARD | 4A6H7036B1 | HP | Split System: Heat Pump with Remote Outdoor Unit-Air-Source | 4A6H7036B1 |  | 4TXCC044BC3 | 12 | 16 | 8.5 | Yes | Yes | 2015-03-13 |  | 0
FALSE | 4A6H7036B1 | 3205 | 7038910 | AMERICAN STANDARD | 4A6H7036B1 | HP | Split System: Heat Pump with Remote Outdoor Unit-Air-Source | 4A6H7036B1 |  | 4TXCC044BC3 | 12 | 16 | 8.5 | Yes | Yes | 2015-03-13 |  | 0
FALSE | 4A6H7036B1 | 3205 | 7038911 | AMERICAN STANDARD | 4A6H7036B1 | HP | Split System: Heat Pump with Remote Outdoor Unit-Air-Source | 4A6H7036B1 |  | 4TXCC044BC3 | 12 | 16 | 8.5 | Yes | Yes | 2015-03-13 |  | 0
FALSE | 4A6H7036B1 | 3205 | 7038774 | AMERICAN STANDARD | 4A6H7036B1 | HP | Split System: Heat Pump with Remote Outdoor Unit-Air-Source | 4A6H7036B1 |  | 4TXCC005CC3 | 12 | 15.25 | 8.5 | Yes | Yes | 2015-03-13 |  | 0
FALSE | 4A6H7036B1 | 3205 | 7038872 | AMERICAN STANDARD | 4A6H7036B1 | HP | Split System: Heat Pump with Remote Outdoor Unit-Air-Source | 4A6H7036B1 |  | 4TXCC043BC3 | 12 | 15.25 | 8.2 | Yes | Yes | 2015-03-13 |  | Below V5.0 Req.
FALSE | 4A6H7036B1 | 3205 | 7038915 | AMERICAN STANDARD | 4A6H7036B1 | HP | Split System: Heat Pump with Remote Outdoor Unit-Air-Source | 4A6H7036B1 |  | 4TXCC044BC3 | 12 | 16 | 8.5 | Yes | Yes | 2015-03-13 |  | 0
FALSE | 4A6H7036B1 | 3205 | 7038916 | AMERICAN STANDARD | 4A6H7036B1 | HP | Split System: Heat Pump with Remote Outdoor Unit-Air-Source | 4A6H7036B1 |  | 4TXCC044BC3 | 12.5 | 16 | 8.5 | Yes | Yes | 2015-03-13 |  | 1
FALSE | 4A6H7036B1 | 3205 | 7038810 | AMERICAN STANDARD | 4A6H7036B1 | HP | Split System: Heat Pump with Remote Outdoor Unit-Air-Source | 4A6H7036B1 |  | 4TXCC007CC3 | 12.5 | 16 | 9 | Yes | Yes | 2015-03-13 |  | 1
FALSE | 4A6H7036B1 | 3205 | 7038948 | AMERICAN STANDARD | 4A6H7036B1 | HP | Split System: Heat Pump with Remote Outdoor Unit-Air-Source | 4A6H7036B1 |  | 4TXCC049BC3 | 12 | 16 | 8.5 | Yes | Yes | 2015-03-13 |  | 0
FALSE | 4A6H7036B1 | 3205 | 7038949 | AMERICAN STANDARD | 4A6H7036B1 | HP | Split System: Heat Pump with Remote Outdoor Unit-Air-Source | 4A6H7036B1 |  | 4TXCC049BC3 | 12.5 | 16 | 8.5 | Yes | Yes | 2015-03-13 |  | 1
FALSE | 4A6H7036B1 | 3205 | 7038662 | AMERICAN STANDARD | 4A6H7036B1 | HP | Split System: Heat Pump with Remote Outdoor Unit-Air-Source | 4A6H7036B1 |  | 4TXCB004CC3 | 12.5 | 16 | 9 | Yes | Yes | 2015-03-13 |  | 1
FALSE | 4A6H7036B1 | 3205 | 7038875 | AMERICAN STANDARD | 4A6H7036B1 | HP | Split System: Heat Pump with Remote Outdoor Unit-Air-Source | 4A6H7036B1 |  | 4TXCC043BC3 | 12 | 15.25 | 8.2 | Yes | Yes | 2015-03-13 |  | Below V5.0 Req.
FALSE | 4A6H7036B1 | 3205 | 7038717 | AMERICAN STANDARD | 4A6H7036B1 | HP | Split System: Heat Pump with Remote Outdoor Unit-Air-Source | 4A6H7036B1 |  | 4TXCB036BC3 | 12 | 16 | 8.2 | Yes | Yes | 2015-03-13 |  | Below V5.0 Req.
FALSE | 4A6H7036B1 | 3205 | 7039003 | AMERICAN STANDARD | 4A6H7036B1 | HP | Split System: Heat Pump with Remote Outdoor Unit-Air-Source | 4A6H7036B1 |  | 4TXFH036CZ3 | 12 | 16 | 8.5 | Yes | Yes | 2015-03-13 |  | 0
FALSE | 4A6H7036B1 | 3205 | 7038821 | AMERICAN STANDARD | 4A6H7036B1 | HP | Split System: Heat Pump with Remote Outdoor Unit-Air-Source | 4A6H7036B1 |  | 4TXCC037BC3 | 12 | 16 | 8.5 | Yes | Yes | 2015-03-13 |  | 0
FALSE | 4A6H7036B1 | 3205 | 7039004 | AMERICAN STANDARD | 4A6H7036B1 | HP | Split System: Heat Pump with Remote Outdoor Unit-Air-Source | 4A6H7036B1 |  | 4TXFH036CZ3 | 12 | 16 | 8.5 | Yes | Yes | 2015-03-13 |  | 0
FALSE | 4A6H7036B1 | 3205 | 7038953 | AMERICAN STANDARD | 4A6H7036B1 | HP | Split System: Heat Pump with Remote Outdoor Unit-Air-Source | 4A6H7036B1 |  | 4TXCC049BC3 | 12 | 16 | 8.5 | Yes | Yes | 2015-03-13 |  | 0
FALSE | 4A6H7036B1 | 3205 | 7039005 | AMERICAN STANDARD | 4A6H7036B1 | HP | Split System: Heat Pump with Remote Outdoor Unit-Air-Source | 4A6H7036B1 |  | 4TXFH036CZ3 | 12.5 | 16 | 8.5 | Yes | Yes | 2015-03-13 |  | 1
FALSE | 4A6H7036B1 | 3205 | 7038877 | AMERICAN STANDARD | 4A6H7036B1 | HP | Split System: Heat Pump with Remote Outdoor Unit-Air-Source | 4A6H7036B1 |  | 4TXCC043BC3 | 12 | 15.25 | 8.2 | Yes | Yes | 2015-03-13 |  | Below V5.0 Req.
FALSE | 4A6H7036B1 | 3205 | 7038955 | AMERICAN STANDARD | 4A6H7036B1 | HP | Split System: Heat Pump with Remote Outdoor Unit-Air-Source | 4A6H7036B1 |  | 4TXCC049BC3 | 12.5 | 16 | 8.5 | Yes | Yes | 2015-03-13 |  | 1
FALSE | 4A6H7036B1 | 3205 | 7038918 | AMERICAN STANDARD | 4A6H7036B1 | HP | Split System: Heat Pump with Remote Outdoor Unit-Air-Source | 4A6H7036B1 |  | 4TXCC044BC3 | 12.5 | 16 | 8.5 | Yes | Yes | 2015-03-13 |  | 1
FALSE | 4A6H7036B1 | 3205 | 7038879 | AMERICAN STANDARD | 4A6H7036B1 | HP | Split System: Heat Pump with Remote Outdoor Unit-Air-Source | 4A6H7036B1 |  | 4TXCC043BC3 | 12 | 15.25 | 8.2 | Yes | Yes | 2015-03-13 |  | Below V5.0 Req.
FALSE | 4A6H7036B1 | 3205 | 7038652 | AMERICAN STANDARD | 4A6H7036B1 | HP | Split System: Heat Pump with Remote Outdoor Unit-Air-Source | 4A6H7036B1 |  | *AM7A0B30H21 | 12.5 | 17 | 9 | Yes | Yes | 2015-03-13 |  | 1
FALSE | 4A6H7036B1 | 3205 | 7038659 | AMERICAN STANDARD | 4A6H7036B1 | HP | Split System: Heat Pump with Remote Outdoor Unit-Air-Source | 4A6H7036B1 |  | *AM8C0C42V31+BAYCC24V | 13 | 17 | 9 | Yes | Yes | 2015-03-13 |  | 2
FALSE | 4A6H7036B1 | 3205 | 7038655 | AMERICAN STANDARD | 4A6H7036B1 | HP | Split System: Heat Pump with Remote Outdoor Unit-Air-Source | 4A6H7036B1 |  | *AM8A0B30V21+BAYCC24V | 12.5 | 17 | 9 | Yes | Yes | 2015-03-13 |  | 1
FALSE | 4A6H7036B1 | 3205 | 7038654 | AMERICAN STANDARD | 4A6H7036B1 | HP | Split System: Heat Pump with Remote Outdoor Unit-Air-Source | 4A6H7036B1 |  | *AM7A0C42H31 | 13 | 17 | 9 | Yes | Yes | 2015-03-13 |  | 2
FALSE | 4A6H7036B1 | 3205 | 7038753 | AMERICAN STANDARD | 4A6H7036B1 | HP | Split System: Heat Pump with Remote Outdoor Unit-Air-Source | 4A6H7036B1 |  | 4TXCC005CC3 | 12.5 | 16 | 8.5 | Yes | Yes | 2015-03-13 |  | 1
FALSE | 4A6H7036B1 | 3205 | 7038785 | AMERICAN STANDARD | 4A6H7036B1 | HP | Split System: Heat Pump with Remote Outdoor Unit-Air-Source | 4A6H7036B1 |  | 4TXCC007CC3 | 12.5 | 16 | 8.5 | Yes | Yes | 2015-03-13 |  | 1
FALSE | 4A6H7036B1 | 3205 | 7038887 | AMERICAN STANDARD | 4A6H7036B1 | HP | Split System: Heat Pump with Remote Outdoor Unit-Air-Source | 4A6H7036B1 |  | 4TXCC044BC3 | 12.5 | 16 | 8.5 | Yes | Yes | 2015-03-13 |  | 1
FALSE | 4A6H7036B1 | 3205 | 7039015 | AMERICAN STANDARD | 4A6H7036B1 | HP | Split System: Heat Pump with Remote Outdoor Unit-Air-Source | 4A6H7036B1 |  | 4TXFH036CZ3 | 12.5 | 16 | 8.5 | Yes | Yes | 2015-03-13 |  | 1
FALSE | 4A6H7036B1 | 3205 | 7039016 | AMERICAN STANDARD | 4A6H7036B1 | HP | Split System: Heat Pump with Remote Outdoor Unit-Air-Source | 4A6H7036B1 |  | 4TXFH036CZ3 | 12.5 | 16 | 8.5 | Yes | Yes | 2015-03-13 |  | 1
FALSE | 4A6H7036B1 | 3205 | 7038852 | AMERICAN STANDARD | 4A6H7036B1 | HP | Split System: Heat Pump with Remote Outdoor Unit-Air-Source | 4A6H7036B1 |  | 4TXCC043BC3 | 12 | 15 | 8.2 | Yes | Yes | 2015-03-13 |  | Below V5.0 Req.
FALSE | 4A6H7036B1 | 3205 | 7038657 | AMERICAN STANDARD | 4A6H7036B1 | HP | Split System: Heat Pump with Remote Outdoor Unit-Air-Source | 4A6H7036B1 |  | *AM8C0B30V21+BAYCC24V | 12.5 | 17 | 9 | Yes | Yes | 2015-03-13 |  | 1
TRUE | 4A6H7036B1 | 3205 | 7038653 | AMERICAN STANDARD | 4A6H7036B1 | HP | Split System: Heat Pump with Remote Outdoor Unit-Air-Source | 4A6H7036B1 |  | *AM7A0C36H31 | 13 | 17 | 9 | Yes | Yes | 2015-03-13 |  | 2
FALSE | 4A6H7036B1 | 3205 | 7039018 | AMERICAN STANDARD | 4A6H7036B1 | HP | Split System: Heat Pump with Remote Outdoor Unit-Air-Source | 4A6H7036B1 |  | 4TXFH036CZ3 | 12.5 | 16.25 | 9 | Yes | Yes | 2015-03-13 |  | 1
FALSE | 4A6H7036B1 | 3205 | 7039019 | AMERICAN STANDARD | 4A6H7036B1 | HP | Split System: Heat Pump with Remote Outdoor Unit-Air-Source | 4A6H7036B1 |  | 4TXFH036CZ3 | 12.5 | 16.25 | 9 | Yes | Yes | 2015-03-13 |  | 1
FALSE | 4A6H7036B1 | 3205 | 7038789 | AMERICAN STANDARD | 4A6H7036B1 | HP | Split System: Heat Pump with Remote Outdoor Unit-Air-Source | 4A6H7036B1 |  | 4TXCC007CC3 | 12.5 | 16.25 | 9 | Yes | Yes | 2015-03-13 |  | 1
FALSE | 4A6H7036B1 | 3205 | 7038921 | AMERICAN STANDARD | 4A6H7036B1 | HP | Split System: Heat Pump with Remote Outdoor Unit-Air-Source | 4A6H7036B1 |  | 4TXCC049BC3 | 12.5 | 16.25 | 9 | Yes | Yes | 2015-03-13 |  | 1
FALSE | 4A6H7036B1 | 3205 | 7039020 | AMERICAN STANDARD | 4A6H7036B1 | HP | Split System: Heat Pump with Remote Outdoor Unit-Air-Source | 4A6H7036B1 |  | 4TXFH036CZ3 | 12.5 | 16.25 | 9 | Yes | Yes | 2015-03-13 |  | 1
FALSE | 4A6H7036B1 | 3205 | 7038790 | AMERICAN STANDARD | 4A6H7036B1 | HP | Split System: Heat Pump with Remote Outdoor Unit-Air-Source | 4A6H7036B1 |  | 4TXCC007CC3 | 12.5 | 16.25 | 9 | Yes | Yes | 2015-03-13 |  | 1
FALSE | 4A6H7036B1 | 3205 | 7038956 | AMERICAN STANDARD | 4A6H7036B1 | HP | Split System: Heat Pump with Remote Outdoor Unit-Air-Source | 4A6H7036B1 |  | 4TXCC049BC3 | 12.5 | 16.25 | 9 | Yes | Yes | 2015-03-13 |  | 1
FALSE | 4A6H7036B1 | 3205 | 7038895 | AMERICAN STANDARD | 4A6H7036B1 | HP | Split System: Heat Pump with Remote Outdoor Unit-Air-Source | 4A6H7036B1 |  | 4TXCC044BC3 | 12.5 | 16.25 | 8.5 | Yes | Yes | 2015-03-13 |  | 1
FALSE | 4A6H7036B1 | 3205 | 7039029 | AMERICAN STANDARD | 4A6H7036B1 | HP | Split System: Heat Pump with Remote Outdoor Unit-Air-Source | 4A6H7036B1 |  | 4TXFH036CZ3 | 12.5 | 16.25 | 8.5 | Yes | Yes | 2015-03-13 |  | 1
FALSE | 4A6H7036B1 | 3205 | 7038896 | AMERICAN STANDARD | 4A6H7036B1 | HP | Split System: Heat Pump with Remote Outdoor Unit-Air-Source | 4A6H7036B1 |  | 4TXCC044BC3 | 12.5 | 16.25 | 8.5 | Yes | Yes | 2015-03-13 |  | 1
FALSE | 4A6H7036B1 | 3205 | 7038762 | AMERICAN STANDARD | 4A6H7036B1 | HP | Split System: Heat Pump with Remote Outdoor Unit-Air-Source | 4A6H7036B1 |  | 4TXCC005CC3 | 12.5 | 16.25 | 9 | Yes | Yes | 2015-03-13 |  | 1
FALSE | 4A6H7036B1 | 3205 | 7038928 | AMERICAN STANDARD | 4A6H7036B1 | HP | Split System: Heat Pump with Remote Outdoor Unit-Air-Source | 4A6H7036B1 |  | 4TXCC049BC3 | 12.5 | 16.25 | 9 | Yes | Yes | 2015-03-13 |  | 1
FALSE | 4A6H7036B1 | 3205 | 7038989 | AMERICAN STANDARD | 4A6H7036B1 | HP | Split System: Heat Pump with Remote Outdoor Unit-Air-Source | 4A6H7036B1 |  | 4TXFH036CZ3 | 12.5 | 16.25 | 9 | Yes | Yes | 2015-03-13 |  | 1
FALSE | 4A6H7036B1 | 3205 | 7038897 | AMERICAN STANDARD | 4A6H7036B1 | HP | Split System: Heat Pump with Remote Outdoor Unit-Air-Source | 4A6H7036B1 |  | 4TXCC044BC3 | 12.5 | 16.25 | 9 | Yes | Yes | 2015-03-13 |  | 1
FALSE | 4A6H7036B1 | 3205 | 7038898 | AMERICAN STANDARD | 4A6H7036B1 | HP | Split System: Heat Pump with Remote Outdoor Unit-Air-Source | 4A6H7036B1 |  | 4TXCC044BC3 | 12 | 16.25 | 8.5 | Yes | Yes | 2015-03-13 |  | 0
FALSE | 4A6H7036B1 | 3205 | 7038763 | AMERICAN STANDARD | 4A6H7036B1 | HP | Split System: Heat Pump with Remote Outdoor Unit-Air-Source | 4A6H7036B1 |  | 4TXCC005CC3 | 12.5 | 16.25 | 9 | Yes | Yes | 2015-03-13 |  | 1
FALSE | 4A6H7036B1 | 3205 | 7038837 | AMERICAN STANDARD | 4A6H7036B1 | HP | Split System: Heat Pump with Remote Outdoor Unit-Air-Source | 4A6H7036B1 |  | 4TXCC037BC3 | 12 | 16.25 | 8.5 | Yes | Yes | 2015-03-13 |  | 0
FALSE | 4A6H7036B1 | 3205 | 7038838 | AMERICAN STANDARD | 4A6H7036B1 | HP | Split System: Heat Pump with Remote Outdoor Unit-Air-Source | 4A6H7036B1 |  | 4TXCC037BC3 | 12 | 16 | 8.5 | Yes | Yes | 2015-03-13 |  | 0
FALSE | 4A6H7036B1 | 3205 | 7038839 | AMERICAN STANDARD | 4A6H7036B1 | HP | Split System: Heat Pump with Remote Outdoor Unit-Air-Source | 4A6H7036B1 |  | 4TXCC037BC3 | 12 | 16 | 8.2 | Yes | Yes | 2015-03-13 |  | Below V5.0 Req.
FALSE | 4A6H7036B1 | 3205 | 7038840 | AMERICAN STANDARD | 4A6H7036B1 | HP | Split System: Heat Pump with Remote Outdoor Unit-Air-Source | 4A6H7036B1 |  | 4TXCC037BC3 | 12 | 16 | 8.2 | Yes | Yes | 2015-03-13 |  | Below V5.0 Req.
FALSE | 4A6H7036B1 | 3205 | 7038858 | AMERICAN STANDARD | 4A6H7036B1 | HP | Split System: Heat Pump with Remote Outdoor Unit-Air-Source | 4A6H7036B1 |  | 4TXCC043BC3 | 12 | 15.5 | 8.2 | Yes | Yes | 2015-03-13 |  | Below V5.0 Req.
FALSE | 4A6H7036B1 | 3205 | 7038719 | AMERICAN STANDARD | 4A6H7036B1 | HP | Split System: Heat Pump with Remote Outdoor Unit-Air-Source | 4A6H7036B1 |  | 4TXCB036BC3 | 12 | 15.5 | 8.2 | Yes | Yes | 2015-03-13 |  | Below V5.0 Req.
FALSE | 4A6H7036B1 | 3205 | 7038720 | AMERICAN STANDARD | 4A6H7036B1 | HP | Split System: Heat Pump with Remote Outdoor Unit-Air-Source | 4A6H7036B1 |  | 4TXCB036BC3 | 12 | 15.5 | 8.2 | Yes | Yes | 2015-03-13 |  | Below V5.0 Req.
FALSE | 4A6H7036B1 | 3205 | 7038990 | AMERICAN STANDARD | 4A6H7036B1 | HP | Split System: Heat Pump with Remote Outdoor Unit-Air-Source | 4A6H7036B1 |  | 4TXFH036CZ3 | 12.5 | 16.25 | 9 | Yes | Yes | 2015-03-13 |  | 1
FALSE | 4A6H7036B1 | 3205 | 7038899 | AMERICAN STANDARD | 4A6H7036B1 | HP | Split System: Heat Pump with Remote Outdoor Unit-Air-Source | 4A6H7036B1 |  | 4TXCC044BC3 | 12.5 | 16.25 | 8.5 | Yes | Yes | 2015-03-13 |  | 1
FALSE | 4A6H7036B1 | 3205 | 7038776 | AMERICAN STANDARD | 4A6H7036B1 | HP | Split System: Heat Pump with Remote Outdoor Unit-Air-Source | 4A6H7036B1 |  | 4TXCC007CC3 | 12.5 | 16.25 | 9 | Yes | Yes | 2015-03-13 |  | 1
FALSE | 4A6H7036B1 | 3205 | 7038994 | AMERICAN STANDARD | 4A6H7036B1 | HP | Split System: Heat Pump with Remote Outdoor Unit-Air-Source | 4A6H7036B1 |  | 4TXFH036CZ3 | 12.5 | 16.25 | 9 | Yes | Yes | 2015-03-13 |  | 1
FALSE | 4A6H7036B1 | 3205 | 7038995 | AMERICAN STANDARD | 4A6H7036B1 | HP | Split System: Heat Pump with Remote Outdoor Unit-Air-Source | 4A6H7036B1 |  | 4TXFH036CZ3 | 12 | 15.5 | 8.5 | Yes | Yes | 2015-03-13 |  | 0
FALSE | 4A6H7036B1 | 3205 | 7038745 | AMERICAN STANDARD | 4A6H7036B1 | HP | Split System: Heat Pump with Remote Outdoor Unit-Air-Source | 4A6H7036B1 |  | 4TXCC005CC3 | 12 | 15.5 | 9 | Yes | Yes | 2015-03-13 |  | 0
FALSE | 4A6H7036B1 | 3205 | 7038667 | AMERICAN STANDARD | 4A6H7036B1 | HP | Split System: Heat Pump with Remote Outdoor Unit-Air-Source | 4A6H7036B1 |  | 4TXCB004CC3 | 12 | 15.5 | 9 | Yes | Yes | 2015-03-13 |  | 0
FALSE | 4A6H7036B1 | 3205 | 7038723 | AMERICAN STANDARD | 4A6H7036B1 | HP | Split System: Heat Pump with Remote Outdoor Unit-Air-Source | 4A6H7036B1 |  | 4TXCB036BC3 | 12 | 15.5 | 8.2 | Yes | Yes | 2015-03-13 |  | Below V5.0 Req.
FALSE | 4A6H7036B1 | 3205 | 7038746 | AMERICAN STANDARD | 4A6H7036B1 | HP | Split System: Heat Pump with Remote Outdoor Unit-Air-Source | 4A6H7036B1 |  | 4TXCC005CC3 | 12 | 15.5 | 8.5 | Yes | Yes | 2015-03-13 |  | 0
FALSE | 4A6H7036B1 | 3205 | 7038747 | AMERICAN STANDARD | 4A6H7036B1 | HP | Split System: Heat Pump with Remote Outdoor Unit-Air-Source | 4A6H7036B1 |  | 4TXCC005CC3 | 12 | 15.5 | 8.5 | Yes | Yes | 2015-03-13 |  | 0
FALSE | 4A6H7036B1 | 3205 | 7038860 | AMERICAN STANDARD | 4A6H7036B1 | HP | Split System: Heat Pump with Remote Outdoor Unit-Air-Source | 4A6H7036B1 |  | 4TXCC043BC3 | 12 | 15.5 | 8.2 | Yes | Yes | 2015-03-13 |  | Below V5.0 Req.
FALSE | 4A6H7036B1 | 3205 | 7038668 | AMERICAN STANDARD | 4A6H7036B1 | HP | Split System: Heat Pump with Remote Outdoor Unit-Air-Source | 4A6H7036B1 |  | 4TXCB004CC3 | 12 | 15.5 | 8.5 | Yes | Yes | 2015-03-13 |  | 0
FALSE | 4TWB4024G1 | 3221 | 7055672 | AMERICAN STANDARD | 4TWB4024G1 | HP | Split System: Heat Pump with Remote Outdoor Unit-Air-Source | 4TWB4024G1 |  | 4NXAB032AC3 | 12.5 | 15 | 9 | Yes | Yes | 2015-03-13 |  | 1
FALSE | 4TWB4024G1 | 3221 | 7055673 | AMERICAN STANDARD | 4TWB4024G1 | HP | Split System: Heat Pump with Remote Outdoor Unit-Air-Source | 4TWB4024G1 |  | 4NXAB032AC3 | 12.5 | 15 | 9 | Yes | Yes | 2015-03-13 |  | 1
FALSE | 4TWB4024G1 | 3221 | 7055674 | AMERICAN STANDARD | 4TWB4024G1 | HP | Split System: Heat Pump with Remote Outdoor Unit-Air-Source | 4TWB4024G1 |  | 4NXAB032AC3 | 12.5 | 15 | 9 | Yes | Yes | 2015-03-13 |  | 1
FALSE | 4TWB4024G1 | 3221 | 7055675 | AMERICAN STANDARD | 4TWB4024G1 | HP | Split System: Heat Pump with Remote Outdoor Unit-Air-Source | 4TWB4024G1 |  | 4NXAB032AC3 | 12.5 | 15 | 9 | Yes | Yes | 2015-03-13 |  | 1
FALSE | 4TWB4024G1 | 3221 | 7055676 | AMERICAN STANDARD | 4TWB4024G1 | HP | Split System: Heat Pump with Remote Outdoor Unit-Air-Source | 4TWB4024G1 |  | 4NXAB032AC3 | 12.5 | 15 | 9 | Yes | Yes | 2015-03-13 |  | 1
FALSE | 4TWB4024G1 | 3221 | 7055657 | AMERICAN STANDARD | 4TWB4024G1 | HP | Split System: Heat Pump with Remote Outdoor Unit-Air-Source | 4TWB4024G1 |  | 4NXAB032AC3 | 12.5 | 15 | 9 | Yes | Yes | 2015-03-13 |  | 1
FALSE | 4TWB4024G1 | 3221 | 7055658 | AMERICAN STANDARD | 4TWB4024G1 | HP | Split System: Heat Pump with Remote Outdoor Unit-Air-Source | 4TWB4024G1 |  | 4NXAB032AC3 | 12.5 | 15 | 9 | Yes | Yes | 2015-03-13 |  | 1
FALSE | 4TWR4030D1 | 2429 | 7055728 | AMERICAN STANDARD | 4TWB4030G1 | HP | Split System: Heat Pump with Remote Outdoor Unit-Air-Source | 4TWB4030G1 |  | 4NXAB032AC3 | 12.5 | 15 | 9 | Yes | Yes | 2015-03-13 |  | 1
FALSE | 4TWR4030D1 | 2429 | 7055730 | AMERICAN STANDARD | 4TWB4030G1 | HP | Split System: Heat Pump with Remote Outdoor Unit-Air-Source | 4TWB4030G1 |  | 4NXAB032AC3 | 12.5 | 14.75 | 9 | Yes | Yes | 2015-03-13 |  | 0
FALSE | 4TWR4030D1 | 2429 | 7055732 | AMERICAN STANDARD | 4TWB4030G1 | HP | Split System: Heat Pump with Remote Outdoor Unit-Air-Source | 4TWB4030G1 |  | 4NXAB032AC3 | 12.5 | 15 | 9 | Yes | Yes | 2015-03-13 |  | 1
FALSE | 4TWR5024G1 | 3222 | 7056207 | AMERICAN STANDARD | 4A6H5024G1 | HP | Split System: Heat Pump with Remote Outdoor Unit-Air-Source | 4TWR5024G1 |  | 4NXAB032AC3 | 12.5 | 15 | 9 | Yes | Yes | 2015-03-13 |  | 1
FALSE | 4TWR5024G1 | 3222 | 7056206 | AMERICAN STANDARD | 4A6H5024G1 | HP | Split System: Heat Pump with Remote Outdoor Unit-Air-Source | 4TWR5024G1 |  | 4NXAB032AC3 | 12.5 | 15 | 9 | Yes | Yes | 2015-03-13 |  | 1
FALSE | 4TWR5024G1 | 3222 | 7056205 | AMERICAN STANDARD | 4A6H5024G1 | HP | Split System: Heat Pump with Remote Outdoor Unit-Air-Source | 4TWR5024G1 |  | 4NXAB032AC3 | 12.5 | 15 | 9 | Yes | Yes | 2015-03-13 |  | 1
FALSE | 4TWR5024G1 | 3222 | 7056204 | AMERICAN STANDARD | 4A6H5024G1 | HP | Split System: Heat Pump with Remote Outdoor Unit-Air-Source | 4TWR5024G1 |  | 4NXAB032AC3 | 12.5 | 15 | 9 | Yes | Yes | 2015-03-13 |  | 1
FALSE | 4TWR5024G1 | 3222 | 7056203 | AMERICAN STANDARD | 4A6H5024G1 | HP | Split System: Heat Pump with Remote Outdoor Unit-Air-Source | 4TWR5024G1 |  | 4NXAB032AC3 | 12.5 | 15 | 9 | Yes | Yes | 2015-03-13 |  | 1
FALSE | 4TWR5024G1 | 3222 | 7056202 | AMERICAN STANDARD | 4A6H5024G1 | HP | Split System: Heat Pump with Remote Outdoor Unit-Air-Source | 4TWR5024G1 |  | 4NXAB032AC3 | 12.5 | 15 | 9 | Yes | Yes | 2015-03-13 |  | 1
FALSE | 4TWR5024G1 | 3222 | 7056201 | AMERICAN STANDARD | 4A6H5024G1 | HP | Split System: Heat Pump with Remote Outdoor Unit-Air-Source | 4TWR5024G1 |  | 4NXAB032AC3 | 12.5 | 15 | 9 | Yes | Yes | 2015-03-13 |  | 1
FALSE | 4TWR5024G1 | 3222 | 7056200 | AMERICAN STANDARD | 4A6H5024G1 | HP | Split System: Heat Pump with Remote Outdoor Unit-Air-Source | 4TWR5024G1 |  | 4NXAB032AC3 | 12.5 | 15 | 9 | Yes | Yes | 2015-03-13 |  | 1
FALSE | 4TWR5024G1 | 3222 | 7056199 | AMERICAN STANDARD | 4A6H5024G1 | HP | Split System: Heat Pump with Remote Outdoor Unit-Air-Source | 4TWR5024G1 |  | 4NXAB032AC3 | 12.5 | 15 | 9 | Yes | Yes | 2015-03-13 |  | 1
FALSE | 4TWR5030G1 | 2430 | 7056256 | AMERICAN STANDARD | 4A6H5030G1 | HP | Split System: Heat Pump with Remote Outdoor Unit-Air-Source | 4TWR5030G1 |  | 4NXAB032AC3 | 12.5 | 15 | 9 | Yes | Yes | 2015-03-13 |  | 1
FALSE | 4TWR5030G1 | 2430 | 7056257 | AMERICAN STANDARD | 4A6H5030G1 | HP | Split System: Heat Pump with Remote Outdoor Unit-Air-Source | 4TWR5030G1 |  | 4NXAB032AC3 | 12.5 | 15 | 9 | Yes | Yes | 2015-03-13 |  | 1
FALSE | 4TWR5030G1 | 2430 | 7056258 | AMERICAN STANDARD | 4A6H5030G1 | HP | Split System: Heat Pump with Remote Outdoor Unit-Air-Source | 4TWR5030G1 |  | 4NXAB032AC3 | 12.5 | 15 | 9 | Yes | Yes | 2015-03-13 |  | 1
FALSE | 4TWB4024G1 | 3221 | 7055681 | AMERICAN STANDARD | 4TWB4024G1 | HP | Split System: Heat Pump with Remote Outdoor Unit-Air-Source | 4TWB4024G1 |  | 4NXAB032AC3 | 12.5 | 15 | 9 | Yes | Yes | 2015-03-13 |  | 1
FALSE | 4TWB4024G1 | 3221 | 7055682 | AMERICAN STANDARD | 4TWB4024G1 | HP | Split System: Heat Pump with Remote Outdoor Unit-Air-Source | 4TWB4024G1 |  | 4NXAB032AC3 | 12.5 | 15 | 9 | Yes | Yes | 2015-03-13 |  | 1
FALSE | 4TWB4024G1 | 3221 | 7055683 | AMERICAN STANDARD | 4TWB4024G1 | HP | Split System: Heat Pump with Remote Outdoor Unit-Air-Source | 4TWB4024G1 |  | 4NXAB032AC3 | 12.5 | 15 | 9 | Yes | Yes | 2015-03-13 |  | 1
FALSE | 4TWB4024G1 | 3221 | 7055684 | AMERICAN STANDARD | 4TWB4024G1 | HP | Split System: Heat Pump with Remote Outdoor Unit-Air-Source | 4TWB4024G1 |  | 4NXAB032AC3 | 12.5 | 15 | 9 | Yes | Yes | 2015-03-13 |  | 1
FALSE | 4TWB4024G1 | 3221 | 7055685 | AMERICAN STANDARD | 4TWB4024G1 | HP | Split System: Heat Pump with Remote Outdoor Unit-Air-Source | 4TWB4024G1 |  | 4NXAB032AC3 | 12.5 | 15 | 9 | Yes | Yes | 2015-03-13 |  | 1
FALSE | 4TWR4030D1 | 2429 | 7055760 | AMERICAN STANDARD | 4TWB4030G1 | HP | Split System: Heat Pump with Remote Outdoor Unit-Air-Source | 4TWB4030G1 |  | 4NXAB032AC3 | 12.5 | 15 | 9 | Yes | Yes | 2015-03-13 |  | 1
FALSE | 4TWR4030D1 | 2429 | 7055761 | AMERICAN STANDARD | 4TWB4030G1 | HP | Split System: Heat Pump with Remote Outdoor Unit-Air-Source | 4TWB4030G1 |  | 4NXAB032AC3 | 12.5 | 15 | 9 | Yes | Yes | 2015-03-13 |  | 1
FALSE | 4TWR4030D1 | 2429 | 7055762 | AMERICAN STANDARD | 4TWB4030G1 | HP | Split System: Heat Pump with Remote Outdoor Unit-Air-Source | 4TWB4030G1 |  | 4NXAB032AC3 | 12.5 | 15 | 9 | Yes | Yes | 2015-03-13 |  | 1
FALSE | 4TWR4030D1 | 2429 | 7055767 | AMERICAN STANDARD | 4TWB4030G1 | HP | Split System: Heat Pump with Remote Outdoor Unit-Air-Source | 4TWB4030G1 |  | 4NXAB032AC3 | 12.5 | 15 | 9 | Yes | Yes | 2015-03-13 |  | 1
FALSE | 4TWR4030D1 | 2429 | 7055715 | AMERICAN STANDARD | 4TWB4030G1 | HP | Split System: Heat Pump with Remote Outdoor Unit-Air-Source | 4TWB4030G1 |  | 4NXAB032AC3 | 12.5 | 15 | 9 | Yes | Yes | 2015-03-13 |  | 1
FALSE | 4TWR4030D1 | 2429 | 7055716 | AMERICAN STANDARD | 4TWB4030G1 | HP | Split System: Heat Pump with Remote Outdoor Unit-Air-Source | 4TWB4030G1 |  | 4NXAB032AC3 | 12.5 | 15 | 9 | Yes | Yes | 2015-03-13 |  | 1
FALSE | 4TWR4030D1 | 2429 | 7055737 | AMERICAN STANDARD | 4TWB4030G1 | HP | Split System: Heat Pump with Remote Outdoor Unit-Air-Source | 4TWB4030G1 |  | 4NXAB032AC3 | 12.5 | 15 | 9 | Yes | Yes | 2015-03-13 |  | 1
FALSE | 4TWR4030D1 | 2429 | 7055756 | AMERICAN STANDARD | 4TWB4030G1 | HP | Split System: Heat Pump with Remote Outdoor Unit-Air-Source | 4TWB4030G1 |  | 4NXAB032AC3 | 12.5 | 15 | 9 | Yes | Yes | 2015-03-13 |  | 1
FALSE | 4TWR4030D1 | 2429 | 7055757 | AMERICAN STANDARD | 4TWB4030G1 | HP | Split System: Heat Pump with Remote Outdoor Unit-Air-Source | 4TWB4030G1 |  | 4NXAB032AC3 | 12.5 | 15 | 9 | Yes | Yes | 2015-03-13 |  | 1
FALSE | 4TWR4030D1 | 2429 | 7055759 | AMERICAN STANDARD | 4TWB4030G1 | HP | Split System: Heat Pump with Remote Outdoor Unit-Air-Source | 4TWB4030G1 |  | 4NXAB032AC3 | 12.5 | 15 | 9 | Yes | Yes | 2015-03-13 |  | 1
FALSE | 4TWB4024G1 | 3221 | 7055686 | AMERICAN STANDARD | 4TWB4024G1 | HP | Split System: Heat Pump with Remote Outdoor Unit-Air-Source | 4TWB4024G1 |  | 4NXAB036AC3 | 12.5 | 15 | 9 | Yes | Yes | 2015-03-13 |  | 1
FALSE | 4TWB4024G1 | 3221 | 7055714 | AMERICAN STANDARD | 4TWB4024G1 | HP | Split System: Heat Pump with Remote Outdoor Unit-Air-Source | 4TWB4024G1 |  | 4NXAB036AC3 | 12.5 | 15 | 9 | Yes | Yes | 2015-03-13 |  | 1
FALSE | 4TWB4024G1 | 3221 | 7055688 | AMERICAN STANDARD | 4TWB4024G1 | HP | Split System: Heat Pump with Remote Outdoor Unit-Air-Source | 4TWB4024G1 |  | 4NXAB036AC3 | 12.5 | 15 | 9 | Yes | Yes | 2015-03-13 |  | 1
FALSE | 4TWB4024G1 | 3221 | 7055689 | AMERICAN STANDARD | 4TWB4024G1 | HP | Split System: Heat Pump with Remote Outdoor Unit-Air-Source | 4TWB4024G1 |  | 4NXAB036AC3 | 12.5 | 15 | 9 | Yes | Yes | 2015-03-13 |  | 1
FALSE | 4TWB4024G1 | 3221 | 7055703 | AMERICAN STANDARD | 4TWB4024G1 | HP | Split System: Heat Pump with Remote Outdoor Unit-Air-Source | 4TWB4024G1 |  | 4NXAB036AC3 | 12.5 | 15 | 8.5 | Yes | Yes | 2015-03-13 |  | 1
FALSE | 4TWB4024G1 | 3221 | 7055704 | AMERICAN STANDARD | 4TWB4024G1 | HP | Split System: Heat Pump with Remote Outdoor Unit-Air-Source | 4TWB4024G1 |  | 4NXAB036AC3 | 12.5 | 15 | 8.5 | Yes | Yes | 2015-03-13 |  | 1
FALSE | 4TWB4024G1 | 3221 | 7055705 | AMERICAN STANDARD | 4TWB4024G1 | HP | Split System: Heat Pump with Remote Outdoor Unit-Air-Source | 4TWB4024G1 |  | 4NXAB036AC3 | 12.5 | 15 | 8.5 | Yes | Yes | 2015-03-13 |  | 1
FALSE | 4TWB4024G1 | 3221 | 7055706 | AMERICAN STANDARD | 4TWB4024G1 | HP | Split System: Heat Pump with Remote Outdoor Unit-Air-Source | 4TWB4024G1 |  | 4NXAB036AC3 | 12.5 | 15 | 8.5 | Yes | Yes | 2015-03-13 |  | 1
FALSE | 4TWB4024G1 | 3221 | 7055707 | AMERICAN STANDARD | 4TWB4024G1 | HP | Split System: Heat Pump with Remote Outdoor Unit-Air-Source | 4TWB4024G1 |  | 4NXAB036AC3 | 12.5 | 15 | 8.5 | Yes | Yes | 2015-03-13 |  | 1
FALSE | 4TWB4024G1 | 3221 | 7055708 | AMERICAN STANDARD | 4TWB4024G1 | HP | Split System: Heat Pump with Remote Outdoor Unit-Air-Source | 4TWB4024G1 |  | 4NXAB036AC3 | 12.5 | 15 | 8.5 | Yes | Yes | 2015-03-13 |  | 1
FALSE | 4TWB4024G1 | 3221 | 7055709 | AMERICAN STANDARD | 4TWB4024G1 | HP | Split System: Heat Pump with Remote Outdoor Unit-Air-Source | 4TWB4024G1 |  | 4NXAB036AC3 | 12.5 | 15 | 8.5 | Yes | Yes | 2015-03-13 |  | 1
FALSE | 4TWR5049E1 | 2560 | 7078473 | AMERICAN STANDARD | 4A6H5049E1 | HP | Split System: Heat Pump with Remote Outdoor Unit-Air-Source | 4TWR5049E1 |  | GAM2A0C60S51+TDR | 12 | 15 | 8.5 | Yes | Yes | 2015-03-13 |  | 0
FALSE | 4TWR5049E1 | 2560 | 7079215 | AMERICAN STANDARD | 4A6H5049E1 | HP | Split System: Heat Pump with Remote Outdoor Unit-Air-Source | 4TWR5049E1 |  | *AM8B0C60V51+BAYCC24V | 12.5 | 15.5 | 8.5 | Yes | Yes | 2015-03-13 |  | 1
FALSE | 4TWB4024G1 | 3221 | 7055711 | AMERICAN STANDARD | 4TWB4024G1 | HP | Split System: Heat Pump with Remote Outdoor Unit-Air-Source | 4TWB4024G1 |  | 4NXAB036AC3 | 12.5 | 15 | 8.5 | Yes | Yes | 2015-03-13 |  | 1
FALSE | 4TWB4024G1 | 3221 | 7055713 | AMERICAN STANDARD | 4TWB4024G1 | HP | Split System: Heat Pump with Remote Outdoor Unit-Air-Source | 4TWB4024G1 |  | 4NXAB036AC3 | 12.5 | 15 | 8.5 | Yes | Yes | 2015-03-13 |  | 1
FALSE | 4TWB4024G1 | 3221 | 7055687 | AMERICAN STANDARD | 4TWB4024G1 | HP | Split System: Heat Pump with Remote Outdoor Unit-Air-Source | 4TWB4024G1 |  | 4NXAB036AC3 | 12.5 | 15 | 8.5 | Yes | Yes | 2015-03-13 |  | 1
FALSE | 4TWR4030D1 | 2429 | 7055778 | AMERICAN STANDARD | 4TWB4030G1 | HP | Split System: Heat Pump with Remote Outdoor Unit-Air-Source | 4TWB4030G1 |  | 4NXAB036AC3 | 12.5 | 15 | 8.2 | Yes | Yes | 2015-03-13 |  | Below V5.0 Req.
FALSE | 4TWR5024G1 | 3222 | 7056219 | AMERICAN STANDARD | 4A6H5024G1 | HP | Split System: Heat Pump with Remote Outdoor Unit-Air-Source | 4TWR5024G1 |  | 4NXAB036AC3 | 12.5 | 15 | 8.5 | Yes | Yes | 2015-03-13 |  | 1
FALSE | 4TWR5024G1 | 3222 | 7056217 | AMERICAN STANDARD | 4A6H5024G1 | HP | Split System: Heat Pump with Remote Outdoor Unit-Air-Source | 4TWR5024G1 |  | 4NXAB036AC3 | 12.5 | 15 | 8.5 | Yes | Yes | 2015-03-13 |  | 1
FALSE | 4TWR5024G1 | 3222 | 7056237 | AMERICAN STANDARD | 4A6H5024G1 | HP | Split System: Heat Pump with Remote Outdoor Unit-Air-Source | 4TWR5024G1 |  | 4NXAB036AC3 | 12.5 | 15 | 8.5 | Yes | Yes | 2015-03-13 |  | 1
FALSE | 4TWR5024G1 | 3222 | 7056235 | AMERICAN STANDARD | 4A6H5024G1 | HP | Split System: Heat Pump with Remote Outdoor Unit-Air-Source | 4TWR5024G1 |  | 4NXAB036AC3 | 12.5 | 15 | 8.5 | Yes | Yes | 2015-03-13 |  | 1
FALSE | 4TWR5024G1 | 3222 | 7056234 | AMERICAN STANDARD | 4A6H5024G1 | HP | Split System: Heat Pump with Remote Outdoor Unit-Air-Source | 4TWR5024G1 |  | 4NXAB036AC3 | 12.5 | 15 | 8.5 | Yes | Yes | 2015-03-13 |  | 1
FALSE | 4TWR5024G1 | 3222 | 7056233 | AMERICAN STANDARD | 4A6H5024G1 | HP | Split System: Heat Pump with Remote Outdoor Unit-Air-Source | 4TWR5024G1 |  | 4NXAB036AC3 | 12.5 | 15 | 8.5 | Yes | Yes | 2015-03-13 |  | 1
FALSE | 4TWR5024G1 | 3222 | 7056232 | AMERICAN STANDARD | 4A6H5024G1 | HP | Split System: Heat Pump with Remote Outdoor Unit-Air-Source | 4TWR5024G1 |  | 4NXAB036AC3 | 12.5 | 15 | 8.5 | Yes | Yes | 2015-03-13 |  | 1
FALSE | 4TWR5024G1 | 3222 | 7056231 | AMERICAN STANDARD | 4A6H5024G1 | HP | Split System: Heat Pump with Remote Outdoor Unit-Air-Source | 4TWR5024G1 |  | 4NXAB036AC3 | 12.5 | 15 | 8.5 | Yes | Yes | 2015-03-13 |  | 1
FALSE | 4TWR5024G1 | 3222 | 7056230 | AMERICAN STANDARD | 4A6H5024G1 | HP | Split System: Heat Pump with Remote Outdoor Unit-Air-Source | 4TWR5024G1 |  | 4NXAB036AC3 | 12.5 | 15 | 8.5 | Yes | Yes | 2015-03-13 |  | 1
FALSE | 4TWR5024G1 | 3222 | 7056229 | AMERICAN STANDARD | 4A6H5024G1 | HP | Split System: Heat Pump with Remote Outdoor Unit-Air-Source | 4TWR5024G1 |  | 4NXAB036AC3 | 12.5 | 15 | 8.5 | Yes | Yes | 2015-03-13 |  | 1
FALSE | 4TWR5030G1 | 2430 | 7056299 | AMERICAN STANDARD | 4A6H5030G1 | HP | Split System: Heat Pump with Remote Outdoor Unit-Air-Source | 4TWR5030G1 |  | 4NXAB036AC3 | 12.5 | 15 | 8.2 | Yes | Yes | 2015-03-13 |  | Below V5.0 Req.
FALSE | 4TWB4042G1 | 2545 | 5499633 | AMERICAN STANDARD | 4TWB4042G1 | HP | Split System: Heat Pump with Remote Outdoor Unit-Air-Source | 4TWB4042G1 |  | 4TXCC008CC3 | 12 | 14.5 | 8.5 | Yes | Yes | 2015-03-13 |  | 0
FALSE | 4TWB4042G1 | 2545 | 5499649 | AMERICAN STANDARD | 4TWB4042G1 | HP | Split System: Heat Pump with Remote Outdoor Unit-Air-Source | 4TWB4042G1 |  | 4TXCC008CC3 | 12 | 15 | 8.5 | Yes | Yes | 2015-03-13 |  | 0
FALSE | 4TWB4042G1 | 2545 | 5499595 | AMERICAN STANDARD | 4TWB4042G1 | HP | Split System: Heat Pump with Remote Outdoor Unit-Air-Source | 4TWB4042G1 |  | 4TXCB048BC3 | 12 | 14.5 | 8.5 | Yes | Yes | 2015-03-13 |  | 0
FALSE | 4TWB4036G1 | 2434 | 6970490 | AMERICAN STANDARD | 4A6B4036G1 | HP | Split System: Heat Pump with Remote Outdoor Unit-Air-Source | 4TWB4036G1 |  | *AM8C0B30V21+BAYCC24V | 12.5 | 15 | 9 | Yes | Yes | 2015-03-13 |  | 1
FALSE | 4TWB4036G1 | 2434 | 6970492 | AMERICAN STANDARD | 4A6B4036G1 | HP | Split System: Heat Pump with Remote Outdoor Unit-Air-Source | 4TWB4036G1 |  | *AM8C0C36V31+BAYCC24V | 12.5 | 14.5 | 9 | Yes | Yes | 2015-03-13 |  | 0
FALSE | 4TWB4036G1 | 2434 | 6970494 | AMERICAN STANDARD | 4A6B4036G1 | HP | Split System: Heat Pump with Remote Outdoor Unit-Air-Source | 4TWB4036G1 |  | *AM8C0C42V31+BAYCC24V | 12.5 | 15 | 8.5 | Yes | Yes | 2015-03-13 |  | 1
FALSE | 4TWB4049E1 | 2559 | 6970506 | AMERICAN STANDARD | 4A6B4049E1 | HP | Split System: Heat Pump with Remote Outdoor Unit-Air-Source | 4TWB4049E1 |  | *AM8C0C48V41+BAYCC24V | 12.5 | 15 | 9 | Yes | Yes | 2015-03-13 |  | 1
FALSE | 4TWB4042G1 | 2545 | 6970496 | AMERICAN STANDARD | 4A6B4042G1 | HP | Split System: Heat Pump with Remote Outdoor Unit-Air-Source | 4TWB4042G1 |  | *AM8C0C36V31+BAYCC24V | 12.5 | 15 | 9 | Yes | Yes | 2015-03-13 |  | 1
FALSE | 4TWB4042G1 | 2545 | 6970500 | AMERICAN STANDARD | 4A6B4042G1 | HP | Split System: Heat Pump with Remote Outdoor Unit-Air-Source | 4TWB4042G1 |  | *AM8C0C48V41+BAYCC24V | 12.5 | 15 | 9 | Yes | Yes | 2015-03-13 |  | 1
FALSE | 4TWB4042G1 | 2545 | 6970502 | AMERICAN STANDARD | 4A6B4042G1 | HP | Split System: Heat Pump with Remote Outdoor Unit-Air-Source | 4TWB4042G1 |  | *AM8C0C60V51+BAYCC24V | 12.5 | 15 | 9 | Yes | Yes | 2015-03-13 |  | 1
FALSE | 4A6V8036A1 | 3082 | 6796553 | AMERICAN STANDARD | 4A6V8036A1 | HP | Split System: Heat Pump with Remote Outdoor Unit-Air-Source | 4A6V8036A1 |  | 4TXCC007CC3 | 12.5 | 18 | 9.6 | Yes | Yes | 2015-03-20 |  | 1
FALSE | 4A6V8036A1 | 3082 | 6796554 | AMERICAN STANDARD | 4A6V8036A1 | HP | Split System: Heat Pump with Remote Outdoor Unit-Air-Source | 4A6V8036A1 |  | 4TXCC007CC3 | 12.5 | 18 | 9.6 | Yes | Yes | 2015-03-20 |  | 1
FALSE | 4A6V8036A1 | 3082 | 6796558 | AMERICAN STANDARD | 4A6V8036A1 | HP | Split System: Heat Pump with Remote Outdoor Unit-Air-Source | 4A6V8036A1 |  | 4TXFH036CZ3 | 12.5 | 18 | 9.6 | Yes | Yes | 2015-03-20 |  | 1
FALSE | 4A6V8036A1 | 3082 | 6796556 | AMERICAN STANDARD | 4A6V8036A1 | HP | Split System: Heat Pump with Remote Outdoor Unit-Air-Source | 4A6V8036A1 |  | 4TXFH036CZ3 | 12 | 18 | 9.6 | Yes | Yes | 2015-03-20 |  | 0
TRUE | 4A6V8036A1 | 3082 | 6750232 | AMERICAN STANDARD | 4A6V8036A1 | HP | Split System: Heat Pump with Remote Outdoor Unit-Air-Source | 4A6V8036A1 |  | *AM8C0C36V31 | 13 | 18 | 10 | Yes | Yes | 2015-03-20 |  | 3
FALSE | 4A6V8036A1 | 3082 | 6796549 | AMERICAN STANDARD | 4A6V8036A1 | HP | Split System: Heat Pump with Remote Outdoor Unit-Air-Source | 4A6V8036A1 |  | *AM8C0C42V31 | 13 | 18 | 9.6 | Yes | Yes | 2015-03-20 |  | 2
FALSE | 4A6V8036A1 | 3082 | 6796550 | AMERICAN STANDARD | 4A6V8036A1 | HP | Split System: Heat Pump with Remote Outdoor Unit-Air-Source | 4A6V8036A1 |  | *AM8C0C48V41 | 13 | 18 | 9.6 | Yes | Yes | 2015-03-20 |  | 2
FALSE | 4A6V8037A1 | 3109 | 7035711 | AMERICAN STANDARD | 4A6V8037A1 | HP | Split System: Heat Pump with Remote Outdoor Unit-Air-Source | 4A6V8037A1 |  | 4NXCB004AS3 | 12.5 | 18 | 9.6 | Yes | Yes | 2015-03-20 |  | 1
FALSE | 4A6V8037A1 | 3109 | 7125578 | AMERICAN STANDARD | 4A6V8037A1 | HP | Split System: Heat Pump with Remote Outdoor Unit-Air-Source | 4A6V8037A1 |  | 4NXCB004AS3 | 12.2 | 18 | 9.6 | Yes | Yes | 2015-03-20 |  | 0
FALSE | 4A6V8037A1 | 3109 | 7035712 | AMERICAN STANDARD | 4A6V8037A1 | HP | Split System: Heat Pump with Remote Outdoor Unit-Air-Source | 4A6V8037A1 |  | 4NXCB004AS3 | 12.2 | 17 | 9 | Yes | Yes | 2015-03-20 |  | 0
FALSE | 4A6V8037A1 | 3109 | 7066874 | AMERICAN STANDARD | 4A6V8037A1 | HP | Split System: Heat Pump with Remote Outdoor Unit-Air-Source | 4A6V8037A1 |  | 4NXCB004AS3+HORIZ-RT | 12.5 | 18 | 9.6 | Yes | Yes | 2015-03-20 |  | 1
FALSE | 4A6V8037A1 | 3109 | 7066876 | AMERICAN STANDARD | 4A6V8037A1 | HP | Split System: Heat Pump with Remote Outdoor Unit-Air-Source | 4A6V8037A1 |  | 4NXCB004AS3+HORIZ-RT | 12.5 | 18 | 9.6 | Yes | Yes | 2015-03-20 |  | 1
FALSE | 4A6V8037A1 | 3109 | 7066875 | AMERICAN STANDARD | 4A6V8037A1 | HP | Split System: Heat Pump with Remote Outdoor Unit-Air-Source | 4A6V8037A1 |  | 4NXCB004AS3+HORIZ-RT | 12.5 | 18 | 9.6 | Yes | Yes | 2015-03-20 |  | 1
FALSE | 4A6V8037A1 | 3109 | 7035713 | AMERICAN STANDARD | 4A6V8037A1 | HP | Split System: Heat Pump with Remote Outdoor Unit-Air-Source | 4A6V8037A1 |  | 4NXCC005AS3 | 13 | 18 | 9.6 | Yes | Yes | 2015-03-20 |  | 2
FALSE | 4A6V8037A1 | 3109 | 7066880 | AMERICAN STANDARD | 4A6V8037A1 | HP | Split System: Heat Pump with Remote Outdoor Unit-Air-Source | 4A6V8037A1 |  | 4NXCC005AS3+HORIZ-RT | 13 | 18 | 9.6 | Yes | Yes | 2015-03-20 |  | 2
FALSE | 4A6V8037A1 | 3109 | 7066879 | AMERICAN STANDARD | 4A6V8037A1 | HP | Split System: Heat Pump with Remote Outdoor Unit-Air-Source | 4A6V8037A1 |  | 4NXCC005AS3+HORIZ-RT | 13 | 18 | 9.6 | Yes | Yes | 2015-03-20 |  | 2
FALSE | 4A6V8037A1 | 3109 | 7066878 | AMERICAN STANDARD | 4A6V8037A1 | HP | Split System: Heat Pump with Remote Outdoor Unit-Air-Source | 4A6V8037A1 |  | 4NXCC005AS3+HORIZ-RT | 12.5 | 18 | 9.6 | Yes | Yes | 2015-03-20 |  | 1
FALSE | 4A6V8037A1 | 3109 | 7066877 | AMERICAN STANDARD | 4A6V8037A1 | HP | Split System: Heat Pump with Remote Outdoor Unit-Air-Source | 4A6V8037A1 |  | 4NXCC005AS3+HORIZ-RT | 13 | 18 | 9.6 | Yes | Yes | 2015-03-20 |  | 2
FALSE | 4A6V8037A1 | 3109 | 7066881 | AMERICAN STANDARD | 4A6V8037A1 | HP | Split System: Heat Pump with Remote Outdoor Unit-Air-Source | 4A6V8037A1 |  | 4NXCC005AS3+HORIZ-RT | 13 | 18 | 9.6 | Yes | Yes | 2015-03-20 |  | 2
FALSE | 4A6V8048A1 | 3084 | 6796568 | AMERICAN STANDARD | 4A6V8048A1 | HP | Split System: Heat Pump with Remote Outdoor Unit-Air-Source | 4A6V8048A1 |  | *AM8C0C42V31 | 12 | 18 | 9.6 | Yes | Yes | 2015-03-20 |  | 0
TRUE | 4A6V8048A1 | 3084 | 6750233 | AMERICAN STANDARD | 4A6V8048A1 | HP | Split System: Heat Pump with Remote Outdoor Unit-Air-Source | 4A6V8048A1 |  | *AM8C0C48V41 | 12.5 | 18 | 10 | Yes | Yes | 2015-03-20 |  | 1
FALSE | 4A6V8048A1 | 3084 | 6796569 | AMERICAN STANDARD | 4A6V8048A1 | HP | Split System: Heat Pump with Remote Outdoor Unit-Air-Source | 4A6V8048A1 |  | *AM8C0C60V51 | 12.5 | 18 | 9.6 | Yes | Yes | 2015-03-20 |  | 1
FALSE | 4A6V8049A1 | 3111 | 7066885 | AMERICAN STANDARD | 4A6V8049A1 | HP | Split System: Heat Pump with Remote Outdoor Unit-Air-Source | 4A6V8049A1 |  | 4NXCC008AS3+HORIZ-RT | 12 | 18 | 9 | Yes | Yes | 2015-03-20 |  | 0
FALSE | 4A6V8049A1 | 3111 | 7035722 | AMERICAN STANDARD | 4A6V8049A1 | HP | Split System: Heat Pump with Remote Outdoor Unit-Air-Source | 4A6V8049A1 |  | 4NXCD009AS3 | 12.2 | 18 | 9.5 | Yes | Yes | 2015-03-20 |  | 0
FALSE | 4A6V8049A1 | 3111 | 6796586 | AMERICAN STANDARD | 4A6V8049A1 | HP | Split System: Heat Pump with Remote Outdoor Unit-Air-Source | 4A6V8049A1 |  | 4TXCD063BC3 | 12 | 18 | 9 | Yes | Yes | 2015-03-20 |  | 0
FALSE | 4A6V8049A1 | 3111 | 6796578 | AMERICAN STANDARD | 4A6V8049A1 | HP | Split System: Heat Pump with Remote Outdoor Unit-Air-Source | 4A6V8049A1 |  | *AM8C0C42V31 | 12 | 18 | 9.6 | Yes | Yes | 2015-03-20 |  | 0
TRUE | 4A6V8049A1 | 3111 | 6750457 | AMERICAN STANDARD | 4A6V8049A1 | HP | Split System: Heat Pump with Remote Outdoor Unit-Air-Source | 4A6V8049A1 |  | *AM8C0C48V41 | 12.5 | 18 | 10 | Yes | Yes | 2015-03-20 |  | 1
FALSE | 4A6V8049A1 | 3111 | 6796579 | AMERICAN STANDARD | 4A6V8049A1 | HP | Split System: Heat Pump with Remote Outdoor Unit-Air-Source | 4A6V8049A1 |  | *AM8C0C60V51 | 12.5 | 18 | 9.6 | Yes | Yes | 2015-03-20 |  | 1
FALSE | 4A6V8060A1 | 3113 | 7035724 | AMERICAN STANDARD | 4A6V8060A1 | HP | Split System: Heat Pump with Remote Outdoor Unit-Air-Source | 4A6V8060A1 |  | 4NXCD009AS3 | 12.2 | 18 | 9.6 | Yes | Yes | 2015-03-20 |  | 0
FALSE | 4A6V8060A1 | 3113 | 7066886 | AMERICAN STANDARD | 4A6V8060A1 | HP | Split System: Heat Pump with Remote Outdoor Unit-Air-Source | 4A6V8060A1 |  | 4NXCD009AS3+HORIZ-RT | 12 | 18 | 9.6 | Yes | Yes | 2015-03-20 |  | 0
FALSE | 4A6V8060A1 | 3113 | 7066887 | AMERICAN STANDARD | 4A6V8060A1 | HP | Split System: Heat Pump with Remote Outdoor Unit-Air-Source | 4A6V8060A1 |  | 4NXCD009AS3+HORIZ-RT | 12 | 18 | 9.6 | Yes | Yes | 2015-03-20 |  | 0
FALSE | 4A6V8060A1 | 3113 | 6796591 | AMERICAN STANDARD | 4A6V8060A1 | HP | Split System: Heat Pump with Remote Outdoor Unit-Air-Source | 4A6V8060A1 |  | 4TXFH063CZ3 | 12 | 18 | 9 | Yes | Yes | 2015-03-20 |  | 0
TRUE | 4A6V8060A1 | 3113 | 6750458 | AMERICAN STANDARD | 4A6V8060A1 | HP | Split System: Heat Pump with Remote Outdoor Unit-Air-Source | 4A6V8060A1 |  | *AM8C0C60V51 | 12.5 | 18 | 10 | Yes | Yes | 2015-03-20 |  | 1
FALSE | 4A6V8036A1 | 3082 | 7066910 | TRANE | 4TWV8036A1 | HP | Split System: Heat Pump with Remote Outdoor Unit-Air-Source | 4A6V8036A1 |  | 4NXCC005AS3+HORIZ-RT | 12.5 | 18 | 9.6 | Yes | Yes | 2015-03-20 |  | 1
FALSE | 4A6V8036A1 | 3082 | 7066909 | TRANE | 4TWV8036A1 | HP | Split System: Heat Pump with Remote Outdoor Unit-Air-Source | 4A6V8036A1 |  | 4NXCC005AS3+HORIZ-RT | 12.5 | 18 | 9.6 | Yes | Yes | 2015-03-20 |  | 1
FALSE | 4A6V8036A1 | 3082 | 7066913 | TRANE | 4TWV8036A1 | HP | Split System: Heat Pump with Remote Outdoor Unit-Air-Source | 4A6V8036A1 |  | 4NXCC005AS3+HORIZ-RT | 12.5 | 18 | 9.6 | Yes | Yes | 2015-03-20 |  | 1
FALSE | 4A6V8036A1 | 3082 | 7039516 | TRANE | 4TWV8036A1 | HP | Split System: Heat Pump with Remote Outdoor Unit-Air-Source | 4A6V8036A1 |  | 4TXCB004CC3 | 12 | 18 | 10 | Yes | Yes | 2015-03-20 |  | 0
FALSE | 4A6V8036A1 | 3082 | 6796627 | TRANE | 4TWV8036A1 | HP | Split System: Heat Pump with Remote Outdoor Unit-Air-Source | 4A6V8036A1 |  | 4TXCB004CC3 | 12 | 18 | 9.6 | Yes | Yes | 2015-03-20 |  | 0
FALSE | 4A6V8036A1 | 3082 | 7039515 | TRANE | 4TWV8036A1 | HP | Split System: Heat Pump with Remote Outdoor Unit-Air-Source | 4A6V8036A1 |  | 4TXCB004CC3 | 12 | 18 | 9.6 | Yes | Yes | 2015-03-20 |  | 0
FALSE | 4A6V8036A1 | 3082 | 6796628 | TRANE | 4TWV8036A1 | HP | Split System: Heat Pump with Remote Outdoor Unit-Air-Source | 4A6V8036A1 |  | 4TXCB004CC3 | 12 | 18 | 9.6 | Yes | Yes | 2015-03-20 |  | 0
FALSE | 4A6V8036A1 | 3082 | 6796629 | TRANE | 4TWV8036A1 | HP | Split System: Heat Pump with Remote Outdoor Unit-Air-Source | 4A6V8036A1 |  | 4TXCC007CC3 | 12.5 | 18 | 9.6 | Yes | Yes | 2015-03-20 |  | 1
FALSE | 4A6V8036A1 | 3082 | 6796630 | TRANE | 4TWV8036A1 | HP | Split System: Heat Pump with Remote Outdoor Unit-Air-Source | 4A6V8036A1 |  | 4TXCC007CC3 | 12.5 | 18 | 9.6 | Yes | Yes | 2015-03-20 |  | 1
FALSE | 4A6V8036A1 | 3082 | 6796634 | TRANE | 4TWV8036A1 | HP | Split System: Heat Pump with Remote Outdoor Unit-Air-Source | 4A6V8036A1 |  | 4TXFH036CZ3 | 12.5 | 18 | 9.6 | Yes | Yes | 2015-03-20 |  | 1
FALSE | 4A6V8036A1 | 3082 | 6796632 | TRANE | 4TWV8036A1 | HP | Split System: Heat Pump with Remote Outdoor Unit-Air-Source | 4A6V8036A1 |  | 4TXFH036CZ3 | 12 | 18 | 9.6 | Yes | Yes | 2015-03-20 |  | 0
TRUE | 4A6V8036A1 | 3082 | 6750234 | TRANE | 4TWV8036A1 | HP | Split System: Heat Pump with Remote Outdoor Unit-Air-Source | 4A6V8036A1 |  | *AM8C0C36V31 | 13 | 18 | 10 | Yes | Yes | 2015-03-20 |  | 3
FALSE | 4A6V0024A1 | 3107 | 6796520 | AMERICAN STANDARD | 4A6V0024A1 | HP | Split System: Heat Pump with Remote Outdoor Unit-Air-Source | 4A6V0024A1 |  | 4TXFH024CZ3 | 13 | 18.5 | 9 | Yes | Yes | 2015-03-20 |  | 2
FALSE | 4A6V0024A1 | 3107 | 6796521 | AMERICAN STANDARD | 4A6V0024A1 | HP | Split System: Heat Pump with Remote Outdoor Unit-Air-Source | 4A6V0024A1 |  | 4TXFH024CZ3 | 13 | 18.5 | 9.6 | Yes | Yes | 2015-03-20 |  | 2
FALSE | 4A6V0024A1 | 3107 | 7125568 | AMERICAN STANDARD | 4A6V0024A1 | HP | Split System: Heat Pump with Remote Outdoor Unit-Air-Source | 4A6V0024A1 |  | 4TXFH024CZ3 | 12.5 | 16.5 | 8.75 | Yes | Yes | 2015-03-20 |  | 1
FALSE | 4A6V0024A1 | 3107 | 6992572 | AMERICAN STANDARD | 4A6V0024A1 | HP | Split System: Heat Pump with Remote Outdoor Unit-Air-Source | 4A6V0024A1 |  | *AM8C0A24V21 | 13 | 19 | 9.6 | Yes | Yes | 2015-03-20 |  | 2
TRUE | 4A6V0024A1 | 3107 | 6749789 | AMERICAN STANDARD | 4A6V0024A1 | HP | Split System: Heat Pump with Remote Outdoor Unit-Air-Source | 4A6V0024A1 |  | *AM8C0B30V21 | 13.75 | 19.25 | 10 | Yes | Yes | 2015-03-20 |  | 3
FALSE | 4A6V8037A1 | 3109 | 7035695 | AMERICAN STANDARD | 4A6V0036A1 | HP | Split System: Heat Pump with Remote Outdoor Unit-Air-Source | 4A6V0036A1 |  | 4NXCB004AS3 | 12.5 | 20 | 9.6 | Yes | Yes | 2015-03-20 |  | 1
FALSE | 4A6V8037A1 | 3109 | 7125569 | AMERICAN STANDARD | 4A6V0036A1 | HP | Split System: Heat Pump with Remote Outdoor Unit-Air-Source | 4A6V0036A1 |  | 4NXCB004AS3 | 12.2 | 19.75 | 9.6 | Yes | Yes | 2015-03-20 |  | 0
FALSE | 4A6V8037A1 | 3109 | 7035696 | AMERICAN STANDARD | 4A6V0036A1 | HP | Split System: Heat Pump with Remote Outdoor Unit-Air-Source | 4A6V0036A1 |  | 4NXCB004AS3 | 12.2 | 18 | 9 | Yes | Yes | 2015-03-20 |  | 0
FALSE | 4A6V8037A1 | 3109 | 7066851 | AMERICAN STANDARD | 4A6V0036A1 | HP | Split System: Heat Pump with Remote Outdoor Unit-Air-Source | 4A6V0036A1 |  | 4NXCB004AS3+HORIZ-RT | 12.5 | 20 | 9.6 | Yes | Yes | 2015-03-20 |  | 1
FALSE | 4A6V8037A1 | 3109 | 7066852 | AMERICAN STANDARD | 4A6V0036A1 | HP | Split System: Heat Pump with Remote Outdoor Unit-Air-Source | 4A6V0036A1 |  | 4NXCB004AS3+HORIZ-RT | 12.5 | 20 | 9.6 | Yes | Yes | 2015-03-20 |  | 1
FALSE | 4A6V8037A1 | 3109 | 7066853 | AMERICAN STANDARD | 4A6V0036A1 | HP | Split System: Heat Pump with Remote Outdoor Unit-Air-Source | 4A6V0036A1 |  | 4NXCB004AS3+HORIZ-RT | 12.5 | 20 | 9.6 | Yes | Yes | 2015-03-20 |  | 1
FALSE | 4A6V8037A1 | 3109 | 7035697 | AMERICAN STANDARD | 4A6V0036A1 | HP | Split System: Heat Pump with Remote Outdoor Unit-Air-Source | 4A6V0036A1 |  | 4NXCC005AS3 | 13 | 20 | 9.6 | Yes | Yes | 2015-03-20 |  | 2
FALSE | 4A6V8037A1 | 3109 | 7066854 | AMERICAN STANDARD | 4A6V0036A1 | HP | Split System: Heat Pump with Remote Outdoor Unit-Air-Source | 4A6V0036A1 |  | 4NXCC005AS3+HORIZ-RT | 13 | 20 | 9.6 | Yes | Yes | 2015-03-20 |  | 2
FALSE | 4A6V8037A1 | 3109 | 7066855 | AMERICAN STANDARD | 4A6V0036A1 | HP | Split System: Heat Pump with Remote Outdoor Unit-Air-Source | 4A6V0036A1 |  | 4NXCC005AS3+HORIZ-RT | 13 | 20 | 9.6 | Yes | Yes | 2015-03-20 |  | 2
FALSE | 4A6V8037A1 | 3109 | 7066856 | AMERICAN STANDARD | 4A6V0036A1 | HP | Split System: Heat Pump with Remote Outdoor Unit-Air-Source | 4A6V0036A1 |  | 4NXCC005AS3+HORIZ-RT | 12.5 | 20 | 9.6 | Yes | Yes | 2015-03-20 |  | 1
FALSE | 4A6V8037A1 | 3109 | 7066857 | AMERICAN STANDARD | 4A6V0036A1 | HP | Split System: Heat Pump with Remote Outdoor Unit-Air-Source | 4A6V0036A1 |  | 4NXCC005AS3+HORIZ-RT | 13 | 20.25 | 9.6 | Yes | Yes | 2015-03-20 |  | 2
FALSE | 4A6V8037A1 | 3109 | 7066858 | AMERICAN STANDARD | 4A6V0036A1 | HP | Split System: Heat Pump with Remote Outdoor Unit-Air-Source | 4A6V0036A1 |  | 4NXCC005AS3+HORIZ-RT | 13 | 20.5 | 9.6 | Yes | Yes | 2015-03-20 |  | 2
FALSE | 4A6V8037A1 | 3109 | 7125570 | AMERICAN STANDARD | 4A6V0036A1 | HP | Split System: Heat Pump with Remote Outdoor Unit-Air-Source | 4A6V0036A1 |  | 4TXCB004CC3 | 12.5 | 18.5 | 10 | Yes | Yes | 2015-03-20 |  | 1
FALSE | 4A6V8037A1 | 3109 | 6796522 | AMERICAN STANDARD | 4A6V0036A1 | HP | Split System: Heat Pump with Remote Outdoor Unit-Air-Source | 4A6V0036A1 |  | 4TXCB004CC3 | 12.5 | 18.5 | 9.6 | Yes | Yes | 2015-03-20 |  | 1
FALSE | 4A6V8024A1 | 3080 | 7125598 | AMERICAN STANDARD | 4A6V8024A1 | HP | Split System: Heat Pump with Remote Outdoor Unit-Air-Source | 4A6V8024A1 |  | 4NXCB003AS3 | 12 | 16 | 9 | Yes | Yes | 2015-03-20 |  | 0
FALSE | 4A6V8024A1 | 3080 | 7066864 | AMERICAN STANDARD | 4A6V8024A1 | HP | Split System: Heat Pump with Remote Outdoor Unit-Air-Source | 4A6V8024A1 |  | 4NXCB003AS3+HORIZ-RT | 12.5 | 17 | 9.6 | Yes | Yes | 2015-03-20 |  | 1
FALSE | 4A6V8024A1 | 3080 | 7066865 | AMERICAN STANDARD | 4A6V8024A1 | HP | Split System: Heat Pump with Remote Outdoor Unit-Air-Source | 4A6V8024A1 |  | 4NXCB003AS3+HORIZ-RT | 12.5 | 17 | 9.6 | Yes | Yes | 2015-03-20 |  | 1
FALSE | 4A6V8024A1 | 3080 | 6796543 | AMERICAN STANDARD | 4A6V8024A1 | HP | Split System: Heat Pump with Remote Outdoor Unit-Air-Source | 4A6V8024A1 |  | 4TXCB003CC3 | 13 | 18 | 9.6 | Yes | Yes | 2015-03-20 |  | 2
FALSE | 4A6V8024A1 | 3080 | 7187401 | AMERICAN STANDARD | 4A6V8024A1 | HP | Split System: Heat Pump with Remote Outdoor Unit-Air-Source | 4A6V8024A1 |  | 4TXCB003CC3 | 12.25 | 17 | 9.5 | Yes | Yes | 2015-03-20 |  | 0
FALSE | 4A6V8024A1 | 3080 | 7125573 | AMERICAN STANDARD | 4A6V8024A1 | HP | Split System: Heat Pump with Remote Outdoor Unit-Air-Source | 4A6V8024A1 |  | 4TXCB003CC3 | 12 | 15 | 9 | Yes | Yes | 2015-03-20 |  | 0
FALSE | 4A6V8024A1 | 3080 | 6796545 | AMERICAN STANDARD | 4A6V8024A1 | HP | Split System: Heat Pump with Remote Outdoor Unit-Air-Source | 4A6V8024A1 |  | 4TXFH024CZ3 | 12.5 | 18 | 9.6 | Yes | Yes | 2015-03-20 |  | 1
FALSE | 4A6V8024A1 | 3080 | 6796546 | AMERICAN STANDARD | 4A6V8024A1 | HP | Split System: Heat Pump with Remote Outdoor Unit-Air-Source | 4A6V8024A1 |  | 4TXFH024CZ3 | 12 | 16.75 | 9 | Yes | Yes | 2015-03-20 |  | 0
FALSE | 4A6V8024A1 | 3080 | 6796547 | AMERICAN STANDARD | 4A6V8024A1 | HP | Split System: Heat Pump with Remote Outdoor Unit-Air-Source | 4A6V8024A1 |  | 4TXFH024CZ3 | 13 | 18 | 9 | Yes | Yes | 2015-03-20 |  | 2
FALSE | 4A6V8024A1 | 3080 | 6796548 | AMERICAN STANDARD | 4A6V8024A1 | HP | Split System: Heat Pump with Remote Outdoor Unit-Air-Source | 4A6V8024A1 |  | 4TXFH024CZ3 | 13 | 18 | 9.6 | Yes | Yes | 2015-03-20 |  | 2
FALSE | 4A6V8024A1 | 3080 | 7125574 | AMERICAN STANDARD | 4A6V8024A1 | HP | Split System: Heat Pump with Remote Outdoor Unit-Air-Source | 4A6V8024A1 |  | 4TXFH024CZ3 | 12.5 | 16 | 8.6 | Yes | Yes | 2015-03-20 |  | 1
FALSE | 4A6V8024A1 | 3080 | 6992575 | AMERICAN STANDARD | 4A6V8024A1 | HP | Split System: Heat Pump with Remote Outdoor Unit-Air-Source | 4A6V8024A1 |  | *AM8C0A24V21 | 13 | 18 | 9.6 | Yes | Yes | 2015-03-20 |  | 2
TRUE | 4A6V8024A1 | 3080 | 6750455 | AMERICAN STANDARD | 4A6V8024A1 | HP | Split System: Heat Pump with Remote Outdoor Unit-Air-Source | 4A6V8024A1 |  | *AM8C0B30V21 | 13 | 18 | 10 | Yes | Yes | 2015-03-20 |  | 3
FALSE | 4A6V8024A1 | 3080 | 6796542 | AMERICAN STANDARD | 4A6V8024A1 | HP | Split System: Heat Pump with Remote Outdoor Unit-Air-Source | 4A6V8024A1 |  | *AM8C0C36V31 | 13 | 18 | 9.6 | Yes | Yes | 2015-03-20 |  | 2
FALSE | 4A6V8036A1 | 3082 | 7035707 | AMERICAN STANDARD | 4A6V8036A1 | HP | Split System: Heat Pump with Remote Outdoor Unit-Air-Source | 4A6V8036A1 |  | 4NXCB004AS3 | 12.2 | 18 | 9.6 | Yes | Yes | 2015-03-20 |  | 0
FALSE | 4A6V8036A1 | 3082 | 7066867 | AMERICAN STANDARD | 4A6V8036A1 | HP | Split System: Heat Pump with Remote Outdoor Unit-Air-Source | 4A6V8036A1 |  | 4NXCB004AS3+HORIZ-RT | 12.2 | 18 | 9.6 | Yes | Yes | 2015-03-20 |  | 0
FALSE | 4A6V8036A1 | 3082 | 7066868 | AMERICAN STANDARD | 4A6V8036A1 | HP | Split System: Heat Pump with Remote Outdoor Unit-Air-Source | 4A6V8036A1 |  | 4NXCB004AS3+HORIZ-RT | 12 | 18 | 9.6 | Yes | Yes | 2015-03-20 |  | 0
FALSE | 4A6V8036A1 | 3082 | 7035709 | AMERICAN STANDARD | 4A6V8036A1 | HP | Split System: Heat Pump with Remote Outdoor Unit-Air-Source | 4A6V8036A1 |  | 4NXCC005AS3 | 12.5 | 18 | 10 | Yes | Yes | 2015-03-20 |  | 1
FALSE | 4A6V8036A1 | 3082 | 7066872 | AMERICAN STANDARD | 4A6V8036A1 | HP | Split System: Heat Pump with Remote Outdoor Unit-Air-Source | 4A6V8036A1 |  | 4NXCC005AS3+HORIZ-RT | 12.5 | 18 | 9.6 | Yes | Yes | 2015-03-20 |  | 1
FALSE | 4A6V8024A1 | 3080 | 6796623 | TRANE | 4TWV8024A1 | HP | Split System: Heat Pump with Remote Outdoor Unit-Air-Source | 4A6V8024A1 |  | 4TXFH024CZ3 | 13 | 18 | 9 | Yes | Yes | 2015-03-20 |  | 2
FALSE | 4A6V8024A1 | 3080 | 6796624 | TRANE | 4TWV8024A1 | HP | Split System: Heat Pump with Remote Outdoor Unit-Air-Source | 4A6V8024A1 |  | 4TXFH024CZ3 | 13 | 18 | 9.6 | Yes | Yes | 2015-03-20 |  | 2
FALSE | 4A6V8024A1 | 3080 | 7125590 | TRANE | 4TWV8024A1 | HP | Split System: Heat Pump with Remote Outdoor Unit-Air-Source | 4A6V8024A1 |  | 4TXFH024CZ3 | 12.5 | 16 | 8.6 | Yes | Yes | 2015-03-20 |  | 1
FALSE | 4A6V8024A1 | 3080 | 6992576 | TRANE | 4TWV8024A1 | HP | Split System: Heat Pump with Remote Outdoor Unit-Air-Source | 4A6V8024A1 |  | *AM8C0A24V21 | 13 | 18 | 9.6 | Yes | Yes | 2015-03-20 |  | 2
TRUE | 4A6V8024A1 | 3080 | 6750459 | TRANE | 4TWV8024A1 | HP | Split System: Heat Pump with Remote Outdoor Unit-Air-Source | 4A6V8024A1 |  | *AM8C0B30V21 | 13 | 18 | 10 | Yes | Yes | 2015-03-20 |  | 3
FALSE | 4A6V8024A1 | 3080 | 6796618 | TRANE | 4TWV8024A1 | HP | Split System: Heat Pump with Remote Outdoor Unit-Air-Source | 4A6V8024A1 |  | *AM8C0C36V31 | 13 | 18 | 9.6 | Yes | Yes | 2015-03-20 |  | 2
FALSE | 4A6V8036A1 | 3082 | 7035763 | TRANE | 4TWV8036A1 | HP | Split System: Heat Pump with Remote Outdoor Unit-Air-Source | 4A6V8036A1 |  | 4NXCB004AS3 | 12.2 | 18 | 9.6 | Yes | Yes | 2015-03-20 |  | 0
FALSE | 4A6V8036A1 | 3082 | 7066907 | TRANE | 4TWV8036A1 | HP | Split System: Heat Pump with Remote Outdoor Unit-Air-Source | 4A6V8036A1 |  | 4NXCB004AS3+HORIZ-RT | 12.2 | 18 | 9.6 | Yes | Yes | 2015-03-20 |  | 0
FALSE | 4A6V8036A1 | 3082 | 7066908 | TRANE | 4TWV8036A1 | HP | Split System: Heat Pump with Remote Outdoor Unit-Air-Source | 4A6V8036A1 |  | 4NXCB004AS3+HORIZ-RT | 12 | 18 | 9.6 | Yes | Yes | 2015-03-20 |  | 0
FALSE | 4A6V8036A1 | 3082 | 7035765 | TRANE | 4TWV8036A1 | HP | Split System: Heat Pump with Remote Outdoor Unit-Air-Source | 4A6V8036A1 |  | 4NXCC005AS3 | 12.5 | 18 | 10 | Yes | Yes | 2015-03-20 |  | 1
FALSE | 4A6V8036A1 | 3082 | 7066912 | TRANE | 4TWV8036A1 | HP | Split System: Heat Pump with Remote Outdoor Unit-Air-Source | 4A6V8036A1 |  | 4NXCC005AS3+HORIZ-RT | 12.5 | 18 | 9.6 | Yes | Yes | 2015-03-20 |  | 1
FALSE | 4A6V8036A1 | 3082 | 7066911 | TRANE | 4TWV8036A1 | HP | Split System: Heat Pump with Remote Outdoor Unit-Air-Source | 4A6V8036A1 |  | 4NXCC005AS3+HORIZ-RT | 12.5 | 18 | 9.6 | Yes | Yes | 2015-03-20 |  | 1
FALSE | 4A6V0024A1 | 3107 | 7035743 | TRANE | 4TWV0024A1 | HP | Split System: Heat Pump with Remote Outdoor Unit-Air-Source | 4A6V0024A1 |  | 4NXCB003AS3 | 12.5 | 18 | 9.6 | Yes | Yes | 2015-03-20 |  | 1
FALSE | 4A6V0024A1 | 3107 | 7125582 | TRANE | 4TWV0024A1 | HP | Split System: Heat Pump with Remote Outdoor Unit-Air-Source | 4A6V0024A1 |  | 4NXCB003AS3 | 12 | 16 | 9 | Yes | Yes | 2015-03-20 |  | 0
FALSE | 4A6V0024A1 | 3107 | 7066889 | TRANE | 4TWV0024A1 | HP | Split System: Heat Pump with Remote Outdoor Unit-Air-Source | 4A6V0024A1 |  | 4NXCB003AS3+HORIZ-RT | 12.5 | 18 | 9.6 | Yes | Yes | 2015-03-20 |  | 1
FALSE | 4A6V0024A1 | 3107 | 7066890 | TRANE | 4TWV0024A1 | HP | Split System: Heat Pump with Remote Outdoor Unit-Air-Source | 4A6V0024A1 |  | 4NXCB003AS3+HORIZ-RT | 12.5 | 18 | 9.6 | Yes | Yes | 2015-03-20 |  | 1
FALSE | 4A6V0024A1 | 3107 | 6796592 | TRANE | 4TWV0024A1 | HP | Split System: Heat Pump with Remote Outdoor Unit-Air-Source | 4A6V0024A1 |  | 4TXCB003CC3 | 13 | 19.25 | 9.6 | Yes | Yes | 2015-03-20 |  | 2
FALSE | 4A6V0024A1 | 3107 | 7170250 | TRANE | 4TWV0024A1 | HP | Split System: Heat Pump with Remote Outdoor Unit-Air-Source | 4A6V0024A1 |  | 4TXCB003CC3 | 12.5 | 17.25 | 9.6 | Yes | Yes | 2015-03-20 |  | 1
FALSE | 4A6V0024A1 | 3107 | 7125583 | TRANE | 4TWV0024A1 | HP | Split System: Heat Pump with Remote Outdoor Unit-Air-Source | 4A6V0024A1 |  | 4TXCB003CC3 | 12 | 15 | 9 | Yes | Yes | 2015-03-20 |  | 0
FALSE | 4A6V0024A1 | 3107 | 6796594 | TRANE | 4TWV0024A1 | HP | Split System: Heat Pump with Remote Outdoor Unit-Air-Source | 4A6V0024A1 |  | 4TXFH024CZ3 | 12.5 | 18.5 | 9.6 | Yes | Yes | 2015-03-20 |  | 1
FALSE | 4A6V0024A1 | 3107 | 7035693 | AMERICAN STANDARD | 4A6V0024A1 | HP | Split System: Heat Pump with Remote Outdoor Unit-Air-Source | 4A6V0024A1 |  | 4NXCB003AS3 | 12.5 | 18 | 9.6 | Yes | Yes | 2015-03-20 |  | 1
FALSE | 4A6V0024A1 | 3107 | 7125566 | AMERICAN STANDARD | 4A6V0024A1 | HP | Split System: Heat Pump with Remote Outdoor Unit-Air-Source | 4A6V0024A1 |  | 4NXCB003AS3 | 12 | 16 | 9 | Yes | Yes | 2015-03-20 |  | 0
FALSE | 4A6V0024A1 | 3107 | 7066849 | AMERICAN STANDARD | 4A6V0024A1 | HP | Split System: Heat Pump with Remote Outdoor Unit-Air-Source | 4A6V0024A1 |  | 4NXCB003AS3+HORIZ-RT | 12.5 | 18 | 9.6 | Yes | Yes | 2015-03-20 |  | 1
FALSE | 4A6V0024A1 | 3107 | 7066850 | AMERICAN STANDARD | 4A6V0024A1 | HP | Split System: Heat Pump with Remote Outdoor Unit-Air-Source | 4A6V0024A1 |  | 4NXCB003AS3+HORIZ-RT | 12.5 | 18 | 9.6 | Yes | Yes | 2015-03-20 |  | 1
FALSE | 4A6V0024A1 | 3107 | 6796516 | AMERICAN STANDARD | 4A6V0024A1 | HP | Split System: Heat Pump with Remote Outdoor Unit-Air-Source | 4A6V0024A1 |  | 4TXCB003CC3 | 13 | 19.25 | 9.6 | Yes | Yes | 2015-03-20 |  | 2
FALSE | 4A6V0024A1 | 3107 | 7170248 | AMERICAN STANDARD | 4A6V0024A1 | HP | Split System: Heat Pump with Remote Outdoor Unit-Air-Source | 4A6V0024A1 |  | 4TXCB003CC3 | 12.5 | 17.25 | 9.6 | Yes | Yes | 2015-03-20 |  | 1
FALSE | 4A6V0024A1 | 3107 | 7125567 | AMERICAN STANDARD | 4A6V0024A1 | HP | Split System: Heat Pump with Remote Outdoor Unit-Air-Source | 4A6V0024A1 |  | 4TXCB003CC3 | 12 | 15 | 9 | Yes | Yes | 2015-03-20 |  | 0
FALSE | 4A6V0024A1 | 3107 | 6796518 | AMERICAN STANDARD | 4A6V0024A1 | HP | Split System: Heat Pump with Remote Outdoor Unit-Air-Source | 4A6V0024A1 |  | 4TXFH024CZ3 | 12.5 | 18.5 | 9.6 | Yes | Yes | 2015-03-20 |  | 1
FALSE | 25HNB518A*031 | 526 | 7029697 | BRYANT HEATING AND COOLING SYSTEMS | 215BNA018****A | HP | Split System: Heat Pump with Remote Outdoor Unit-Air-Source | HP.022.001.0201.001 |  | FX4DNF025L | 12.5 | 15.5 | 8.5 | Yes | Yes | 2015-04-13 |  | 1
FALSE | 25HCC524A*030 | 545 | 7029702 | BRYANT HEATING AND COOLING SYSTEMS | 215BNA024****A | HP | Split System: Heat Pump with Remote Outdoor Unit-Air-Source | HP.037.001.0102.002 |  | FX4DN(B,F)031L | 12.5 | 15 | 9 | Yes | Yes | 2015-04-13 |  | 1
TRUE | HP.037.001.0102.002 | 545 | 7029703 | BRYANT HEATING AND COOLING SYSTEMS | 215BNA024****A | HP | Split System: Heat Pump with Remote Outdoor Unit-Air-Source | HP.037.001.0102.002 |  | FX4DNF025L | 12.5 | 15.25 | 8.7 | Yes | Yes | 2015-04-13 |  | 1
FALSE | XP25-048-230-** | 2881 | 5947772 | LENNOX INDUSTRIES, INC. | XP25-048-230-** | HP | Split System: Heat Pump with Remote Outdoor Unit-Air-Source | XP25-048-230-** |  | CX34-62D*+TDR | 13 | 19.5 | 9.7 | Yes | Yes | 2015-04-28 |  | 2
FALSE | XP25-048-230-** | 2881 | 5947773 | LENNOX INDUSTRIES, INC. | XP25-048-230-** | HP | Split System: Heat Pump with Remote Outdoor Unit-Air-Source | XP25-048-230-** |  | CX34-62D*+TDR | 13 | 19.5 | 9.7 | Yes | Yes | 2015-04-28 |  | 2
FALSE | XP25-048-230-** | 2881 | 5947774 | LENNOX INDUSTRIES, INC. | XP25-048-230-** | HP | Split System: Heat Pump with Remote Outdoor Unit-Air-Source | XP25-048-230-** |  | CX34-62D*+TDR | 13 | 19.5 | 9.7 | Yes | Yes | 2015-04-28 |  | 2
FALSE | XP25-048-230-** | 2881 | 5947730 | LENNOX INDUSTRIES, INC. | XP25-048-230-** | HP | Split System: Heat Pump with Remote Outdoor Unit-Air-Source | XP25-048-230-** |  | CBX32MV-060-230*+TDR | 13 | 20 | 10 | Yes | Yes | 2015-04-28 |  | 3
FALSE | XP25-048-230-** | 2881 | 5947731 | LENNOX INDUSTRIES, INC. | XP25-048-230-** | HP | Split System: Heat Pump with Remote Outdoor Unit-Air-Source | XP25-048-230-** |  | CBX40UHV-048*+TDR | 13 | 20 | 9.7 | Yes | Yes | 2015-04-28 |  | 2
FALSE | XP25-048-230-** | 2881 | 5947746 | LENNOX INDUSTRIES, INC. | XP25-048-230-** | HP | Split System: Heat Pump with Remote Outdoor Unit-Air-Source | XP25-048-230-** |  | C33-62C*+TDR+TXV | 13 | 20 | 9.6 | Yes | Yes | 2015-04-28 |  | 2
TRUE | XP25-048-230-** | 2881 | 5947729 | LENNOX INDUSTRIES, INC. | XP25-048-230-** | HP | Split System: Heat Pump with Remote Outdoor Unit-Air-Source | XP25-048-230-** |  | CBX40UHV-060*+TDR | 13 | 20.5 | 10.2 | Yes | Yes | 2015-04-28 |  | 3
FALSE | XP25-048-230-** | 2881 | 5947732 | LENNOX INDUSTRIES, INC. | XP25-048-230-** | HP | Split System: Heat Pump with Remote Outdoor Unit-Air-Source | XP25-048-230-** |  | CBX32MV-048-230*+TDR | 13 | 20.5 | 9.7 | Yes | Yes | 2015-04-28 |  | 2
FALSE | XP25-060-230-** | 2917 | 5947813 | LENNOX INDUSTRIES, INC. | XP25-060-230-** | HP | Split System: Heat Pump with Remote Outdoor Unit-Air-Source | XP25-060-230-** |  | C33-62C*+TDR+TXV | 12.5 | 19 | 10 | Yes | Yes | 2015-04-28 |  | 1
FALSE | XP25-060-230-** | 2917 | 5947816 | LENNOX INDUSTRIES, INC. | XP25-060-230-** | HP | Split System: Heat Pump with Remote Outdoor Unit-Air-Source | XP25-060-230-** |  | C33-62D+TDR+TXV | 12.5 | 19 | 9.7 | Yes | Yes | 2015-04-28 |  | 1
FALSE | XP25-060-230-** | 2917 | 5947817 | LENNOX INDUSTRIES, INC. | XP25-060-230-** | HP | Split System: Heat Pump with Remote Outdoor Unit-Air-Source | XP25-060-230-** |  | C33-62D+TDR+TXV | 12.5 | 19 | 9.7 | Yes | Yes | 2015-04-28 |  | 1
FALSE | XP25-060-230-** | 2917 | 5947818 | LENNOX INDUSTRIES, INC. | XP25-060-230-** | HP | Split System: Heat Pump with Remote Outdoor Unit-Air-Source | XP25-060-230-** |  | C33-62D+TDR+TXV | 12.5 | 19 | 9.7 | Yes | Yes | 2015-04-28 |  | 1
FALSE | XP25-060-230-** | 2917 | 5947831 | LENNOX INDUSTRIES, INC. | XP25-060-230-** | HP | Split System: Heat Pump with Remote Outdoor Unit-Air-Source | XP25-060-230-** |  | CX34-62D+TDR | 12.5 | 19 | 9.7 | Yes | Yes | 2015-04-28 |  | 1
FALSE | XP25-060-230-** | 2917 | 5947832 | LENNOX INDUSTRIES, INC. | XP25-060-230-** | HP | Split System: Heat Pump with Remote Outdoor Unit-Air-Source | XP25-060-230-** |  | CX34-62D+TDR | 12.5 | 19 | 9.7 | Yes | Yes | 2015-04-28 |  | 1
FALSE | XP25-060-230-** | 2917 | 5947833 | LENNOX INDUSTRIES, INC. | XP25-060-230-** | HP | Split System: Heat Pump with Remote Outdoor Unit-Air-Source | XP25-060-230-** |  | CX34-62D+TDR | 12.5 | 19 | 9.7 | Yes | Yes | 2015-04-28 |  | 1
TRUE | XP25-060-230-** | 2917 | 5947855 | LENNOX INDUSTRIES, INC. | XP25-060-230-** | HP | Split System: Heat Pump with Remote Outdoor Unit-Air-Source | XP25-060-230-** |  | CBX40UHV-060*+TDR | 12.5 | 19.5 | 10.2 | Yes | Yes | 2015-04-28 |  | 1
FALSE | XP25-060-230-** | 2917 | 5947812 | LENNOX INDUSTRIES, INC. | XP25-060-230-** | HP | Split System: Heat Pump with Remote Outdoor Unit-Air-Source | XP25-060-230-** |  | C33-62C*+TDR+TXV | 12.5 | 19.5 | 10 | Yes | Yes | 2015-04-28 |  | 1
FALSE | XP25-024-230-** | 2919 | 5947254 | LENNOX INDUSTRIES, INC. | XP25-024-230-** | HP | Split System: Heat Pump with Remote Outdoor Unit-Air-Source | XP25-024-230-** |  | C33-48B*+TDR+TXV | 15.5 | 23 | 9.6 | Yes | Yes | 2015-04-28 |  | 2
FALSE | XP25-024-230-** | 2919 | 5947283 | LENNOX INDUSTRIES, INC. | XP25-024-230-** | HP | Split System: Heat Pump with Remote Outdoor Unit-Air-Source | XP25-024-230-** |  | CH33-42B*+TDR+TXV | 15.5 | 23 | 10.2 | Yes | Yes | 2015-04-28 |  | 3
FALSE | XP25-024-230-** | 2919 | 5947255 | LENNOX INDUSTRIES, INC. | XP25-024-230-** | HP | Split System: Heat Pump with Remote Outdoor Unit-Air-Source | XP25-024-230-** |  | C33-48B*+TDR+TXV | 15.5 | 23.5 | 9.6 | Yes | Yes | 2015-04-28 |  | 2
FALSE | XP25-024-230-** | 2919 | 5947256 | LENNOX INDUSTRIES, INC. | XP25-024-230-** | HP | Split System: Heat Pump with Remote Outdoor Unit-Air-Source | XP25-024-230-** |  | C33-48B*+TDR+TXV | 16 | 23.5 | 9.7 | Yes | Yes | 2015-04-28 |  | 2
FALSE | XP25-024-230-** | 2919 | 5947257 | LENNOX INDUSTRIES, INC. | XP25-024-230-** | HP | Split System: Heat Pump with Remote Outdoor Unit-Air-Source | XP25-024-230-** |  | C33-48B*+TDR+TXV | 15.5 | 23.5 | 9.6 | Yes | Yes | 2015-04-28 |  | 2
FALSE | XP25-024-230-** | 2919 | 5947278 | LENNOX INDUSTRIES, INC. | XP25-024-230-** | HP | Split System: Heat Pump with Remote Outdoor Unit-Air-Source | XP25-024-230-** |  | CH33-31B+TDR+TXV | 16 | 23.5 | 10.2 | Yes | Yes | 2015-04-28 |  | 3
FALSE | XP25-024-230-** | 2919 | 5947279 | LENNOX INDUSTRIES, INC. | XP25-024-230-** | HP | Split System: Heat Pump with Remote Outdoor Unit-Air-Source | XP25-024-230-** |  | CH33-31B+TDR+TXV | 16 | 23.5 | 10.2 | Yes | Yes | 2015-04-28 |  | 3
FALSE | XP25-024-230-** | 2919 | 5947275 | LENNOX INDUSTRIES, INC. | XP25-024-230-** | HP | Split System: Heat Pump with Remote Outdoor Unit-Air-Source | XP25-024-230-** |  | CH33-31B+TDR+TXV | 15.5 | 23.5 | 10.2 | Yes | Yes | 2015-04-28 |  | 3
FALSE | XP25-024-230-** | 2919 | 5947276 | LENNOX INDUSTRIES, INC. | XP25-024-230-** | HP | Split System: Heat Pump with Remote Outdoor Unit-Air-Source | XP25-024-230-** |  | CH33-31B+TDR+TXV | 16 | 23.5 | 10.2 | Yes | Yes | 2015-04-28 |  | 3
FALSE | T4QE-024KA | 3070 | 6944545 | GIBSON | JT4BE-024KA | HP | Split System: Heat Pump with Remote Outdoor Unit-Air-Source | T4BE-024KA |  | B6VMMX24K-B | 12.5 | 15 | 8.5 | Yes | Yes | 2015-05-04 |  | 1
FALSE | 4A6H6042H1 | 3335 | 7565847 | AMERICAN STANDARD | 4A6H6042H1 | HP | Split System: Heat Pump with Remote Outdoor Unit-Air-Source | 4A6H6042H1 |  | 4PX*DD60AC3+HORIZ-RT | 13 | 16 | 9.5 | Yes | Yes | 2015-05-12 |  | 2
FALSE | 4A6H6042H1 | 3335 | 7565846 | AMERICAN STANDARD | 4A6H6042H1 | HP | Split System: Heat Pump with Remote Outdoor Unit-Air-Source | 4A6H6042H1 |  | 4PX*DD60AC3+HORIZ-RT | 13 | 16 | 9.5 | Yes | Yes | 2015-05-12 |  | 2
FALSE | 4A6H6042H1 | 3335 | 7565845 | AMERICAN STANDARD | 4A6H6042H1 | HP | Split System: Heat Pump with Remote Outdoor Unit-Air-Source | 4A6H6042H1 |  | 4PX*DD60AC3+HORIZ-RT | 13 | 16 | 9.5 | Yes | Yes | 2015-05-12 |  | 2
FALSE | 4A6H6036H1 | 3334 | 7560858 | AMERICAN STANDARD | 4A6H6036H1 | HP | Split System: Heat Pump with Remote Outdoor Unit-Air-Source | 4A6H6036H1 |  | 4PX*CU42AC3 | 12.5 | 15.5 | 9 | Yes | Yes | 2015-05-12 |  | 1
FALSE | 4A6H6036H1 | 3334 | 7560859 | AMERICAN STANDARD | 4A6H6036H1 | HP | Split System: Heat Pump with Remote Outdoor Unit-Air-Source | 4A6H6036H1 |  | 4PX*CU42AC3 | 12.5 | 15.5 | 9 | Yes | Yes | 2015-05-12 |  | 1
FALSE | 4A6H6036H1 | 3334 | 7560860 | AMERICAN STANDARD | 4A6H6036H1 | HP | Split System: Heat Pump with Remote Outdoor Unit-Air-Source | 4A6H6036H1 |  | 4PX*CU42AC3 | 13 | 16 | 9.5 | Yes | Yes | 2015-05-12 |  | 2
FALSE | 4A6H6036H1 | 3334 | 7560895 | AMERICAN STANDARD | 4A6H6036H1 | HP | Split System: Heat Pump with Remote Outdoor Unit-Air-Source | 4A6H6036H1 |  | 4PX*CU48AC3 | 13 | 16 | 9.6 | Yes | Yes | 2015-05-12 |  | 2
FALSE | 4A6H6036H1 | 3334 | 7560863 | AMERICAN STANDARD | 4A6H6036H1 | HP | Split System: Heat Pump with Remote Outdoor Unit-Air-Source | 4A6H6036H1 |  | 4PX*CU42AC3 | 12.5 | 15.5 | 9 | Yes | Yes | 2015-05-12 |  | 1
FALSE | 4A6H6036H1 | 3334 | 7560897 | AMERICAN STANDARD | 4A6H6036H1 | HP | Split System: Heat Pump with Remote Outdoor Unit-Air-Source | 4A6H6036H1 |  | 4PX*CU48AC3 | 13 | 16 | 9.6 | Yes | Yes | 2015-05-12 |  | 2
FALSE | 4A6H6036H1 | 3334 | 7560899 | AMERICAN STANDARD | 4A6H6036H1 | HP | Split System: Heat Pump with Remote Outdoor Unit-Air-Source | 4A6H6036H1 |  | 4PX*CU48AC3 | 13 | 16 | 9.6 | Yes | Yes | 2015-05-12 |  | 2
FALSE | 4A6H6048H1 | 3336 | 7561518 | AMERICAN STANDARD | 4A6H6048H1 | HP | Split System: Heat Pump with Remote Outdoor Unit-Air-Source | 4A6H6048H1 |  | 4PX*DU48AC3 | 13 | 16 | 9 | Yes | Yes | 2015-05-12 |  | 2
FALSE | 4A6H6048H1 | 3336 | 7561525 | AMERICAN STANDARD | 4A6H6048H1 | HP | Split System: Heat Pump with Remote Outdoor Unit-Air-Source | 4A6H6048H1 |  | 4PX*DU48AC3 | 13 | 16 | 9 | Yes | Yes | 2015-05-12 |  | 2
FALSE | 4A6H6030H1 | 3333 | 7560139 | AMERICAN STANDARD | 4A6H6030H1 | HP | Split System: Heat Pump with Remote Outdoor Unit-Air-Source | 4A6H6030H1 |  | 4PX*BU36AC3 | 13 | 16 | 9 | Yes | Yes | 2015-05-12 |  | 2
FALSE | 4A6H6048H1 | 3336 | 7565860 | AMERICAN STANDARD | 4A6H6048H1 | HP | Split System: Heat Pump with Remote Outdoor Unit-Air-Source | 4A6H6048H1 |  | 4PX*CD42AC3+HORIZ-RT | 13 | 16 | 8.2 | Yes | Yes | 2015-05-12 |  | Below V5.0 Req.
FALSE | 4A6H6048H1 | 3336 | 7565858 | AMERICAN STANDARD | 4A6H6048H1 | HP | Split System: Heat Pump with Remote Outdoor Unit-Air-Source | 4A6H6048H1 |  | 4PX*CD42AC3+HORIZ-RT | 13 | 16 | 8.2 | Yes | Yes | 2015-05-12 |  | Below V5.0 Req.
FALSE | 4A6H6048H1 | 3336 | 7565872 | AMERICAN STANDARD | 4A6H6048H1 | HP | Split System: Heat Pump with Remote Outdoor Unit-Air-Source | 4A6H6048H1 |  | 4PX*CD60AC3+HORIZ-RT | 13 | 16 | 9 | Yes | Yes | 2015-05-12 |  | 2
FALSE | 4A6H6048H1 | 3336 | 7565871 | AMERICAN STANDARD | 4A6H6048H1 | HP | Split System: Heat Pump with Remote Outdoor Unit-Air-Source | 4A6H6048H1 |  | 4PX*CD60AC3+HORIZ-RT | 13 | 16 | 9 | Yes | Yes | 2015-05-12 |  | 2
FALSE | 4A6H6048H1 | 3336 | 7565854 | AMERICAN STANDARD | 4A6H6048H1 | HP | Split System: Heat Pump with Remote Outdoor Unit-Air-Source | 4A6H6048H1 |  | 4PX*CD42AC3+HORIZ-RT | 13 | 16 | 8.2 | Yes | Yes | 2015-05-12 |  | Below V5.0 Req.
FALSE | 4A6H6048H1 | 3336 | 7565869 | AMERICAN STANDARD | 4A6H6048H1 | HP | Split System: Heat Pump with Remote Outdoor Unit-Air-Source | 4A6H6048H1 |  | 4PX*CD60AC3+HORIZ-RT | 13 | 16 | 9 | Yes | Yes | 2015-05-12 |  | 2
FALSE | 4A6H6036H1 | 3334 | 7560884 | AMERICAN STANDARD | 4A6H6036H1 | HP | Split System: Heat Pump with Remote Outdoor Unit-Air-Source | 4A6H6036H1 |  | 4PX*CU48AC3 | 13 | 16 | 9.6 | Yes | Yes | 2015-05-12 |  | 2
FALSE | 4A6H6036H1 | 3334 | 7560906 | AMERICAN STANDARD | 4A6H6036H1 | HP | Split System: Heat Pump with Remote Outdoor Unit-Air-Source | 4A6H6036H1 |  | 4PX*DD48AC3 | 13 | 16 | 9 | Yes | Yes | 2015-05-12 |  | 2
FALSE | 4A6H6036H1 | 3334 | 7560912 | AMERICAN STANDARD | 4A6H6036H1 | HP | Split System: Heat Pump with Remote Outdoor Unit-Air-Source | 4A6H6036H1 |  | 4PX*DD48AC3 | 13 | 16 | 9 | Yes | Yes | 2015-05-12 |  | 2
FALSE | 4A6H6036H1 | 3334 | 7560911 | AMERICAN STANDARD | 4A6H6036H1 | HP | Split System: Heat Pump with Remote Outdoor Unit-Air-Source | 4A6H6036H1 |  | 4PX*DD48AC3 | 13 | 16 | 9 | Yes | Yes | 2015-05-12 |  | 2
FALSE | 4A6H6036H1 | 3334 | 7560910 | AMERICAN STANDARD | 4A6H6036H1 | HP | Split System: Heat Pump with Remote Outdoor Unit-Air-Source | 4A6H6036H1 |  | 4PX*DD48AC3 | 13 | 16 | 9 | Yes | Yes | 2015-05-12 |  | 2
FALSE | 4A6H6036H1 | 3334 | 7560909 | AMERICAN STANDARD | 4A6H6036H1 | HP | Split System: Heat Pump with Remote Outdoor Unit-Air-Source | 4A6H6036H1 |  | 4PX*DD48AC3 | 13 | 16 | 9 | Yes | Yes | 2015-05-12 |  | 2
FALSE | 4A6H6036H1 | 3334 | 7560907 | AMERICAN STANDARD | 4A6H6036H1 | HP | Split System: Heat Pump with Remote Outdoor Unit-Air-Source | 4A6H6036H1 |  | 4PX*DD48AC3 | 13 | 16 | 9 | Yes | Yes | 2015-05-12 |  | 2
FALSE | 4A6H6036H1 | 3334 | 7565792 | AMERICAN STANDARD | 4A6H6036H1 | HP | Split System: Heat Pump with Remote Outdoor Unit-Air-Source | 4A6H6036H1 |  | 4PX*DD48AC3+HORIZ-RT | 13 | 16 | 9.5 | Yes | Yes | 2015-05-12 |  | 2
FALSE | 4A6H6036H1 | 3334 | 7565807 | AMERICAN STANDARD | 4A6H6036H1 | HP | Split System: Heat Pump with Remote Outdoor Unit-Air-Source | 4A6H6036H1 |  | 4PX*DD48AC3+HORIZ-RT | 13 | 16 | 9.5 | Yes | Yes | 2015-05-12 |  | 2
FALSE | 4A6H6036H1 | 3334 | 7565794 | AMERICAN STANDARD | 4A6H6036H1 | HP | Split System: Heat Pump with Remote Outdoor Unit-Air-Source | 4A6H6036H1 |  | 4PX*DD48AC3+HORIZ-RT | 13 | 16 | 9 | Yes | Yes | 2015-05-12 |  | 2
FALSE | 4A6H6048H1 | 3336 | 7561527 | AMERICAN STANDARD | 4A6H6048H1 | HP | Split System: Heat Pump with Remote Outdoor Unit-Air-Source | 4A6H6048H1 |  | 4PX*DU48AC3 | 12.5 | 15.5 | 8.5 | Yes | Yes | 2015-05-12 |  | 1
FALSE | 4A6H6048H1 | 3336 | 7561510 | AMERICAN STANDARD | 4A6H6048H1 | HP | Split System: Heat Pump with Remote Outdoor Unit-Air-Source | 4A6H6048H1 |  | 4PX*DU48AC3 | 13 | 16 | 9 | Yes | Yes | 2015-05-12 |  | 2
FALSE | 4A6H6048H1 | 3336 | 7561544 | AMERICAN STANDARD | 4A6H6048H1 | HP | Split System: Heat Pump with Remote Outdoor Unit-Air-Source | 4A6H6048H1 |  | 4PX*DU60AC3 | 13 | 16 | 9 | Yes | Yes | 2015-05-12 |  | 2
FALSE | 4A6H6048H1 | 3336 | 7561545 | AMERICAN STANDARD | 4A6H6048H1 | HP | Split System: Heat Pump with Remote Outdoor Unit-Air-Source | 4A6H6048H1 |  | 4PX*DU60AC3 | 13 | 16 | 9 | Yes | Yes | 2015-05-12 |  | 2
FALSE | 4A6H6048H1 | 3336 | 7561443 | AMERICAN STANDARD | 4A6H6048H1 | HP | Split System: Heat Pump with Remote Outdoor Unit-Air-Source | 4A6H6048H1 |  | 4PX*CU36AC3 | 12.5 | 15.5 | 8.2 | Yes | Yes | 2015-05-12 |  | Below V5.0 Req.
FALSE | 4A6H6048H1 | 3336 | 7561440 | AMERICAN STANDARD | 4A6H6048H1 | HP | Split System: Heat Pump with Remote Outdoor Unit-Air-Source | 4A6H6048H1 |  | 4PX*CU36AC3 | 12.5 | 15.5 | 8.2 | Yes | Yes | 2015-05-12 |  | Below V5.0 Req.
FALSE | 4A6H6042H1 | 3335 | 7561250 | AMERICAN STANDARD | 4A6H6042H1 | HP | Split System: Heat Pump with Remote Outdoor Unit-Air-Source | 4A6H6042H1 |  | 4PX*DU48AC3 | 13 | 16 | 9.5 | Yes | Yes | 2015-05-12 |  | 2
FALSE | 4A6H6048H1 | 3336 | 7565853 | AMERICAN STANDARD | 4A6H6048H1 | HP | Split System: Heat Pump with Remote Outdoor Unit-Air-Source | 4A6H6048H1 |  | 4PX*CD42AC3+HORIZ-RT | 13 | 16 | 8.2 | Yes | Yes | 2015-05-12 |  | Below V5.0 Req.
FALSE | 4A6H6048H1 | 3336 | 7565887 | AMERICAN STANDARD | 4A6H6048H1 | HP | Split System: Heat Pump with Remote Outdoor Unit-Air-Source | 4A6H6048H1 |  | 4PX*DD60AC3+HORIZ-RT | 13 | 16 | 9 | Yes | Yes | 2015-05-12 |  | 2
FALSE | 4A6H6024H1 | 3332 | 7565666 | AMERICAN STANDARD | 4A6H6024H1 | HP | Split System: Heat Pump with Remote Outdoor Unit-Air-Source | 4A6H6024H1 |  | 4PX*BD36AC3+HORIZ-RT | 13 | 16 | 9 | Yes | Yes | 2015-05-12 |  | 2
FALSE | 4A6H6024H1 | 3332 | 7565665 | AMERICAN STANDARD | 4A6H6024H1 | HP | Split System: Heat Pump with Remote Outdoor Unit-Air-Source | 4A6H6024H1 |  | 4PX*BD36AC3+HORIZ-RT | 13 | 16 | 8.5 | Yes | Yes | 2015-05-12 |  | 1
FALSE | 4A6H6024H1 | 3332 | 7565664 | AMERICAN STANDARD | 4A6H6024H1 | HP | Split System: Heat Pump with Remote Outdoor Unit-Air-Source | 4A6H6024H1 |  | 4PX*BD36AC3+HORIZ-RT | 13 | 16 | 9 | Yes | Yes | 2015-05-12 |  | 2
FALSE | 4A6H6042H1 | 3335 | 7561163 | AMERICAN STANDARD | 4A6H6042H1 | HP | Split System: Heat Pump with Remote Outdoor Unit-Air-Source | 4A6H6042H1 |  | 4PX*CU36AC3 | 12.5 | 15.5 | 9 | Yes | Yes | 2015-05-12 |  | 1
FALSE | 4A6H6042H1 | 3335 | 7561162 | AMERICAN STANDARD | 4A6H6042H1 | HP | Split System: Heat Pump with Remote Outdoor Unit-Air-Source | 4A6H6042H1 |  | 4PX*CU36AC3 | 12.5 | 15.5 | 9 | Yes | Yes | 2015-05-12 |  | 1
FALSE | 4A6H6042H1 | 3335 | 7561142 | AMERICAN STANDARD | 4A6H6042H1 | HP | Split System: Heat Pump with Remote Outdoor Unit-Air-Source | 4A6H6042H1 |  | 4PX*CD42AC3 | 13 | 16 | 8.5 | Yes | Yes | 2015-05-12 |  | 1
FALSE | 4A6H6042H1 | 3335 | 7565808 | AMERICAN STANDARD | 4A6H6042H1 | HP | Split System: Heat Pump with Remote Outdoor Unit-Air-Source | 4A6H6042H1 |  | 4PX*CD42AC3+HORIZ-RT | 13 | 16 | 8.5 | Yes | Yes | 2015-05-12 |  | 1
FALSE | 4A6H6042H1 | 3335 | 7565829 | AMERICAN STANDARD | 4A6H6042H1 | HP | Split System: Heat Pump with Remote Outdoor Unit-Air-Source | 4A6H6042H1 |  | 4PX*DD60AC3+HORIZ-RT | 13 | 16 | 9.5 | Yes | Yes | 2015-05-12 |  | 2
FALSE | 4A6H6042H1 | 3335 | 7565828 | AMERICAN STANDARD | 4A6H6042H1 | HP | Split System: Heat Pump with Remote Outdoor Unit-Air-Source | 4A6H6042H1 |  | 4PX*DD60AC3+HORIZ-RT | 13 | 16 | 9 | Yes | Yes | 2015-05-12 |  | 2
FALSE | 4A6H6042H1 | 3335 | 7565849 | AMERICAN STANDARD | 4A6H6042H1 | HP | Split System: Heat Pump with Remote Outdoor Unit-Air-Source | 4A6H6042H1 |  | 4PX*DD60AC3+HORIZ-RT | 13 | 16 | 9 | Yes | Yes | 2015-05-12 |  | 2
FALSE | 4A6H6042H1 | 3335 | 7565830 | AMERICAN STANDARD | 4A6H6042H1 | HP | Split System: Heat Pump with Remote Outdoor Unit-Air-Source | 4A6H6042H1 |  | 4PX*DD60AC3+HORIZ-RT | 13 | 16 | 9 | Yes | Yes | 2015-05-12 |  | 2
FALSE | 4A6H6042H1 | 3335 | 7565831 | AMERICAN STANDARD | 4A6H6042H1 | HP | Split System: Heat Pump with Remote Outdoor Unit-Air-Source | 4A6H6042H1 |  | 4PX*DD60AC3+HORIZ-RT | 13 | 16 | 9 | Yes | Yes | 2015-05-12 |  | 2
FALSE | 4A6H6042H1 | 3335 | 7565832 | AMERICAN STANDARD | 4A6H6042H1 | HP | Split System: Heat Pump with Remote Outdoor Unit-Air-Source | 4A6H6042H1 |  | 4PX*DD60AC3+HORIZ-RT | 13 | 16 | 9 | Yes | Yes | 2015-05-12 |  | 2
FALSE | 4A6H6042H1 | 3335 | 7565833 | AMERICAN STANDARD | 4A6H6042H1 | HP | Split System: Heat Pump with Remote Outdoor Unit-Air-Source | 4A6H6042H1 |  | 4PX*DD60AC3+HORIZ-RT | 13 | 16 | 9 | Yes | Yes | 2015-05-12 |  | 2
FALSE | 4A6H6042H1 | 3335 | 7565834 | AMERICAN STANDARD | 4A6H6042H1 | HP | Split System: Heat Pump with Remote Outdoor Unit-Air-Source | 4A6H6042H1 |  | 4PX*DD60AC3+HORIZ-RT | 13 | 16 | 9 | Yes | Yes | 2015-05-12 |  | 2
FALSE | 4A6H6042H1 | 3335 | 7565835 | AMERICAN STANDARD | 4A6H6042H1 | HP | Split System: Heat Pump with Remote Outdoor Unit-Air-Source | 4A6H6042H1 |  | 4PX*DD60AC3+HORIZ-RT | 13 | 16 | 9 | Yes | Yes | 2015-05-12 |  | 2
FALSE | 4A6H6042H1 | 3335 | 7565836 | AMERICAN STANDARD | 4A6H6042H1 | HP | Split System: Heat Pump with Remote Outdoor Unit-Air-Source | 4A6H6042H1 |  | 4PX*DD60AC3+HORIZ-RT | 13 | 16 | 9 | Yes | Yes | 2015-05-12 |  | 2
FALSE | 4A6H6042H1 | 3335 | 7561219 | AMERICAN STANDARD | 4A6H6042H1 | HP | Split System: Heat Pump with Remote Outdoor Unit-Air-Source | 4A6H6042H1 |  | 4PX*DD60AC3 | 13 | 16 | 9 | Yes | Yes | 2015-05-12 |  | 2
FALSE | 4A6H6042H1 | 3335 | 7565837 | AMERICAN STANDARD | 4A6H6042H1 | HP | Split System: Heat Pump with Remote Outdoor Unit-Air-Source | 4A6H6042H1 |  | 4PX*DD60AC3+HORIZ-RT | 13 | 16 | 9 | Yes | Yes | 2015-05-12 |  | 2
FALSE | 4A6H6042H1 | 3335 | 7561204 | AMERICAN STANDARD | 4A6H6042H1 | HP | Split System: Heat Pump with Remote Outdoor Unit-Air-Source | 4A6H6042H1 |  | 4PX*CU60AC3 | 13 | 16 | 9.5 | Yes | Yes | 2015-05-12 |  | 2
FALSE | 4A6H6042H1 | 3335 | 7561220 | AMERICAN STANDARD | 4A6H6042H1 | HP | Split System: Heat Pump with Remote Outdoor Unit-Air-Source | 4A6H6042H1 |  | 4PX*DD60AC3 | 13 | 16 | 9.5 | Yes | Yes | 2015-05-12 |  | 2
FALSE | 4A6H6042H1 | 3335 | 7561221 | AMERICAN STANDARD | 4A6H6042H1 | HP | Split System: Heat Pump with Remote Outdoor Unit-Air-Source | 4A6H6042H1 |  | 4PX*DD60AC3 | 13 | 16 | 9.5 | Yes | Yes | 2015-05-12 |  | 2
FALSE | 4A6H6042H1 | 3335 | 7561185 | AMERICAN STANDARD | 4A6H6042H1 | HP | Split System: Heat Pump with Remote Outdoor Unit-Air-Source | 4A6H6042H1 |  | 4PX*CU42AC3 | 13 | 16 | 9 | Yes | Yes | 2015-05-12 |  | 2
FALSE | 4A6H6042H1 | 3335 | 7561235 | AMERICAN STANDARD | 4A6H6042H1 | HP | Split System: Heat Pump with Remote Outdoor Unit-Air-Source | 4A6H6042H1 |  | 4PX*DU48AC3 | 13 | 16 | 9.5 | Yes | Yes | 2015-05-12 |  | 2
FALSE | 4A6H6036H1 | 3334 | 7565649 | AMERICAN STANDARD | 4A6H6036H1 | HP | Split System: Heat Pump with Remote Outdoor Unit-Air-Source | 4A6H6036H1 |  | 4PX*CU36AC3 | 12.5 | 15.5 | 9.6 | Yes | Yes | 2015-05-12 |  | 1
FALSE | 4A6H6036H1 | 3334 | 7560801 | AMERICAN STANDARD | 4A6H6036H1 | HP | Split System: Heat Pump with Remote Outdoor Unit-Air-Source | 4A6H6036H1 |  | 4PX*CU36AC3 | 12.5 | 15.5 | 9 | Yes | Yes | 2015-05-12 |  | 1
FALSE | 4A6H6036H1 | 3334 | 7560819 | AMERICAN STANDARD | 4A6H6036H1 | HP | Split System: Heat Pump with Remote Outdoor Unit-Air-Source | 4A6H6036H1 |  | 4PX*CU36AC3 | 12.5 | 15.5 | 9 | Yes | Yes | 2015-05-12 |  | 1
FALSE | 4A6H6036H1 | 3334 | 7565795 | AMERICAN STANDARD | 4A6H6036H1 | HP | Split System: Heat Pump with Remote Outdoor Unit-Air-Source | 4A6H6036H1 |  | 4PX*DD48AC3+HORIZ-RT | 13 | 16 | 9 | Yes | Yes | 2015-05-12 |  | 2
FALSE | 4A6H6036H1 | 3334 | 7565796 | AMERICAN STANDARD | 4A6H6036H1 | HP | Split System: Heat Pump with Remote Outdoor Unit-Air-Source | 4A6H6036H1 |  | 4PX*DD48AC3+HORIZ-RT | 13 | 16 | 9 | Yes | Yes | 2015-05-12 |  | 2
FALSE | 4A6H6036H1 | 3334 | 7565797 | AMERICAN STANDARD | 4A6H6036H1 | HP | Split System: Heat Pump with Remote Outdoor Unit-Air-Source | 4A6H6036H1 |  | 4PX*DD48AC3+HORIZ-RT | 13 | 16 | 9 | Yes | Yes | 2015-05-12 |  | 2
FALSE | 4A6H6036H1 | 3334 | 7565798 | AMERICAN STANDARD | 4A6H6036H1 | HP | Split System: Heat Pump with Remote Outdoor Unit-Air-Source | 4A6H6036H1 |  | 4PX*DD48AC3+HORIZ-RT | 13 | 16 | 9 | Yes | Yes | 2015-05-12 |  | 2
FALSE | 4A6H6036H1 | 3334 | 7565799 | AMERICAN STANDARD | 4A6H6036H1 | HP | Split System: Heat Pump with Remote Outdoor Unit-Air-Source | 4A6H6036H1 |  | 4PX*DD48AC3+HORIZ-RT | 13 | 16 | 9 | Yes | Yes | 2015-05-12 |  | 2
FALSE | 4A6H6036H1 | 3334 | 7560916 | AMERICAN STANDARD | 4A6H6036H1 | HP | Split System: Heat Pump with Remote Outdoor Unit-Air-Source | 4A6H6036H1 |  | 4PX*DU48AC3 | 13 | 16 | 9.6 | Yes | Yes | 2015-05-12 |  | 2
FALSE | 4A6H6036H1 | 3334 | 7560917 | AMERICAN STANDARD | 4A6H6036H1 | HP | Split System: Heat Pump with Remote Outdoor Unit-Air-Source | 4A6H6036H1 |  | 4PX*DU48AC3 | 13 | 16 | 9.6 | Yes | Yes | 2015-05-12 |  | 2
FALSE | 4A6H6036H1 | 3334 | 7560918 | AMERICAN STANDARD | 4A6H6036H1 | HP | Split System: Heat Pump with Remote Outdoor Unit-Air-Source | 4A6H6036H1 |  | 4PX*DU48AC3 | 13 | 16 | 9.6 | Yes | Yes | 2015-05-12 |  | 2
FALSE | 4A6H6036H1 | 3334 | 7560921 | AMERICAN STANDARD | 4A6H6036H1 | HP | Split System: Heat Pump with Remote Outdoor Unit-Air-Source | 4A6H6036H1 |  | 4PX*DU48AC3 | 13 | 16 | 9.5 | Yes | Yes | 2015-05-12 |  | 2
FALSE | 4A6H6036H1 | 3334 | 7560891 | AMERICAN STANDARD | 4A6H6036H1 | HP | Split System: Heat Pump with Remote Outdoor Unit-Air-Source | 4A6H6036H1 |  | 4PX*CU48AC3 | 12.5 | 15.5 | 9.5 | Yes | Yes | 2015-05-12 |  | 1
FALSE | 4A6H6036H1 | 3334 | 7560892 | AMERICAN STANDARD | 4A6H6036H1 | HP | Split System: Heat Pump with Remote Outdoor Unit-Air-Source | 4A6H6036H1 |  | 4PX*CU48AC3 | 13 | 16 | 9.6 | Yes | Yes | 2015-05-12 |  | 2
FALSE | 4A6H6036H1 | 3334 | 7560894 | AMERICAN STANDARD | 4A6H6036H1 | HP | Split System: Heat Pump with Remote Outdoor Unit-Air-Source | 4A6H6036H1 |  | 4PX*CU48AC3 | 12.5 | 15.5 | 9 | Yes | Yes | 2015-05-12 |  | 1
FALSE | 4A6H6048H1 | 3336 | 7561547 | AMERICAN STANDARD | 4A6H6048H1 | HP | Split System: Heat Pump with Remote Outdoor Unit-Air-Source | 4A6H6048H1 |  | 4PX*DU60AC3 | 13 | 16 | 9 | Yes | Yes | 2015-05-12 |  | 2
FALSE | 4A6H6048H1 | 3336 | 7561558 | AMERICAN STANDARD | 4A6H6048H1 | HP | Split System: Heat Pump with Remote Outdoor Unit-Air-Source | 4A6H6048H1 |  | 4PX*DU60AC3 | 13 | 16 | 9 | Yes | Yes | 2015-05-12 |  | 2
FALSE | 4A6H6048H1 | 3336 | 7561559 | AMERICAN STANDARD | 4A6H6048H1 | HP | Split System: Heat Pump with Remote Outdoor Unit-Air-Source | 4A6H6048H1 |  | 4PX*DU60AC3 | 13 | 16 | 9 | Yes | Yes | 2015-05-12 |  | 2
FALSE | 4A6H6048H1 | 3336 | 7561560 | AMERICAN STANDARD | 4A6H6048H1 | HP | Split System: Heat Pump with Remote Outdoor Unit-Air-Source | 4A6H6048H1 |  | 4PX*DU60AC3 | 13 | 16 | 9 | Yes | Yes | 2015-05-12 |  | 2
FALSE | 4A6H6048H1 | 3336 | 7561561 | AMERICAN STANDARD | 4A6H6048H1 | HP | Split System: Heat Pump with Remote Outdoor Unit-Air-Source | 4A6H6048H1 |  | 4PX*DU60AC3 | 13 | 16 | 9 | Yes | Yes | 2015-05-12 |  | 2
FALSE | 4A6H6048H1 | 3336 | 7561564 | AMERICAN STANDARD | 4A6H6048H1 | HP | Split System: Heat Pump with Remote Outdoor Unit-Air-Source | 4A6H6048H1 |  | 4PX*DU60AC3 | 13 | 16 | 9 | Yes | Yes | 2015-05-12 |  | 2
FALSE | 4A6H6048H1 | 3336 | 7561565 | AMERICAN STANDARD | 4A6H6048H1 | HP | Split System: Heat Pump with Remote Outdoor Unit-Air-Source | 4A6H6048H1 |  | 4PX*DU60AC3 | 13 | 16 | 9 | Yes | Yes | 2015-05-12 |  | 2
FALSE | 4A6H6048H1 | 3336 | 7561566 | AMERICAN STANDARD | 4A6H6048H1 | HP | Split System: Heat Pump with Remote Outdoor Unit-Air-Source | 4A6H6048H1 |  | 4PX*DU60AC3 | 13 | 16 | 9 | Yes | Yes | 2015-05-12 |  | 2
FALSE | 4A6H6042H1 | 3335 | 7561240 | AMERICAN STANDARD | 4A6H6042H1 | HP | Split System: Heat Pump with Remote Outdoor Unit-Air-Source | 4A6H6042H1 |  | 4PX*DU48AC3 | 13 | 16 | 9 | Yes | Yes | 2015-05-12 |  | 2
FALSE | 4A6H6042H1 | 3335 | 7561236 | AMERICAN STANDARD | 4A6H6042H1 | HP | Split System: Heat Pump with Remote Outdoor Unit-Air-Source | 4A6H6042H1 |  | 4PX*DU48AC3 | 13 | 16 | 9 | Yes | Yes | 2015-05-12 |  | 2
FALSE | 4A6H6042H1 | 3335 | 7561280 | AMERICAN STANDARD | 4A6H6042H1 | HP | Split System: Heat Pump with Remote Outdoor Unit-Air-Source | 4A6H6042H1 |  | 4PX*DU60AC3 | 13 | 16 | 9.5 | Yes | Yes | 2015-05-12 |  | 2
FALSE | 4A6H6042H1 | 3335 | 7561278 | AMERICAN STANDARD | 4A6H6042H1 | HP | Split System: Heat Pump with Remote Outdoor Unit-Air-Source | 4A6H6042H1 |  | 4PX*DU60AC3 | 13 | 16 | 9.6 | Yes | Yes | 2015-05-12 |  | 2
FALSE | 4A6H6042H1 | 3335 | 7561276 | AMERICAN STANDARD | 4A6H6042H1 | HP | Split System: Heat Pump with Remote Outdoor Unit-Air-Source | 4A6H6042H1 |  | 4PX*DU60AC3 | 13 | 16 | 9.6 | Yes | Yes | 2015-05-12 |  | 2
FALSE | 4A6H6042H1 | 3335 | 7561275 | AMERICAN STANDARD | 4A6H6042H1 | HP | Split System: Heat Pump with Remote Outdoor Unit-Air-Source | 4A6H6042H1 |  | 4PX*DU60AC3 | 13 | 16 | 9.6 | Yes | Yes | 2015-05-12 |  | 2
FALSE | 4A6H6042H1 | 3335 | 7561273 | AMERICAN STANDARD | 4A6H6042H1 | HP | Split System: Heat Pump with Remote Outdoor Unit-Air-Source | 4A6H6042H1 |  | 4PX*DU60AC3 | 13 | 16 | 9.6 | Yes | Yes | 2015-05-12 |  | 2
FALSE | 4A6H6048H1 | 3336 | 7561433 | AMERICAN STANDARD | 4A6H6048H1 | HP | Split System: Heat Pump with Remote Outdoor Unit-Air-Source | 4A6H6048H1 |  | 4PX*CD60AC3 | 13 | 16 | 9 | Yes | Yes | 2015-05-12 |  | 2
FALSE | 4A6H6048H1 | 3336 | 7561439 | AMERICAN STANDARD | 4A6H6048H1 | HP | Split System: Heat Pump with Remote Outdoor Unit-Air-Source | 4A6H6048H1 |  | 4PX*CD60AC3 | 13 | 16 | 9 | Yes | Yes | 2015-05-12 |  | 2
FALSE | 4A6H6048H1 | 3336 | 7561435 | AMERICAN STANDARD | 4A6H6048H1 | HP | Split System: Heat Pump with Remote Outdoor Unit-Air-Source | 4A6H6048H1 |  | 4PX*CD60AC3 | 13 | 16 | 8.5 | Yes | Yes | 2015-05-12 |  | 1
FALSE | 4A6H6036H1 | 3334 | 7565678 | AMERICAN STANDARD | 4A6H6036H1 | HP | Split System: Heat Pump with Remote Outdoor Unit-Air-Source | 4A6H6036H1 |  | 4PX*BD36AC3+HORIZ-RT | 12.5 | 15.5 | 8.5 | Yes | Yes | 2015-05-12 |  | 1
FALSE | 4A6H6036H1 | 3334 | 7565685 | AMERICAN STANDARD | 4A6H6036H1 | HP | Split System: Heat Pump with Remote Outdoor Unit-Air-Source | 4A6H6036H1 |  | 4PX*BD36AC3+HORIZ-RT | 13 | 16 | 8.5 | Yes | Yes | 2015-05-12 |  | 1
FALSE | 4A6H6036H1 | 3334 | 7565684 | AMERICAN STANDARD | 4A6H6036H1 | HP | Split System: Heat Pump with Remote Outdoor Unit-Air-Source | 4A6H6036H1 |  | 4PX*BD36AC3+HORIZ-RT | 13 | 16 | 8.5 | Yes | Yes | 2015-05-12 |  | 1
FALSE | 4A6H6036H1 | 3334 | 7560757 | AMERICAN STANDARD | 4A6H6036H1 | HP | Split System: Heat Pump with Remote Outdoor Unit-Air-Source | 4A6H6036H1 |  | 4PX*CD42AC3 | 12.5 | 15.5 | 8.5 | Yes | Yes | 2015-05-12 |  | 1
FALSE | 4A6H6036H1 | 3334 | 7560759 | AMERICAN STANDARD | 4A6H6036H1 | HP | Split System: Heat Pump with Remote Outdoor Unit-Air-Source | 4A6H6036H1 |  | 4PX*CD42AC3 | 12.5 | 15.25 | 8.5 | Yes | Yes | 2015-05-12 |  | 1
FALSE | 4A6H6036H1 | 3334 | 7560760 | AMERICAN STANDARD | 4A6H6036H1 | HP | Split System: Heat Pump with Remote Outdoor Unit-Air-Source | 4A6H6036H1 |  | 4PX*CD42AC3 | 13 | 16 | 9 | Yes | Yes | 2015-05-12 |  | 2
FALSE | 4A6H6036H1 | 3334 | 7565764 | AMERICAN STANDARD | 4A6H6036H1 | HP | Split System: Heat Pump with Remote Outdoor Unit-Air-Source | 4A6H6036H1 |  | 4PX*CD42AC3+HORIZ-RT | 13 | 16 | 9 | Yes | Yes | 2015-05-12 |  | 2
FALSE | 4A6H6036H1 | 3334 | 7565744 | AMERICAN STANDARD | 4A6H6036H1 | HP | Split System: Heat Pump with Remote Outdoor Unit-Air-Source | 4A6H6036H1 |  | 4PX*CD42AC3+HORIZ-RT | 13 | 16 | 9 | Yes | Yes | 2015-05-12 |  | 2
FALSE | 4A6H6036H1 | 3334 | 7565745 | AMERICAN STANDARD | 4A6H6036H1 | HP | Split System: Heat Pump with Remote Outdoor Unit-Air-Source | 4A6H6036H1 |  | 4PX*CD42AC3+HORIZ-RT | 13 | 16 | 9 | Yes | Yes | 2015-05-12 |  | 2
FALSE | 4A6H6036H1 | 3334 | 7565746 | AMERICAN STANDARD | 4A6H6036H1 | HP | Split System: Heat Pump with Remote Outdoor Unit-Air-Source | 4A6H6036H1 |  | 4PX*CD42AC3+HORIZ-RT | 13 | 16 | 9 | Yes | Yes | 2015-05-12 |  | 2
FALSE | 4A6H6036H1 | 3334 | 7565747 | AMERICAN STANDARD | 4A6H6036H1 | HP | Split System: Heat Pump with Remote Outdoor Unit-Air-Source | 4A6H6036H1 |  | 4PX*CD42AC3+HORIZ-RT | 12.5 | 15.5 | 8.5 | Yes | Yes | 2015-05-12 |  | 1
FALSE | 4A6H6036H1 | 3334 | 7565748 | AMERICAN STANDARD | 4A6H6036H1 | HP | Split System: Heat Pump with Remote Outdoor Unit-Air-Source | 4A6H6036H1 |  | 4PX*CD42AC3+HORIZ-RT | 13 | 16 | 8.5 | Yes | Yes | 2015-05-12 |  | 1
FALSE | 4A6H6036H1 | 3334 | 7565749 | AMERICAN STANDARD | 4A6H6036H1 | HP | Split System: Heat Pump with Remote Outdoor Unit-Air-Source | 4A6H6036H1 |  | 4PX*CD42AC3+HORIZ-RT | 12.5 | 15.5 | 8.5 | Yes | Yes | 2015-05-12 |  | 1
FALSE | 4A6H6036H1 | 3334 | 7565750 | AMERICAN STANDARD | 4A6H6036H1 | HP | Split System: Heat Pump with Remote Outdoor Unit-Air-Source | 4A6H6036H1 |  | 4PX*CD42AC3+HORIZ-RT | 12.5 | 15.5 | 8.5 | Yes | Yes | 2015-05-12 |  | 1
FALSE | 4A6H6042H1 | 3335 | 7561143 | AMERICAN STANDARD | 4A6H6042H1 | HP | Split System: Heat Pump with Remote Outdoor Unit-Air-Source | 4A6H6042H1 |  | 4PX*CD42AC3 | 12.5 | 15.25 | 8.5 | Yes | Yes | 2015-05-12 |  | 1
FALSE | 4A6H6042H1 | 3335 | 7561140 | AMERICAN STANDARD | 4A6H6042H1 | HP | Split System: Heat Pump with Remote Outdoor Unit-Air-Source | 4A6H6042H1 |  | 4PX*CD42AC3 | 13 | 16 | 8.5 | Yes | Yes | 2015-05-12 |  | 1
FALSE | 4A6H6042H1 | 3335 | 7561138 | AMERICAN STANDARD | 4A6H6042H1 | HP | Split System: Heat Pump with Remote Outdoor Unit-Air-Source | 4A6H6042H1 |  | 4PX*CD42AC3 | 13 | 16 | 9 | Yes | Yes | 2015-05-12 |  | 2
FALSE | 4A6H6042H1 | 3335 | 7561133 | AMERICAN STANDARD | 4A6H6042H1 | HP | Split System: Heat Pump with Remote Outdoor Unit-Air-Source | 4A6H6042H1 |  | 4PX*BU42AC3 | 13 | 16 | 9 | Yes | Yes | 2015-05-12 |  | 2
FALSE | 4A6H6042H1 | 3335 | 7561134 | AMERICAN STANDARD | 4A6H6042H1 | HP | Split System: Heat Pump with Remote Outdoor Unit-Air-Source | 4A6H6042H1 |  | 4PX*BU42AC3 | 12.5 | 15.5 | 9 | Yes | Yes | 2015-05-12 |  | 1
FALSE | 4A6H6048H1 | 3336 | 7561554 | AMERICAN STANDARD | 4A6H6048H1 | HP | Split System: Heat Pump with Remote Outdoor Unit-Air-Source | 4A6H6048H1 |  | 4PX*DU60AC3 | 13 | 16 | 9 | Yes | Yes | 2015-05-12 |  | 2
FALSE | 4A6H6048H1 | 3336 | 7561555 | AMERICAN STANDARD | 4A6H6048H1 | HP | Split System: Heat Pump with Remote Outdoor Unit-Air-Source | 4A6H6048H1 |  | 4PX*DU60AC3 | 13 | 16 | 9 | Yes | Yes | 2015-05-12 |  | 2
FALSE | 4A6H6048H1 | 3336 | 7561556 | AMERICAN STANDARD | 4A6H6048H1 | HP | Split System: Heat Pump with Remote Outdoor Unit-Air-Source | 4A6H6048H1 |  | 4PX*DU60AC3 | 12.5 | 15.5 | 9 | Yes | Yes | 2015-05-12 |  | 1
FALSE | 4A6H6042H1 | 3335 | 7561269 | AMERICAN STANDARD | 4A6H6042H1 | HP | Split System: Heat Pump with Remote Outdoor Unit-Air-Source | 4A6H6042H1 |  | 4PX*DU60AC3 | 13 | 16 | 9.5 | Yes | Yes | 2015-05-12 |  | 2
FALSE | 4A6H6042H1 | 3335 | 7561241 | AMERICAN STANDARD | 4A6H6042H1 | HP | Split System: Heat Pump with Remote Outdoor Unit-Air-Source | 4A6H6042H1 |  | 4PX*DU48AC3 | 13 | 16 | 9.5 | Yes | Yes | 2015-05-12 |  | 2
FALSE | 4A6H6042H1 | 3335 | 7561268 | AMERICAN STANDARD | 4A6H6042H1 | HP | Split System: Heat Pump with Remote Outdoor Unit-Air-Source | 4A6H6042H1 |  | 4PX*DU60AC3 | 13 | 16 | 9.6 | Yes | Yes | 2015-05-12 |  | 2
FALSE | 4A6H6042H1 | 3335 | 7561266 | AMERICAN STANDARD | 4A6H6042H1 | HP | Split System: Heat Pump with Remote Outdoor Unit-Air-Source | 4A6H6042H1 |  | 4PX*DU60AC3 | 13 | 16 | 9.6 | Yes | Yes | 2015-05-12 |  | 2
FALSE | 4A6H6042H1 | 3335 | 7561237 | AMERICAN STANDARD | 4A6H6042H1 | HP | Split System: Heat Pump with Remote Outdoor Unit-Air-Source | 4A6H6042H1 |  | 4PX*DU48AC3 | 13 | 16 | 9.5 | Yes | Yes | 2015-05-12 |  | 2
FALSE | 4A6H6042H1 | 3335 | 7561265 | AMERICAN STANDARD | 4A6H6042H1 | HP | Split System: Heat Pump with Remote Outdoor Unit-Air-Source | 4A6H6042H1 |  | 4PX*DU60AC3 | 13 | 16 | 9.6 | Yes | Yes | 2015-05-12 |  | 2
FALSE | 4A6H6042H1 | 3335 | 7561264 | AMERICAN STANDARD | 4A6H6042H1 | HP | Split System: Heat Pump with Remote Outdoor Unit-Air-Source | 4A6H6042H1 |  | 4PX*DU60AC3 | 13 | 16 | 9.5 | Yes | Yes | 2015-05-12 |  | 2
FALSE | 4A6H6042H1 | 3335 | 7561261 | AMERICAN STANDARD | 4A6H6042H1 | HP | Split System: Heat Pump with Remote Outdoor Unit-Air-Source | 4A6H6042H1 |  | 4PX*DU60AC3 | 13 | 16 | 9.6 | Yes | Yes | 2015-05-12 |  | 2
FALSE | 4A6H6042H1 | 3335 | 7561287 | AMERICAN STANDARD | 4A6H6042H1 | HP | Split System: Heat Pump with Remote Outdoor Unit-Air-Source | 4A6H6042H1 |  | 4PX*DU60AC3 | 13 | 16 | 9.5 | Yes | Yes | 2015-05-12 |  | 2
FALSE | 4A6H6030H1 | 3333 | 7560123 | AMERICAN STANDARD | 4A6H6030H1 | HP | Split System: Heat Pump with Remote Outdoor Unit-Air-Source | 4A6H6030H1 |  | 4PX*BU36AC3 | 13 | 16 | 9 | Yes | Yes | 2015-05-12 |  | 2
FALSE | 4A6H6030H1 | 3333 | 7560121 | AMERICAN STANDARD | 4A6H6030H1 | HP | Split System: Heat Pump with Remote Outdoor Unit-Air-Source | 4A6H6030H1 |  | 4PX*BU36AC3 | 13 | 16 | 9 | Yes | Yes | 2015-05-12 |  | 2
FALSE | 4A6H6030H1 | 3333 | 7560152 | AMERICAN STANDARD | 4A6H6030H1 | HP | Split System: Heat Pump with Remote Outdoor Unit-Air-Source | 4A6H6030H1 |  | 4PX*CU36AC3 | 13 | 16 | 9.5 | Yes | Yes | 2015-05-12 |  | 2
FALSE | 4A6H6030H1 | 3333 | 7560117 | AMERICAN STANDARD | 4A6H6030H1 | HP | Split System: Heat Pump with Remote Outdoor Unit-Air-Source | 4A6H6030H1 |  | 4PX*BU36AC3 | 13 | 16 | 9 | Yes | Yes | 2015-05-12 |  | 2
FALSE | 4A6H6030H1 | 3333 | 7560157 | AMERICAN STANDARD | 4A6H6030H1 | HP | Split System: Heat Pump with Remote Outdoor Unit-Air-Source | 4A6H6030H1 |  | 4PX*CU36AC3 | 13 | 16 | 9 | Yes | Yes | 2015-05-12 |  | 2
FALSE | 4A6H6030H1 | 3333 | 7560158 | AMERICAN STANDARD | 4A6H6030H1 | HP | Split System: Heat Pump with Remote Outdoor Unit-Air-Source | 4A6H6030H1 |  | 4PX*CU36AC3 | 13 | 16 | 9 | Yes | Yes | 2015-05-12 |  | 2
FALSE | 4A6H6030H1 | 3333 | 7560196 | AMERICAN STANDARD | 4A6H6030H1 | HP | Split System: Heat Pump with Remote Outdoor Unit-Air-Source | 4A6H6030H1 |  | 4PX*CU36AC3 | 13 | 16 | 9 | Yes | Yes | 2015-05-12 |  | 2
FALSE | 4A6H6036H1 | 3334 | 7560652 | AMERICAN STANDARD | 4A6H6036H1 | HP | Split System: Heat Pump with Remote Outdoor Unit-Air-Source | 4A6H6036H1 |  | 4PX*BU42AC3 | 12.5 | 15.5 | 9 | Yes | Yes | 2015-05-12 |  | 1
FALSE | 4A6H6036H1 | 3334 | 7560651 | AMERICAN STANDARD | 4A6H6036H1 | HP | Split System: Heat Pump with Remote Outdoor Unit-Air-Source | 4A6H6036H1 |  | 4PX*BU42AC3 | 13 | 16 | 9.5 | Yes | Yes | 2015-05-12 |  | 2
FALSE | 4A6H6036H1 | 3334 | 7560721 | AMERICAN STANDARD | 4A6H6036H1 | HP | Split System: Heat Pump with Remote Outdoor Unit-Air-Source | 4A6H6036H1 |  | 4PX*BU48AC3 | 13 | 16 | 9.5 | Yes | Yes | 2015-05-12 |  | 2
FALSE | 4A6H6042H1 | 3335 | 7565809 | AMERICAN STANDARD | 4A6H6042H1 | HP | Split System: Heat Pump with Remote Outdoor Unit-Air-Source | 4A6H6042H1 |  | 4PX*CD42AC3+HORIZ-RT | 13 | 16 | 8.5 | Yes | Yes | 2015-05-12 |  | 1
FALSE | 4A6H6042H1 | 3335 | 7565810 | AMERICAN STANDARD | 4A6H6042H1 | HP | Split System: Heat Pump with Remote Outdoor Unit-Air-Source | 4A6H6042H1 |  | 4PX*CD42AC3+HORIZ-RT | 13 | 16 | 8.5 | Yes | Yes | 2015-05-12 |  | 1
FALSE | 4A6H6042H1 | 3335 | 7565811 | AMERICAN STANDARD | 4A6H6042H1 | HP | Split System: Heat Pump with Remote Outdoor Unit-Air-Source | 4A6H6042H1 |  | 4PX*CD42AC3+HORIZ-RT | 13 | 16 | 8.5 | Yes | Yes | 2015-05-12 |  | 1
FALSE | 4A6H6042H1 | 3335 | 7565817 | AMERICAN STANDARD | 4A6H6042H1 | HP | Split System: Heat Pump with Remote Outdoor Unit-Air-Source | 4A6H6042H1 |  | 4PX*CD42AC3+HORIZ-RT | 13 | 16 | 8.5 | Yes | Yes | 2015-05-12 |  | 1
FALSE | 4A6H6042H1 | 3335 | 7565815 | AMERICAN STANDARD | 4A6H6042H1 | HP | Split System: Heat Pump with Remote Outdoor Unit-Air-Source | 4A6H6042H1 |  | 4PX*CD42AC3+HORIZ-RT | 13 | 16 | 8.5 | Yes | Yes | 2015-05-12 |  | 1
FALSE | 4A6H6042H1 | 3335 | 7561187 | AMERICAN STANDARD | 4A6H6042H1 | HP | Split System: Heat Pump with Remote Outdoor Unit-Air-Source | 4A6H6042H1 |  | 4PX*CU48AC3 | 13 | 16 | 9 | Yes | Yes | 2015-05-12 |  | 2
FALSE | 4A6H6042H1 | 3335 | 7561218 | AMERICAN STANDARD | 4A6H6042H1 | HP | Split System: Heat Pump with Remote Outdoor Unit-Air-Source | 4A6H6042H1 |  | 4PX*CU60AC3 | 13 | 16 | 9.6 | Yes | Yes | 2015-05-12 |  | 2
FALSE | 4A6H6042H1 | 3335 | 7561206 | AMERICAN STANDARD | 4A6H6042H1 | HP | Split System: Heat Pump with Remote Outdoor Unit-Air-Source | 4A6H6042H1 |  | 4PX*CU60AC3 | 13 | 16 | 9.5 | Yes | Yes | 2015-05-12 |  | 2
FALSE | 4A6H6042H1 | 3335 | 7561234 | AMERICAN STANDARD | 4A6H6042H1 | HP | Split System: Heat Pump with Remote Outdoor Unit-Air-Source | 4A6H6042H1 |  | 4PX*DU48AC3 | 13 | 16 | 9 | Yes | Yes | 2015-05-12 |  | 2
FALSE | 4A6H6042H1 | 3335 | 7561260 | AMERICAN STANDARD | 4A6H6042H1 | HP | Split System: Heat Pump with Remote Outdoor Unit-Air-Source | 4A6H6042H1 |  | 4PX*DU48AC3 | 13 | 16 | 9.5 | Yes | Yes | 2015-05-12 |  | 2
FALSE | 4A6H6042H1 | 3335 | 7561233 | AMERICAN STANDARD | 4A6H6042H1 | HP | Split System: Heat Pump with Remote Outdoor Unit-Air-Source | 4A6H6042H1 |  | 4PX*DU48AC3 | 13 | 16 | 9.5 | Yes | Yes | 2015-05-12 |  | 2
FALSE | 4A6H6042H1 | 3335 | 7561258 | AMERICAN STANDARD | 4A6H6042H1 | HP | Split System: Heat Pump with Remote Outdoor Unit-Air-Source | 4A6H6042H1 |  | 4PX*DU48AC3 | 13 | 16 | 9.5 | Yes | Yes | 2015-05-12 |  | 2
FALSE | 4A6H6042H1 | 3335 | 7561257 | AMERICAN STANDARD | 4A6H6042H1 | HP | Split System: Heat Pump with Remote Outdoor Unit-Air-Source | 4A6H6042H1 |  | 4PX*DU48AC3 | 13 | 16 | 9.5 | Yes | Yes | 2015-05-12 |  | 2
FALSE | 4A6H6042H1 | 3335 | 7561244 | AMERICAN STANDARD | 4A6H6042H1 | HP | Split System: Heat Pump with Remote Outdoor Unit-Air-Source | 4A6H6042H1 |  | 4PX*DU48AC3 | 13 | 16 | 9.5 | Yes | Yes | 2015-05-12 |  | 2
FALSE | 4A6H6042H1 | 3335 | 7561227 | AMERICAN STANDARD | 4A6H6042H1 | HP | Split System: Heat Pump with Remote Outdoor Unit-Air-Source | 4A6H6042H1 |  | 4PX*DD60AC3 | 13 | 16 | 9 | Yes | Yes | 2015-05-12 |  | 2
FALSE | 4A6H6036H1 | 3334 | 7560813 | AMERICAN STANDARD | 4A6H6036H1 | HP | Split System: Heat Pump with Remote Outdoor Unit-Air-Source | 4A6H6036H1 |  | 4PX*CU36AC3 | 12.5 | 15.25 | 9 | Yes | Yes | 2015-05-12 |  | 1
FALSE | 4A6H6030H1 | 3333 | 7560149 | AMERICAN STANDARD | 4A6H6030H1 | HP | Split System: Heat Pump with Remote Outdoor Unit-Air-Source | 4A6H6030H1 |  | 4PX*CU36AC3 | 13 | 16 | 9 | Yes | Yes | 2015-05-12 |  | 2
FALSE | 4A6H6024H1 | 3332 | 7559891 | AMERICAN STANDARD | 4A6H6024H1 | HP | Split System: Heat Pump with Remote Outdoor Unit-Air-Source | 4A6H6024H1 |  | 4PX*BU36AC3 | 13 | 16 | 9 | Yes | Yes | 2015-05-12 |  | 2
FALSE | 4A6H6024H1 | 3332 | 7559889 | AMERICAN STANDARD | 4A6H6024H1 | HP | Split System: Heat Pump with Remote Outdoor Unit-Air-Source | 4A6H6024H1 |  | 4PX*BU36AC3 | 12.5 | 15.5 | 8.5 | Yes | Yes | 2015-05-12 |  | 1
FALSE | 4A6H6024H1 | 3332 | 7559888 | AMERICAN STANDARD | 4A6H6024H1 | HP | Split System: Heat Pump with Remote Outdoor Unit-Air-Source | 4A6H6024H1 |  | 4PX*BU36AC3 | 12.5 | 15.5 | 8.5 | Yes | Yes | 2015-05-12 |  | 1
FALSE | 4A6H6024H1 | 3332 | 7559886 | AMERICAN STANDARD | 4A6H6024H1 | HP | Split System: Heat Pump with Remote Outdoor Unit-Air-Source | 4A6H6024H1 |  | 4PX*BU36AC3 | 13 | 16 | 9 | Yes | Yes | 2015-05-12 |  | 2
FALSE | 4A6H6024H1 | 3332 | 7559885 | AMERICAN STANDARD | 4A6H6024H1 | HP | Split System: Heat Pump with Remote Outdoor Unit-Air-Source | 4A6H6024H1 |  | 4PX*BU36AC3 | 13 | 16 | 9 | Yes | Yes | 2015-05-12 |  | 2
FALSE | 4A6H6024H1 | 3332 | 7559915 | AMERICAN STANDARD | 4A6H6024H1 | HP | Split System: Heat Pump with Remote Outdoor Unit-Air-Source | 4A6H6024H1 |  | 4PX*CD36AC3 | 13 | 16 | 8.5 | Yes | Yes | 2015-05-12 |  | 1
FALSE | 4A6H6024H1 | 3332 | 7559918 | AMERICAN STANDARD | 4A6H6024H1 | HP | Split System: Heat Pump with Remote Outdoor Unit-Air-Source | 4A6H6024H1 |  | 4PX*CD36AC3 | 13 | 16 | 8.5 | Yes | Yes | 2015-05-12 |  | 1
FALSE | 4A6H6024H1 | 3332 | 7559883 | AMERICAN STANDARD | 4A6H6024H1 | HP | Split System: Heat Pump with Remote Outdoor Unit-Air-Source | 4A6H6024H1 |  | 4PX*BU36AC3 | 13 | 16 | 9 | Yes | Yes | 2015-05-12 |  | 2
FALSE | 4A6H6024H1 | 3332 | 7559920 | AMERICAN STANDARD | 4A6H6024H1 | HP | Split System: Heat Pump with Remote Outdoor Unit-Air-Source | 4A6H6024H1 |  | 4PX*CD36AC3 | 13 | 16 | 9 | Yes | Yes | 2015-05-12 |  | 2
FALSE | 4A6H6024H1 | 3332 | 7559922 | AMERICAN STANDARD | 4A6H6024H1 | HP | Split System: Heat Pump with Remote Outdoor Unit-Air-Source | 4A6H6024H1 |  | 4PX*CD36AC3 | 13 | 16 | 8.5 | Yes | Yes | 2015-05-12 |  | 1
FALSE | 4A6H6024H1 | 3332 | 7559942 | AMERICAN STANDARD | 4A6H6024H1 | HP | Split System: Heat Pump with Remote Outdoor Unit-Air-Source | 4A6H6024H1 |  | 4PX*CU36AC3 | 13 | 16 | 9 | Yes | Yes | 2015-05-12 |  | 2
FALSE | 4A6H6024H1 | 3332 | 7559925 | AMERICAN STANDARD | 4A6H6024H1 | HP | Split System: Heat Pump with Remote Outdoor Unit-Air-Source | 4A6H6024H1 |  | 4PX*CD36AC3 | 13 | 16 | 9 | Yes | Yes | 2015-05-12 |  | 2
FALSE | 4A6H6024H1 | 3332 | 7559944 | AMERICAN STANDARD | 4A6H6024H1 | HP | Split System: Heat Pump with Remote Outdoor Unit-Air-Source | 4A6H6024H1 |  | 4PX*CU36AC3 | 13 | 16 | 9 | Yes | Yes | 2015-05-12 |  | 2
FALSE | 4A6H6024H1 | 3332 | 7559935 | AMERICAN STANDARD | 4A6H6024H1 | HP | Split System: Heat Pump with Remote Outdoor Unit-Air-Source | 4A6H6024H1 |  | 4PX*CU30AC3 | 13 | 16 | 8.5 | Yes | Yes | 2015-05-12 |  | 1
FALSE | 4A6H6024H1 | 3332 | 7559945 | AMERICAN STANDARD | 4A6H6024H1 | HP | Split System: Heat Pump with Remote Outdoor Unit-Air-Source | 4A6H6024H1 |  | 4PX*CU36AC3 | 13 | 16 | 9 | Yes | Yes | 2015-05-12 |  | 2
FALSE | 4A6H6030H1 | 3333 | 7560129 | AMERICAN STANDARD | 4A6H6030H1 | HP | Split System: Heat Pump with Remote Outdoor Unit-Air-Source | 4A6H6030H1 |  | 4PX*BU36AC3 | 13 | 16 | 9 | Yes | Yes | 2015-05-12 |  | 2
FALSE | 4A6H6030H1 | 3333 | 7560151 | AMERICAN STANDARD | 4A6H6030H1 | HP | Split System: Heat Pump with Remote Outdoor Unit-Air-Source | 4A6H6030H1 |  | 4PX*CU36AC3 | 13 | 16 | 9 | Yes | Yes | 2015-05-12 |  | 2
FALSE | 4A6H6036H1 | 3334 | 7560662 | AMERICAN STANDARD | 4A6H6036H1 | HP | Split System: Heat Pump with Remote Outdoor Unit-Air-Source | 4A6H6036H1 |  | 4PX*BU42AC3 | 13 | 16 | 9.5 | Yes | Yes | 2015-05-12 |  | 2
FALSE | 4A6H6036H1 | 3334 | 7560843 | AMERICAN STANDARD | 4A6H6036H1 | HP | Split System: Heat Pump with Remote Outdoor Unit-Air-Source | 4A6H6036H1 |  | 4PX*CU42AC3 | 13 | 16 | 9.5 | Yes | Yes | 2015-05-12 |  | 2
FALSE | 4A6H6036H1 | 3334 | 7560845 | AMERICAN STANDARD | 4A6H6036H1 | HP | Split System: Heat Pump with Remote Outdoor Unit-Air-Source | 4A6H6036H1 |  | 4PX*CU42AC3 | 13 | 16 | 9.6 | Yes | Yes | 2015-05-12 |  | 2
FALSE | 4A6H6036H1 | 3334 | 7560846 | AMERICAN STANDARD | 4A6H6036H1 | HP | Split System: Heat Pump with Remote Outdoor Unit-Air-Source | 4A6H6036H1 |  | 4PX*CU42AC3 | 12.5 | 15.5 | 9 | Yes | Yes | 2015-05-12 |  | 1
FALSE | 4A6H6042H1 | 3335 | 7561186 | AMERICAN STANDARD | 4A6H6042H1 | HP | Split System: Heat Pump with Remote Outdoor Unit-Air-Source | 4A6H6042H1 |  | 4PX*CU42AC3 | 13 | 16 | 9 | Yes | Yes | 2015-05-12 |  | 2
FALSE | 4A6H6042H1 | 3335 | 7561154 | AMERICAN STANDARD | 4A6H6042H1 | HP | Split System: Heat Pump with Remote Outdoor Unit-Air-Source | 4A6H6042H1 |  | 4PX*CU36AC3 | 13 | 16 | 9 | Yes | Yes | 2015-05-12 |  | 2
FALSE | 4A6H6042H1 | 3335 | 7561169 | AMERICAN STANDARD | 4A6H6042H1 | HP | Split System: Heat Pump with Remote Outdoor Unit-Air-Source | 4A6H6042H1 |  | 4PX*CU36AC3 | 12.5 | 15.5 | 9 | Yes | Yes | 2015-05-12 |  | 1
FALSE | 4A6H6042H1 | 3335 | 7561155 | AMERICAN STANDARD | 4A6H6042H1 | HP | Split System: Heat Pump with Remote Outdoor Unit-Air-Source | 4A6H6042H1 |  | 4PX*CU36AC3 | 12.5 | 15.25 | 9 | Yes | Yes | 2015-05-12 |  | 1
FALSE | 4A6H6042H1 | 3335 | 7561166 | AMERICAN STANDARD | 4A6H6042H1 | HP | Split System: Heat Pump with Remote Outdoor Unit-Air-Source | 4A6H6042H1 |  | 4PX*CU36AC3 | 12.5 | 15.5 | 9 | Yes | Yes | 2015-05-12 |  | 1
FALSE | 4A6H6042H1 | 3335 | 7561161 | AMERICAN STANDARD | 4A6H6042H1 | HP | Split System: Heat Pump with Remote Outdoor Unit-Air-Source | 4A6H6042H1 |  | 4PX*CU36AC3 | 12.5 | 15.5 | 9 | Yes | Yes | 2015-05-12 |  | 1
FALSE | 4A6H6042H1 | 3335 | 7561182 | AMERICAN STANDARD | 4A6H6042H1 | HP | Split System: Heat Pump with Remote Outdoor Unit-Air-Source | 4A6H6042H1 |  | 4PX*CU42AC3 | 13 | 16 | 9 | Yes | Yes | 2015-05-12 |  | 2
FALSE | 4A6H6042H1 | 3335 | 7561181 | AMERICAN STANDARD | 4A6H6042H1 | HP | Split System: Heat Pump with Remote Outdoor Unit-Air-Source | 4A6H6042H1 |  | 4PX*CU42AC3 | 13 | 16 | 9 | Yes | Yes | 2015-05-12 |  | 2
FALSE | 4A6H6042H1 | 3335 | 7561180 | AMERICAN STANDARD | 4A6H6042H1 | HP | Split System: Heat Pump with Remote Outdoor Unit-Air-Source | 4A6H6042H1 |  | 4PX*CU42AC3 | 13 | 16 | 9 | Yes | Yes | 2015-05-12 |  | 2
FALSE | 4A6H6042H1 | 3335 | 7561177 | AMERICAN STANDARD | 4A6H6042H1 | HP | Split System: Heat Pump with Remote Outdoor Unit-Air-Source | 4A6H6042H1 |  | 4PX*CU42AC3 | 13 | 16 | 9 | Yes | Yes | 2015-05-12 |  | 2
FALSE | 4A6H6042H1 | 3335 | 7561176 | AMERICAN STANDARD | 4A6H6042H1 | HP | Split System: Heat Pump with Remote Outdoor Unit-Air-Source | 4A6H6042H1 |  | 4PX*CU42AC3 | 12.5 | 15.5 | 9 | Yes | Yes | 2015-05-12 |  | 1
FALSE | 4A6H6042H1 | 3335 | 7561173 | AMERICAN STANDARD | 4A6H6042H1 | HP | Split System: Heat Pump with Remote Outdoor Unit-Air-Source | 4A6H6042H1 |  | 4PX*CU42AC3 | 13 | 16 | 9 | Yes | Yes | 2015-05-12 |  | 2
FALSE | 4A6H6042H1 | 3335 | 7561172 | AMERICAN STANDARD | 4A6H6042H1 | HP | Split System: Heat Pump with Remote Outdoor Unit-Air-Source | 4A6H6042H1 |  | 4PX*CU42AC3 | 13 | 16 | 9 | Yes | Yes | 2015-05-12 |  | 2
FALSE | 4A6H6036H1 | 3334 | 7560853 | AMERICAN STANDARD | 4A6H6036H1 | HP | Split System: Heat Pump with Remote Outdoor Unit-Air-Source | 4A6H6036H1 |  | 4PX*CU42AC3 | 13 | 16 | 9.5 | Yes | Yes | 2015-05-12 |  | 2
FALSE | 4A6H6036H1 | 3334 | 7565765 | AMERICAN STANDARD | 4A6H6036H1 | HP | Split System: Heat Pump with Remote Outdoor Unit-Air-Source | 4A6H6036H1 |  | 4PX*CD48AC3+HORIZ-RT | 13 | 16 | 9 | Yes | Yes | 2015-05-12 |  | 2
FALSE | 4A6H6036H1 | 3334 | 7560785 | AMERICAN STANDARD | 4A6H6036H1 | HP | Split System: Heat Pump with Remote Outdoor Unit-Air-Source | 4A6H6036H1 |  | 4PX*CD48AC3 | 13 | 16 | 9 | Yes | Yes | 2015-05-12 |  | 2
FALSE | 4A6H6024H1 | 3332 | 7565661 | AMERICAN STANDARD | 4A6H6024H1 | HP | Split System: Heat Pump with Remote Outdoor Unit-Air-Source | 4A6H6024H1 |  | 4PX*BD36AC3+HORIZ-RT | 13 | 16 | 9 | Yes | Yes | 2015-05-12 |  | 2
FALSE | 4A6H6024H1 | 3332 | 7565660 | AMERICAN STANDARD | 4A6H6024H1 | HP | Split System: Heat Pump with Remote Outdoor Unit-Air-Source | 4A6H6024H1 |  | 4PX*BD36AC3+HORIZ-RT | 13 | 16 | 8.5 | Yes | Yes | 2015-05-12 |  | 1
FALSE | 4A6H6024H1 | 3332 | 7565659 | AMERICAN STANDARD | 4A6H6024H1 | HP | Split System: Heat Pump with Remote Outdoor Unit-Air-Source | 4A6H6024H1 |  | 4PX*BD36AC3+HORIZ-RT | 13 | 16 | 9 | Yes | Yes | 2015-05-12 |  | 2
FALSE | 4A6H6024H1 | 3332 | 7559872 | AMERICAN STANDARD | 4A6H6024H1 | HP | Split System: Heat Pump with Remote Outdoor Unit-Air-Source | 4A6H6024H1 |  | 4PX*BU30AC3 | 13 | 16 | 8.5 | Yes | Yes | 2015-05-12 |  | 1
FALSE | 4A6H6024H1 | 3332 | 7559877 | AMERICAN STANDARD | 4A6H6024H1 | HP | Split System: Heat Pump with Remote Outdoor Unit-Air-Source | 4A6H6024H1 |  | 4PX*BU36AC3 | 13 | 16 | 9 | Yes | Yes | 2015-05-12 |  | 2
FALSE | 4A6H6024H1 | 3332 | 7559875 | AMERICAN STANDARD | 4A6H6024H1 | HP | Split System: Heat Pump with Remote Outdoor Unit-Air-Source | 4A6H6024H1 |  | 4PX*BU36AC3 | 13 | 16 | 9 | Yes | Yes | 2015-05-12 |  | 2
FALSE | 4A6H6036H1 | 3334 | 7560588 | AMERICAN STANDARD | 4A6H6036H1 | HP | Split System: Heat Pump with Remote Outdoor Unit-Air-Source | 4A6H6036H1 |  | 4PX*BD48AC3 | 13 | 16 | 9 | Yes | Yes | 2015-05-12 |  | 2
FALSE | 4A6H6036H1 | 3334 | 7560593 | AMERICAN STANDARD | 4A6H6036H1 | HP | Split System: Heat Pump with Remote Outdoor Unit-Air-Source | 4A6H6036H1 |  | 4PX*BD48AC3 | 12.5 | 15.5 | 9 | Yes | Yes | 2015-05-12 |  | 1
FALSE | 4A6H6036H1 | 3334 | 7560596 | AMERICAN STANDARD | 4A6H6036H1 | HP | Split System: Heat Pump with Remote Outdoor Unit-Air-Source | 4A6H6036H1 |  | 4PX*BD48AC3 | 12.5 | 15.5 | 9 | Yes | Yes | 2015-05-12 |  | 1
FALSE | 4A6H6036H1 | 3334 | 7560597 | AMERICAN STANDARD | 4A6H6036H1 | HP | Split System: Heat Pump with Remote Outdoor Unit-Air-Source | 4A6H6036H1 |  | 4PX*BD48AC3 | 12.5 | 15.5 | 9 | Yes | Yes | 2015-05-12 |  | 1
FALSE | 4A6H6036H1 | 3334 | 7565695 | AMERICAN STANDARD | 4A6H6036H1 | HP | Split System: Heat Pump with Remote Outdoor Unit-Air-Source | 4A6H6036H1 |  | 4PX*BD42AC3+HORIZ-RT | 12.5 | 15.5 | 8.5 | Yes | Yes | 2015-05-12 |  | 1
FALSE | 4A6H6036H1 | 3334 | 7565701 | AMERICAN STANDARD | 4A6H6036H1 | HP | Split System: Heat Pump with Remote Outdoor Unit-Air-Source | 4A6H6036H1 |  | 4PX*BD42AC3+HORIZ-RT | 12.5 | 15.5 | 8.5 | Yes | Yes | 2015-05-12 |  | 1
FALSE | 4A6H6036H1 | 3334 | 7565698 | AMERICAN STANDARD | 4A6H6036H1 | HP | Split System: Heat Pump with Remote Outdoor Unit-Air-Source | 4A6H6036H1 |  | 4PX*BD42AC3+HORIZ-RT | 12.5 | 15.5 | 8.5 | Yes | Yes | 2015-05-12 |  | 1
FALSE | 4A6H6048H1 | 3336 | 7565875 | AMERICAN STANDARD | 4A6H6048H1 | HP | Split System: Heat Pump with Remote Outdoor Unit-Air-Source | 4A6H6048H1 |  | 4PX*DD60AC3+HORIZ-RT | 13 | 16 | 9 | Yes | Yes | 2015-05-12 |  | 2
FALSE | 4A6H6048H1 | 3336 | 7565878 | AMERICAN STANDARD | 4A6H6048H1 | HP | Split System: Heat Pump with Remote Outdoor Unit-Air-Source | 4A6H6048H1 |  | 4PX*DD60AC3+HORIZ-RT | 13 | 16 | 9 | Yes | Yes | 2015-05-12 |  | 2
FALSE | 4A6H6048H1 | 3336 | 7565880 | AMERICAN STANDARD | 4A6H6048H1 | HP | Split System: Heat Pump with Remote Outdoor Unit-Air-Source | 4A6H6048H1 |  | 4PX*DD60AC3+HORIZ-RT | 13 | 16 | 9 | Yes | Yes | 2015-05-12 |  | 2
FALSE | 4A6H6048H1 | 3336 | 7565882 | AMERICAN STANDARD | 4A6H6048H1 | HP | Split System: Heat Pump with Remote Outdoor Unit-Air-Source | 4A6H6048H1 |  | 4PX*DD60AC3+HORIZ-RT | 13 | 16 | 9 | Yes | Yes | 2015-05-12 |  | 2
FALSE | 4A6H6048H1 | 3336 | 7565883 | AMERICAN STANDARD | 4A6H6048H1 | HP | Split System: Heat Pump with Remote Outdoor Unit-Air-Source | 4A6H6048H1 |  | 4PX*DD60AC3+HORIZ-RT | 13 | 16 | 9 | Yes | Yes | 2015-05-12 |  | 2
FALSE | 4A6H6042H1 | 3335 | 7565813 | AMERICAN STANDARD | 4A6H6042H1 | HP | Split System: Heat Pump with Remote Outdoor Unit-Air-Source | 4A6H6042H1 |  | 4PX*CD42AC3+HORIZ-RT | 13 | 16 | 8.5 | Yes | Yes | 2015-05-12 |  | 1
FALSE | 4A6H6042H1 | 3335 | 7565812 | AMERICAN STANDARD | 4A6H6042H1 | HP | Split System: Heat Pump with Remote Outdoor Unit-Air-Source | 4A6H6042H1 |  | 4PX*CD42AC3+HORIZ-RT | 13 | 16 | 8.5 | Yes | Yes | 2015-05-12 |  | 1
FALSE | 4A6H6042H1 | 3335 | 7565816 | AMERICAN STANDARD | 4A6H6042H1 | HP | Split System: Heat Pump with Remote Outdoor Unit-Air-Source | 4A6H6042H1 |  | 4PX*CD42AC3+HORIZ-RT | 13 | 16 | 8.5 | Yes | Yes | 2015-05-12 |  | 1
FALSE | 4A6H6042H1 | 3335 | 7561190 | AMERICAN STANDARD | 4A6H6042H1 | HP | Split System: Heat Pump with Remote Outdoor Unit-Air-Source | 4A6H6042H1 |  | 4PX*CU48AC3 | 13 | 16 | 9.5 | Yes | Yes | 2015-05-12 |  | 2
FALSE | 4A6H6042H1 | 3335 | 7561191 | AMERICAN STANDARD | 4A6H6042H1 | HP | Split System: Heat Pump with Remote Outdoor Unit-Air-Source | 4A6H6042H1 |  | 4PX*CU48AC3 | 13 | 16 | 9.5 | Yes | Yes | 2015-05-12 |  | 2
FALSE | 4A6H6042H1 | 3335 | 7561192 | AMERICAN STANDARD | 4A6H6042H1 | HP | Split System: Heat Pump with Remote Outdoor Unit-Air-Source | 4A6H6042H1 |  | 4PX*CU48AC3 | 13 | 16 | 9 | Yes | Yes | 2015-05-12 |  | 2
FALSE | 4A6H6042H1 | 3335 | 7561195 | AMERICAN STANDARD | 4A6H6042H1 | HP | Split System: Heat Pump with Remote Outdoor Unit-Air-Source | 4A6H6042H1 |  | 4PX*CU48AC3 | 13 | 16 | 9 | Yes | Yes | 2015-05-12 |  | 2
FALSE | 4A6H6042H1 | 3335 | 7561196 | AMERICAN STANDARD | 4A6H6042H1 | HP | Split System: Heat Pump with Remote Outdoor Unit-Air-Source | 4A6H6042H1 |  | 4PX*CU48AC3 | 13 | 16 | 9.5 | Yes | Yes | 2015-05-12 |  | 2
FALSE | 4A6H6042H1 | 3335 | 7561197 | AMERICAN STANDARD | 4A6H6042H1 | HP | Split System: Heat Pump with Remote Outdoor Unit-Air-Source | 4A6H6042H1 |  | 4PX*CU48AC3 | 13 | 16 | 9.5 | Yes | Yes | 2015-05-12 |  | 2
FALSE | 4A6H6042H1 | 3335 | 7561199 | AMERICAN STANDARD | 4A6H6042H1 | HP | Split System: Heat Pump with Remote Outdoor Unit-Air-Source | 4A6H6042H1 |  | 4PX*CU48AC3 | 13 | 16 | 9.5 | Yes | Yes | 2015-05-12 |  | 2
FALSE | 4A6H6042H1 | 3335 | 7561200 | AMERICAN STANDARD | 4A6H6042H1 | HP | Split System: Heat Pump with Remote Outdoor Unit-Air-Source | 4A6H6042H1 |  | 4PX*CU48AC3 | 12.5 | 15.5 | 9 | Yes | Yes | 2015-05-12 |  | 1
FALSE | 4A6H6042H1 | 3335 | 7561201 | AMERICAN STANDARD | 4A6H6042H1 | HP | Split System: Heat Pump with Remote Outdoor Unit-Air-Source | 4A6H6042H1 |  | 4PX*CU48AC3 | 12.5 | 15.5 | 9 | Yes | Yes | 2015-05-12 |  | 1
FALSE | 4A6H6036H1 | 3334 | 7565779 | AMERICAN STANDARD | 4A6H6036H1 | HP | Split System: Heat Pump with Remote Outdoor Unit-Air-Source | 4A6H6036H1 |  | 4PX*CD48AC3+HORIZ-RT | 12.5 | 15.5 | 9 | Yes | Yes | 2015-05-12 |  | 1
FALSE | 4A6H6036H1 | 3334 | 7565780 | AMERICAN STANDARD | 4A6H6036H1 | HP | Split System: Heat Pump with Remote Outdoor Unit-Air-Source | 4A6H6036H1 |  | 4PX*CD48AC3+HORIZ-RT | 12.5 | 15.5 | 9 | Yes | Yes | 2015-05-12 |  | 1
FALSE | 4A6H6036H1 | 3334 | 7565781 | AMERICAN STANDARD | 4A6H6036H1 | HP | Split System: Heat Pump with Remote Outdoor Unit-Air-Source | 4A6H6036H1 |  | 4PX*CD48AC3+HORIZ-RT | 12.5 | 15.5 | 9 | Yes | Yes | 2015-05-12 |  | 1
FALSE | 4A6H6036H1 | 3334 | 7565783 | AMERICAN STANDARD | 4A6H6036H1 | HP | Split System: Heat Pump with Remote Outdoor Unit-Air-Source | 4A6H6036H1 |  | 4PX*CD48AC3+HORIZ-RT | 13 | 16 | 9 | Yes | Yes | 2015-05-12 |  | 2
FALSE | 4A6H6036H1 | 3334 | 7565784 | AMERICAN STANDARD | 4A6H6036H1 | HP | Split System: Heat Pump with Remote Outdoor Unit-Air-Source | 4A6H6036H1 |  | 4PX*CD48AC3+HORIZ-RT | 13 | 16 | 9 | Yes | Yes | 2015-05-12 |  | 2
FALSE | 4A6H6036H1 | 3334 | 7560784 | AMERICAN STANDARD | 4A6H6036H1 | HP | Split System: Heat Pump with Remote Outdoor Unit-Air-Source | 4A6H6036H1 |  | 4PX*CD48AC3 | 13 | 16 | 9 | Yes | Yes | 2015-05-12 |  | 2
FALSE | 4A6H6036H1 | 3334 | 7565785 | AMERICAN STANDARD | 4A6H6036H1 | HP | Split System: Heat Pump with Remote Outdoor Unit-Air-Source | 4A6H6036H1 |  | 4PX*CD48AC3+HORIZ-RT | 13 | 16 | 9 | Yes | Yes | 2015-05-12 |  | 2
FALSE | 4A6H6030H1 | 3333 | 7560130 | AMERICAN STANDARD | 4A6H6030H1 | HP | Split System: Heat Pump with Remote Outdoor Unit-Air-Source | 4A6H6030H1 |  | 4PX*BU36AC3 | 13 | 16 | 9 | Yes | Yes | 2015-05-12 |  | 2
FALSE | 4A6H6024H1 | 3332 | 7559963 | AMERICAN STANDARD | 4A6H6024H1 | HP | Split System: Heat Pump with Remote Outdoor Unit-Air-Source | 4A6H6024H1 |  | 4PX*CU36AC3 | 13 | 16 | 9 | Yes | Yes | 2015-05-12 |  | 2
FALSE | 4A6H6024H1 | 3332 | 7559959 | AMERICAN STANDARD | 4A6H6024H1 | HP | Split System: Heat Pump with Remote Outdoor Unit-Air-Source | 4A6H6024H1 |  | 4PX*CU36AC3 | 13 | 16 | 9 | Yes | Yes | 2015-05-12 |  | 2
FALSE | 4A6H6024H1 | 3332 | 7559957 | AMERICAN STANDARD | 4A6H6024H1 | HP | Split System: Heat Pump with Remote Outdoor Unit-Air-Source | 4A6H6024H1 |  | 4PX*CU36AC3 | 13 | 16 | 9 | Yes | Yes | 2015-05-12 |  | 2
FALSE | 4A6H6024H1 | 3332 | 7559956 | AMERICAN STANDARD | 4A6H6024H1 | HP | Split System: Heat Pump with Remote Outdoor Unit-Air-Source | 4A6H6024H1 |  | 4PX*CU36AC3 | 12.5 | 15.5 | 9 | Yes | Yes | 2015-05-12 |  | 1
FALSE | 4A6H6024H1 | 3332 | 7559954 | AMERICAN STANDARD | 4A6H6024H1 | HP | Split System: Heat Pump with Remote Outdoor Unit-Air-Source | 4A6H6024H1 |  | 4PX*CU36AC3 | 12.5 | 15.5 | 8.5 | Yes | Yes | 2015-05-12 |  | 1
FALSE | 4A6H6048H1 | 3336 | 7561474 | AMERICAN STANDARD | 4A6H6048H1 | HP | Split System: Heat Pump with Remote Outdoor Unit-Air-Source | 4A6H6048H1 |  | 4PX*CU60AC3 | 13 | 16 | 9 | Yes | Yes | 2015-05-12 |  | 2
FALSE | 4A6H6048H1 | 3336 | 7561463 | AMERICAN STANDARD | 4A6H6048H1 | HP | Split System: Heat Pump with Remote Outdoor Unit-Air-Source | 4A6H6048H1 |  | 4PX*CU48AC3 | 12.5 | 15.5 | 9 | Yes | Yes | 2015-05-12 |  | 1
FALSE | 4A6H6048H1 | 3336 | 7561464 | AMERICAN STANDARD | 4A6H6048H1 | HP | Split System: Heat Pump with Remote Outdoor Unit-Air-Source | 4A6H6048H1 |  | 4PX*CU48AC3 | 12.5 | 15.5 | 9 | Yes | Yes | 2015-05-12 |  | 1
FALSE | 4A6H6048H1 | 3336 | 7561468 | AMERICAN STANDARD | 4A6H6048H1 | HP | Split System: Heat Pump with Remote Outdoor Unit-Air-Source | 4A6H6048H1 |  | 4PX*CU48AC3 | 12.5 | 15.5 | 9 | Yes | Yes | 2015-05-12 |  | 1
FALSE | 4A6H6036H1 | 3334 | 7565689 | AMERICAN STANDARD | 4A6H6036H1 | HP | Split System: Heat Pump with Remote Outdoor Unit-Air-Source | 4A6H6036H1 |  | 4PX*BD36AC3+HORIZ-RT | 12.5 | 15.5 | 8.5 | Yes | Yes | 2015-05-12 |  | 1
FALSE | 4A6H6030H1 | 3333 | 7560127 | AMERICAN STANDARD | 4A6H6030H1 | HP | Split System: Heat Pump with Remote Outdoor Unit-Air-Source | 4A6H6030H1 |  | 4PX*BU36AC3 | 13 | 16 | 9 | Yes | Yes | 2015-05-12 |  | 2
FALSE | 4A6H6036H1 | 3334 | 7560736 | AMERICAN STANDARD | 4A6H6036H1 | HP | Split System: Heat Pump with Remote Outdoor Unit-Air-Source | 4A6H6036H1 |  | 4PX*CD36AC3 | 12.5 | 15.5 | 8.5 | Yes | Yes | 2015-05-12 |  | 1
FALSE | 4A6H6036H1 | 3334 | 7560744 | AMERICAN STANDARD | 4A6H6036H1 | HP | Split System: Heat Pump with Remote Outdoor Unit-Air-Source | 4A6H6036H1 |  | 4PX*CD36AC3 | 13 | 16 | 9 | Yes | Yes | 2015-05-12 |  | 2
FALSE | 4A6H6036H1 | 3334 | 7560739 | AMERICAN STANDARD | 4A6H6036H1 | HP | Split System: Heat Pump with Remote Outdoor Unit-Air-Source | 4A6H6036H1 |  | 4PX*CD36AC3 | 12.5 | 15.25 | 8.5 | Yes | Yes | 2015-05-12 |  | 1
FALSE | 4A6H6036H1 | 3334 | 7560737 | AMERICAN STANDARD | 4A6H6036H1 | HP | Split System: Heat Pump with Remote Outdoor Unit-Air-Source | 4A6H6036H1 |  | 4PX*CD36AC3 | 12.5 | 15.5 | 9 | Yes | Yes | 2015-05-12 |  | 1
FALSE | 4A6H6036H1 | 3334 | 7560648 | AMERICAN STANDARD | 4A6H6036H1 | HP | Split System: Heat Pump with Remote Outdoor Unit-Air-Source | 4A6H6036H1 |  | 4PX*BU42AC3 | 12.5 | 15.5 | 9 | Yes | Yes | 2015-05-12 |  | 1
FALSE | 4A6H6036H1 | 3334 | 7560722 | AMERICAN STANDARD | 4A6H6036H1 | HP | Split System: Heat Pump with Remote Outdoor Unit-Air-Source | 4A6H6036H1 |  | 4PX*BU48AC3 | 12.5 | 15.5 | 9 | Yes | Yes | 2015-05-12 |  | 1
FALSE | 4A6H6036H1 | 3334 | 7560723 | AMERICAN STANDARD | 4A6H6036H1 | HP | Split System: Heat Pump with Remote Outdoor Unit-Air-Source | 4A6H6036H1 |  | 4PX*BU48AC3 | 12.5 | 15.5 | 9 | Yes | Yes | 2015-05-12 |  | 1
FALSE | 4A6H6042H1 | 3335 | 7565822 | AMERICAN STANDARD | 4A6H6042H1 | HP | Split System: Heat Pump with Remote Outdoor Unit-Air-Source | 4A6H6042H1 |  | 4PX*CD60AC3+HORIZ-RT | 13 | 16 | 9 | Yes | Yes | 2015-05-12 |  | 2
FALSE | 4A6H6042H1 | 3335 | 7565821 | AMERICAN STANDARD | 4A6H6042H1 | HP | Split System: Heat Pump with Remote Outdoor Unit-Air-Source | 4A6H6042H1 |  | 4PX*CD60AC3+HORIZ-RT | 13 | 16 | 9 | Yes | Yes | 2015-05-12 |  | 2
FALSE | 4A6H6042H1 | 3335 | 7565820 | AMERICAN STANDARD | 4A6H6042H1 | HP | Split System: Heat Pump with Remote Outdoor Unit-Air-Source | 4A6H6042H1 |  | 4PX*CD60AC3+HORIZ-RT | 13 | 16 | 9 | Yes | Yes | 2015-05-12 |  | 2
FALSE | 4A6H6042H1 | 3335 | 7565819 | AMERICAN STANDARD | 4A6H6042H1 | HP | Split System: Heat Pump with Remote Outdoor Unit-Air-Source | 4A6H6042H1 |  | 4PX*CD60AC3+HORIZ-RT | 13 | 16 | 9 | Yes | Yes | 2015-05-12 |  | 2
FALSE | 4A6H6042H1 | 3335 | 7565818 | AMERICAN STANDARD | 4A6H6042H1 | HP | Split System: Heat Pump with Remote Outdoor Unit-Air-Source | 4A6H6042H1 |  | 4PX*CD60AC3+HORIZ-RT | 13 | 16 | 9 | Yes | Yes | 2015-05-12 |  | 2
FALSE | 4A6H6042H1 | 3335 | 7561146 | AMERICAN STANDARD | 4A6H6042H1 | HP | Split System: Heat Pump with Remote Outdoor Unit-Air-Source | 4A6H6042H1 |  | 4PX*CD60AC3 | 13 | 16 | 9 | Yes | Yes | 2015-05-12 |  | 2
FALSE | 4A6H6042H1 | 3335 | 7561202 | AMERICAN STANDARD | 4A6H6042H1 | HP | Split System: Heat Pump with Remote Outdoor Unit-Air-Source | 4A6H6042H1 |  | 4PX*CU48AC3 | 13 | 16 | 9 | Yes | Yes | 2015-05-12 |  | 2
FALSE | 4A6H6042H1 | 3335 | 7561217 | AMERICAN STANDARD | 4A6H6042H1 | HP | Split System: Heat Pump with Remote Outdoor Unit-Air-Source | 4A6H6042H1 |  | 4PX*CU60AC3 | 13 | 16 | 9.6 | Yes | Yes | 2015-05-12 |  | 2
FALSE | 4A6H6042H1 | 3335 | 7561205 | AMERICAN STANDARD | 4A6H6042H1 | HP | Split System: Heat Pump with Remote Outdoor Unit-Air-Source | 4A6H6042H1 |  | 4PX*CU60AC3 | 13 | 16 | 9.6 | Yes | Yes | 2015-05-12 |  | 2
FALSE | 4A6H6042H1 | 3335 | 7561213 | AMERICAN STANDARD | 4A6H6042H1 | HP | Split System: Heat Pump with Remote Outdoor Unit-Air-Source | 4A6H6042H1 |  | 4PX*CU60AC3 | 13 | 16 | 9.6 | Yes | Yes | 2015-05-12 |  | 2
FALSE | 4A6H6042H1 | 3335 | 7561215 | AMERICAN STANDARD | 4A6H6042H1 | HP | Split System: Heat Pump with Remote Outdoor Unit-Air-Source | 4A6H6042H1 |  | 4PX*CU60AC3 | 13 | 16 | 9.6 | Yes | Yes | 2015-05-12 |  | 2
FALSE | 4A6H6042H1 | 3335 | 7561216 | AMERICAN STANDARD | 4A6H6042H1 | HP | Split System: Heat Pump with Remote Outdoor Unit-Air-Source | 4A6H6042H1 |  | 4PX*CU60AC3 | 13 | 16 | 9.5 | Yes | Yes | 2015-05-12 |  | 2
FALSE | 4A6H6036H1 | 3334 | 7560932 | AMERICAN STANDARD | 4A6H6036H1 | HP | Split System: Heat Pump with Remote Outdoor Unit-Air-Source | 4A6H6036H1 |  | 4PX*DU48AC3 | 13 | 16 | 9.6 | Yes | Yes | 2015-05-12 |  | 2
FALSE | 4A6H6036H1 | 3334 | 7560767 | AMERICAN STANDARD | 4A6H6036H1 | HP | Split System: Heat Pump with Remote Outdoor Unit-Air-Source | 4A6H6036H1 |  | 4PX*CD48AC3 | 13 | 16 | 9 | Yes | Yes | 2015-05-12 |  | 2
FALSE | 4A6H6048H1 | 3336 | 7561568 | AMERICAN STANDARD | 4A6H6048H1 | HP | Split System: Heat Pump with Remote Outdoor Unit-Air-Source | 4A6H6048H1 |  | 4PX*DU60AC3 | 13 | 16 | 9 | Yes | Yes | 2015-05-12 |  | 2
FALSE | 4A6H6048H1 | 3336 | 7561569 | AMERICAN STANDARD | 4A6H6048H1 | HP | Split System: Heat Pump with Remote Outdoor Unit-Air-Source | 4A6H6048H1 |  | 4PX*DU60AC3 | 12.5 | 15.5 | 9 | Yes | Yes | 2015-05-12 |  | 1
FALSE | 4A6H6048H1 | 3336 | 7561570 | AMERICAN STANDARD | 4A6H6048H1 | HP | Split System: Heat Pump with Remote Outdoor Unit-Air-Source | 4A6H6048H1 |  | 4PX*DU60AC3 | 13 | 16 | 9 | Yes | Yes | 2015-05-12 |  | 2
FALSE | 4A6H6036H1 | 3334 | 7565789 | AMERICAN STANDARD | 4A6H6036H1 | HP | Split System: Heat Pump with Remote Outdoor Unit-Air-Source | 4A6H6036H1 |  | 4PX*CD48AC3+HORIZ-RT | 13 | 16 | 9 | Yes | Yes | 2015-05-12 |  | 2
FALSE | 4A6H6036H1 | 3334 | 7565790 | AMERICAN STANDARD | 4A6H6036H1 | HP | Split System: Heat Pump with Remote Outdoor Unit-Air-Source | 4A6H6036H1 |  | 4PX*CD48AC3+HORIZ-RT | 13 | 16 | 9 | Yes | Yes | 2015-05-12 |  | 2
FALSE | 4A6H6048H1 | 3336 | 7561457 | AMERICAN STANDARD | 4A6H6048H1 | HP | Split System: Heat Pump with Remote Outdoor Unit-Air-Source | 4A6H6048H1 |  | 4PX*CU48AC3 | 12.5 | 15.5 | 8.5 | Yes | Yes | 2015-05-13 |  | 1
FALSE | 4A6H6048H1 | 3336 | 7561459 | AMERICAN STANDARD | 4A6H6048H1 | HP | Split System: Heat Pump with Remote Outdoor Unit-Air-Source | 4A6H6048H1 |  | 4PX*CU48AC3 | 12.5 | 15.5 | 9 | Yes | Yes | 2015-05-13 |  | 1
FALSE | 4A6H6048H1 | 3336 | 7561473 | AMERICAN STANDARD | 4A6H6048H1 | HP | Split System: Heat Pump with Remote Outdoor Unit-Air-Source | 4A6H6048H1 |  | 4PX*CU60AC3 | 13 | 16 | 9 | Yes | Yes | 2015-05-13 |  | 2
FALSE | 4A6H6048H1 | 3336 | 7561475 | AMERICAN STANDARD | 4A6H6048H1 | HP | Split System: Heat Pump with Remote Outdoor Unit-Air-Source | 4A6H6048H1 |  | 4PX*CU60AC3 | 13 | 16 | 9 | Yes | Yes | 2015-05-13 |  | 2
FALSE | 4A6H6048H1 | 3336 | 7561476 | AMERICAN STANDARD | 4A6H6048H1 | HP | Split System: Heat Pump with Remote Outdoor Unit-Air-Source | 4A6H6048H1 |  | 4PX*CU60AC3 | 13 | 16 | 9 | Yes | Yes | 2015-05-13 |  | 2
FALSE | 4A6H6036H1 | 3334 | 7560623 | AMERICAN STANDARD | 4A6H6036H1 | HP | Split System: Heat Pump with Remote Outdoor Unit-Air-Source | 4A6H6036H1 |  | 4PX*BU36AC3 | 12.5 | 15.5 | 9 | Yes | Yes | 2015-05-13 |  | 1
FALSE | 4A6H6036H1 | 3334 | 7560619 | AMERICAN STANDARD | 4A6H6036H1 | HP | Split System: Heat Pump with Remote Outdoor Unit-Air-Source | 4A6H6036H1 |  | 4PX*BU36AC3 | 12.5 | 15.5 | 9 | Yes | Yes | 2015-05-13 |  | 1
FALSE | 4A6H6036H1 | 3334 | 7560617 | AMERICAN STANDARD | 4A6H6036H1 | HP | Split System: Heat Pump with Remote Outdoor Unit-Air-Source | 4A6H6036H1 |  | 4PX*BU36AC3 | 12.5 | 15 | 9 | Yes | Yes | 2015-05-13 |  | 1
FALSE | 4A6H6036H1 | 3334 | 7560608 | AMERICAN STANDARD | 4A6H6036H1 | HP | Split System: Heat Pump with Remote Outdoor Unit-Air-Source | 4A6H6036H1 |  | 4PX*BU36AC3 | 12.5 | 15 | 9 | Yes | Yes | 2015-05-13 |  | 1
FALSE | 4A6H6036H1 | 3334 | 7560687 | AMERICAN STANDARD | 4A6H6036H1 | HP | Split System: Heat Pump with Remote Outdoor Unit-Air-Source | 4A6H6036H1 |  | 4PX*BU42AC3 | 13 | 16 | 9.5 | Yes | Yes | 2015-05-13 |  | 2
FALSE | 4A6H6036H1 | 3334 | 7560633 | AMERICAN STANDARD | 4A6H6036H1 | HP | Split System: Heat Pump with Remote Outdoor Unit-Air-Source | 4A6H6036H1 |  | 4PX*BU42AC3 | 13 | 16 | 9.5 | Yes | Yes | 2015-05-13 |  | 2
FALSE | 4A6H6036H1 | 3334 | 7560634 | AMERICAN STANDARD | 4A6H6036H1 | HP | Split System: Heat Pump with Remote Outdoor Unit-Air-Source | 4A6H6036H1 |  | 4PX*BU42AC3 | 13 | 16 | 9.5 | Yes | Yes | 2015-05-13 |  | 2
FALSE | 4A6H6036H1 | 3334 | 7560639 | AMERICAN STANDARD | 4A6H6036H1 | HP | Split System: Heat Pump with Remote Outdoor Unit-Air-Source | 4A6H6036H1 |  | 4PX*BU42AC3 | 12.5 | 15 | 9 | Yes | Yes | 2015-05-13 |  | 1
FALSE | 4A6H6036H1 | 3334 | 7560640 | AMERICAN STANDARD | 4A6H6036H1 | HP | Split System: Heat Pump with Remote Outdoor Unit-Air-Source | 4A6H6036H1 |  | 4PX*BU42AC3 | 12.5 | 15.5 | 9 | Yes | Yes | 2015-05-13 |  | 1
FALSE | 4A6H6036H1 | 3334 | 7560642 | AMERICAN STANDARD | 4A6H6036H1 | HP | Split System: Heat Pump with Remote Outdoor Unit-Air-Source | 4A6H6036H1 |  | 4PX*BU42AC3 | 12.5 | 15.5 | 9 | Yes | Yes | 2015-05-13 |  | 1
FALSE | 4A6H6036H1 | 3334 | 7560643 | AMERICAN STANDARD | 4A6H6036H1 | HP | Split System: Heat Pump with Remote Outdoor Unit-Air-Source | 4A6H6036H1 |  | 4PX*BU42AC3 | 12.5 | 15.5 | 9 | Yes | Yes | 2015-05-13 |  | 1
FALSE | 4A6H6036H1 | 3334 | 7560646 | AMERICAN STANDARD | 4A6H6036H1 | HP | Split System: Heat Pump with Remote Outdoor Unit-Air-Source | 4A6H6036H1 |  | 4PX*BU42AC3 | 12.5 | 15.5 | 9 | Yes | Yes | 2015-05-13 |  | 1
FALSE | 4A6H6042H1 | 3335 | 7561270 | AMERICAN STANDARD | 4A6H6042H1 | HP | Split System: Heat Pump with Remote Outdoor Unit-Air-Source | 4A6H6042H1 |  | 4PX*DU60AC3 | 13 | 16 | 9.6 | Yes | Yes | 2015-05-13 |  | 2
FALSE | 4A6H6024H1 | 3332 | 7559909 | AMERICAN STANDARD | 4A6H6024H1 | HP | Split System: Heat Pump with Remote Outdoor Unit-Air-Source | 4A6H6024H1 |  | 4PX*BU36AC3 | 13 | 16 | 9 | Yes | Yes | 2015-05-13 |  | 2
FALSE | 4A6H6042H1 | 3335 | 7565848 | AMERICAN STANDARD | 4A6H6042H1 | HP | Split System: Heat Pump with Remote Outdoor Unit-Air-Source | 4A6H6042H1 |  | 4PX*DD60AC3+HORIZ-RT | 13 | 16 | 9 | Yes | Yes | 2015-05-13 |  | 2
FALSE | 4A6H6042H1 | 3335 | 7561228 | AMERICAN STANDARD | 4A6H6042H1 | HP | Split System: Heat Pump with Remote Outdoor Unit-Air-Source | 4A6H6042H1 |  | 4PX*DD60AC3 | 13 | 16 | 9.5 | Yes | Yes | 2015-05-13 |  | 2
FALSE | 4A6H6042H1 | 3335 | 7561229 | AMERICAN STANDARD | 4A6H6042H1 | HP | Split System: Heat Pump with Remote Outdoor Unit-Air-Source | 4A6H6042H1 |  | 4PX*DD60AC3 | 13 | 16 | 9 | Yes | Yes | 2015-05-13 |  | 2
FALSE | 4A6H6042H1 | 3335 | 7561230 | AMERICAN STANDARD | 4A6H6042H1 | HP | Split System: Heat Pump with Remote Outdoor Unit-Air-Source | 4A6H6042H1 |  | 4PX*DD60AC3 | 13 | 16 | 9 | Yes | Yes | 2015-05-13 |  | 2
FALSE | 4A6H6036H1 | 3334 | 7560830 | AMERICAN STANDARD | 4A6H6036H1 | HP | Split System: Heat Pump with Remote Outdoor Unit-Air-Source | 4A6H6036H1 |  | 4PX*CU42AC3 | 13 | 16 | 9.5 | Yes | Yes | 2015-05-13 |  | 2
FALSE | 4A6H6042H1 | 3335 | 7561243 | AMERICAN STANDARD | 4A6H6042H1 | HP | Split System: Heat Pump with Remote Outdoor Unit-Air-Source | 4A6H6042H1 |  | 4PX*DU48AC3 | 13 | 16 | 9.5 | Yes | Yes | 2015-05-13 |  | 2
FALSE | 4A6H6036H1 | 3334 | 7565793 | AMERICAN STANDARD | 4A6H6036H1 | HP | Split System: Heat Pump with Remote Outdoor Unit-Air-Source | 4A6H6036H1 |  | 4PX*DD48AC3+HORIZ-RT | 13 | 16 | 9 | Yes | Yes | 2015-05-13 |  | 2
FALSE | 4A6H6036H1 | 3334 | 7560865 | AMERICAN STANDARD | 4A6H6036H1 | HP | Split System: Heat Pump with Remote Outdoor Unit-Air-Source | 4A6H6036H1 |  | 4PX*CU48AC3 | 12.5 | 15.5 | 9.5 | Yes | Yes | 2015-05-13 |  | 1
FALSE | 4A6H6036H1 | 3334 | 7560872 | AMERICAN STANDARD | 4A6H6036H1 | HP | Split System: Heat Pump with Remote Outdoor Unit-Air-Source | 4A6H6036H1 |  | 4PX*CU48AC3 | 13 | 16 | 9 | Yes | Yes | 2015-05-13 |  | 2
FALSE | 4A6H6060H1 | 3337 | 7561752 | AMERICAN STANDARD | 4A6H6060H1 | HP | Split System: Heat Pump with Remote Outdoor Unit-Air-Source | 4A6H6060H1 |  | 4PX*CU60AC3 | 12 | 14.5 | 9 | Yes | Yes | 2015-05-13 |  | 0
FALSE | 4A6H6060H1 | 3337 | 7561753 | AMERICAN STANDARD | 4A6H6060H1 | HP | Split System: Heat Pump with Remote Outdoor Unit-Air-Source | 4A6H6060H1 |  | 4PX*CU60AC3 | 12 | 14.75 | 9 | Yes | Yes | 2015-05-13 |  | 0
FALSE | 4A6H6060H1 | 3337 | 7565914 | AMERICAN STANDARD | 4A6H6060H1 | HP | Split System: Heat Pump with Remote Outdoor Unit-Air-Source | 4A6H6060H1 |  | 4PX*DD60AC3+HORIZ-RT | 12.5 | 15 | 8.5 | Yes | Yes | 2015-05-13 |  | 1
FALSE | 4A6H6048H1 | 3336 | 7561480 | AMERICAN STANDARD | 4A6H6048H1 | HP | Split System: Heat Pump with Remote Outdoor Unit-Air-Source | 4A6H6048H1 |  | 4PX*CU60AC3 | 13 | 16 | 9 | Yes | Yes | 2015-05-13 |  | 2
FALSE | 4A6H6048H1 | 3336 | 7561481 | AMERICAN STANDARD | 4A6H6048H1 | HP | Split System: Heat Pump with Remote Outdoor Unit-Air-Source | 4A6H6048H1 |  | 4PX*CU60AC3 | 13 | 16 | 9 | Yes | Yes | 2015-05-13 |  | 2
FALSE | 4A6H6048H1 | 3336 | 7561484 | AMERICAN STANDARD | 4A6H6048H1 | HP | Split System: Heat Pump with Remote Outdoor Unit-Air-Source | 4A6H6048H1 |  | 4PX*CU60AC3 | 13 | 16 | 9 | Yes | Yes | 2015-05-13 |  | 2
FALSE | 4A6H6048H1 | 3336 | 7561496 | AMERICAN STANDARD | 4A6H6048H1 | HP | Split System: Heat Pump with Remote Outdoor Unit-Air-Source | 4A6H6048H1 |  | 4PX*DD60AC3 | 13 | 16 | 9 | Yes | Yes | 2015-05-13 |  | 2
FALSE | 4A6H6048H1 | 3336 | 7561494 | AMERICAN STANDARD | 4A6H6048H1 | HP | Split System: Heat Pump with Remote Outdoor Unit-Air-Source | 4A6H6048H1 |  | 4PX*DD60AC3 | 13 | 16 | 9 | Yes | Yes | 2015-05-13 |  | 2
FALSE | 4A6H6048H1 | 3336 | 7561492 | AMERICAN STANDARD | 4A6H6048H1 | HP | Split System: Heat Pump with Remote Outdoor Unit-Air-Source | 4A6H6048H1 |  | 4PX*DD60AC3 | 13 | 16 | 9 | Yes | Yes | 2015-05-13 |  | 2
FALSE | 4A6H6036H1 | 3334 | 7560988 | AMERICAN STANDARD | 4A6H6036H1 | HP | Split System: Heat Pump with Remote Outdoor Unit-Air-Source | 4A6H6036H1 |  | 4TXCC005CC3 | 13 | 15.5 | 9 | Yes | Yes | 2015-05-13 |  | 1
FALSE | 4A6H6048H1 | 3336 | 7561716 | AMERICAN STANDARD | 4A6H6048H1 | HP | Split System: Heat Pump with Remote Outdoor Unit-Air-Source | 4A6H6048H1 |  | GAM2A0C60S51+TDR | 12 | 15 | 8.5 | Yes | Yes | 2015-05-13 |  | 0
FALSE | 4A6H6036H1 | 3334 | 7565756 | AMERICAN STANDARD | 4A6H6036H1 | HP | Split System: Heat Pump with Remote Outdoor Unit-Air-Source | 4A6H6036H1 |  | 4PX*CD42AC3+HORIZ-RT | 13 | 16 | 9 | Yes | Yes | 2015-05-13 |  | 2
FALSE | 4A6H6036H1 | 3334 | 7565757 | AMERICAN STANDARD | 4A6H6036H1 | HP | Split System: Heat Pump with Remote Outdoor Unit-Air-Source | 4A6H6036H1 |  | 4PX*CD42AC3+HORIZ-RT | 13 | 16 | 9 | Yes | Yes | 2015-05-13 |  | 2
FALSE | 4A6H6036H1 | 3334 | 7565758 | AMERICAN STANDARD | 4A6H6036H1 | HP | Split System: Heat Pump with Remote Outdoor Unit-Air-Source | 4A6H6036H1 |  | 4PX*CD42AC3+HORIZ-RT | 13 | 16 | 9 | Yes | Yes | 2015-05-13 |  | 2
FALSE | 4A6H6036H1 | 3334 | 7565759 | AMERICAN STANDARD | 4A6H6036H1 | HP | Split System: Heat Pump with Remote Outdoor Unit-Air-Source | 4A6H6036H1 |  | 4PX*CD42AC3+HORIZ-RT | 13 | 16 | 9 | Yes | Yes | 2015-05-13 |  | 2
FALSE | 4A6H6036H1 | 3334 | 7565760 | AMERICAN STANDARD | 4A6H6036H1 | HP | Split System: Heat Pump with Remote Outdoor Unit-Air-Source | 4A6H6036H1 |  | 4PX*CD42AC3+HORIZ-RT | 13 | 16 | 9 | Yes | Yes | 2015-05-13 |  | 2
FALSE | 4A6H6036H1 | 3334 | 7565761 | AMERICAN STANDARD | 4A6H6036H1 | HP | Split System: Heat Pump with Remote Outdoor Unit-Air-Source | 4A6H6036H1 |  | 4PX*CD42AC3+HORIZ-RT | 13 | 16 | 9 | Yes | Yes | 2015-05-13 |  | 2
FALSE | 4A6H6036H1 | 3334 | 7560765 | AMERICAN STANDARD | 4A6H6036H1 | HP | Split System: Heat Pump with Remote Outdoor Unit-Air-Source | 4A6H6036H1 |  | 4PX*CD48AC3 | 13 | 16 | 9 | Yes | Yes | 2015-05-13 |  | 2
FALSE | 4A6H6036H1 | 3334 | 7560786 | AMERICAN STANDARD | 4A6H6036H1 | HP | Split System: Heat Pump with Remote Outdoor Unit-Air-Source | 4A6H6036H1 |  | 4PX*CD48AC3 | 13 | 16 | 9 | Yes | Yes | 2015-05-13 |  | 2
FALSE | 4A6H6036H1 | 3334 | 7565762 | AMERICAN STANDARD | 4A6H6036H1 | HP | Split System: Heat Pump with Remote Outdoor Unit-Air-Source | 4A6H6036H1 |  | 4PX*CD42AC3+HORIZ-RT | 13 | 16 | 9 | Yes | Yes | 2015-05-13 |  | 2
FALSE | 4A6H6036H1 | 3334 | 7565763 | AMERICAN STANDARD | 4A6H6036H1 | HP | Split System: Heat Pump with Remote Outdoor Unit-Air-Source | 4A6H6036H1 |  | 4PX*CD42AC3+HORIZ-RT | 13 | 16 | 9 | Yes | Yes | 2015-05-13 |  | 2
FALSE | 4A6H6036H1 | 3334 | 7565743 | AMERICAN STANDARD | 4A6H6036H1 | HP | Split System: Heat Pump with Remote Outdoor Unit-Air-Source | 4A6H6036H1 |  | 4PX*CD42AC3+HORIZ-RT | 13 | 16 | 9 | Yes | Yes | 2015-05-13 |  | 2
FALSE | 4A6H6036H1 | 3334 | 7560764 | AMERICAN STANDARD | 4A6H6036H1 | HP | Split System: Heat Pump with Remote Outdoor Unit-Air-Source | 4A6H6036H1 |  | 4PX*CD42AC3 | 13 | 16 | 9 | Yes | Yes | 2015-05-13 |  | 2
FALSE | 4A6H6036H1 | 3334 | 7565739 | AMERICAN STANDARD | 4A6H6036H1 | HP | Split System: Heat Pump with Remote Outdoor Unit-Air-Source | 4A6H6036H1 |  | 4PX*CD36AC3+HORIZ-RT | 12.5 | 15.5 | 8.5 | Yes | Yes | 2015-05-13 |  | 1
FALSE | 4A6H6036H1 | 3334 | 7565740 | AMERICAN STANDARD | 4A6H6036H1 | HP | Split System: Heat Pump with Remote Outdoor Unit-Air-Source | 4A6H6036H1 |  | 4PX*CD36AC3+HORIZ-RT | 13 | 16 | 9 | Yes | Yes | 2015-05-13 |  | 2
FALSE | 4A6H6036H1 | 3334 | 7560746 | AMERICAN STANDARD | 4A6H6036H1 | HP | Split System: Heat Pump with Remote Outdoor Unit-Air-Source | 4A6H6036H1 |  | 4PX*CD36AC3 | 12.5 | 15.5 | 8.5 | Yes | Yes | 2015-05-13 |  | 1
FALSE | 4A6H6036H1 | 3334 | 7560969 | AMERICAN STANDARD | 4A6H6036H1 | HP | Split System: Heat Pump with Remote Outdoor Unit-Air-Source | 4A6H6036H1 |  | 4TXCC005CC3 | 13 | 15.5 | 9 | Yes | Yes | 2015-05-13 |  | 1
FALSE | 4A6H6036H1 | 3334 | 7560970 | AMERICAN STANDARD | 4A6H6036H1 | HP | Split System: Heat Pump with Remote Outdoor Unit-Air-Source | 4A6H6036H1 |  | 4TXCC005CC3 | 13 | 15.5 | 9 | Yes | Yes | 2015-05-13 |  | 1
FALSE | 4A6H6036H1 | 3334 | 7560971 | AMERICAN STANDARD | 4A6H6036H1 | HP | Split System: Heat Pump with Remote Outdoor Unit-Air-Source | 4A6H6036H1 |  | 4TXCC005CC3 | 13 | 15.5 | 9 | Yes | Yes | 2015-05-13 |  | 1
FALSE | 4A6H6036H1 | 3334 | 7560771 | AMERICAN STANDARD | 4A6H6036H1 | HP | Split System: Heat Pump with Remote Outdoor Unit-Air-Source | 4A6H6036H1 |  | 4PX*CD48AC3 | 12.5 | 15.5 | 9 | Yes | Yes | 2015-05-13 |  | 1
FALSE | 4A6H6036H1 | 3334 | 7560773 | AMERICAN STANDARD | 4A6H6036H1 | HP | Split System: Heat Pump with Remote Outdoor Unit-Air-Source | 4A6H6036H1 |  | 4PX*CD48AC3 | 13 | 16 | 9 | Yes | Yes | 2015-05-13 |  | 2
FALSE | 4A6H6036H1 | 3334 | 7560774 | AMERICAN STANDARD | 4A6H6036H1 | HP | Split System: Heat Pump with Remote Outdoor Unit-Air-Source | 4A6H6036H1 |  | 4PX*CD48AC3 | 13 | 16 | 9 | Yes | Yes | 2015-05-13 |  | 2
FALSE | 4A6H6036H1 | 3334 | 7560776 | AMERICAN STANDARD | 4A6H6036H1 | HP | Split System: Heat Pump with Remote Outdoor Unit-Air-Source | 4A6H6036H1 |  | 4PX*CD48AC3 | 13 | 16 | 9 | Yes | Yes | 2015-05-13 |  | 2
FALSE | 4A6H6036H1 | 3334 | 7560777 | AMERICAN STANDARD | 4A6H6036H1 | HP | Split System: Heat Pump with Remote Outdoor Unit-Air-Source | 4A6H6036H1 |  | 4PX*CD48AC3 | 12.5 | 15.5 | 9 | Yes | Yes | 2015-05-13 |  | 1
FALSE | 4A6H6036H1 | 3334 | 7560778 | AMERICAN STANDARD | 4A6H6036H1 | HP | Split System: Heat Pump with Remote Outdoor Unit-Air-Source | 4A6H6036H1 |  | 4PX*CD48AC3 | 12.5 | 15.5 | 9 | Yes | Yes | 2015-05-13 |  | 1
FALSE | 4A6H6036H1 | 3334 | 7560782 | AMERICAN STANDARD | 4A6H6036H1 | HP | Split System: Heat Pump with Remote Outdoor Unit-Air-Source | 4A6H6036H1 |  | 4PX*CD48AC3 | 12.5 | 15.5 | 9 | Yes | Yes | 2015-05-13 |  | 1
FALSE | 4A6H6036H1 | 3334 | 7565716 | AMERICAN STANDARD | 4A6H6036H1 | HP | Split System: Heat Pump with Remote Outdoor Unit-Air-Source | 4A6H6036H1 |  | 4PX*CD36AC3+HORIZ-RT | 13 | 16 | 9 | Yes | Yes | 2015-05-13 |  | 2
FALSE | 4A6H6036H1 | 3334 | 7565717 | AMERICAN STANDARD | 4A6H6036H1 | HP | Split System: Heat Pump with Remote Outdoor Unit-Air-Source | 4A6H6036H1 |  | 4PX*CD36AC3+HORIZ-RT | 13 | 16 | 9 | Yes | Yes | 2015-05-13 |  | 2
FALSE | 4A6H6036H1 | 3334 | 7565718 | AMERICAN STANDARD | 4A6H6036H1 | HP | Split System: Heat Pump with Remote Outdoor Unit-Air-Source | 4A6H6036H1 |  | 4PX*CD36AC3+HORIZ-RT | 13 | 16 | 9 | Yes | Yes | 2015-05-13 |  | 2
FALSE | 4A6H6036H1 | 3334 | 7565719 | AMERICAN STANDARD | 4A6H6036H1 | HP | Split System: Heat Pump with Remote Outdoor Unit-Air-Source | 4A6H6036H1 |  | 4PX*CD36AC3+HORIZ-RT | 13 | 16 | 9 | Yes | Yes | 2015-05-13 |  | 2
FALSE | 4A6H6036H1 | 3334 | 7565723 | AMERICAN STANDARD | 4A6H6036H1 | HP | Split System: Heat Pump with Remote Outdoor Unit-Air-Source | 4A6H6036H1 |  | 4PX*CD36AC3+HORIZ-RT | 12.5 | 15.5 | 8.5 | Yes | Yes | 2015-05-13 |  | 1
FALSE | 4A6H6036H1 | 3334 | 7565726 | AMERICAN STANDARD | 4A6H6036H1 | HP | Split System: Heat Pump with Remote Outdoor Unit-Air-Source | 4A6H6036H1 |  | 4PX*CD36AC3+HORIZ-RT | 13 | 16 | 9 | Yes | Yes | 2015-05-13 |  | 2
FALSE | 4A6H6060H1 | 3337 | 7561919 | AMERICAN STANDARD | 4A6H6060H1 | HP | Split System: Heat Pump with Remote Outdoor Unit-Air-Source | 4A6H6060H1 |  | 4TXFH063CZ3 | 12 | 14.5 | 8.5 | Yes | Yes | 2015-05-13 |  | 0
FALSE | 4A6H6036H1 | 3334 | 7560493 | AMERICAN STANDARD | 4A6H6036H1 | HP | Split System: Heat Pump with Remote Outdoor Unit-Air-Source | 4A6H6036H1 |  | 4NXCC005AS3 | 12.5 | 15 | 9 | Yes | Yes | 2015-05-13 |  | 1
FALSE | 4A6H6036H1 | 3334 | 7560495 | AMERICAN STANDARD | 4A6H6036H1 | HP | Split System: Heat Pump with Remote Outdoor Unit-Air-Source | 4A6H6036H1 |  | 4NXCC005AS3 | 13 | 15.5 | 9 | Yes | Yes | 2015-05-13 |  | 1
FALSE | 4A6H6036H1 | 3334 | 7560513 | AMERICAN STANDARD | 4A6H6036H1 | HP | Split System: Heat Pump with Remote Outdoor Unit-Air-Source | 4A6H6036H1 |  | 4NXCC005AS3 | 12.5 | 15 | 9 | Yes | Yes | 2015-05-13 |  | 1
FALSE | 4A6H6030H1 | 3333 | 7560320 | AMERICAN STANDARD | 4A6H6030H1 | HP | Split System: Heat Pump with Remote Outdoor Unit-Air-Source | 4A6H6030H1 |  | 4TXCC005CC3 | 12.5 | 15 | 8.5 | Yes | Yes | 2015-05-13 |  | 1
FALSE | 4A6H6048H1 | 3336 | 7561421 | AMERICAN STANDARD | 4A6H6048H1 | HP | Split System: Heat Pump with Remote Outdoor Unit-Air-Source | 4A6H6048H1 |  | 4NXCD009AS3 | 12.5 | 16 | 8.2 | Yes | Yes | 2015-05-13 |  | Below V5.0 Req.
FALSE | 4A6H6036H1 | 3334 | 7565732 | AMERICAN STANDARD | 4A6H6036H1 | HP | Split System: Heat Pump with Remote Outdoor Unit-Air-Source | 4A6H6036H1 |  | 4PX*CD36AC3+HORIZ-RT | 13 | 16 | 9 | Yes | Yes | 2015-05-13 |  | 2
FALSE | 4A6H6036H1 | 3334 | 7560749 | AMERICAN STANDARD | 4A6H6036H1 | HP | Split System: Heat Pump with Remote Outdoor Unit-Air-Source | 4A6H6036H1 |  | 4PX*CD42AC3 | 13 | 16 | 9 | Yes | Yes | 2015-05-13 |  | 2
FALSE | 4A6H6036H1 | 3334 | 7560752 | AMERICAN STANDARD | 4A6H6036H1 | HP | Split System: Heat Pump with Remote Outdoor Unit-Air-Source | 4A6H6036H1 |  | 4PX*CD42AC3 | 13 | 16 | 9 | Yes | Yes | 2015-05-13 |  | 2
FALSE | 4A6H6036H1 | 3334 | 7560507 | AMERICAN STANDARD | 4A6H6036H1 | HP | Split System: Heat Pump with Remote Outdoor Unit-Air-Source | 4A6H6036H1 |  | 4NXCC005AS3 | 13 | 15.5 | 9 | Yes | Yes | 2015-05-13 |  | 1
FALSE | 4A6H6036H1 | 3334 | 7560503 | AMERICAN STANDARD | 4A6H6036H1 | HP | Split System: Heat Pump with Remote Outdoor Unit-Air-Source | 4A6H6036H1 |  | 4NXCC005AS3 | 13 | 15.5 | 9 | Yes | Yes | 2015-05-13 |  | 1
FALSE | 4A6H6036H1 | 3334 | 7560500 | AMERICAN STANDARD | 4A6H6036H1 | HP | Split System: Heat Pump with Remote Outdoor Unit-Air-Source | 4A6H6036H1 |  | 4NXCC005AS3 | 13 | 15.5 | 9 | Yes | Yes | 2015-05-13 |  | 1
FALSE | 4A6H6036H1 | 3334 | 7560498 | AMERICAN STANDARD | 4A6H6036H1 | HP | Split System: Heat Pump with Remote Outdoor Unit-Air-Source | 4A6H6036H1 |  | 4NXCC005AS3 | 13 | 15.5 | 9 | Yes | Yes | 2015-05-13 |  | 1
FALSE | 4A6H6036H1 | 3334 | 7560483 | AMERICAN STANDARD | 4A6H6036H1 | HP | Split System: Heat Pump with Remote Outdoor Unit-Air-Source | 4A6H6036H1 |  | 4NXCB004AS3 | 12.5 | 15 | 9 | Yes | Yes | 2015-05-13 |  | 1
FALSE | 4A6H6024H1 | 3332 | 7560031 | AMERICAN STANDARD | 4A6H6024H1 | HP | Split System: Heat Pump with Remote Outdoor Unit-Air-Source | 4A6H6024H1 |  | 4TXCC005CC3 | 13 | 16 | 9 | Yes | Yes | 2015-05-13 |  | 2
FALSE | 4A6H6024H1 | 3332 | 7560028 | AMERICAN STANDARD | 4A6H6024H1 | HP | Split System: Heat Pump with Remote Outdoor Unit-Air-Source | 4A6H6024H1 |  | 4TXCC005CC3 | 13 | 16 | 9 | Yes | Yes | 2015-05-13 |  | 2
FALSE | 4A6H6048H1 | 3336 | 7561713 | AMERICAN STANDARD | 4A6H6048H1 | HP | Split System: Heat Pump with Remote Outdoor Unit-Air-Source | 4A6H6048H1 |  | 4TXFH063CZ3 | 12.5 | 15 | 8.5 | Yes | Yes | 2015-05-13 |  | 1
FALSE | 4A6H6030H1 | 3333 | 7560308 | AMERICAN STANDARD | 4A6H6030H1 | HP | Split System: Heat Pump with Remote Outdoor Unit-Air-Source | 4A6H6030H1 |  | 4TXCC005CC3 | 12.5 | 15.5 | 9 | Yes | Yes | 2015-05-13 |  | 1
FALSE | 4A6H6030H1 | 3333 | 7560310 | AMERICAN STANDARD | 4A6H6030H1 | HP | Split System: Heat Pump with Remote Outdoor Unit-Air-Source | 4A6H6030H1 |  | 4TXCC005CC3 | 12.5 | 16 | 9 | Yes | Yes | 2015-05-13 |  | 1
FALSE | 4A6H6030H1 | 3333 | 7560311 | AMERICAN STANDARD | 4A6H6030H1 | HP | Split System: Heat Pump with Remote Outdoor Unit-Air-Source | 4A6H6030H1 |  | 4TXCC005CC3 | 13 | 16 | 9 | Yes | Yes | 2015-05-13 |  | 2
FALSE | 4A6H6030H1 | 3333 | 7560313 | AMERICAN STANDARD | 4A6H6030H1 | HP | Split System: Heat Pump with Remote Outdoor Unit-Air-Source | 4A6H6030H1 |  | 4TXCC005CC3 | 13 | 16 | 9 | Yes | Yes | 2015-05-13 |  | 2
FALSE | 4A6H6030H1 | 3333 | 7560314 | AMERICAN STANDARD | 4A6H6030H1 | HP | Split System: Heat Pump with Remote Outdoor Unit-Air-Source | 4A6H6030H1 |  | 4TXCC005CC3 | 13 | 16 | 9 | Yes | Yes | 2015-05-13 |  | 2
FALSE | 4A6H6042H1 | 3335 | 7561399 | AMERICAN STANDARD | 4A6H6042H1 | HP | Split System: Heat Pump with Remote Outdoor Unit-Air-Source | 4A6H6042H1 |  | 4TXFH054CC3 | 12.5 | 16 | 8.5 | Yes | Yes | 2015-05-13 |  | 1
FALSE | 4A6H6030H1 | 3333 | 7560316 | AMERICAN STANDARD | 4A6H6030H1 | HP | Split System: Heat Pump with Remote Outdoor Unit-Air-Source | 4A6H6030H1 |  | 4TXCC005CC3 | 13 | 16 | 9 | Yes | Yes | 2015-05-13 |  | 2
FALSE | 4A6H6030H1 | 3333 | 7560100 | AMERICAN STANDARD | 4A6H6030H1 | HP | Split System: Heat Pump with Remote Outdoor Unit-Air-Source | 4A6H6030H1 |  | 4NXCC005AS3 | 12.5 | 16 | 9 | Yes | Yes | 2015-05-13 |  | 1
FALSE | 4A6H6048H1 | 3336 | 7561699 | AMERICAN STANDARD | 4A6H6048H1 | HP | Split System: Heat Pump with Remote Outdoor Unit-Air-Source | 4A6H6048H1 |  | 4TXFH063CZ3 | 12.5 | 16 | 9 | Yes | Yes | 2015-05-13 |  | 1
FALSE | 4A6H6048H1 | 3336 | 7561700 | AMERICAN STANDARD | 4A6H6048H1 | HP | Split System: Heat Pump with Remote Outdoor Unit-Air-Source | 4A6H6048H1 |  | 4TXFH063CZ3 | 12.5 | 16 | 9 | Yes | Yes | 2015-05-13 |  | 1
FALSE | 4A6H6030H1 | 3333 | 7560071 | AMERICAN STANDARD | 4A6H6030H1 | HP | Split System: Heat Pump with Remote Outdoor Unit-Air-Source | 4A6H6030H1 |  | 4NXCB004AS3 | 13 | 16 | 9 | Yes | Yes | 2015-05-13 |  | 2
FALSE | 4A6H6030H1 | 3333 | 7560072 | AMERICAN STANDARD | 4A6H6030H1 | HP | Split System: Heat Pump with Remote Outdoor Unit-Air-Source | 4A6H6030H1 |  | 4NXCB004AS3 | 13 | 16 | 9 | Yes | Yes | 2015-05-13 |  | 2
FALSE | 4A6H6030H1 | 3333 | 7560074 | AMERICAN STANDARD | 4A6H6030H1 | HP | Split System: Heat Pump with Remote Outdoor Unit-Air-Source | 4A6H6030H1 |  | 4NXCB004AS3 | 13 | 16 | 9 | Yes | Yes | 2015-05-13 |  | 2
FALSE | 4A6H6030H1 | 3333 | 7560084 | AMERICAN STANDARD | 4A6H6030H1 | HP | Split System: Heat Pump with Remote Outdoor Unit-Air-Source | 4A6H6030H1 |  | 4NXCB004AS3 | 12.5 | 15.5 | 9 | Yes | Yes | 2015-05-13 |  | 1
FALSE | 4A6H6030H1 | 3333 | 7560081 | AMERICAN STANDARD | 4A6H6030H1 | HP | Split System: Heat Pump with Remote Outdoor Unit-Air-Source | 4A6H6030H1 |  | 4NXCB004AS3 | 13 | 15 | 9 | Yes | Yes | 2015-05-13 |  | 1
FALSE | 4A6H6030H1 | 3333 | 7560083 | AMERICAN STANDARD | 4A6H6030H1 | HP | Split System: Heat Pump with Remote Outdoor Unit-Air-Source | 4A6H6030H1 |  | 4NXCB004AS3 | 13 | 15.5 | 9 | Yes | Yes | 2015-05-13 |  | 1
FALSE | 4A6H6030H1 | 3333 | 7560102 | AMERICAN STANDARD | 4A6H6030H1 | HP | Split System: Heat Pump with Remote Outdoor Unit-Air-Source | 4A6H6030H1 |  | 4NXCC005AS3 | 12.5 | 16 | 9 | Yes | Yes | 2015-05-13 |  | 1
FALSE | 4A6H6024H1 | 3332 | 7560052 | AMERICAN STANDARD | 4A6H6024H1 | HP | Split System: Heat Pump with Remote Outdoor Unit-Air-Source | 4A6H6024H1 |  | 4TXCC007CC3 | 13 | 16 | 9 | Yes | Yes | 2015-05-13 |  | 2
FALSE | 4A6H6060H1 | 3337 | 7561861 | AMERICAN STANDARD | 4A6H6060H1 | HP | Split System: Heat Pump with Remote Outdoor Unit-Air-Source | 4A6H6060H1 |  | 4TXCD009CC3 | 12 | 14.5 | 8.5 | Yes | Yes | 2015-05-13 |  | 0
FALSE | 4A6H6060H1 | 3337 | 7561866 | AMERICAN STANDARD | 4A6H6060H1 | HP | Split System: Heat Pump with Remote Outdoor Unit-Air-Source | 4A6H6060H1 |  | 4TXCD009CC3 | 12 | 14.5 | 8.5 | Yes | Yes | 2015-05-13 |  | 0
FALSE | 4A6H6042H1 | 3335 | 7561316 | AMERICAN STANDARD | 4A6H6042H1 | HP | Split System: Heat Pump with Remote Outdoor Unit-Air-Source | 4A6H6042H1 |  | 4TXCD009CC3 | 12.5 | 15 | 9 | Yes | Yes | 2015-05-13 |  | 1
FALSE | 4A6H6036H1 | 3334 | 7561048 | AMERICAN STANDARD | 4A6H6036H1 | HP | Split System: Heat Pump with Remote Outdoor Unit-Air-Source | 4A6H6036H1 |  | 4TXCC007CC3 | 12.5 | 15 | 9 | Yes | Yes | 2015-05-13 |  | 1
FALSE | 4A6H6036H1 | 3334 | 7561050 | AMERICAN STANDARD | 4A6H6036H1 | HP | Split System: Heat Pump with Remote Outdoor Unit-Air-Source | 4A6H6036H1 |  | 4TXCC007CC3 | 12.5 | 15 | 9 | Yes | Yes | 2015-05-13 |  | 1
FALSE | 4A6H6036H1 | 3334 | 7561051 | AMERICAN STANDARD | 4A6H6036H1 | HP | Split System: Heat Pump with Remote Outdoor Unit-Air-Source | 4A6H6036H1 |  | 4TXCC007CC3 | 12.5 | 15 | 9 | Yes | Yes | 2015-05-13 |  | 1
FALSE | 4A6H6036H1 | 3334 | 7561054 | AMERICAN STANDARD | 4A6H6036H1 | HP | Split System: Heat Pump with Remote Outdoor Unit-Air-Source | 4A6H6036H1 |  | 4TXCC007CC3 | 12.5 | 15 | 9 | Yes | Yes | 2015-05-13 |  | 1
FALSE | 4A6H6036H1 | 3334 | 7561063 | AMERICAN STANDARD | 4A6H6036H1 | HP | Split System: Heat Pump with Remote Outdoor Unit-Air-Source | 4A6H6036H1 |  | 4TXCC007CC3 | 12.5 | 15 | 9 | Yes | Yes | 2015-05-13 |  | 1
FALSE | 4A6H6036H1 | 3334 | 7561065 | AMERICAN STANDARD | 4A6H6036H1 | HP | Split System: Heat Pump with Remote Outdoor Unit-Air-Source | 4A6H6036H1 |  | 4TXCC007CC3 | 12.5 | 15 | 9 | Yes | Yes | 2015-05-13 |  | 1
FALSE | 4A6H6036H1 | 3334 | 7561021 | AMERICAN STANDARD | 4A6H6036H1 | HP | Split System: Heat Pump with Remote Outdoor Unit-Air-Source | 4A6H6036H1 |  | 4TXCC005CC3 | 13 | 16 | 9 | Yes | Yes | 2015-05-13 |  | 2
FALSE | 4A6H6036H1 | 3334 | 7561022 | AMERICAN STANDARD | 4A6H6036H1 | HP | Split System: Heat Pump with Remote Outdoor Unit-Air-Source | 4A6H6036H1 |  | 4TXCC005CC3 | 13 | 15.5 | 9 | Yes | Yes | 2015-05-13 |  | 1
FALSE | 4A6H6036H1 | 3334 | 7560965 | AMERICAN STANDARD | 4A6H6036H1 | HP | Split System: Heat Pump with Remote Outdoor Unit-Air-Source | 4A6H6036H1 |  | 4TXCB004CC3 | 12.5 | 14.5 | 9 | Yes | Yes | 2015-05-13 |  | 0
FALSE | 4A6H6036H1 | 3334 | 7561067 | AMERICAN STANDARD | 4A6H6036H1 | HP | Split System: Heat Pump with Remote Outdoor Unit-Air-Source | 4A6H6036H1 |  | 4TXCC007CC3 | 12.5 | 15 | 9 | Yes | Yes | 2015-05-13 |  | 1
FALSE | 4A6H6036H1 | 3334 | 7561068 | AMERICAN STANDARD | 4A6H6036H1 | HP | Split System: Heat Pump with Remote Outdoor Unit-Air-Source | 4A6H6036H1 |  | 4TXCC007CC3 | 12.5 | 15 | 9 | Yes | Yes | 2015-05-13 |  | 1
FALSE | 4A6H6036H1 | 3334 | 7561069 | AMERICAN STANDARD | 4A6H6036H1 | HP | Split System: Heat Pump with Remote Outdoor Unit-Air-Source | 4A6H6036H1 |  | 4TXCC007CC3 | 12.5 | 15 | 9 | Yes | Yes | 2015-05-13 |  | 1
FALSE | 4A6H6036H1 | 3334 | 7561072 | AMERICAN STANDARD | 4A6H6036H1 | HP | Split System: Heat Pump with Remote Outdoor Unit-Air-Source | 4A6H6036H1 |  | 4TXCC007CC3 | 12.5 | 15 | 9 | Yes | Yes | 2015-05-13 |  | 1
FALSE | 4A6H6036H1 | 3334 | 7561075 | AMERICAN STANDARD | 4A6H6036H1 | HP | Split System: Heat Pump with Remote Outdoor Unit-Air-Source | 4A6H6036H1 |  | 4TXCC007CC3 | 13 | 15.5 | 9 | Yes | Yes | 2015-05-13 |  | 1
FALSE | 4A6H6036H1 | 3334 | 7561076 | AMERICAN STANDARD | 4A6H6036H1 | HP | Split System: Heat Pump with Remote Outdoor Unit-Air-Source | 4A6H6036H1 |  | 4TXCC007CC3 | 13 | 15.5 | 9 | Yes | Yes | 2015-05-13 |  | 1
FALSE | 4A6H6036H1 | 3334 | 7561077 | AMERICAN STANDARD | 4A6H6036H1 | HP | Split System: Heat Pump with Remote Outdoor Unit-Air-Source | 4A6H6036H1 |  | 4TXCC007CC3 | 13 | 15.5 | 9 | Yes | Yes | 2015-05-13 |  | 1
FALSE | 4A6H6024H1 | 3332 | 7559984 | AMERICAN STANDARD | 4A6H6024H1 | HP | Split System: Heat Pump with Remote Outdoor Unit-Air-Source | 4A6H6024H1 |  | 4TXCB003CC3 | 12.5 | 15.5 | 9 | Yes | Yes | 2015-05-13 |  | 1
FALSE | 4A6H6024H1 | 3332 | 7559991 | AMERICAN STANDARD | 4A6H6024H1 | HP | Split System: Heat Pump with Remote Outdoor Unit-Air-Source | 4A6H6024H1 |  | 4TXCB003CC3 | 13 | 15.5 | 9 | Yes | Yes | 2015-05-13 |  | 1
FALSE | 4A6H6024H1 | 3332 | 7559994 | AMERICAN STANDARD | 4A6H6024H1 | HP | Split System: Heat Pump with Remote Outdoor Unit-Air-Source | 4A6H6024H1 |  | 4TXCB003CC3 | 13 | 15.5 | 9 | Yes | Yes | 2015-05-13 |  | 1
FALSE | 4A6H6024H1 | 3332 | 7559996 | AMERICAN STANDARD | 4A6H6024H1 | HP | Split System: Heat Pump with Remote Outdoor Unit-Air-Source | 4A6H6024H1 |  | 4TXCB003CC3 | 13 | 15.5 | 9 | Yes | Yes | 2015-05-13 |  | 1
FALSE | 4A6H6024H1 | 3332 | 7559966 | AMERICAN STANDARD | 4A6H6024H1 | HP | Split System: Heat Pump with Remote Outdoor Unit-Air-Source | 4A6H6024H1 |  | 4TXCB003CC3 | 12.5 | 15.5 | 9 | Yes | Yes | 2015-05-13 |  | 1
FALSE | 4A6H6024H1 | 3332 | 7559968 | AMERICAN STANDARD | 4A6H6024H1 | HP | Split System: Heat Pump with Remote Outdoor Unit-Air-Source | 4A6H6024H1 |  | 4TXCB003CC3 | 12.5 | 15.5 | 9 | Yes | Yes | 2015-05-13 |  | 1
FALSE | 4A6H6024H1 | 3332 | 7559969 | AMERICAN STANDARD | 4A6H6024H1 | HP | Split System: Heat Pump with Remote Outdoor Unit-Air-Source | 4A6H6024H1 |  | 4TXCB003CC3 | 13 | 15.5 | 9 | Yes | Yes | 2015-05-13 |  | 1
FALSE | 4A6H6030H1 | 3333 | 7560099 | AMERICAN STANDARD | 4A6H6030H1 | HP | Split System: Heat Pump with Remote Outdoor Unit-Air-Source | 4A6H6030H1 |  | 4NXCC005AS3 | 13 | 15.5 | 8.5 | Yes | Yes | 2015-05-13 |  | 1
FALSE | 4A6H6030H1 | 3333 | 7560293 | AMERICAN STANDARD | 4A6H6030H1 | HP | Split System: Heat Pump with Remote Outdoor Unit-Air-Source | 4A6H6030H1 |  | 4TXCC005CC3 | 12.5 | 16 | 9 | Yes | Yes | 2015-05-13 |  | 1
FALSE | 4A6H6024H1 | 3332 | 7559971 | AMERICAN STANDARD | 4A6H6024H1 | HP | Split System: Heat Pump with Remote Outdoor Unit-Air-Source | 4A6H6024H1 |  | 4TXCB003CC3 | 12.5 | 16 | 9 | Yes | Yes | 2015-05-13 |  | 1
FALSE | 4A6H6024H1 | 3332 | 7559972 | AMERICAN STANDARD | 4A6H6024H1 | HP | Split System: Heat Pump with Remote Outdoor Unit-Air-Source | 4A6H6024H1 |  | 4TXCB003CC3 | 12.5 | 15 | 9 | Yes | Yes | 2015-05-13 |  | 1
FALSE | 4A6H6024H1 | 3332 | 7560026 | AMERICAN STANDARD | 4A6H6024H1 | HP | Split System: Heat Pump with Remote Outdoor Unit-Air-Source | 4A6H6024H1 |  | 4TXCB004CC3 | 12.5 | 16 | 9 | Yes | Yes | 2015-05-13 |  | 1
FALSE | 4A6H6024H1 | 3332 | 7559999 | AMERICAN STANDARD | 4A6H6024H1 | HP | Split System: Heat Pump with Remote Outdoor Unit-Air-Source | 4A6H6024H1 |  | 4TXCB004CC3 | 12.5 | 16 | 9 | Yes | Yes | 2015-05-13 |  | 1
FALSE | 4A6H6024H1 | 3332 | 7560002 | AMERICAN STANDARD | 4A6H6024H1 | HP | Split System: Heat Pump with Remote Outdoor Unit-Air-Source | 4A6H6024H1 |  | 4TXCB004CC3 | 12.5 | 16 | 9 | Yes | Yes | 2015-05-13 |  | 1
FALSE | 4A6H6024H1 | 3332 | 7560005 | AMERICAN STANDARD | 4A6H6024H1 | HP | Split System: Heat Pump with Remote Outdoor Unit-Air-Source | 4A6H6024H1 |  | 4TXCB004CC3 | 13 | 16 | 9 | Yes | Yes | 2015-05-13 |  | 2
FALSE | 4A6H6024H1 | 3332 | 7560009 | AMERICAN STANDARD | 4A6H6024H1 | HP | Split System: Heat Pump with Remote Outdoor Unit-Air-Source | 4A6H6024H1 |  | 4TXCB004CC3 | 13 | 16 | 9 | Yes | Yes | 2015-05-13 |  | 2
FALSE | 4A6H6030H1 | 3333 | 7560215 | AMERICAN STANDARD | 4A6H6030H1 | HP | Split System: Heat Pump with Remote Outdoor Unit-Air-Source | 4A6H6030H1 |  | 4TXCB004CC3 | 13 | 15.5 | 9 | Yes | Yes | 2015-05-13 |  | 1
FALSE | 4A6H6030H1 | 3333 | 7560254 | AMERICAN STANDARD | 4A6H6030H1 | HP | Split System: Heat Pump with Remote Outdoor Unit-Air-Source | 4A6H6030H1 |  | 4TXCC005CC3 | 13 | 16 | 9.5 | Yes | Yes | 2015-05-13 |  | 2
FALSE | 4A6H6030H1 | 3333 | 7560258 | AMERICAN STANDARD | 4A6H6030H1 | HP | Split System: Heat Pump with Remote Outdoor Unit-Air-Source | 4A6H6030H1 |  | 4TXCC005CC3 | 13 | 16 | 9 | Yes | Yes | 2015-05-13 |  | 2
FALSE | 4A6H6030H1 | 3333 | 7560260 | AMERICAN STANDARD | 4A6H6030H1 | HP | Split System: Heat Pump with Remote Outdoor Unit-Air-Source | 4A6H6030H1 |  | 4TXCC005CC3 | 13 | 16 | 9 | Yes | Yes | 2015-05-13 |  | 2
FALSE | 4A6H6030H1 | 3333 | 7560261 | AMERICAN STANDARD | 4A6H6030H1 | HP | Split System: Heat Pump with Remote Outdoor Unit-Air-Source | 4A6H6030H1 |  | 4TXCC005CC3 | 13 | 16 | 9 | Yes | Yes | 2015-05-13 |  | 2
FALSE | 4A6H6030H1 | 3333 | 7560264 | AMERICAN STANDARD | 4A6H6030H1 | HP | Split System: Heat Pump with Remote Outdoor Unit-Air-Source | 4A6H6030H1 |  | 4TXCC005CC3 | 13 | 16 | 9 | Yes | Yes | 2015-05-13 |  | 2
FALSE | 4A6H6030H1 | 3333 | 7560265 | AMERICAN STANDARD | 4A6H6030H1 | HP | Split System: Heat Pump with Remote Outdoor Unit-Air-Source | 4A6H6030H1 |  | 4TXCC005CC3 | 12.5 | 16 | 9 | Yes | Yes | 2015-05-13 |  | 1
FALSE | 4A6H6030H1 | 3333 | 7560267 | AMERICAN STANDARD | 4A6H6030H1 | HP | Split System: Heat Pump with Remote Outdoor Unit-Air-Source | 4A6H6030H1 |  | 4TXCC005CC3 | 12.5 | 16 | 9 | Yes | Yes | 2015-05-13 |  | 1
FALSE | 4A6H6060H1 | 3337 | 7561911 | AMERICAN STANDARD | 4A6H6060H1 | HP | Split System: Heat Pump with Remote Outdoor Unit-Air-Source | 4A6H6060H1 |  | 4TXFH063CZ3 | 12.5 | 15 | 8.5 | Yes | Yes | 2015-05-13 |  | 1
FALSE | 4A6H6060H1 | 3337 | 7561912 | AMERICAN STANDARD | 4A6H6060H1 | HP | Split System: Heat Pump with Remote Outdoor Unit-Air-Source | 4A6H6060H1 |  | 4TXFH063CZ3 | 12.5 | 15 | 8.5 | Yes | Yes | 2015-05-13 |  | 1
FALSE | 4A6H6042H1 | 3335 | 7561121 | AMERICAN STANDARD | 4A6H6042H1 | HP | Split System: Heat Pump with Remote Outdoor Unit-Air-Source | 4A6H6042H1 |  | 4NXCC008AS3 | 13 | 15.5 | 8.5 | Yes | Yes | 2015-05-13 |  | 1
FALSE | 4A6H6036H1 | 3334 | 7560521 | AMERICAN STANDARD | 4A6H6036H1 | HP | Split System: Heat Pump with Remote Outdoor Unit-Air-Source | 4A6H6036H1 |  | 4NXCC008AS3 | 12.5 | 15 | 8.2 | Yes | Yes | 2015-05-13 |  | Below V5.0 Req.
FALSE | 4A6H6030H1 | 3333 | 7560205 | AMERICAN STANDARD | 4A6H6030H1 | HP | Split System: Heat Pump with Remote Outdoor Unit-Air-Source | 4A6H6030H1 |  | 4TXCB004CC3 | 13 | 16 | 9 | Yes | Yes | 2015-05-13 |  | 2
FALSE | 4A6H6036H1 | 3334 | 7560936 | AMERICAN STANDARD | 4A6H6036H1 | HP | Split System: Heat Pump with Remote Outdoor Unit-Air-Source | 4A6H6036H1 |  | 4TXCB004CC3 | 12.5 | 15 | 9 | Yes | Yes | 2015-05-13 |  | 1
FALSE | 4A6H6036H1 | 3334 | 7560937 | AMERICAN STANDARD | 4A6H6036H1 | HP | Split System: Heat Pump with Remote Outdoor Unit-Air-Source | 4A6H6036H1 |  | 4TXCB004CC3 | 12.5 | 15 | 9 | Yes | Yes | 2015-05-13 |  | 1
FALSE | 4A6H6036H1 | 3334 | 7560962 | AMERICAN STANDARD | 4A6H6036H1 | HP | Split System: Heat Pump with Remote Outdoor Unit-Air-Source | 4A6H6036H1 |  | 4TXCB004CC3 | 13 | 15.5 | 9 | Yes | Yes | 2015-05-13 |  | 1
FALSE | 4A6H6036H1 | 3334 | 7560530 | AMERICAN STANDARD | 4A6H6036H1 | HP | Split System: Heat Pump with Remote Outdoor Unit-Air-Source | 4A6H6036H1 |  | 4NXCC008AS3 | 12.5 | 15 | 8.2 | Yes | Yes | 2015-05-13 |  | Below V5.0 Req.
FALSE | 4A6H6036H1 | 3334 | 7560531 | AMERICAN STANDARD | 4A6H6036H1 | HP | Split System: Heat Pump with Remote Outdoor Unit-Air-Source | 4A6H6036H1 |  | 4NXCC008AS3 | 12 | 14.5 | 8.2 | Yes | Yes | 2015-05-13 |  | Below V5.0 Req.
FALSE | 4A6H6036H1 | 3334 | 7560533 | AMERICAN STANDARD | 4A6H6036H1 | HP | Split System: Heat Pump with Remote Outdoor Unit-Air-Source | 4A6H6036H1 |  | 4NXCC008AS3 | 13 | 15.5 | 8.5 | Yes | Yes | 2015-05-13 |  | 1
FALSE | 4A6H6036H1 | 3334 | 7560536 | AMERICAN STANDARD | 4A6H6036H1 | HP | Split System: Heat Pump with Remote Outdoor Unit-Air-Source | 4A6H6036H1 |  | 4NXCC008AS3 | 13 | 15.5 | 8.5 | Yes | Yes | 2015-05-13 |  | 1
FALSE | 4A6H6036H1 | 3334 | 7560539 | AMERICAN STANDARD | 4A6H6036H1 | HP | Split System: Heat Pump with Remote Outdoor Unit-Air-Source | 4A6H6036H1 |  | 4NXCC008AS3 | 13 | 15.5 | 8.5 | Yes | Yes | 2015-05-13 |  | 1
FALSE | 4A6H6036H1 | 3334 | 7560957 | AMERICAN STANDARD | 4A6H6036H1 | HP | Split System: Heat Pump with Remote Outdoor Unit-Air-Source | 4A6H6036H1 |  | 4TXCB004CC3 | 12.5 | 15 | 9 | Yes | Yes | 2015-05-13 |  | 1
FALSE | 4A6H6036H1 | 3334 | 7560516 | AMERICAN STANDARD | 4A6H6036H1 | HP | Split System: Heat Pump with Remote Outdoor Unit-Air-Source | 4A6H6036H1 |  | 4NXCC005AS3 | 13 | 15.5 | 9 | Yes | Yes | 2015-05-13 |  | 1
FALSE | 4A6H6036H1 | 3334 | 7561080 | AMERICAN STANDARD | 4A6H6036H1 | HP | Split System: Heat Pump with Remote Outdoor Unit-Air-Source | 4A6H6036H1 |  | 4TXFH036CZ3 | 13 | 16 | 9 | Yes | Yes | 2015-05-13 |  | 2
FALSE | 4A6H6030H1 | 3333 | 7560419 | AMERICAN STANDARD | 4A6H6030H1 | HP | Split System: Heat Pump with Remote Outdoor Unit-Air-Source | 4A6H6030H1 |  | 4TXCC008CC3 | 13 | 16 | 9 | Yes | Yes | 2015-05-13 |  | 2
FALSE | 4A6H6030H1 | 3333 | 7560416 | AMERICAN STANDARD | 4A6H6030H1 | HP | Split System: Heat Pump with Remote Outdoor Unit-Air-Source | 4A6H6030H1 |  | 4TXCC008CC3 | 13 | 16 | 9 | Yes | Yes | 2015-05-13 |  | 2
FALSE | 4A6H6030H1 | 3333 | 7560415 | AMERICAN STANDARD | 4A6H6030H1 | HP | Split System: Heat Pump with Remote Outdoor Unit-Air-Source | 4A6H6030H1 |  | 4TXCC008CC3 | 13 | 16 | 9 | Yes | Yes | 2015-05-13 |  | 2
FALSE | 4A6H6030H1 | 3333 | 7560412 | AMERICAN STANDARD | 4A6H6030H1 | HP | Split System: Heat Pump with Remote Outdoor Unit-Air-Source | 4A6H6030H1 |  | 4TXCC008CC3 | 13 | 16 | 9 | Yes | Yes | 2015-05-13 |  | 2
FALSE | 4A6H6030H1 | 3333 | 7560411 | AMERICAN STANDARD | 4A6H6030H1 | HP | Split System: Heat Pump with Remote Outdoor Unit-Air-Source | 4A6H6030H1 |  | 4TXCC008CC3 | 13 | 16 | 9 | Yes | Yes | 2015-05-13 |  | 2
FALSE | 4A6H6030H1 | 3333 | 7560408 | AMERICAN STANDARD | 4A6H6030H1 | HP | Split System: Heat Pump with Remote Outdoor Unit-Air-Source | 4A6H6030H1 |  | 4TXCC008CC3 | 13 | 16 | 9 | Yes | Yes | 2015-05-13 |  | 2
FALSE | 4A6H6030H1 | 3333 | 7560403 | AMERICAN STANDARD | 4A6H6030H1 | HP | Split System: Heat Pump with Remote Outdoor Unit-Air-Source | 4A6H6030H1 |  | 4TXCC008CC3 | 12.5 | 16 | 9 | Yes | Yes | 2015-05-13 |  | 1
FALSE | 4A6H6030H1 | 3333 | 7560400 | AMERICAN STANDARD | 4A6H6030H1 | HP | Split System: Heat Pump with Remote Outdoor Unit-Air-Source | 4A6H6030H1 |  | 4TXCC007CC3 | 13 | 16 | 9 | Yes | Yes | 2015-05-13 |  | 2
FALSE | 4A6H6030H1 | 3333 | 7560402 | AMERICAN STANDARD | 4A6H6030H1 | HP | Split System: Heat Pump with Remote Outdoor Unit-Air-Source | 4A6H6030H1 |  | 4TXCC007CC3 | 13 | 15.5 | 8.5 | Yes | Yes | 2015-05-13 |  | 1
FALSE | 4A6H6030H1 | 3333 | 7560338 | AMERICAN STANDARD | 4A6H6030H1 | HP | Split System: Heat Pump with Remote Outdoor Unit-Air-Source | 4A6H6030H1 |  | 4TXCC007CC3 | 12.5 | 15.5 | 9 | Yes | Yes | 2015-05-13 |  | 1
FALSE | 4A6H6030H1 | 3333 | 7560339 | AMERICAN STANDARD | 4A6H6030H1 | HP | Split System: Heat Pump with Remote Outdoor Unit-Air-Source | 4A6H6030H1 |  | 4TXCC007CC3 | 12.5 | 16 | 9 | Yes | Yes | 2015-05-13 |  | 1
FALSE | 4A6H6030H1 | 3333 | 7560340 | AMERICAN STANDARD | 4A6H6030H1 | HP | Split System: Heat Pump with Remote Outdoor Unit-Air-Source | 4A6H6030H1 |  | 4TXCC007CC3 | 13 | 16 | 9 | Yes | Yes | 2015-05-13 |  | 2
FALSE | 4A6H6030H1 | 3333 | 7560342 | AMERICAN STANDARD | 4A6H6030H1 | HP | Split System: Heat Pump with Remote Outdoor Unit-Air-Source | 4A6H6030H1 |  | 4TXCC007CC3 | 13 | 16 | 9 | Yes | Yes | 2015-05-13 |  | 2
FALSE | 4A6H6048H1 | 3336 | 7561628 | AMERICAN STANDARD | 4A6H6048H1 | HP | Split System: Heat Pump with Remote Outdoor Unit-Air-Source | 4A6H6048H1 |  | 4TXCD009CC3 | 13 | 15.5 | 8.5 | Yes | Yes | 2015-05-13 |  | 1
FALSE | 4A6H6048H1 | 3336 | 7561629 | AMERICAN STANDARD | 4A6H6048H1 | HP | Split System: Heat Pump with Remote Outdoor Unit-Air-Source | 4A6H6048H1 |  | 4TXCD009CC3 | 12.5 | 15 | 8.5 | Yes | Yes | 2015-05-13 |  | 1
FALSE | 4A6H6048H1 | 3336 | 7561631 | AMERICAN STANDARD | 4A6H6048H1 | HP | Split System: Heat Pump with Remote Outdoor Unit-Air-Source | 4A6H6048H1 |  | 4TXCD009CC3 | 12.5 | 15.5 | 8.5 | Yes | Yes | 2015-05-13 |  | 1
FALSE | 4A6H6048H1 | 3336 | 7561632 | AMERICAN STANDARD | 4A6H6048H1 | HP | Split System: Heat Pump with Remote Outdoor Unit-Air-Source | 4A6H6048H1 |  | 4TXCD009CC3 | 12.5 | 15.5 | 8.5 | Yes | Yes | 2015-05-13 |  | 1
FALSE | 4A6H6048H1 | 3336 | 7561633 | AMERICAN STANDARD | 4A6H6048H1 | HP | Split System: Heat Pump with Remote Outdoor Unit-Air-Source | 4A6H6048H1 |  | 4TXCD009CC3 | 12.5 | 15 | 8.5 | Yes | Yes | 2015-05-13 |  | 1
FALSE | 4A6H6042H1 | 3335 | 7561403 | AMERICAN STANDARD | 4A6H6042H1 | HP | Split System: Heat Pump with Remote Outdoor Unit-Air-Source | 4A6H6042H1 |  | GAM5B0B36M31 | 12.5 | 15 | 8.2 | Yes | Yes | 2015-05-13 |  | Below V5.0 Req.
FALSE | 4A6H6042H1 | 3335 | 7561404 | AMERICAN STANDARD | 4A6H6042H1 | HP | Split System: Heat Pump with Remote Outdoor Unit-Air-Source | 4A6H6042H1 |  | GAM5B0C42M31 | 12.5 | 16 | 9 | Yes | Yes | 2015-05-13 |  | 1
FALSE | 4A6H6042H1 | 3335 | 7561114 | AMERICAN STANDARD | 4A6H6042H1 | HP | Split System: Heat Pump with Remote Outdoor Unit-Air-Source | 4A6H6042H1 |  | *AM4A0B42S31+TDR | 12 | 15 | 8.5 | Yes | Yes | 2015-05-13 |  | 0
FALSE | 4A6H6042H1 | 3335 | 7561115 | AMERICAN STANDARD | 4A6H6042H1 | HP | Split System: Heat Pump with Remote Outdoor Unit-Air-Source | 4A6H6042H1 |  | *AM7A0C36H31 | 13 | 16 | 9 | Yes | Yes | 2015-05-13 |  | 2
FALSE | 4A6H6042H1 | 3335 | 7561116 | AMERICAN STANDARD | 4A6H6042H1 | HP | Split System: Heat Pump with Remote Outdoor Unit-Air-Source | 4A6H6042H1 |  | *AM7A0C42H31 | 13 | 16 | 8.5 | Yes | Yes | 2015-05-13 |  | 1
FALSE | 4A6H6042H1 | 3335 | 7561117 | AMERICAN STANDARD | 4A6H6042H1 | HP | Split System: Heat Pump with Remote Outdoor Unit-Air-Source | 4A6H6042H1 |  | *AM7A0C48H41 | 13 | 16 | 9.6 | Yes | Yes | 2015-05-13 |  | 2
FALSE | 4A6H6036H1 | 3334 | 7560472 | AMERICAN STANDARD | 4A6H6036H1 | HP | Split System: Heat Pump with Remote Outdoor Unit-Air-Source | 4A6H6036H1 |  | *AM7A0C42H31 | 13 | 16 | 9 | Yes | Yes | 2015-05-13 |  | 2
FALSE | 4A6H6042H1 | 3335 | 7561402 | AMERICAN STANDARD | 4A6H6042H1 | HP | Split System: Heat Pump with Remote Outdoor Unit-Air-Source | 4A6H6042H1 |  | GAM2A0B42S31+TDR | 12 | 15 | 8.5 | Yes | Yes | 2015-05-13 |  | 0
FALSE | 4A6H6048H1 | 3336 | 7561637 | AMERICAN STANDARD | 4A6H6048H1 | HP | Split System: Heat Pump with Remote Outdoor Unit-Air-Source | 4A6H6048H1 |  | 4TXCD009CC3 | 12.5 | 15 | 8.2 | Yes | Yes | 2015-05-13 |  | Below V5.0 Req.
FALSE | 4A6H6048H1 | 3336 | 7561638 | AMERICAN STANDARD | 4A6H6048H1 | HP | Split System: Heat Pump with Remote Outdoor Unit-Air-Source | 4A6H6048H1 |  | 4TXCD009CC3 | 12.5 | 15.5 | 8.5 | Yes | Yes | 2015-05-13 |  | 1
FALSE | 4A6H6048H1 | 3336 | 7561608 | AMERICAN STANDARD | 4A6H6048H1 | HP | Split System: Heat Pump with Remote Outdoor Unit-Air-Source | 4A6H6048H1 |  | 4TXCD009CC3 | 13 | 15.5 | 8.5 | Yes | Yes | 2015-05-13 |  | 1
FALSE | 4A6H6048H1 | 3336 | 7561609 | AMERICAN STANDARD | 4A6H6048H1 | HP | Split System: Heat Pump with Remote Outdoor Unit-Air-Source | 4A6H6048H1 |  | 4TXCD009CC3 | 13 | 15.5 | 8.5 | Yes | Yes | 2015-05-13 |  | 1
FALSE | 4A6H6048H1 | 3336 | 7561610 | AMERICAN STANDARD | 4A6H6048H1 | HP | Split System: Heat Pump with Remote Outdoor Unit-Air-Source | 4A6H6048H1 |  | 4TXCD009CC3 | 13 | 15.5 | 8.5 | Yes | Yes | 2015-05-13 |  | 1
FALSE | 4A6H6048H1 | 3336 | 7561613 | AMERICAN STANDARD | 4A6H6048H1 | HP | Split System: Heat Pump with Remote Outdoor Unit-Air-Source | 4A6H6048H1 |  | 4TXCD009CC3 | 13 | 15.5 | 8.5 | Yes | Yes | 2015-05-13 |  | 1
FALSE | 4A6H6048H1 | 3336 | 7561614 | AMERICAN STANDARD | 4A6H6048H1 | HP | Split System: Heat Pump with Remote Outdoor Unit-Air-Source | 4A6H6048H1 |  | 4TXCD009CC3 | 13 | 15.5 | 8.5 | Yes | Yes | 2015-05-13 |  | 1
FALSE | 4A6H6042H1 | 3335 | 7561361 | AMERICAN STANDARD | 4A6H6042H1 | HP | Split System: Heat Pump with Remote Outdoor Unit-Air-Source | 4A6H6042H1 |  | 4TXFH054CC3 | 13 | 16 | 8.5 | Yes | Yes | 2015-05-13 |  | 1
FALSE | 4A6H6042H1 | 3335 | 7561363 | AMERICAN STANDARD | 4A6H6042H1 | HP | Split System: Heat Pump with Remote Outdoor Unit-Air-Source | 4A6H6042H1 |  | 4TXFH054CC3 | 13 | 16 | 8.5 | Yes | Yes | 2015-05-13 |  | 1
FALSE | 4A6H6042H1 | 3335 | 7561367 | AMERICAN STANDARD | 4A6H6042H1 | HP | Split System: Heat Pump with Remote Outdoor Unit-Air-Source | 4A6H6042H1 |  | 4TXFH054CC3 | 13 | 16 | 8.5 | Yes | Yes | 2015-05-13 |  | 1
FALSE | 4A6H6042H1 | 3335 | 7561368 | AMERICAN STANDARD | 4A6H6042H1 | HP | Split System: Heat Pump with Remote Outdoor Unit-Air-Source | 4A6H6042H1 |  | 4TXFH054CC3 | 13 | 16 | 8.5 | Yes | Yes | 2015-05-13 |  | 1
FALSE | 4A6H6042H1 | 3335 | 7561371 | AMERICAN STANDARD | 4A6H6042H1 | HP | Split System: Heat Pump with Remote Outdoor Unit-Air-Source | 4A6H6042H1 |  | 4TXFH054CC3 | 13 | 16 | 8.5 | Yes | Yes | 2015-05-13 |  | 1
FALSE | 4A6H6042H1 | 3335 | 7561373 | AMERICAN STANDARD | 4A6H6042H1 | HP | Split System: Heat Pump with Remote Outdoor Unit-Air-Source | 4A6H6042H1 |  | 4TXFH054CC3 | 13 | 16 | 8.5 | Yes | Yes | 2015-05-13 |  | 1
FALSE | 4A6H6024H1 | 3332 | 7560020 | AMERICAN STANDARD | 4A6H6024H1 | HP | Split System: Heat Pump with Remote Outdoor Unit-Air-Source | 4A6H6024H1 |  | 4TXCB004CC3 | 13 | 15.5 | 8.5 | Yes | Yes | 2015-05-13 |  | 1
FALSE | 4A6H6024H1 | 3332 | 7560021 | AMERICAN STANDARD | 4A6H6024H1 | HP | Split System: Heat Pump with Remote Outdoor Unit-Air-Source | 4A6H6024H1 |  | 4TXCB004CC3 | 13 | 15.5 | 8.5 | Yes | Yes | 2015-05-13 |  | 1
FALSE | 4A6H6024H1 | 3332 | 7560029 | AMERICAN STANDARD | 4A6H6024H1 | HP | Split System: Heat Pump with Remote Outdoor Unit-Air-Source | 4A6H6024H1 |  | 4TXCC005CC3 | 12.5 | 16 | 9 | Yes | Yes | 2015-05-13 |  | 1
FALSE | 4A6H6024H1 | 3332 | 7559846 | AMERICAN STANDARD | 4A6H6024H1 | HP | Split System: Heat Pump with Remote Outdoor Unit-Air-Source | 4A6H6024H1 |  | 4NXCC005AS3 | 13 | 16 | 9 | Yes | Yes | 2015-05-13 |  | 2
FALSE | 4A6H6030H1 | 3333 | 7560347 | AMERICAN STANDARD | 4A6H6030H1 | HP | Split System: Heat Pump with Remote Outdoor Unit-Air-Source | 4A6H6030H1 |  | 4TXCC007CC3 | 13 | 16 | 9 | Yes | Yes | 2015-05-13 |  | 2
FALSE | 4A6H6030H1 | 3333 | 7560348 | AMERICAN STANDARD | 4A6H6030H1 | HP | Split System: Heat Pump with Remote Outdoor Unit-Air-Source | 4A6H6030H1 |  | 4TXCC007CC3 | 13 | 16 | 9.5 | Yes | Yes | 2015-05-13 |  | 2
FALSE | 4A6H6048H1 | 3336 | 7561618 | AMERICAN STANDARD | 4A6H6048H1 | HP | Split System: Heat Pump with Remote Outdoor Unit-Air-Source | 4A6H6048H1 |  | 4TXCD009CC3 | 13 | 15.5 | 8.5 | Yes | Yes | 2015-05-13 |  | 1
FALSE | 4A6H6048H1 | 3336 | 7561677 | AMERICAN STANDARD | 4A6H6048H1 | HP | Split System: Heat Pump with Remote Outdoor Unit-Air-Source | 4A6H6048H1 |  | 4TXCD010CC3 | 12 | 14.5 | 8.5 | Yes | Yes | 2015-05-13 |  | 0
FALSE | 4A6H6048H1 | 3336 | 7561681 | AMERICAN STANDARD | 4A6H6048H1 | HP | Split System: Heat Pump with Remote Outdoor Unit-Air-Source | 4A6H6048H1 |  | 4TXCD010CC3 | 12.5 | 14.5 | 8.5 | Yes | Yes | 2015-05-13 |  | 0
FALSE | 4A6H6042H1 | 3335 | 7561375 | AMERICAN STANDARD | 4A6H6042H1 | HP | Split System: Heat Pump with Remote Outdoor Unit-Air-Source | 4A6H6042H1 |  | 4TXFH054CC3 | 13 | 16 | 8.5 | Yes | Yes | 2015-05-13 |  | 1
FALSE | 4A6H6042H1 | 3335 | 7561376 | AMERICAN STANDARD | 4A6H6042H1 | HP | Split System: Heat Pump with Remote Outdoor Unit-Air-Source | 4A6H6042H1 |  | 4TXFH054CC3 | 13 | 16 | 8.5 | Yes | Yes | 2015-05-13 |  | 1
FALSE | 4A6H6042H1 | 3335 | 7561378 | AMERICAN STANDARD | 4A6H6042H1 | HP | Split System: Heat Pump with Remote Outdoor Unit-Air-Source | 4A6H6042H1 |  | 4TXFH054CC3 | 13 | 16 | 8.5 | Yes | Yes | 2015-05-13 |  | 1
FALSE | 4A6H6024H1 | 3332 | 7559979 | AMERICAN STANDARD | 4A6H6024H1 | HP | Split System: Heat Pump with Remote Outdoor Unit-Air-Source | 4A6H6024H1 |  | 4TXCB003CC3 | 12.5 | 16 | 9 | Yes | Yes | 2015-05-13 |  | 1
FALSE | 4A6H6030H1 | 3333 | 7560362 | AMERICAN STANDARD | 4A6H6030H1 | HP | Split System: Heat Pump with Remote Outdoor Unit-Air-Source | 4A6H6030H1 |  | 4TXCC007CC3 | 13 | 16 | 9 | Yes | Yes | 2015-05-13 |  | 2
FALSE | 4A6H6030H1 | 3333 | 7560363 | AMERICAN STANDARD | 4A6H6030H1 | HP | Split System: Heat Pump with Remote Outdoor Unit-Air-Source | 4A6H6030H1 |  | 4TXCC007CC3 | 13 | 16 | 9 | Yes | Yes | 2015-05-13 |  | 2
FALSE | 4A6H6030H1 | 3333 | 7560366 | AMERICAN STANDARD | 4A6H6030H1 | HP | Split System: Heat Pump with Remote Outdoor Unit-Air-Source | 4A6H6030H1 |  | 4TXCC007CC3 | 12.5 | 16 | 9 | Yes | Yes | 2015-05-13 |  | 1
FALSE | 4A6H6030H1 | 3333 | 7560369 | AMERICAN STANDARD | 4A6H6030H1 | HP | Split System: Heat Pump with Remote Outdoor Unit-Air-Source | 4A6H6030H1 |  | 4TXCC007CC3 | 12.5 | 16 | 9 | Yes | Yes | 2015-05-13 |  | 1
FALSE | 4A6H6030H1 | 3333 | 7560329 | AMERICAN STANDARD | 4A6H6030H1 | HP | Split System: Heat Pump with Remote Outdoor Unit-Air-Source | 4A6H6030H1 |  | 4TXCC007CC3 | 12.5 | 16 | 9 | Yes | Yes | 2015-05-13 |  | 1
FALSE | 4A6H6042H1 | 3335 | 7561309 | AMERICAN STANDARD | 4A6H6042H1 | HP | Split System: Heat Pump with Remote Outdoor Unit-Air-Source | 4A6H6042H1 |  | 4TXCC008CC3 | 12.5 | 16 | 9 | Yes | Yes | 2015-05-13 |  | 1
FALSE | 4A6H6030H1 | 3333 | 7560332 | AMERICAN STANDARD | 4A6H6030H1 | HP | Split System: Heat Pump with Remote Outdoor Unit-Air-Source | 4A6H6030H1 |  | 4TXCC007CC3 | 12.5 | 16 | 9 | Yes | Yes | 2015-05-13 |  | 1
FALSE | 4A6H6036H1 | 3334 | 7560949 | AMERICAN STANDARD | 4A6H6036H1 | HP | Split System: Heat Pump with Remote Outdoor Unit-Air-Source | 4A6H6036H1 |  | 4TXCB004CC3 | 12 | 14.5 | 9 | Yes | Yes | 2015-05-13 |  | 0
FALSE | 4A6H6036H1 | 3334 | 7560951 | AMERICAN STANDARD | 4A6H6036H1 | HP | Split System: Heat Pump with Remote Outdoor Unit-Air-Source | 4A6H6036H1 |  | 4TXCB004CC3 | 12.5 | 15 | 9 | Yes | Yes | 2015-05-13 |  | 1
FALSE | 4A6H6036H1 | 3334 | 7560955 | AMERICAN STANDARD | 4A6H6036H1 | HP | Split System: Heat Pump with Remote Outdoor Unit-Air-Source | 4A6H6036H1 |  | 4TXCB004CC3 | 12.5 | 15 | 9 | Yes | Yes | 2015-05-13 |  | 1
FALSE | 4A6H6036H1 | 3334 | 7561019 | AMERICAN STANDARD | 4A6H6036H1 | HP | Split System: Heat Pump with Remote Outdoor Unit-Air-Source | 4A6H6036H1 |  | 4TXCC005CC3 | 12.5 | 15 | 9 | Yes | Yes | 2015-05-13 |  | 1
FALSE | 4A6H6036H1 | 3334 | 7561020 | AMERICAN STANDARD | 4A6H6036H1 | HP | Split System: Heat Pump with Remote Outdoor Unit-Air-Source | 4A6H6036H1 |  | 4TXCC005CC3 | 12.5 | 15 | 9 | Yes | Yes | 2015-05-13 |  | 1
FALSE | 4A6H6030H1 | 3333 | 7560273 | AMERICAN STANDARD | 4A6H6030H1 | HP | Split System: Heat Pump with Remote Outdoor Unit-Air-Source | 4A6H6030H1 |  | 4TXCC005CC3 | 13 | 16 | 9 | Yes | Yes | 2015-05-13 |  | 2
FALSE | 4A6H6030H1 | 3333 | 7560274 | AMERICAN STANDARD | 4A6H6030H1 | HP | Split System: Heat Pump with Remote Outdoor Unit-Air-Source | 4A6H6030H1 |  | 4TXCC005CC3 | 12.5 | 16 | 9 | Yes | Yes | 2015-05-13 |  | 1
FALSE | 4A6H6030H1 | 3333 | 7560276 | AMERICAN STANDARD | 4A6H6030H1 | HP | Split System: Heat Pump with Remote Outdoor Unit-Air-Source | 4A6H6030H1 |  | 4TXCC005CC3 | 13 | 16 | 9 | Yes | Yes | 2015-05-13 |  | 2
FALSE | 4A6H6036H1 | 3334 | 7561034 | AMERICAN STANDARD | 4A6H6036H1 | HP | Split System: Heat Pump with Remote Outdoor Unit-Air-Source | 4A6H6036H1 |  | 4TXCC007CC3 | 12.5 | 15 | 9 | Yes | Yes | 2015-05-13 |  | 1
FALSE | 4A6H6036H1 | 3334 | 7561036 | AMERICAN STANDARD | 4A6H6036H1 | HP | Split System: Heat Pump with Remote Outdoor Unit-Air-Source | 4A6H6036H1 |  | 4TXCC007CC3 | 13 | 16 | 9 | Yes | Yes | 2015-05-13 |  | 2
FALSE | 4A6H6036H1 | 3334 | 7561038 | AMERICAN STANDARD | 4A6H6036H1 | HP | Split System: Heat Pump with Remote Outdoor Unit-Air-Source | 4A6H6036H1 |  | 4TXCC007CC3 | 13 | 15.5 | 9 | Yes | Yes | 2015-05-13 |  | 1
FALSE | 4A6H6036H1 | 3334 | 7561042 | AMERICAN STANDARD | 4A6H6036H1 | HP | Split System: Heat Pump with Remote Outdoor Unit-Air-Source | 4A6H6036H1 |  | 4TXCC007CC3 | 13 | 15.5 | 9 | Yes | Yes | 2015-05-13 |  | 1
FALSE | 4A6H6036H1 | 3334 | 7560980 | AMERICAN STANDARD | 4A6H6036H1 | HP | Split System: Heat Pump with Remote Outdoor Unit-Air-Source | 4A6H6036H1 |  | 4TXCC005CC3 | 12 | 14.5 | 9 | Yes | Yes | 2015-05-13 |  | 0
FALSE | 4A6H6024H1 | 3332 | 7559840 | AMERICAN STANDARD | 4A6H6024H1 | HP | Split System: Heat Pump with Remote Outdoor Unit-Air-Source | 4A6H6024H1 |  | 4NXCC005AS3 | 13 | 16 | 9 | Yes | Yes | 2015-05-13 |  | 2
FALSE | 4A6H6024H1 | 3332 | 7559841 | AMERICAN STANDARD | 4A6H6024H1 | HP | Split System: Heat Pump with Remote Outdoor Unit-Air-Source | 4A6H6024H1 |  | 4NXCC005AS3 | 13 | 16 | 9 | Yes | Yes | 2015-05-13 |  | 2
FALSE | 4A6H6024H1 | 3332 | 7559843 | AMERICAN STANDARD | 4A6H6024H1 | HP | Split System: Heat Pump with Remote Outdoor Unit-Air-Source | 4A6H6024H1 |  | 4NXCC005AS3 | 12.5 | 16 | 9 | Yes | Yes | 2015-05-13 |  | 1
FALSE | 4A6H6024H1 | 3332 | 7559844 | AMERICAN STANDARD | 4A6H6024H1 | HP | Split System: Heat Pump with Remote Outdoor Unit-Air-Source | 4A6H6024H1 |  | 4NXCC005AS3 | 13 | 16 | 9 | Yes | Yes | 2015-05-13 |  | 2
FALSE | 4A6H6024H1 | 3332 | 7559852 | AMERICAN STANDARD | 4A6H6024H1 | HP | Split System: Heat Pump with Remote Outdoor Unit-Air-Source | 4A6H6024H1 |  | 4NXCC005AS3 | 13 | 15.5 | 8.5 | Yes | Yes | 2015-05-13 |  | 1
FALSE | 4A6H6024H1 | 3332 | 7559847 | AMERICAN STANDARD | 4A6H6024H1 | HP | Split System: Heat Pump with Remote Outdoor Unit-Air-Source | 4A6H6024H1 |  | 4NXCC005AS3 | 13 | 16 | 9 | Yes | Yes | 2015-05-13 |  | 2
FALSE | 4A6H6024H1 | 3332 | 7559850 | AMERICAN STANDARD | 4A6H6024H1 | HP | Split System: Heat Pump with Remote Outdoor Unit-Air-Source | 4A6H6024H1 |  | 4NXCC005AS3 | 13 | 15.5 | 8.5 | Yes | Yes | 2015-05-13 |  | 1
FALSE | 4A6H6048H1 | 3336 | 7561663 | AMERICAN STANDARD | 4A6H6048H1 | HP | Split System: Heat Pump with Remote Outdoor Unit-Air-Source | 4A6H6048H1 |  | 4TXCD010CC3 | 12.5 | 15 | 8.5 | Yes | Yes | 2015-05-13 |  | 1
FALSE | 4A6H6048H1 | 3336 | 7561666 | AMERICAN STANDARD | 4A6H6048H1 | HP | Split System: Heat Pump with Remote Outdoor Unit-Air-Source | 4A6H6048H1 |  | 4TXCD010CC3 | 12.5 | 15 | 8.5 | Yes | Yes | 2015-05-13 |  | 1
FALSE | 4A6H6048H1 | 3336 | 7561667 | AMERICAN STANDARD | 4A6H6048H1 | HP | Split System: Heat Pump with Remote Outdoor Unit-Air-Source | 4A6H6048H1 |  | 4TXCD010CC3 | 12.5 | 15 | 8.5 | Yes | Yes | 2015-05-13 |  | 1
FALSE | 4A6H6030H1 | 3333 | 7560233 | AMERICAN STANDARD | 4A6H6030H1 | HP | Split System: Heat Pump with Remote Outdoor Unit-Air-Source | 4A6H6030H1 |  | 4TXCB004CC3 | 12.5 | 16 | 9 | Yes | Yes | 2015-05-13 |  | 1
FALSE | 4A6H6030H1 | 3333 | 7560243 | AMERICAN STANDARD | 4A6H6030H1 | HP | Split System: Heat Pump with Remote Outdoor Unit-Air-Source | 4A6H6030H1 |  | 4TXCB004CC3 | 13 | 15.5 | 9 | Yes | Yes | 2015-05-13 |  | 1
FALSE | 4A6H6030H1 | 3333 | 7560245 | AMERICAN STANDARD | 4A6H6030H1 | HP | Split System: Heat Pump with Remote Outdoor Unit-Air-Source | 4A6H6030H1 |  | 4TXCB004CC3 | 13 | 15.5 | 9 | Yes | Yes | 2015-05-13 |  | 1
FALSE | 4A6H6030H1 | 3333 | 7560246 | AMERICAN STANDARD | 4A6H6030H1 | HP | Split System: Heat Pump with Remote Outdoor Unit-Air-Source | 4A6H6030H1 |  | 4TXCB004CC3 | 13 | 15 | 8.5 | Yes | Yes | 2015-05-13 |  | 1
FALSE | 4A6H6030H1 | 3333 | 7560248 | AMERICAN STANDARD | 4A6H6030H1 | HP | Split System: Heat Pump with Remote Outdoor Unit-Air-Source | 4A6H6030H1 |  | 4TXCB004CC3 | 12.5 | 15 | 8.5 | Yes | Yes | 2015-05-13 |  | 1
FALSE | 4A6H6030H1 | 3333 | 7560249 | AMERICAN STANDARD | 4A6H6030H1 | HP | Split System: Heat Pump with Remote Outdoor Unit-Air-Source | 4A6H6030H1 |  | 4TXCB004CC3 | 13 | 15.5 | 8.5 | Yes | Yes | 2015-05-13 |  | 1
FALSE | 4A6H6030H1 | 3333 | 7560251 | AMERICAN STANDARD | 4A6H6030H1 | HP | Split System: Heat Pump with Remote Outdoor Unit-Air-Source | 4A6H6030H1 |  | 4TXCB004CC3 | 12.5 | 15 | 8.5 | Yes | Yes | 2015-05-13 |  | 1
FALSE | 4A6H6030H1 | 3333 | 7560279 | AMERICAN STANDARD | 4A6H6030H1 | HP | Split System: Heat Pump with Remote Outdoor Unit-Air-Source | 4A6H6030H1 |  | 4TXCC005CC3 | 12.5 | 16 | 9 | Yes | Yes | 2015-05-13 |  | 1
FALSE | 4A6H6030H1 | 3333 | 7560280 | AMERICAN STANDARD | 4A6H6030H1 | HP | Split System: Heat Pump with Remote Outdoor Unit-Air-Source | 4A6H6030H1 |  | 4TXCC005CC3 | 12.5 | 16 | 9 | Yes | Yes | 2015-05-13 |  | 1
FALSE | 4A6H6048H1 | 3336 | 7561415 | AMERICAN STANDARD | 4A6H6048H1 | HP | Split System: Heat Pump with Remote Outdoor Unit-Air-Source | 4A6H6048H1 |  | *AM7B0C60H51 | 13 | 16.5 | 9 | Yes | Yes | 2015-05-13 |  | 2
FALSE | 4A6H6060H1 | 3337 | 7561941 | AMERICAN STANDARD | 4A6H6060H1 | HP | Split System: Heat Pump with Remote Outdoor Unit-Air-Source | 4A6H6060H1 |  | GAM5B0C48M41 | 12 | 14.5 | 8.2 | Yes | Yes | 2015-05-13 |  | Below V5.0 Req.
FALSE | 4A6H6048H1 | 3336 | 7561414 | AMERICAN STANDARD | 4A6H6048H1 | HP | Split System: Heat Pump with Remote Outdoor Unit-Air-Source | 4A6H6048H1 |  | *AM7A0C48H41 | 13 | 16 | 9.5 | Yes | Yes | 2015-05-13 |  | 2
FALSE | 4A6H6024H1 | 3332 | 7560055 | AMERICAN STANDARD | 4A6H6024H1 | HP | Split System: Heat Pump with Remote Outdoor Unit-Air-Source | 4A6H6024H1 |  | GAM5B0A18M11 | 12.5 | 16 | 8.2 | Yes | Yes | 2015-05-13 |  | Below V5.0 Req.
FALSE | 4A6H6024H1 | 3332 | 7560057 | AMERICAN STANDARD | 4A6H6024H1 | HP | Split System: Heat Pump with Remote Outdoor Unit-Air-Source | 4A6H6024H1 |  | GAM5B0B30M21 | 12.5 | 16 | 9 | Yes | Yes | 2015-05-13 |  | 1
FALSE | 4A6H6024H1 | 3332 | 7559820 | AMERICAN STANDARD | 4A6H6024H1 | HP | Split System: Heat Pump with Remote Outdoor Unit-Air-Source | 4A6H6024H1 |  | *AM7A0A24H21 | 13 | 15.5 | 8.2 | Yes | Yes | 2015-05-13 |  | Below V5.0 Req.
FALSE | 4A6H6024H1 | 3332 | 7559822 | AMERICAN STANDARD | 4A6H6024H1 | HP | Split System: Heat Pump with Remote Outdoor Unit-Air-Source | 4A6H6024H1 |  | *AM7A0B30H21 | 13 | 16 | 9.5 | Yes | Yes | 2015-05-13 |  | 2
FALSE | 4A6H6030H1 | 3333 | 7560463 | AMERICAN STANDARD | 4A6H6030H1 | HP | Split System: Heat Pump with Remote Outdoor Unit-Air-Source | 4A6H6030H1 |  | GAM5B0B30M21 | 12.5 | 16 | 9 | Yes | Yes | 2015-05-13 |  | 1
FALSE | 4A6H6030H1 | 3333 | 7560465 | AMERICAN STANDARD | 4A6H6030H1 | HP | Split System: Heat Pump with Remote Outdoor Unit-Air-Source | 4A6H6030H1 |  | GAM5B0B36M31 | 12.5 | 16 | 8.5 | Yes | Yes | 2015-05-13 |  | 1
FALSE | 4A6H6024H1 | 3332 | 7784586 | AMERICAN STANDARD | 4A6H6024H1 | HP | Split System: Heat Pump with Remote Outdoor Unit-Air-Source | 4A6H6024H1 |  | *AM8C0A24V21+BAYCC24V | 12.5 | 15.75 | 8.2 | Yes | Yes | 2015-05-13 |  | Below V5.0 Req.
FALSE | 4A6H6024H1 | 3332 | 7784589 | AMERICAN STANDARD | 4A6H6024H1 | HP | Split System: Heat Pump with Remote Outdoor Unit-Air-Source | 4A6H6024H1 |  | *AM8C0C36V31+BAYCC24V | 13 | 17 | 9.5 | Yes | Yes | 2015-05-13 |  | 2
FALSE | 4A6H6036H1 | 3334 | 7564345 | TRANE | 4TWX6036H1 | HP | Split System: Heat Pump with Remote Outdoor Unit-Air-Source | 4A6H6036H1 |  | 4PX*BD42AC3 | 12.5 | 15.5 | 8.5 | Yes | Yes | 2015-05-13 |  | 1
FALSE | 4A6H6036H1 | 3334 | 7564344 | TRANE | 4TWX6036H1 | HP | Split System: Heat Pump with Remote Outdoor Unit-Air-Source | 4A6H6036H1 |  | 4PX*BD42AC3 | 13 | 16 | 8.5 | Yes | Yes | 2015-05-13 |  | 1
FALSE | 4A6H6042H1 | 3335 | 7564929 | TRANE | 4TWX6042H1 | HP | Split System: Heat Pump with Remote Outdoor Unit-Air-Source | 4A6H6042H1 |  | 4PX*DD60AC3 | 13 | 16 | 9 | Yes | Yes | 2015-05-13 |  | 2
FALSE | 4A6H6042H1 | 3335 | 7564930 | TRANE | 4TWX6042H1 | HP | Split System: Heat Pump with Remote Outdoor Unit-Air-Source | 4A6H6042H1 |  | 4PX*DD60AC3 | 13 | 16 | 9 | Yes | Yes | 2015-05-13 |  | 2
FALSE | 4A6H6042H1 | 3335 | 7564938 | TRANE | 4TWX6042H1 | HP | Split System: Heat Pump with Remote Outdoor Unit-Air-Source | 4A6H6042H1 |  | 4PX*DD60AC3 | 13 | 16 | 9 | Yes | Yes | 2015-05-13 |  | 2
FALSE | 4A6H6042H1 | 3335 | 7564933 | TRANE | 4TWX6042H1 | HP | Split System: Heat Pump with Remote Outdoor Unit-Air-Source | 4A6H6042H1 |  | 4PX*DD60AC3 | 13 | 16 | 9 | Yes | Yes | 2015-05-13 |  | 2
FALSE | 4A6H6042H1 | 3335 | 7566447 | TRANE | 4TWX6042H1 | HP | Split System: Heat Pump with Remote Outdoor Unit-Air-Source | 4A6H6042H1 |  | 4PX*DD60AC3+HORIZ-RT | 13 | 16 | 9.5 | Yes | Yes | 2015-05-13 |  | 2
FALSE | 4A6H6042H1 | 3335 | 7566446 | TRANE | 4TWX6042H1 | HP | Split System: Heat Pump with Remote Outdoor Unit-Air-Source | 4A6H6042H1 |  | 4PX*DD60AC3+HORIZ-RT | 13 | 16 | 9.5 | Yes | Yes | 2015-05-13 |  | 2
FALSE | 4A6H6042H1 | 3335 | 7566445 | TRANE | 4TWX6042H1 | HP | Split System: Heat Pump with Remote Outdoor Unit-Air-Source | 4A6H6042H1 |  | 4PX*DD60AC3+HORIZ-RT | 13 | 16 | 9.5 | Yes | Yes | 2015-05-13 |  | 2
FALSE | 4A6H6036H1 | 3334 | 7564565 | TRANE | 4TWX6036H1 | HP | Split System: Heat Pump with Remote Outdoor Unit-Air-Source | 4A6H6036H1 |  | 4PX*CU42AC3 | 12.5 | 15.5 | 9 | Yes | Yes | 2015-05-13 |  | 1
FALSE | 4A6H6036H1 | 3334 | 7564566 | TRANE | 4TWX6036H1 | HP | Split System: Heat Pump with Remote Outdoor Unit-Air-Source | 4A6H6036H1 |  | 4PX*CU42AC3 | 12.5 | 15.5 | 9 | Yes | Yes | 2015-05-13 |  | 1
FALSE | 4A6H6036H1 | 3334 | 7564567 | TRANE | 4TWX6036H1 | HP | Split System: Heat Pump with Remote Outdoor Unit-Air-Source | 4A6H6036H1 |  | 4PX*CU42AC3 | 13 | 16 | 9.5 | Yes | Yes | 2015-05-13 |  | 2
FALSE | 4A6H6036H1 | 3334 | 7564602 | TRANE | 4TWX6036H1 | HP | Split System: Heat Pump with Remote Outdoor Unit-Air-Source | 4A6H6036H1 |  | 4PX*CU48AC3 | 13 | 16 | 9.6 | Yes | Yes | 2015-05-13 |  | 2
FALSE | 4A6H6036H1 | 3334 | 7564570 | TRANE | 4TWX6036H1 | HP | Split System: Heat Pump with Remote Outdoor Unit-Air-Source | 4A6H6036H1 |  | 4PX*CU42AC3 | 12.5 | 15.5 | 9 | Yes | Yes | 2015-05-13 |  | 1
FALSE | 4A6H6036H1 | 3334 | 7564604 | TRANE | 4TWX6036H1 | HP | Split System: Heat Pump with Remote Outdoor Unit-Air-Source | 4A6H6036H1 |  | 4PX*CU48AC3 | 13 | 16 | 9.6 | Yes | Yes | 2015-05-13 |  | 2
FALSE | 4A6H6036H1 | 3334 | 7564606 | TRANE | 4TWX6036H1 | HP | Split System: Heat Pump with Remote Outdoor Unit-Air-Source | 4A6H6036H1 |  | 4PX*CU48AC3 | 13 | 16 | 9.6 | Yes | Yes | 2015-05-13 |  | 2
FALSE | 4A6H6048H1 | 3336 | 7565222 | TRANE | 4TWX6048H1 | HP | Split System: Heat Pump with Remote Outdoor Unit-Air-Source | 4A6H6048H1 |  | 4PX*DU48AC3 | 13 | 16 | 9 | Yes | Yes | 2015-05-13 |  | 2
FALSE | 4A6H6048H1 | 3336 | 7565229 | TRANE | 4TWX6048H1 | HP | Split System: Heat Pump with Remote Outdoor Unit-Air-Source | 4A6H6048H1 |  | 4PX*DU48AC3 | 13 | 16 | 9 | Yes | Yes | 2015-05-13 |  | 2
FALSE | 4A6H6030H1 | 3333 | 7564057 | TRANE | 4TWX6030H1 | HP | Split System: Heat Pump with Remote Outdoor Unit-Air-Source | 4A6H6030H1 |  | 4PX*BU36AC3 | 13 | 16 | 9 | Yes | Yes | 2015-05-13 |  | 2
FALSE | 4A6H6048H1 | 3336 | 7566171 | TRANE | 4TWX6048H1 | HP | Split System: Heat Pump with Remote Outdoor Unit-Air-Source | 4A6H6048H1 |  | 4PX*CD42AC3+HORIZ-RT | 13 | 16 | 8.2 | Yes | Yes | 2015-05-13 |  | Below V5.0 Req.
FALSE | 4A6H6042H1 | 3335 | 7566432 | TRANE | 4TWX6042H1 | HP | Split System: Heat Pump with Remote Outdoor Unit-Air-Source | 4A6H6042H1 |  | 4PX*DD60AC3+HORIZ-RT | 13 | 16 | 9 | Yes | Yes | 2015-05-13 |  | 2
FALSE | 4A6H6042H1 | 3335 | 7566433 | TRANE | 4TWX6042H1 | HP | Split System: Heat Pump with Remote Outdoor Unit-Air-Source | 4A6H6042H1 |  | 4PX*DD60AC3+HORIZ-RT | 13 | 16 | 9 | Yes | Yes | 2015-05-13 |  | 2
FALSE | 4A6H6042H1 | 3335 | 7566434 | TRANE | 4TWX6042H1 | HP | Split System: Heat Pump with Remote Outdoor Unit-Air-Source | 4A6H6042H1 |  | 4PX*DD60AC3+HORIZ-RT | 13 | 16 | 9 | Yes | Yes | 2015-05-13 |  | 2
FALSE | 4A6H6042H1 | 3335 | 7566435 | TRANE | 4TWX6042H1 | HP | Split System: Heat Pump with Remote Outdoor Unit-Air-Source | 4A6H6042H1 |  | 4PX*DD60AC3+HORIZ-RT | 13 | 16 | 9 | Yes | Yes | 2015-05-13 |  | 2
FALSE | 4A6H6042H1 | 3335 | 7566436 | TRANE | 4TWX6042H1 | HP | Split System: Heat Pump with Remote Outdoor Unit-Air-Source | 4A6H6042H1 |  | 4PX*DD60AC3+HORIZ-RT | 13 | 16 | 9 | Yes | Yes | 2015-05-13 |  | 2
FALSE | 4A6H6042H1 | 3335 | 7564926 | TRANE | 4TWX6042H1 | HP | Split System: Heat Pump with Remote Outdoor Unit-Air-Source | 4A6H6042H1 |  | 4PX*DD60AC3 | 13 | 16 | 9 | Yes | Yes | 2015-05-13 |  | 2
FALSE | 4A6H6042H1 | 3335 | 7566437 | TRANE | 4TWX6042H1 | HP | Split System: Heat Pump with Remote Outdoor Unit-Air-Source | 4A6H6042H1 |  | 4PX*DD60AC3+HORIZ-RT | 13 | 16 | 9 | Yes | Yes | 2015-05-13 |  | 2
FALSE | 4A6H6042H1 | 3335 | 7564911 | TRANE | 4TWX6042H1 | HP | Split System: Heat Pump with Remote Outdoor Unit-Air-Source | 4A6H6042H1 |  | 4PX*CU60AC3 | 13 | 16 | 9.5 | Yes | Yes | 2015-05-13 |  | 2
FALSE | 4A6H6042H1 | 3335 | 7564927 | TRANE | 4TWX6042H1 | HP | Split System: Heat Pump with Remote Outdoor Unit-Air-Source | 4A6H6042H1 |  | 4PX*DD60AC3 | 13 | 16 | 9.5 | Yes | Yes | 2015-05-13 |  | 2
FALSE | 4A6H6042H1 | 3335 | 7564928 | TRANE | 4TWX6042H1 | HP | Split System: Heat Pump with Remote Outdoor Unit-Air-Source | 4A6H6042H1 |  | 4PX*DD60AC3 | 13 | 16 | 9.5 | Yes | Yes | 2015-05-13 |  | 2
FALSE | 4A6H6042H1 | 3335 | 7564892 | TRANE | 4TWX6042H1 | HP | Split System: Heat Pump with Remote Outdoor Unit-Air-Source | 4A6H6042H1 |  | 4PX*CU42AC3 | 13 | 16 | 9 | Yes | Yes | 2015-05-13 |  | 2
FALSE | 4A6H6042H1 | 3335 | 7564942 | TRANE | 4TWX6042H1 | HP | Split System: Heat Pump with Remote Outdoor Unit-Air-Source | 4A6H6042H1 |  | 4PX*DU48AC3 | 13 | 16 | 9.5 | Yes | Yes | 2015-05-13 |  | 2
FALSE | 4A6H6036H1 | 3334 | 7565650 | TRANE | 4TWX6036H1 | HP | Split System: Heat Pump with Remote Outdoor Unit-Air-Source | 4A6H6036H1 |  | 4PX*CU36AC3 | 12.5 | 15.5 | 9.6 | Yes | Yes | 2015-05-13 |  | 1
FALSE | 4A6H6036H1 | 3334 | 7564511 | TRANE | 4TWX6036H1 | HP | Split System: Heat Pump with Remote Outdoor Unit-Air-Source | 4A6H6036H1 |  | 4PX*CU36AC3 | 12.5 | 15.5 | 9 | Yes | Yes | 2015-05-13 |  | 1
FALSE | 4A6H6036H1 | 3334 | 7564528 | TRANE | 4TWX6036H1 | HP | Split System: Heat Pump with Remote Outdoor Unit-Air-Source | 4A6H6036H1 |  | 4PX*CU36AC3 | 12.5 | 15.5 | 9 | Yes | Yes | 2015-05-13 |  | 1
FALSE | 4A6H6036H1 | 3334 | 7566381 | TRANE | 4TWX6036H1 | HP | Split System: Heat Pump with Remote Outdoor Unit-Air-Source | 4A6H6036H1 |  | 4PX*DD48AC3+HORIZ-RT | 13 | 16 | 9 | Yes | Yes | 2015-05-13 |  | 2
FALSE | 4A6H6036H1 | 3334 | 7566382 | TRANE | 4TWX6036H1 | HP | Split System: Heat Pump with Remote Outdoor Unit-Air-Source | 4A6H6036H1 |  | 4PX*DD48AC3+HORIZ-RT | 13 | 16 | 9 | Yes | Yes | 2015-05-13 |  | 2
FALSE | 4A6H6036H1 | 3334 | 7566383 | TRANE | 4TWX6036H1 | HP | Split System: Heat Pump with Remote Outdoor Unit-Air-Source | 4A6H6036H1 |  | 4PX*DD48AC3+HORIZ-RT | 13 | 16 | 9 | Yes | Yes | 2015-05-13 |  | 2
FALSE | 4A6H6036H1 | 3334 | 7566384 | TRANE | 4TWX6036H1 | HP | Split System: Heat Pump with Remote Outdoor Unit-Air-Source | 4A6H6036H1 |  | 4PX*DD48AC3+HORIZ-RT | 13 | 16 | 9 | Yes | Yes | 2015-05-13 |  | 2
FALSE | 4A6H6036H1 | 3334 | 7566385 | TRANE | 4TWX6036H1 | HP | Split System: Heat Pump with Remote Outdoor Unit-Air-Source | 4A6H6036H1 |  | 4PX*DD48AC3+HORIZ-RT | 13 | 16 | 9 | Yes | Yes | 2015-05-13 |  | 2
FALSE | 4A6H6042H1 | 3335 | 7564959 | TRANE | 4TWX6042H1 | HP | Split System: Heat Pump with Remote Outdoor Unit-Air-Source | 4A6H6042H1 |  | 4PX*DU48AC3 | 13 | 16 | 9.5 | Yes | Yes | 2015-05-13 |  | 2
FALSE | 4A6H6036H1 | 3334 | 7564531 | TRANE | 4TWX6036H1 | HP | Split System: Heat Pump with Remote Outdoor Unit-Air-Source | 4A6H6036H1 |  | 4PX*CU36AC3 | 12.5 | 15.5 | 9 | Yes | Yes | 2015-05-13 |  | 1
FALSE | 4A6H6036H1 | 3334 | 7564512 | TRANE | 4TWX6036H1 | HP | Split System: Heat Pump with Remote Outdoor Unit-Air-Source | 4A6H6036H1 |  | 4PX*CU36AC3 | 12.5 | 15.5 | 9 | Yes | Yes | 2015-05-13 |  | 1
FALSE | 4A6H6036H1 | 3334 | 7564517 | TRANE | 4TWX6036H1 | HP | Split System: Heat Pump with Remote Outdoor Unit-Air-Source | 4A6H6036H1 |  | 4PX*CU36AC3 | 12.5 | 15.5 | 9 | Yes | Yes | 2015-05-13 |  | 1
FALSE | 4A6H6036H1 | 3334 | 7564596 | TRANE | 4TWX6036H1 | HP | Split System: Heat Pump with Remote Outdoor Unit-Air-Source | 4A6H6036H1 |  | 4PX*CU48AC3 | 12.5 | 15.5 | 9.5 | Yes | Yes | 2015-05-13 |  | 1
FALSE | 4A6H6048H1 | 3336 | 7565243 | TRANE | 4TWX6048H1 | HP | Split System: Heat Pump with Remote Outdoor Unit-Air-Source | 4A6H6048H1 |  | 4PX*DU60AC3 | 13 | 16 | 9 | Yes | Yes | 2015-05-13 |  | 2
FALSE | 4A6H6048H1 | 3336 | 7565244 | TRANE | 4TWX6048H1 | HP | Split System: Heat Pump with Remote Outdoor Unit-Air-Source | 4A6H6048H1 |  | 4PX*DU60AC3 | 13 | 16 | 9 | Yes | Yes | 2015-05-13 |  | 2
FALSE | 4A6H6048H1 | 3336 | 7565245 | TRANE | 4TWX6048H1 | HP | Split System: Heat Pump with Remote Outdoor Unit-Air-Source | 4A6H6048H1 |  | 4PX*DU60AC3 | 13 | 16 | 9 | Yes | Yes | 2015-05-13 |  | 2
FALSE | 4A6H6048H1 | 3336 | 7565258 | TRANE | 4TWX6048H1 | HP | Split System: Heat Pump with Remote Outdoor Unit-Air-Source | 4A6H6048H1 |  | 4PX*DU60AC3 | 13 | 16 | 9 | Yes | Yes | 2015-05-13 |  | 2
FALSE | 4A6H6048H1 | 3336 | 7565259 | TRANE | 4TWX6048H1 | HP | Split System: Heat Pump with Remote Outdoor Unit-Air-Source | 4A6H6048H1 |  | 4PX*DU60AC3 | 13 | 16 | 9 | Yes | Yes | 2015-05-13 |  | 2
FALSE | 4A6H6048H1 | 3336 | 7565260 | TRANE | 4TWX6048H1 | HP | Split System: Heat Pump with Remote Outdoor Unit-Air-Source | 4A6H6048H1 |  | 4PX*DU60AC3 | 12.5 | 15.5 | 9 | Yes | Yes | 2015-05-13 |  | 1
FALSE | 4A6H6042H1 | 3335 | 7564976 | TRANE | 4TWX6042H1 | HP | Split System: Heat Pump with Remote Outdoor Unit-Air-Source | 4A6H6042H1 |  | 4PX*DU60AC3 | 13 | 16 | 9.5 | Yes | Yes | 2015-05-13 |  | 2
FALSE | 4A6H6042H1 | 3335 | 7564948 | TRANE | 4TWX6042H1 | HP | Split System: Heat Pump with Remote Outdoor Unit-Air-Source | 4A6H6042H1 |  | 4PX*DU48AC3 | 13 | 16 | 9.5 | Yes | Yes | 2015-05-13 |  | 2
FALSE | 4A6H6042H1 | 3335 | 7564975 | TRANE | 4TWX6042H1 | HP | Split System: Heat Pump with Remote Outdoor Unit-Air-Source | 4A6H6042H1 |  | 4PX*DU60AC3 | 13 | 16 | 9.6 | Yes | Yes | 2015-05-13 |  | 2
FALSE | 4A6H6042H1 | 3335 | 7564973 | TRANE | 4TWX6042H1 | HP | Split System: Heat Pump with Remote Outdoor Unit-Air-Source | 4A6H6042H1 |  | 4PX*DU60AC3 | 13 | 16 | 9.6 | Yes | Yes | 2015-05-13 |  | 2
FALSE | 4A6H6042H1 | 3335 | 7564944 | TRANE | 4TWX6042H1 | HP | Split System: Heat Pump with Remote Outdoor Unit-Air-Source | 4A6H6042H1 |  | 4PX*DU48AC3 | 13 | 16 | 9.5 | Yes | Yes | 2015-05-13 |  | 2
FALSE | 4A6H6042H1 | 3335 | 7564972 | TRANE | 4TWX6042H1 | HP | Split System: Heat Pump with Remote Outdoor Unit-Air-Source | 4A6H6042H1 |  | 4PX*DU60AC3 | 13 | 16 | 9.6 | Yes | Yes | 2015-05-13 |  | 2
FALSE | 4A6H6042H1 | 3335 | 7564971 | TRANE | 4TWX6042H1 | HP | Split System: Heat Pump with Remote Outdoor Unit-Air-Source | 4A6H6042H1 |  | 4PX*DU60AC3 | 13 | 16 | 9.5 | Yes | Yes | 2015-05-13 |  | 2
FALSE | 4A6H6042H1 | 3335 | 7564968 | TRANE | 4TWX6042H1 | HP | Split System: Heat Pump with Remote Outdoor Unit-Air-Source | 4A6H6042H1 |  | 4PX*DU60AC3 | 13 | 16 | 9.6 | Yes | Yes | 2015-05-13 |  | 2
FALSE | 4A6H6042H1 | 3335 | 7564994 | TRANE | 4TWX6042H1 | HP | Split System: Heat Pump with Remote Outdoor Unit-Air-Source | 4A6H6042H1 |  | 4PX*DU60AC3 | 13 | 16 | 9.5 | Yes | Yes | 2015-05-13 |  | 2
FALSE | 4A6H6024H1 | 3332 | 7563914 | TRANE | 4TWX6024H1 | HP | Split System: Heat Pump with Remote Outdoor Unit-Air-Source | 4A6H6024H1 |  | 4PX*CD36AC3 | 13 | 16 | 8.5 | Yes | Yes | 2015-05-13 |  | 1
FALSE | 4A6H6024H1 | 3332 | 7563925 | TRANE | 4TWX6024H1 | HP | Split System: Heat Pump with Remote Outdoor Unit-Air-Source | 4A6H6024H1 |  | 4PX*CU36AC3 | 13 | 16 | 9 | Yes | Yes | 2015-05-13 |  | 2
FALSE | 4A6H6024H1 | 3332 | 7563915 | TRANE | 4TWX6024H1 | HP | Split System: Heat Pump with Remote Outdoor Unit-Air-Source | 4A6H6024H1 |  | 4PX*CD36AC3 | 13 | 16 | 9 | Yes | Yes | 2015-05-13 |  | 2
FALSE | 4A6H6024H1 | 3332 | 7563926 | TRANE | 4TWX6024H1 | HP | Split System: Heat Pump with Remote Outdoor Unit-Air-Source | 4A6H6024H1 |  | 4PX*CU36AC3 | 13 | 16 | 9 | Yes | Yes | 2015-05-13 |  | 2
FALSE | 4A6H6024H1 | 3332 | 7563920 | TRANE | 4TWX6024H1 | HP | Split System: Heat Pump with Remote Outdoor Unit-Air-Source | 4A6H6024H1 |  | 4PX*CU30AC3 | 13 | 16 | 8.5 | Yes | Yes | 2015-05-13 |  | 1
FALSE | 4A6H6024H1 | 3332 | 7563927 | TRANE | 4TWX6024H1 | HP | Split System: Heat Pump with Remote Outdoor Unit-Air-Source | 4A6H6024H1 |  | 4PX*CU36AC3 | 13 | 16 | 9 | Yes | Yes | 2015-05-13 |  | 2
FALSE | 4A6H6030H1 | 3333 | 7564050 | TRANE | 4TWX6030H1 | HP | Split System: Heat Pump with Remote Outdoor Unit-Air-Source | 4A6H6030H1 |  | 4PX*BU36AC3 | 13 | 16 | 9 | Yes | Yes | 2015-05-13 |  | 2
FALSE | 4A6H6030H1 | 3333 | 7564065 | TRANE | 4TWX6030H1 | HP | Split System: Heat Pump with Remote Outdoor Unit-Air-Source | 4A6H6030H1 |  | 4PX*CU36AC3 | 13 | 16 | 9 | Yes | Yes | 2015-05-13 |  | 2
FALSE | 4A6H6036H1 | 3334 | 7564401 | TRANE | 4TWX6036H1 | HP | Split System: Heat Pump with Remote Outdoor Unit-Air-Source | 4A6H6036H1 |  | 4PX*BU42AC3 | 13 | 16 | 9.5 | Yes | Yes | 2015-05-13 |  | 2
FALSE | 4A6H6036H1 | 3334 | 7564399 | TRANE | 4TWX6036H1 | HP | Split System: Heat Pump with Remote Outdoor Unit-Air-Source | 4A6H6036H1 |  | 4PX*BU42AC3 | 13 | 16 | 9.6 | Yes | Yes | 2015-05-13 |  | 2
FALSE | 4A6H6024H1 | 3332 | 7563882 | TRANE | 4TWX6024H1 | HP | Split System: Heat Pump with Remote Outdoor Unit-Air-Source | 4A6H6024H1 |  | 4PX*BD36AC3 | 13 | 16 | 9 | Yes | Yes | 2015-05-13 |  | 2
FALSE | 4A6H6024H1 | 3332 | 7563883 | TRANE | 4TWX6024H1 | HP | Split System: Heat Pump with Remote Outdoor Unit-Air-Source | 4A6H6024H1 |  | 4PX*BD36AC3 | 13 | 16 | 9 | Yes | Yes | 2015-05-13 |  | 2
FALSE | 4A6H6036H1 | 3334 | 7566293 | TRANE | 4TWX6036H1 | HP | Split System: Heat Pump with Remote Outdoor Unit-Air-Source | 4A6H6036H1 |  | 4PX*BD48AC3+HORIZ-RT | 12.5 | 15.5 | 9 | Yes | Yes | 2015-05-13 |  | 1
FALSE | 4A6H6036H1 | 3334 | 7566290 | TRANE | 4TWX6036H1 | HP | Split System: Heat Pump with Remote Outdoor Unit-Air-Source | 4A6H6036H1 |  | 4PX*BD48AC3+HORIZ-RT | 12.5 | 15.5 | 9 | Yes | Yes | 2015-05-13 |  | 1
FALSE | 4A6H6036H1 | 3334 | 7564441 | TRANE | 4TWX6036H1 | HP | Split System: Heat Pump with Remote Outdoor Unit-Air-Source | 4A6H6036H1 |  | 4PX*CD36AC3 | 12.5 | 15.5 | 8.5 | Yes | Yes | 2015-05-13 |  | 1
FALSE | 4A6H6036H1 | 3334 | 7564460 | TRANE | 4TWX6036H1 | HP | Split System: Heat Pump with Remote Outdoor Unit-Air-Source | 4A6H6036H1 |  | 4PX*CD36AC3 | 12.5 | 15.5 | 8.5 | Yes | Yes | 2015-05-13 |  | 1
FALSE | 4A6H6036H1 | 3334 | 7564444 | TRANE | 4TWX6036H1 | HP | Split System: Heat Pump with Remote Outdoor Unit-Air-Source | 4A6H6036H1 |  | 4PX*CD36AC3 | 12.5 | 15.5 | 8.5 | Yes | Yes | 2015-05-13 |  | 1
FALSE | 4A6H6036H1 | 3334 | 7564446 | TRANE | 4TWX6036H1 | HP | Split System: Heat Pump with Remote Outdoor Unit-Air-Source | 4A6H6036H1 |  | 4PX*CD36AC3 | 12.5 | 15.5 | 8.5 | Yes | Yes | 2015-05-13 |  | 1
FALSE | 4A6H6048H1 | 3336 | 7565135 | TRANE | 4TWX6048H1 | HP | Split System: Heat Pump with Remote Outdoor Unit-Air-Source | 4A6H6048H1 |  | 4PX*CD42AC3 | 12.5 | 15.5 | 8.2 | Yes | Yes | 2015-05-13 |  | Below V5.0 Req.
FALSE | 4A6H6048H1 | 3336 | 7566204 | TRANE | 4TWX6048H1 | HP | Split System: Heat Pump with Remote Outdoor Unit-Air-Source | 4A6H6048H1 |  | 4PX*DD60AC3+HORIZ-RT | 13 | 16 | 9 | Yes | Yes | 2015-05-13 |  | 2
FALSE | 4A6H6036H1 | 3334 | 7566362 | TRANE | 4TWX6036H1 | HP | Split System: Heat Pump with Remote Outdoor Unit-Air-Source | 4A6H6036H1 |  | 4PX*CD48AC3+HORIZ-RT | 12.5 | 15.5 | 9 | Yes | Yes | 2015-05-13 |  | 1
FALSE | 4A6H6036H1 | 3334 | 7566363 | TRANE | 4TWX6036H1 | HP | Split System: Heat Pump with Remote Outdoor Unit-Air-Source | 4A6H6036H1 |  | 4PX*CD48AC3+HORIZ-RT | 12.5 | 15.5 | 9 | Yes | Yes | 2015-05-13 |  | 1
FALSE | 4A6H6036H1 | 3334 | 7566386 | TRANE | 4TWX6036H1 | HP | Split System: Heat Pump with Remote Outdoor Unit-Air-Source | 4A6H6036H1 |  | 4PX*DD48AC3+HORIZ-RT | 13 | 16 | 9 | Yes | Yes | 2015-05-13 |  | 2
FALSE | 4A6H6036H1 | 3334 | 7566387 | TRANE | 4TWX6036H1 | HP | Split System: Heat Pump with Remote Outdoor Unit-Air-Source | 4A6H6036H1 |  | 4PX*DD48AC3+HORIZ-RT | 13 | 16 | 9 | Yes | Yes | 2015-05-13 |  | 2
FALSE | 4A6H6036H1 | 3334 | 7566388 | TRANE | 4TWX6036H1 | HP | Split System: Heat Pump with Remote Outdoor Unit-Air-Source | 4A6H6036H1 |  | 4PX*DD48AC3+HORIZ-RT | 13 | 16 | 9 | Yes | Yes | 2015-05-13 |  | 2
FALSE | 4A6H6042H1 | 3335 | 7564866 | TRANE | 4TWX6042H1 | HP | Split System: Heat Pump with Remote Outdoor Unit-Air-Source | 4A6H6042H1 |  | 4PX*CU36AC3 | 12.5 | 15.5 | 9 | Yes | Yes | 2015-05-13 |  | 1
FALSE | 4A6H6042H1 | 3335 | 7566426 | TRANE | 4TWX6042H1 | HP | Split System: Heat Pump with Remote Outdoor Unit-Air-Source | 4A6H6042H1 |  | 4PX*CD60AC3+HORIZ-RT | 13 | 16 | 9 | Yes | Yes | 2015-05-13 |  | 2
FALSE | 4A6H6042H1 | 3335 | 7566427 | TRANE | 4TWX6042H1 | HP | Split System: Heat Pump with Remote Outdoor Unit-Air-Source | 4A6H6042H1 |  | 4PX*CD60AC3+HORIZ-RT | 13 | 16 | 9 | Yes | Yes | 2015-05-13 |  | 2
FALSE | 4A6H6042H1 | 3335 | 7564846 | TRANE | 4TWX6042H1 | HP | Split System: Heat Pump with Remote Outdoor Unit-Air-Source | 4A6H6042H1 |  | 4PX*CD42AC3 | 13 | 16 | 8.5 | Yes | Yes | 2015-05-13 |  | 1
FALSE | 4A6H6042H1 | 3335 | 7566413 | TRANE | 4TWX6042H1 | HP | Split System: Heat Pump with Remote Outdoor Unit-Air-Source | 4A6H6042H1 |  | 4PX*CD42AC3+HORIZ-RT | 13 | 16 | 8.5 | Yes | Yes | 2015-05-13 |  | 1
FALSE | 4A6H6042H1 | 3335 | 7566410 | TRANE | 4TWX6042H1 | HP | Split System: Heat Pump with Remote Outdoor Unit-Air-Source | 4A6H6042H1 |  | 4PX*CD42AC3+HORIZ-RT | 13 | 16 | 8.5 | Yes | Yes | 2015-05-13 |  | 1
FALSE | 4A6H6042H1 | 3335 | 7566408 | TRANE | 4TWX6042H1 | HP | Split System: Heat Pump with Remote Outdoor Unit-Air-Source | 4A6H6042H1 |  | 4PX*CD42AC3+HORIZ-RT | 13 | 16 | 8.5 | Yes | Yes | 2015-05-13 |  | 1
FALSE | 4A6H6042H1 | 3335 | 7566416 | TRANE | 4TWX6042H1 | HP | Split System: Heat Pump with Remote Outdoor Unit-Air-Source | 4A6H6042H1 |  | 4PX*CD42AC3+HORIZ-RT | 13 | 16 | 8.5 | Yes | Yes | 2015-05-13 |  | 1
FALSE | 4A6H6042H1 | 3335 | 7564897 | TRANE | 4TWX6042H1 | HP | Split System: Heat Pump with Remote Outdoor Unit-Air-Source | 4A6H6042H1 |  | 4PX*CU48AC3 | 13 | 16 | 9.5 | Yes | Yes | 2015-05-13 |  | 2
FALSE | 4A6H6042H1 | 3335 | 7564898 | TRANE | 4TWX6042H1 | HP | Split System: Heat Pump with Remote Outdoor Unit-Air-Source | 4A6H6042H1 |  | 4PX*CU48AC3 | 13 | 16 | 9.5 | Yes | Yes | 2015-05-13 |  | 2
FALSE | 4A6H6042H1 | 3335 | 7564899 | TRANE | 4TWX6042H1 | HP | Split System: Heat Pump with Remote Outdoor Unit-Air-Source | 4A6H6042H1 |  | 4PX*CU48AC3 | 13 | 16 | 9 | Yes | Yes | 2015-05-13 |  | 2
FALSE | 4A6H6042H1 | 3335 | 7564902 | TRANE | 4TWX6042H1 | HP | Split System: Heat Pump with Remote Outdoor Unit-Air-Source | 4A6H6042H1 |  | 4PX*CU48AC3 | 13 | 16 | 9 | Yes | Yes | 2015-05-13 |  | 2
FALSE | 4A6H6042H1 | 3335 | 7564903 | TRANE | 4TWX6042H1 | HP | Split System: Heat Pump with Remote Outdoor Unit-Air-Source | 4A6H6042H1 |  | 4PX*CU48AC3 | 13 | 16 | 9.5 | Yes | Yes | 2015-05-13 |  | 2
FALSE | 4A6H6042H1 | 3335 | 7564904 | TRANE | 4TWX6042H1 | HP | Split System: Heat Pump with Remote Outdoor Unit-Air-Source | 4A6H6042H1 |  | 4PX*CU48AC3 | 13 | 16 | 9.5 | Yes | Yes | 2015-05-13 |  | 2
FALSE | 4A6H6042H1 | 3335 | 7564912 | TRANE | 4TWX6042H1 | HP | Split System: Heat Pump with Remote Outdoor Unit-Air-Source | 4A6H6042H1 |  | 4PX*CU60AC3 | 13 | 16 | 9.6 | Yes | Yes | 2015-05-13 |  | 2
FALSE | 4A6H6042H1 | 3335 | 7564920 | TRANE | 4TWX6042H1 | HP | Split System: Heat Pump with Remote Outdoor Unit-Air-Source | 4A6H6042H1 |  | 4PX*CU60AC3 | 13 | 16 | 9.6 | Yes | Yes | 2015-05-13 |  | 2
FALSE | 4A6H6042H1 | 3335 | 7564922 | TRANE | 4TWX6042H1 | HP | Split System: Heat Pump with Remote Outdoor Unit-Air-Source | 4A6H6042H1 |  | 4PX*CU60AC3 | 13 | 16 | 9.6 | Yes | Yes | 2015-05-13 |  | 2
FALSE | 4A6H6042H1 | 3335 | 7564923 | TRANE | 4TWX6042H1 | HP | Split System: Heat Pump with Remote Outdoor Unit-Air-Source | 4A6H6042H1 |  | 4PX*CU60AC3 | 13 | 16 | 9.5 | Yes | Yes | 2015-05-13 |  | 2
FALSE | 4A6H6036H1 | 3334 | 7564639 | TRANE | 4TWX6036H1 | HP | Split System: Heat Pump with Remote Outdoor Unit-Air-Source | 4A6H6036H1 |  | 4PX*DU48AC3 | 13 | 16 | 9.6 | Yes | Yes | 2015-05-13 |  | 2
FALSE | 4A6H6036H1 | 3334 | 7564478 | TRANE | 4TWX6036H1 | HP | Split System: Heat Pump with Remote Outdoor Unit-Air-Source | 4A6H6036H1 |  | 4PX*CD48AC3 | 13 | 16 | 9 | Yes | Yes | 2015-05-13 |  | 2
FALSE | 4A6H6048H1 | 3336 | 7565272 | TRANE | 4TWX6048H1 | HP | Split System: Heat Pump with Remote Outdoor Unit-Air-Source | 4A6H6048H1 |  | 4PX*DU60AC3 | 13 | 16 | 9 | Yes | Yes | 2015-05-13 |  | 2
FALSE | 4A6H6048H1 | 3336 | 7565273 | TRANE | 4TWX6048H1 | HP | Split System: Heat Pump with Remote Outdoor Unit-Air-Source | 4A6H6048H1 |  | 4PX*DU60AC3 | 12.5 | 15.5 | 9 | Yes | Yes | 2015-05-13 |  | 1
FALSE | 4A6H6048H1 | 3336 | 7565274 | TRANE | 4TWX6048H1 | HP | Split System: Heat Pump with Remote Outdoor Unit-Air-Source | 4A6H6048H1 |  | 4PX*DU60AC3 | 13 | 16 | 9 | Yes | Yes | 2015-05-13 |  | 2
FALSE | 4A6H6036H1 | 3334 | 7566375 | TRANE | 4TWX6036H1 | HP | Split System: Heat Pump with Remote Outdoor Unit-Air-Source | 4A6H6036H1 |  | 4PX*CD48AC3+HORIZ-RT | 13 | 16 | 9 | Yes | Yes | 2015-05-13 |  | 2
FALSE | 4A6H6036H1 | 3334 | 7566376 | TRANE | 4TWX6036H1 | HP | Split System: Heat Pump with Remote Outdoor Unit-Air-Source | 4A6H6036H1 |  | 4PX*CD48AC3+HORIZ-RT | 13 | 16 | 9 | Yes | Yes | 2015-05-13 |  | 2
FALSE | 4A6H6036H1 | 3334 | 7566377 | TRANE | 4TWX6036H1 | HP | Split System: Heat Pump with Remote Outdoor Unit-Air-Source | 4A6H6036H1 |  | 4PX*CD48AC3+HORIZ-RT | 13 | 16 | 9 | Yes | Yes | 2015-05-13 |  | 2
FALSE | 4A6H6036H1 | 3334 | 7564498 | TRANE | 4TWX6036H1 | HP | Split System: Heat Pump with Remote Outdoor Unit-Air-Source | 4A6H6036H1 |  | 4PX*CU36AC3 | 12.5 | 15.5 | 9 | Yes | Yes | 2015-05-13 |  | 1
FALSE | 4A6H6036H1 | 3334 | 7564502 | TRANE | 4TWX6036H1 | HP | Split System: Heat Pump with Remote Outdoor Unit-Air-Source | 4A6H6036H1 |  | 4PX*CU36AC3 | 12.5 | 15.5 | 9 | Yes | Yes | 2015-05-13 |  | 1
FALSE | 4A6H6036H1 | 3334 | 7564504 | TRANE | 4TWX6036H1 | HP | Split System: Heat Pump with Remote Outdoor Unit-Air-Source | 4A6H6036H1 |  | 4PX*CU36AC3 | 13 | 16 | 9 | Yes | Yes | 2015-05-13 |  | 2
FALSE | 4A6H6036H1 | 3334 | 7564508 | TRANE | 4TWX6036H1 | HP | Split System: Heat Pump with Remote Outdoor Unit-Air-Source | 4A6H6036H1 |  | 4PX*CU36AC3 | 12.5 | 15 | 9 | Yes | Yes | 2015-05-13 |  | 1
FALSE | 4A6H6036H1 | 3334 | 7564557 | TRANE | 4TWX6036H1 | HP | Split System: Heat Pump with Remote Outdoor Unit-Air-Source | 4A6H6036H1 |  | 4PX*CU42AC3 | 12.5 | 15 | 9 | Yes | Yes | 2015-05-13 |  | 1
FALSE | 4A6H6036H1 | 3334 | 7564558 | TRANE | 4TWX6036H1 | HP | Split System: Heat Pump with Remote Outdoor Unit-Air-Source | 4A6H6036H1 |  | 4PX*CU42AC3 | 12.5 | 15.5 | 9.5 | Yes | Yes | 2015-05-13 |  | 1
FALSE | 4A6H6036H1 | 3334 | 7564559 | TRANE | 4TWX6036H1 | HP | Split System: Heat Pump with Remote Outdoor Unit-Air-Source | 4A6H6036H1 |  | 4PX*CU42AC3 | 12.5 | 15.5 | 9 | Yes | Yes | 2015-05-13 |  | 1
FALSE | 4A6H6060H1 | 3337 | 7565471 | TRANE | 4TWX6060H1 | HP | Split System: Heat Pump with Remote Outdoor Unit-Air-Source | 4A6H6060H1 |  | 4PX*DD60AC3 | 12.5 | 15 | 8.5 | Yes | Yes | 2015-05-13 |  | 1
FALSE | 4A6H6042H1 | 3335 | 7564998 | TRANE | 4TWX6042H1 | HP | Split System: Heat Pump with Remote Outdoor Unit-Air-Source | 4A6H6042H1 |  | 4TXCC008CC3 | 13 | 15.5 | 9 | Yes | Yes | 2015-05-13 |  | 1
FALSE | 4A6H6042H1 | 3335 | 7565025 | TRANE | 4TWX6042H1 | HP | Split System: Heat Pump with Remote Outdoor Unit-Air-Source | 4A6H6042H1 |  | 4TXCD009CC3 | 12.5 | 16 | 9 | Yes | Yes | 2015-05-13 |  | 1
FALSE | 4A6H6030H1 | 3333 | 7564213 | TRANE | 4TWX6030H1 | HP | Split System: Heat Pump with Remote Outdoor Unit-Air-Source | 4A6H6030H1 |  | 4TXCC007CC3 | 13 | 16 | 9 | Yes | Yes | 2015-05-13 |  | 2
FALSE | 4A6H6030H1 | 3333 | 7564216 | TRANE | 4TWX6030H1 | HP | Split System: Heat Pump with Remote Outdoor Unit-Air-Source | 4A6H6030H1 |  | 4TXCC007CC3 | 13 | 16 | 9 | Yes | Yes | 2015-05-13 |  | 2
FALSE | 4A6H6030H1 | 3333 | 7564217 | TRANE | 4TWX6030H1 | HP | Split System: Heat Pump with Remote Outdoor Unit-Air-Source | 4A6H6030H1 |  | 4TXCC007CC3 | 13 | 16 | 9 | Yes | Yes | 2015-05-13 |  | 2
FALSE | 4A6H6030H1 | 3333 | 7564218 | TRANE | 4TWX6030H1 | HP | Split System: Heat Pump with Remote Outdoor Unit-Air-Source | 4A6H6030H1 |  | 4TXCC007CC3 | 13 | 16 | 9 | Yes | Yes | 2015-05-13 |  | 2
FALSE | 4A6H6024H1 | 3332 | 7563994 | TRANE | 4TWX6024H1 | HP | Split System: Heat Pump with Remote Outdoor Unit-Air-Source | 4A6H6024H1 |  | 4TXCC006CC3 | 12.5 | 16 | 9 | Yes | Yes | 2015-05-13 |  | 1
FALSE | 4A6H6048H1 | 3336 | 7565281 | TRANE | 4TWX6048H1 | HP | Split System: Heat Pump with Remote Outdoor Unit-Air-Source | 4A6H6048H1 |  | 4TXCC008CC3 | 12.5 | 16 | 8.5 | Yes | Yes | 2015-05-13 |  | 1
FALSE | 4A6H6048H1 | 3336 | 7565283 | TRANE | 4TWX6048H1 | HP | Split System: Heat Pump with Remote Outdoor Unit-Air-Source | 4A6H6048H1 |  | 4TXCC008CC3 | 12.5 | 15.5 | 8.5 | Yes | Yes | 2015-05-13 |  | 1
FALSE | 4A6H6048H1 | 3336 | 7565287 | TRANE | 4TWX6048H1 | HP | Split System: Heat Pump with Remote Outdoor Unit-Air-Source | 4A6H6048H1 |  | 4TXCC008CC3 | 13 | 15.5 | 8.5 | Yes | Yes | 2015-05-13 |  | 1
FALSE | 4A6H6030H1 | 3333 | 7564155 | TRANE | 4TWX6030H1 | HP | Split System: Heat Pump with Remote Outdoor Unit-Air-Source | 4A6H6030H1 |  | 4TXCC005CC3 | 12.5 | 16 | 9 | Yes | Yes | 2015-05-13 |  | 1
FALSE | 4A6H6030H1 | 3333 | 7564158 | TRANE | 4TWX6030H1 | HP | Split System: Heat Pump with Remote Outdoor Unit-Air-Source | 4A6H6030H1 |  | 4TXCC005CC3 | 13 | 16 | 9 | Yes | Yes | 2015-05-13 |  | 2
FALSE | 4A6H6030H1 | 3333 | 7564159 | TRANE | 4TWX6030H1 | HP | Split System: Heat Pump with Remote Outdoor Unit-Air-Source | 4A6H6030H1 |  | 4TXCC005CC3 | 13 | 16 | 9 | Yes | Yes | 2015-05-13 |  | 2
FALSE | 4A6H6048H1 | 3336 | 7565420 | TRANE | 4TWX6048H1 | HP | Split System: Heat Pump with Remote Outdoor Unit-Air-Source | 4A6H6048H1 |  | GAM2A0C60S51+TDR | 12 | 15 | 8.5 | Yes | Yes | 2015-05-13 |  | 0
FALSE | 4A6H6036H1 | 3334 | 7566342 | TRANE | 4TWX6036H1 | HP | Split System: Heat Pump with Remote Outdoor Unit-Air-Source | 4A6H6036H1 |  | 4PX*CD42AC3+HORIZ-RT | 13 | 16 | 9 | Yes | Yes | 2015-05-13 |  | 2
FALSE | 4A6H6036H1 | 3334 | 7566343 | TRANE | 4TWX6036H1 | HP | Split System: Heat Pump with Remote Outdoor Unit-Air-Source | 4A6H6036H1 |  | 4PX*CD42AC3+HORIZ-RT | 13 | 16 | 9 | Yes | Yes | 2015-05-13 |  | 2
FALSE | 4A6H6036H1 | 3334 | 7566344 | TRANE | 4TWX6036H1 | HP | Split System: Heat Pump with Remote Outdoor Unit-Air-Source | 4A6H6036H1 |  | 4PX*CD42AC3+HORIZ-RT | 13 | 16 | 9 | Yes | Yes | 2015-05-13 |  | 2
FALSE | 4A6H6036H1 | 3334 | 7566345 | TRANE | 4TWX6036H1 | HP | Split System: Heat Pump with Remote Outdoor Unit-Air-Source | 4A6H6036H1 |  | 4PX*CD42AC3+HORIZ-RT | 13 | 16 | 9 | Yes | Yes | 2015-05-13 |  | 2
FALSE | 4A6H6036H1 | 3334 | 7566346 | TRANE | 4TWX6036H1 | HP | Split System: Heat Pump with Remote Outdoor Unit-Air-Source | 4A6H6036H1 |  | 4PX*CD42AC3+HORIZ-RT | 13 | 16 | 9 | Yes | Yes | 2015-05-13 |  | 2
FALSE | 4A6H6036H1 | 3334 | 7566347 | TRANE | 4TWX6036H1 | HP | Split System: Heat Pump with Remote Outdoor Unit-Air-Source | 4A6H6036H1 |  | 4PX*CD42AC3+HORIZ-RT | 13 | 16 | 9 | Yes | Yes | 2015-05-13 |  | 2
FALSE | 4A6H6036H1 | 3334 | 7564296 | TRANE | 4TWX6036H1 | HP | Split System: Heat Pump with Remote Outdoor Unit-Air-Source | 4A6H6036H1 |  | 4NXCC005AS3 | 13 | 15.5 | 9 | Yes | Yes | 2015-05-13 |  | 1
FALSE | 4A6H6036H1 | 3334 | 7564295 | TRANE | 4TWX6036H1 | HP | Split System: Heat Pump with Remote Outdoor Unit-Air-Source | 4A6H6036H1 |  | 4NXCC005AS3 | 13 | 15.5 | 9 | Yes | Yes | 2015-05-13 |  | 1
FALSE | 4A6H6036H1 | 3334 | 7564285 | TRANE | 4TWX6036H1 | HP | Split System: Heat Pump with Remote Outdoor Unit-Air-Source | 4A6H6036H1 |  | 4NXCB004AS3 | 12.5 | 15 | 9 | Yes | Yes | 2015-05-13 |  | 1
FALSE | 4A6H6024H1 | 3332 | 7563984 | TRANE | 4TWX6024H1 | HP | Split System: Heat Pump with Remote Outdoor Unit-Air-Source | 4A6H6024H1 |  | 4TXCC005CC3 | 13 | 16 | 9 | Yes | Yes | 2015-05-13 |  | 2
FALSE | 4A6H6024H1 | 3332 | 7563982 | TRANE | 4TWX6024H1 | HP | Split System: Heat Pump with Remote Outdoor Unit-Air-Source | 4A6H6024H1 |  | 4TXCC005CC3 | 13 | 16 | 9 | Yes | Yes | 2015-05-13 |  | 2
FALSE | 4A6H6048H1 | 3336 | 7565417 | TRANE | 4TWX6048H1 | HP | Split System: Heat Pump with Remote Outdoor Unit-Air-Source | 4A6H6048H1 |  | 4TXFH063CZ3 | 12.5 | 15 | 8.5 | Yes | Yes | 2015-05-13 |  | 1
FALSE | 4A6H6030H1 | 3333 | 7564170 | TRANE | 4TWX6030H1 | HP | Split System: Heat Pump with Remote Outdoor Unit-Air-Source | 4A6H6030H1 |  | 4TXCC005CC3 | 12.5 | 15.5 | 9 | Yes | Yes | 2015-05-13 |  | 1
FALSE | 4A6H6030H1 | 3333 | 7564171 | TRANE | 4TWX6030H1 | HP | Split System: Heat Pump with Remote Outdoor Unit-Air-Source | 4A6H6030H1 |  | 4TXCC005CC3 | 12.5 | 16 | 9 | Yes | Yes | 2015-05-13 |  | 1
FALSE | 4A6H6030H1 | 3333 | 7564172 | TRANE | 4TWX6030H1 | HP | Split System: Heat Pump with Remote Outdoor Unit-Air-Source | 4A6H6030H1 |  | 4TXCC005CC3 | 13 | 16 | 9 | Yes | Yes | 2015-05-13 |  | 2
FALSE | 4A6H6030H1 | 3333 | 7564173 | TRANE | 4TWX6030H1 | HP | Split System: Heat Pump with Remote Outdoor Unit-Air-Source | 4A6H6030H1 |  | 4TXCC005CC3 | 13 | 16 | 9 | Yes | Yes | 2015-05-13 |  | 2
FALSE | 4A6H6030H1 | 3333 | 7564174 | TRANE | 4TWX6030H1 | HP | Split System: Heat Pump with Remote Outdoor Unit-Air-Source | 4A6H6030H1 |  | 4TXCC005CC3 | 13 | 16 | 9 | Yes | Yes | 2015-05-13 |  | 2
FALSE | 4A6H6042H1 | 3335 | 7565106 | TRANE | 4TWX6042H1 | HP | Split System: Heat Pump with Remote Outdoor Unit-Air-Source | 4A6H6042H1 |  | 4TXFH054CC3 | 12.5 | 16 | 8.5 | Yes | Yes | 2015-05-13 |  | 1
FALSE | 4A6H6030H1 | 3333 | 7564175 | TRANE | 4TWX6030H1 | HP | Split System: Heat Pump with Remote Outdoor Unit-Air-Source | 4A6H6030H1 |  | 4TXCC005CC3 | 13 | 16 | 9 | Yes | Yes | 2015-05-13 |  | 2
FALSE | 4A6H6030H1 | 3333 | 7564031 | TRANE | 4TWX6030H1 | HP | Split System: Heat Pump with Remote Outdoor Unit-Air-Source | 4A6H6030H1 |  | 4NXCC005AS3 | 12.5 | 16 | 9 | Yes | Yes | 2015-05-13 |  | 1
FALSE | 4A6H6030H1 | 3333 | 7564008 | TRANE | 4TWX6030H1 | HP | Split System: Heat Pump with Remote Outdoor Unit-Air-Source | 4A6H6030H1 |  | 4NXCB004AS3 | 12.5 | 16 | 9 | Yes | Yes | 2015-05-13 |  | 1
FALSE | 4A6H6030H1 | 3333 | 7564009 | TRANE | 4TWX6030H1 | HP | Split System: Heat Pump with Remote Outdoor Unit-Air-Source | 4A6H6030H1 |  | 4NXCB004AS3 | 12.5 | 16 | 9 | Yes | Yes | 2015-05-13 |  | 1
FALSE | 4A6H6024H1 | 3332 | 7563995 | TRANE | 4TWX6024H1 | HP | Split System: Heat Pump with Remote Outdoor Unit-Air-Source | 4A6H6024H1 |  | 4TXCC006CC3 | 12.5 | 15 | 9 | Yes | Yes | 2015-05-13 |  | 1
FALSE | 4A6H6036H1 | 3334 | 7564795 | TRANE | 4TWX6036H1 | HP | Split System: Heat Pump with Remote Outdoor Unit-Air-Source | 4A6H6036H1 |  | 4TXFH036CZ3 | 13 | 15.5 | 9 | Yes | Yes | 2015-05-13 |  | 1
FALSE | 4A6H6036H1 | 3334 | 7564738 | TRANE | 4TWX6036H1 | HP | Split System: Heat Pump with Remote Outdoor Unit-Air-Source | 4A6H6036H1 |  | 4TXCC007CC3 | 12 | 14.5 | 9 | Yes | Yes | 2015-05-13 |  | 0
FALSE | 4A6H6036H1 | 3334 | 7564466 | TRANE | 4TWX6036H1 | HP | Split System: Heat Pump with Remote Outdoor Unit-Air-Source | 4A6H6036H1 |  | 4PX*CD42AC3 | 13 | 16 | 9 | Yes | Yes | 2015-05-13 |  | 2
FALSE | 4A6H6030H1 | 3333 | 7564166 | TRANE | 4TWX6030H1 | HP | Split System: Heat Pump with Remote Outdoor Unit-Air-Source | 4A6H6030H1 |  | 4TXCC005CC3 | 13 | 16 | 9 | Yes | Yes | 2015-05-13 |  | 2
FALSE | 4A6H6030H1 | 3333 | 7564168 | TRANE | 4TWX6030H1 | HP | Split System: Heat Pump with Remote Outdoor Unit-Air-Source | 4A6H6030H1 |  | 4TXCC005CC3 | 13 | 16 | 9 | Yes | Yes | 2015-05-13 |  | 2
FALSE | 4A6H6060H1 | 3337 | 7565643 | TRANE | 4TWX6060H1 | HP | Split System: Heat Pump with Remote Outdoor Unit-Air-Source | 4A6H6060H1 |  | 4TXFH063CZ3 | 12 | 14.5 | 8.5 | Yes | Yes | 2015-05-13 |  | 0
FALSE | 4A6H6060H1 | 3337 | 7565606 | TRANE | 4TWX6060H1 | HP | Split System: Heat Pump with Remote Outdoor Unit-Air-Source | 4A6H6060H1 |  | 4TXFH063CZ3 | 12.5 | 15 | 8.5 | Yes | Yes | 2015-05-13 |  | 1
FALSE | 4A6H6036H1 | 3334 | 7564286 | TRANE | 4TWX6036H1 | HP | Split System: Heat Pump with Remote Outdoor Unit-Air-Source | 4A6H6036H1 |  | 4NXCB004AS3 | 12.5 | 15 | 9 | Yes | Yes | 2015-05-13 |  | 1
FALSE | 4A6H6036H1 | 3334 | 7564647 | TRANE | 4TWX6036H1 | HP | Split System: Heat Pump with Remote Outdoor Unit-Air-Source | 4A6H6036H1 |  | 4TXCB004CC3 | 12.5 | 15 | 9 | Yes | Yes | 2015-05-13 |  | 1
FALSE | 4A6H6036H1 | 3334 | 7564648 | TRANE | 4TWX6036H1 | HP | Split System: Heat Pump with Remote Outdoor Unit-Air-Source | 4A6H6036H1 |  | 4TXCB004CC3 | 12.5 | 15 | 9 | Yes | Yes | 2015-05-13 |  | 1
FALSE | 4A6H6036H1 | 3334 | 7564649 | TRANE | 4TWX6036H1 | HP | Split System: Heat Pump with Remote Outdoor Unit-Air-Source | 4A6H6036H1 |  | 4TXCB004CC3 | 12.5 | 15 | 9 | Yes | Yes | 2015-05-13 |  | 1
FALSE | 4A6H6036H1 | 3334 | 7564652 | TRANE | 4TWX6036H1 | HP | Split System: Heat Pump with Remote Outdoor Unit-Air-Source | 4A6H6036H1 |  | 4TXCB004CC3 | 12.5 | 15 | 9 | Yes | Yes | 2015-05-13 |  | 1
FALSE | 4A6H6036H1 | 3334 | 7564732 | TRANE | 4TWX6036H1 | HP | Split System: Heat Pump with Remote Outdoor Unit-Air-Source | 4A6H6036H1 |  | 4TXCC007CC3 | 13 | 15.5 | 9 | Yes | Yes | 2015-05-13 |  | 1
FALSE | 4A6H6036H1 | 3334 | 7564733 | TRANE | 4TWX6036H1 | HP | Split System: Heat Pump with Remote Outdoor Unit-Air-Source | 4A6H6036H1 |  | 4TXCC007CC3 | 13 | 15.5 | 9 | Yes | Yes | 2015-05-13 |  | 1
FALSE | 4A6H6036H1 | 3334 | 7564734 | TRANE | 4TWX6036H1 | HP | Split System: Heat Pump with Remote Outdoor Unit-Air-Source | 4A6H6036H1 |  | 4TXCC007CC3 | 13 | 15.5 | 9 | Yes | Yes | 2015-05-13 |  | 1
FALSE | 4A6H6036H1 | 3334 | 7564793 | TRANE | 4TWX6036H1 | HP | Split System: Heat Pump with Remote Outdoor Unit-Air-Source | 4A6H6036H1 |  | 4TXFH036CZ3 | 13 | 15.5 | 9 | Yes | Yes | 2015-05-13 |  | 1
FALSE | 4A6H6036H1 | 3334 | 7564794 | TRANE | 4TWX6036H1 | HP | Split System: Heat Pump with Remote Outdoor Unit-Air-Source | 4A6H6036H1 |  | 4TXFH036CZ3 | 13 | 15.5 | 9 | Yes | Yes | 2015-05-13 |  | 1
FALSE | 4A6H6036H1 | 3334 | 7564788 | TRANE | 4TWX6036H1 | HP | Split System: Heat Pump with Remote Outdoor Unit-Air-Source | 4A6H6036H1 |  | 4TXFH036CZ3 | 13 | 15.5 | 9 | Yes | Yes | 2015-05-13 |  | 1
FALSE | 4A6H6036H1 | 3334 | 7564791 | TRANE | 4TWX6036H1 | HP | Split System: Heat Pump with Remote Outdoor Unit-Air-Source | 4A6H6036H1 |  | 4TXFH036CZ3 | 12.5 | 15 | 9 | Yes | Yes | 2015-05-13 |  | 1
FALSE | 4A6H6024H1 | 3332 | 7563944 | TRANE | 4TWX6024H1 | HP | Split System: Heat Pump with Remote Outdoor Unit-Air-Source | 4A6H6024H1 |  | 4TXCB003CC3 | 12.5 | 16 | 9 | Yes | Yes | 2015-05-13 |  | 1
FALSE | 4A6H6024H1 | 3332 | 7563945 | TRANE | 4TWX6024H1 | HP | Split System: Heat Pump with Remote Outdoor Unit-Air-Source | 4A6H6024H1 |  | 4TXCB003CC3 | 12.5 | 15 | 9 | Yes | Yes | 2015-05-13 |  | 1
FALSE | 4A6H6024H1 | 3332 | 7563981 | TRANE | 4TWX6024H1 | HP | Split System: Heat Pump with Remote Outdoor Unit-Air-Source | 4A6H6024H1 |  | 4TXCB004CC3 | 12.5 | 16 | 9 | Yes | Yes | 2015-05-13 |  | 1
FALSE | 4A6H6024H1 | 3332 | 7563963 | TRANE | 4TWX6024H1 | HP | Split System: Heat Pump with Remote Outdoor Unit-Air-Source | 4A6H6024H1 |  | 4TXCB004CC3 | 12.5 | 16 | 9 | Yes | Yes | 2015-05-13 |  | 1
FALSE | 4A6H6030H1 | 3333 | 7564189 | TRANE | 4TWX6030H1 | HP | Split System: Heat Pump with Remote Outdoor Unit-Air-Source | 4A6H6030H1 |  | 4TXCC007CC3 | 12.5 | 15.5 | 9 | Yes | Yes | 2015-05-13 |  | 1
FALSE | 4A6H6030H1 | 3333 | 7564190 | TRANE | 4TWX6030H1 | HP | Split System: Heat Pump with Remote Outdoor Unit-Air-Source | 4A6H6030H1 |  | 4TXCC007CC3 | 12.5 | 16 | 9 | Yes | Yes | 2015-05-13 |  | 1
FALSE | 4A6H6030H1 | 3333 | 7564191 | TRANE | 4TWX6030H1 | HP | Split System: Heat Pump with Remote Outdoor Unit-Air-Source | 4A6H6030H1 |  | 4TXCC007CC3 | 13 | 16 | 9 | Yes | Yes | 2015-05-13 |  | 2
FALSE | 4A6H6030H1 | 3333 | 7564192 | TRANE | 4TWX6030H1 | HP | Split System: Heat Pump with Remote Outdoor Unit-Air-Source | 4A6H6030H1 |  | 4TXCC007CC3 | 13 | 16 | 9 | Yes | Yes | 2015-05-13 |  | 2
FALSE | 4A6H6048H1 | 3336 | 7565332 | TRANE | 4TWX6048H1 | HP | Split System: Heat Pump with Remote Outdoor Unit-Air-Source | 4A6H6048H1 |  | 4TXCD009CC3 | 13 | 15.5 | 8.5 | Yes | Yes | 2015-05-13 |  | 1
FALSE | 4A6H6048H1 | 3336 | 7565333 | TRANE | 4TWX6048H1 | HP | Split System: Heat Pump with Remote Outdoor Unit-Air-Source | 4A6H6048H1 |  | 4TXCD009CC3 | 12.5 | 15 | 8.5 | Yes | Yes | 2015-05-13 |  | 1
FALSE | 4A6H6048H1 | 3336 | 7565335 | TRANE | 4TWX6048H1 | HP | Split System: Heat Pump with Remote Outdoor Unit-Air-Source | 4A6H6048H1 |  | 4TXCD009CC3 | 12.5 | 15.5 | 8.5 | Yes | Yes | 2015-05-13 |  | 1
FALSE | 4A6H6048H1 | 3336 | 7565336 | TRANE | 4TWX6048H1 | HP | Split System: Heat Pump with Remote Outdoor Unit-Air-Source | 4A6H6048H1 |  | 4TXCD009CC3 | 12.5 | 15.5 | 8.5 | Yes | Yes | 2015-05-13 |  | 1
FALSE | 4A6H6048H1 | 3336 | 7565337 | TRANE | 4TWX6048H1 | HP | Split System: Heat Pump with Remote Outdoor Unit-Air-Source | 4A6H6048H1 |  | 4TXCD009CC3 | 12.5 | 15 | 8.5 | Yes | Yes | 2015-05-13 |  | 1
FALSE | 4A6H6042H1 | 3335 | 7565110 | TRANE | 4TWX6042H1 | HP | Split System: Heat Pump with Remote Outdoor Unit-Air-Source | 4A6H6042H1 |  | GAM5B0B36M31 | 12.5 | 15 | 8.2 | Yes | Yes | 2015-05-13 |  | Below V5.0 Req.
FALSE | 4A6H6042H1 | 3335 | 7565111 | TRANE | 4TWX6042H1 | HP | Split System: Heat Pump with Remote Outdoor Unit-Air-Source | 4A6H6042H1 |  | GAM5B0C42M31 | 12.5 | 16 | 9 | Yes | Yes | 2015-05-13 |  | 1
FALSE | 4A6H6042H1 | 3335 | 7564821 | TRANE | 4TWX6042H1 | HP | Split System: Heat Pump with Remote Outdoor Unit-Air-Source | 4A6H6042H1 |  | *AM4A0B42S31+TDR | 12 | 15 | 8.5 | Yes | Yes | 2015-05-13 |  | 0
FALSE | 4A6H6042H1 | 3335 | 7564822 | TRANE | 4TWX6042H1 | HP | Split System: Heat Pump with Remote Outdoor Unit-Air-Source | 4A6H6042H1 |  | *AM7A0C36H31 | 13 | 16 | 9 | Yes | Yes | 2015-05-13 |  | 2
FALSE | 4A6H6042H1 | 3335 | 7564823 | TRANE | 4TWX6042H1 | HP | Split System: Heat Pump with Remote Outdoor Unit-Air-Source | 4A6H6042H1 |  | *AM7A0C42H31 | 13 | 16 | 8.5 | Yes | Yes | 2015-05-13 |  | 1
FALSE | 4A6H6042H1 | 3335 | 7564824 | TRANE | 4TWX6042H1 | HP | Split System: Heat Pump with Remote Outdoor Unit-Air-Source | 4A6H6042H1 |  | *AM7A0C48H41 | 13 | 16 | 9.6 | Yes | Yes | 2015-05-13 |  | 2
FALSE | 4A6H6036H1 | 3334 | 7564278 | TRANE | 4TWX6036H1 | HP | Split System: Heat Pump with Remote Outdoor Unit-Air-Source | 4A6H6036H1 |  | *AM7A0C42H31 | 13 | 16 | 9 | Yes | Yes | 2015-05-13 |  | 2
FALSE | 4A6H6042H1 | 3335 | 7565109 | TRANE | 4TWX6042H1 | HP | Split System: Heat Pump with Remote Outdoor Unit-Air-Source | 4A6H6042H1 |  | GAM2A0B42S31+TDR | 12 | 15 | 8.5 | Yes | Yes | 2015-05-13 |  | 0
FALSE | 4A6H6042H1 | 3335 | 7565060 | TRANE | 4TWX6042H1 | HP | Split System: Heat Pump with Remote Outdoor Unit-Air-Source | 4A6H6042H1 |  | 4TXCD009CC3 | 13 | 15.5 | 8.5 | Yes | Yes | 2015-05-13 |  | 1
FALSE | 4A6H6042H1 | 3335 | 7565061 | TRANE | 4TWX6042H1 | HP | Split System: Heat Pump with Remote Outdoor Unit-Air-Source | 4A6H6042H1 |  | 4TXCD009CC3 | 13 | 16 | 8.5 | Yes | Yes | 2015-05-13 |  | 1
FALSE | 4A6H6042H1 | 3335 | 7565097 | TRANE | 4TWX6042H1 | HP | Split System: Heat Pump with Remote Outdoor Unit-Air-Source | 4A6H6042H1 |  | 4TXFH054CC3 | 12.5 | 16 | 8.5 | Yes | Yes | 2015-05-13 |  | 1
FALSE | 4A6H6030H1 | 3333 | 7564269 | TRANE | 4TWX6030H1 | HP | Split System: Heat Pump with Remote Outdoor Unit-Air-Source | 4A6H6030H1 |  | 4TXFH036CZ3 | 12.5 | 16 | 9 | Yes | Yes | 2015-05-13 |  | 1
FALSE | 4A6H6030H1 | 3333 | 7564249 | TRANE | 4TWX6030H1 | HP | Split System: Heat Pump with Remote Outdoor Unit-Air-Source | 4A6H6030H1 |  | 4TXCC008CC3 | 13 | 16 | 9 | Yes | Yes | 2015-05-13 |  | 2
FALSE | 4A6H6030H1 | 3333 | 7564250 | TRANE | 4TWX6030H1 | HP | Split System: Heat Pump with Remote Outdoor Unit-Air-Source | 4A6H6030H1 |  | 4TXCC008CC3 | 13 | 16 | 9 | Yes | Yes | 2015-05-13 |  | 2
FALSE | 4A6H6030H1 | 3333 | 7564251 | TRANE | 4TWX6030H1 | HP | Split System: Heat Pump with Remote Outdoor Unit-Air-Source | 4A6H6030H1 |  | 4TXCC008CC3 | 13 | 16 | 9 | Yes | Yes | 2015-05-13 |  | 2
FALSE | 4A6H6030H1 | 3333 | 7564252 | TRANE | 4TWX6030H1 | HP | Split System: Heat Pump with Remote Outdoor Unit-Air-Source | 4A6H6030H1 |  | 4TXCC008CC3 | 13 | 16 | 9 | Yes | Yes | 2015-05-13 |  | 2
FALSE | 4A6H6030H1 | 3333 | 7564233 | TRANE | 4TWX6030H1 | HP | Split System: Heat Pump with Remote Outdoor Unit-Air-Source | 4A6H6030H1 |  | 4TXCC008CC3 | 13 | 16 | 9 | Yes | Yes | 2015-05-13 |  | 2
FALSE | 4A6H6030H1 | 3333 | 7564246 | TRANE | 4TWX6030H1 | HP | Split System: Heat Pump with Remote Outdoor Unit-Air-Source | 4A6H6030H1 |  | 4TXCC008CC3 | 13 | 16 | 9 | Yes | Yes | 2015-05-13 |  | 2
FALSE | 4A6H6030H1 | 3333 | 7564193 | TRANE | 4TWX6030H1 | HP | Split System: Heat Pump with Remote Outdoor Unit-Air-Source | 4A6H6030H1 |  | 4TXCC007CC3 | 13 | 16 | 9 | Yes | Yes | 2015-05-13 |  | 2
FALSE | 4A6H6042H1 | 3335 | 7565017 | TRANE | 4TWX6042H1 | HP | Split System: Heat Pump with Remote Outdoor Unit-Air-Source | 4A6H6042H1 |  | 4TXCC008CC3 | 13 | 16 | 9 | Yes | Yes | 2015-05-13 |  | 2
FALSE | 4A6H6048H1 | 3336 | 7565348 | TRANE | 4TWX6048H1 | HP | Split System: Heat Pump with Remote Outdoor Unit-Air-Source | 4A6H6048H1 |  | 4TXCD010CC3 | 12 | 14.5 | 8.5 | Yes | Yes | 2015-05-13 |  | 0
FALSE | 4A6H6048H1 | 3336 | 7565390 | TRANE | 4TWX6048H1 | HP | Split System: Heat Pump with Remote Outdoor Unit-Air-Source | 4A6H6048H1 |  | 4TXCD010CC3 | 12.5 | 15 | 8.5 | Yes | Yes | 2015-05-13 |  | 1
FALSE | 4A6H6048H1 | 3336 | 7565358 | TRANE | 4TWX6048H1 | HP | Split System: Heat Pump with Remote Outdoor Unit-Air-Source | 4A6H6048H1 |  | 4TXCD010CC3 | 12 | 14.5 | 8.2 | Yes | Yes | 2015-05-13 |  | Below V5.0 Req.
FALSE | 4A6H6048H1 | 3336 | 7565359 | TRANE | 4TWX6048H1 | HP | Split System: Heat Pump with Remote Outdoor Unit-Air-Source | 4A6H6048H1 |  | 4TXCD010CC3 | 12.5 | 15 | 8.5 | Yes | Yes | 2015-05-13 |  | 1
FALSE | 4A6H6042H1 | 3335 | 7565028 | TRANE | 4TWX6042H1 | HP | Split System: Heat Pump with Remote Outdoor Unit-Air-Source | 4A6H6042H1 |  | 4TXCD009CC3 | 13 | 16 | 9 | Yes | Yes | 2015-05-13 |  | 2
FALSE | 4A6H6042H1 | 3335 | 7565032 | TRANE | 4TWX6042H1 | HP | Split System: Heat Pump with Remote Outdoor Unit-Air-Source | 4A6H6042H1 |  | 4TXCD009CC3 | 13 | 16 | 9 | Yes | Yes | 2015-05-13 |  | 2
FALSE | 4A6H6042H1 | 3335 | 7565036 | TRANE | 4TWX6042H1 | HP | Split System: Heat Pump with Remote Outdoor Unit-Air-Source | 4A6H6042H1 |  | 4TXCD009CC3 | 13 | 16 | 9 | Yes | Yes | 2015-05-13 |  | 2
FALSE | 4A6H6048H1 | 3336 | 7565131 | TRANE | 4TWX6048H1 | HP | Split System: Heat Pump with Remote Outdoor Unit-Air-Source | 4A6H6048H1 |  | 4NXCD009AS3 | 12.5 | 16 | 8.2 | Yes | Yes | 2015-05-13 |  | Below V5.0 Req.
FALSE | 4A6H6048H1 | 3336 | 7565124 | TRANE | 4TWX6048H1 | HP | Split System: Heat Pump with Remote Outdoor Unit-Air-Source | 4A6H6048H1 |  | 4NXCD009AS3 | 13 | 16 | 8.2 | Yes | Yes | 2015-05-13 |  | Below V5.0 Req.
FALSE | 4A6H6048H1 | 3336 | 7565122 | TRANE | 4TWX6048H1 | HP | Split System: Heat Pump with Remote Outdoor Unit-Air-Source | 4A6H6048H1 |  | 4NXCD009AS3 | 12.5 | 16 | 8.2 | Yes | Yes | 2015-05-13 |  | Below V5.0 Req.
FALSE | 4A6H6030H1 | 3333 | 7564146 | TRANE | 4TWX6030H1 | HP | Split System: Heat Pump with Remote Outdoor Unit-Air-Source | 4A6H6030H1 |  | 4TXCC005CC3 | 13 | 16 | 9 | Yes | Yes | 2015-05-13 |  | 2
FALSE | 4A6H6060H1 | 3337 | 7566238 | TRANE | 4TWR6060H1 | HP | Split System: Heat Pump with Remote Outdoor Unit-Air-Source | 4A6H6060H1 |  | 4PX*DD60AC3+HORIZ-RT | 12 | 14.5 | 8.5 | Yes | Yes | 2015-05-13 |  | 0
FALSE | 4A6H6048H1 | 3336 | 7563411 | TRANE | 4TWR6048H1 | HP | Split System: Heat Pump with Remote Outdoor Unit-Air-Source | 4A6H6048H1 |  | 4PX*DD60AC3 | 13 | 16 | 9 | Yes | Yes | 2015-05-13 |  | 2
FALSE | 4A6H6048H1 | 3336 | 7563403 | TRANE | 4TWR6048H1 | HP | Split System: Heat Pump with Remote Outdoor Unit-Air-Source | 4A6H6048H1 |  | 4PX*DD60AC3 | 13 | 16 | 8.5 | Yes | Yes | 2015-05-13 |  | 1
FALSE | 4A6H6036H1 | 3334 | 7562465 | TRANE | 4TWR6036H1 | HP | Split System: Heat Pump with Remote Outdoor Unit-Air-Source | 4A6H6036H1 |  | 4PX*BD42AC3 | 12.5 | 15.5 | 8.5 | Yes | Yes | 2015-05-13 |  | 1
FALSE | 4A6H6036H1 | 3334 | 7562464 | TRANE | 4TWR6036H1 | HP | Split System: Heat Pump with Remote Outdoor Unit-Air-Source | 4A6H6036H1 |  | 4PX*BD42AC3 | 13 | 16 | 8.5 | Yes | Yes | 2015-05-13 |  | 1
FALSE | 4A6H6042H1 | 3335 | 7563105 | TRANE | 4TWR6042H1 | HP | Split System: Heat Pump with Remote Outdoor Unit-Air-Source | 4A6H6042H1 |  | 4PX*DD60AC3 | 13 | 16 | 9 | Yes | Yes | 2015-05-13 |  | 2
FALSE | 4A6H6042H1 | 3335 | 7563106 | TRANE | 4TWR6042H1 | HP | Split System: Heat Pump with Remote Outdoor Unit-Air-Source | 4A6H6042H1 |  | 4PX*DD60AC3 | 13 | 16 | 9 | Yes | Yes | 2015-05-13 |  | 2
FALSE | 4A6H6042H1 | 3335 | 7563114 | TRANE | 4TWR6042H1 | HP | Split System: Heat Pump with Remote Outdoor Unit-Air-Source | 4A6H6042H1 |  | 4PX*DD60AC3 | 13 | 16 | 9 | Yes | Yes | 2015-05-13 |  | 2
FALSE | 4A6H6042H1 | 3335 | 7563109 | TRANE | 4TWR6042H1 | HP | Split System: Heat Pump with Remote Outdoor Unit-Air-Source | 4A6H6042H1 |  | 4PX*DD60AC3 | 13 | 16 | 9 | Yes | Yes | 2015-05-13 |  | 2
FALSE | 4A6H6042H1 | 3335 | 7566158 | TRANE | 4TWR6042H1 | HP | Split System: Heat Pump with Remote Outdoor Unit-Air-Source | 4A6H6042H1 |  | 4PX*DD60AC3+HORIZ-RT | 13 | 16 | 9.5 | Yes | Yes | 2015-05-13 |  | 2
FALSE | 4A6H6042H1 | 3335 | 7566157 | TRANE | 4TWR6042H1 | HP | Split System: Heat Pump with Remote Outdoor Unit-Air-Source | 4A6H6042H1 |  | 4PX*DD60AC3+HORIZ-RT | 13 | 16 | 9.5 | Yes | Yes | 2015-05-13 |  | 2
FALSE | 4A6H6042H1 | 3335 | 7566156 | TRANE | 4TWR6042H1 | HP | Split System: Heat Pump with Remote Outdoor Unit-Air-Source | 4A6H6042H1 |  | 4PX*DD60AC3+HORIZ-RT | 13 | 16 | 9.5 | Yes | Yes | 2015-05-13 |  | 2
FALSE | 4A6H6036H1 | 3334 | 7562699 | TRANE | 4TWR6036H1 | HP | Split System: Heat Pump with Remote Outdoor Unit-Air-Source | 4A6H6036H1 |  | 4PX*CU42AC3 | 12.5 | 15.5 | 9 | Yes | Yes | 2015-05-13 |  | 1
FALSE | 4A6H6036H1 | 3334 | 7562700 | TRANE | 4TWR6036H1 | HP | Split System: Heat Pump with Remote Outdoor Unit-Air-Source | 4A6H6036H1 |  | 4PX*CU42AC3 | 12.5 | 15.5 | 9 | Yes | Yes | 2015-05-13 |  | 1
FALSE | 4A6H6036H1 | 3334 | 7562701 | TRANE | 4TWR6036H1 | HP | Split System: Heat Pump with Remote Outdoor Unit-Air-Source | 4A6H6036H1 |  | 4PX*CU42AC3 | 13 | 16 | 9.5 | Yes | Yes | 2015-05-13 |  | 2
FALSE | 4A6H6036H1 | 3334 | 7562741 | TRANE | 4TWR6036H1 | HP | Split System: Heat Pump with Remote Outdoor Unit-Air-Source | 4A6H6036H1 |  | 4PX*CU48AC3 | 13 | 16 | 9.6 | Yes | Yes | 2015-05-13 |  | 2
FALSE | 4A6H6036H1 | 3334 | 7562704 | TRANE | 4TWR6036H1 | HP | Split System: Heat Pump with Remote Outdoor Unit-Air-Source | 4A6H6036H1 |  | 4PX*CU42AC3 | 12.5 | 15.5 | 9 | Yes | Yes | 2015-05-13 |  | 1
FALSE | 4A6H6036H1 | 3334 | 7562746 | TRANE | 4TWR6036H1 | HP | Split System: Heat Pump with Remote Outdoor Unit-Air-Source | 4A6H6036H1 |  | 4PX*CU48AC3 | 13 | 16 | 9.6 | Yes | Yes | 2015-05-13 |  | 2
FALSE | 4A6H6042H1 | 3335 | 7563169 | TRANE | 4TWR6042H1 | HP | Split System: Heat Pump with Remote Outdoor Unit-Air-Source | 4A6H6042H1 |  | 4PX*DU60AC3 | 13 | 16 | 9.6 | Yes | Yes | 2015-05-13 |  | 2
FALSE | 4A6H6042H1 | 3335 | 7563168 | TRANE | 4TWR6042H1 | HP | Split System: Heat Pump with Remote Outdoor Unit-Air-Source | 4A6H6042H1 |  | 4PX*DU60AC3 | 13 | 16 | 9.5 | Yes | Yes | 2015-05-13 |  | 2
FALSE | 4A6H6036H1 | 3334 | 7562772 | TRANE | 4TWR6036H1 | HP | Split System: Heat Pump with Remote Outdoor Unit-Air-Source | 4A6H6036H1 |  | 4PX*DU48AC3 | 13 | 16 | 9.6 | Yes | Yes | 2015-05-13 |  | 2
FALSE | 4A6H6036H1 | 3334 | 7562773 | TRANE | 4TWR6036H1 | HP | Split System: Heat Pump with Remote Outdoor Unit-Air-Source | 4A6H6036H1 |  | 4PX*DU48AC3 | 13 | 16 | 9.6 | Yes | Yes | 2015-05-13 |  | 2
FALSE | 4A6H6036H1 | 3334 | 7562776 | TRANE | 4TWR6036H1 | HP | Split System: Heat Pump with Remote Outdoor Unit-Air-Source | 4A6H6036H1 |  | 4PX*DU48AC3 | 13 | 16 | 9.5 | Yes | Yes | 2015-05-13 |  | 2
FALSE | 4A6H6036H1 | 3334 | 7562732 | TRANE | 4TWR6036H1 | HP | Split System: Heat Pump with Remote Outdoor Unit-Air-Source | 4A6H6036H1 |  | 4PX*CU48AC3 | 12.5 | 15.5 | 9.5 | Yes | Yes | 2015-05-13 |  | 1
FALSE | 4A6H6036H1 | 3334 | 7562734 | TRANE | 4TWR6036H1 | HP | Split System: Heat Pump with Remote Outdoor Unit-Air-Source | 4A6H6036H1 |  | 4PX*CU48AC3 | 13 | 16 | 9.6 | Yes | Yes | 2015-05-13 |  | 2
FALSE | 4A6H6036H1 | 3334 | 7562739 | TRANE | 4TWR6036H1 | HP | Split System: Heat Pump with Remote Outdoor Unit-Air-Source | 4A6H6036H1 |  | 4PX*CU48AC3 | 12.5 | 15.5 | 9 | Yes | Yes | 2015-05-13 |  | 1
FALSE | 4A6H6048H1 | 3336 | 7563455 | TRANE | 4TWR6048H1 | HP | Split System: Heat Pump with Remote Outdoor Unit-Air-Source | 4A6H6048H1 |  | 4PX*DU60AC3 | 13 | 16 | 9 | Yes | Yes | 2015-05-13 |  | 2
FALSE | 4A6H6048H1 | 3336 | 7563466 | TRANE | 4TWR6048H1 | HP | Split System: Heat Pump with Remote Outdoor Unit-Air-Source | 4A6H6048H1 |  | 4PX*DU60AC3 | 13 | 16 | 9 | Yes | Yes | 2015-05-13 |  | 2
FALSE | 4A6H6048H1 | 3336 | 7563467 | TRANE | 4TWR6048H1 | HP | Split System: Heat Pump with Remote Outdoor Unit-Air-Source | 4A6H6048H1 |  | 4PX*DU60AC3 | 13 | 16 | 9 | Yes | Yes | 2015-05-13 |  | 2
FALSE | 4A6H6048H1 | 3336 | 7563468 | TRANE | 4TWR6048H1 | HP | Split System: Heat Pump with Remote Outdoor Unit-Air-Source | 4A6H6048H1 |  | 4PX*DU60AC3 | 13 | 16 | 9 | Yes | Yes | 2015-05-13 |  | 2
FALSE | 4A6H6048H1 | 3336 | 7563469 | TRANE | 4TWR6048H1 | HP | Split System: Heat Pump with Remote Outdoor Unit-Air-Source | 4A6H6048H1 |  | 4PX*DU60AC3 | 13 | 16 | 9 | Yes | Yes | 2015-05-13 |  | 2
FALSE | 4A6H6048H1 | 3336 | 7563472 | TRANE | 4TWR6048H1 | HP | Split System: Heat Pump with Remote Outdoor Unit-Air-Source | 4A6H6048H1 |  | 4PX*DU60AC3 | 13 | 16 | 9 | Yes | Yes | 2015-05-13 |  | 2
FALSE | 4A6H6048H1 | 3336 | 7563473 | TRANE | 4TWR6048H1 | HP | Split System: Heat Pump with Remote Outdoor Unit-Air-Source | 4A6H6048H1 |  | 4PX*DU60AC3 | 13 | 16 | 9 | Yes | Yes | 2015-05-13 |  | 2
FALSE | 4A6H6048H1 | 3336 | 7563474 | TRANE | 4TWR6048H1 | HP | Split System: Heat Pump with Remote Outdoor Unit-Air-Source | 4A6H6048H1 |  | 4PX*DU60AC3 | 13 | 16 | 9 | Yes | Yes | 2015-05-13 |  | 2
FALSE | 4A6H6042H1 | 3335 | 7563123 | TRANE | 4TWR6042H1 | HP | Split System: Heat Pump with Remote Outdoor Unit-Air-Source | 4A6H6042H1 |  | 4PX*DU48AC3 | 13 | 16 | 9 | Yes | Yes | 2015-05-13 |  | 2
FALSE | 4A6H6042H1 | 3335 | 7563119 | TRANE | 4TWR6042H1 | HP | Split System: Heat Pump with Remote Outdoor Unit-Air-Source | 4A6H6042H1 |  | 4PX*DU48AC3 | 13 | 16 | 9 | Yes | Yes | 2015-05-13 |  | 2
FALSE | 4A6H6042H1 | 3335 | 7563163 | TRANE | 4TWR6042H1 | HP | Split System: Heat Pump with Remote Outdoor Unit-Air-Source | 4A6H6042H1 |  | 4PX*DU60AC3 | 13 | 16 | 9.5 | Yes | Yes | 2015-05-13 |  | 2
FALSE | 4A6H6042H1 | 3335 | 7563161 | TRANE | 4TWR6042H1 | HP | Split System: Heat Pump with Remote Outdoor Unit-Air-Source | 4A6H6042H1 |  | 4PX*DU60AC3 | 13 | 16 | 9.6 | Yes | Yes | 2015-05-13 |  | 2
FALSE | 4A6H6042H1 | 3335 | 7563159 | TRANE | 4TWR6042H1 | HP | Split System: Heat Pump with Remote Outdoor Unit-Air-Source | 4A6H6042H1 |  | 4PX*DU60AC3 | 13 | 16 | 9.6 | Yes | Yes | 2015-05-13 |  | 2
FALSE | 4A6H6042H1 | 3335 | 7563158 | TRANE | 4TWR6042H1 | HP | Split System: Heat Pump with Remote Outdoor Unit-Air-Source | 4A6H6042H1 |  | 4PX*DU60AC3 | 13 | 16 | 9.6 | Yes | Yes | 2015-05-13 |  | 2
FALSE | 4A6H6030H1 | 3333 | 7562138 | TRANE | 4TWR6030H1 | HP | Split System: Heat Pump with Remote Outdoor Unit-Air-Source | 4A6H6030H1 |  | 4PX*BU36AC3 | 13 | 16 | 9 | Yes | Yes | 2015-05-13 |  | 2
FALSE | 4A6H6030H1 | 3333 | 7562137 | TRANE | 4TWR6030H1 | HP | Split System: Heat Pump with Remote Outdoor Unit-Air-Source | 4A6H6030H1 |  | 4PX*BU36AC3 | 13 | 16 | 9 | Yes | Yes | 2015-05-13 |  | 2
FALSE | 4A6H6030H1 | 3333 | 7562158 | TRANE | 4TWR6030H1 | HP | Split System: Heat Pump with Remote Outdoor Unit-Air-Source | 4A6H6030H1 |  | 4PX*CU36AC3 | 13 | 16 | 9.5 | Yes | Yes | 2015-05-13 |  | 2
FALSE | 4A6H6030H1 | 3333 | 7562134 | TRANE | 4TWR6030H1 | HP | Split System: Heat Pump with Remote Outdoor Unit-Air-Source | 4A6H6030H1 |  | 4PX*BU36AC3 | 13 | 16 | 9 | Yes | Yes | 2015-05-13 |  | 2
FALSE | 4A6H6030H1 | 3333 | 7562161 | TRANE | 4TWR6030H1 | HP | Split System: Heat Pump with Remote Outdoor Unit-Air-Source | 4A6H6030H1 |  | 4PX*CU36AC3 | 13 | 16 | 9 | Yes | Yes | 2015-05-13 |  | 2
FALSE | 4A6H6030H1 | 3333 | 7562162 | TRANE | 4TWR6030H1 | HP | Split System: Heat Pump with Remote Outdoor Unit-Air-Source | 4A6H6030H1 |  | 4PX*CU36AC3 | 13 | 16 | 9 | Yes | Yes | 2015-05-13 |  | 2
FALSE | 4A6H6030H1 | 3333 | 7562187 | TRANE | 4TWR6030H1 | HP | Split System: Heat Pump with Remote Outdoor Unit-Air-Source | 4A6H6030H1 |  | 4PX*CU36AC3 | 13 | 16 | 9 | Yes | Yes | 2015-05-13 |  | 2
FALSE | 4A6H6030H1 | 3333 | 7562189 | TRANE | 4TWR6030H1 | HP | Split System: Heat Pump with Remote Outdoor Unit-Air-Source | 4A6H6030H1 |  | 4PX*CU36AC3 | 13 | 16 | 9 | Yes | Yes | 2015-05-13 |  | 2
FALSE | 4A6H6024H1 | 3332 | 7562023 | TRANE | 4TWR6024H1 | HP | Split System: Heat Pump with Remote Outdoor Unit-Air-Source | 4A6H6024H1 |  | 4PX*CU36AC3 | 13 | 16 | 9 | Yes | Yes | 2015-05-13 |  | 2
FALSE | 4A6H6024H1 | 3332 | 7562022 | TRANE | 4TWR6024H1 | HP | Split System: Heat Pump with Remote Outdoor Unit-Air-Source | 4A6H6024H1 |  | 4PX*CU36AC3 | 13 | 16 | 9 | Yes | Yes | 2015-05-13 |  | 2
FALSE | 4A6H6024H1 | 3332 | 7565952 | TRANE | 4TWR6024H1 | HP | Split System: Heat Pump with Remote Outdoor Unit-Air-Source | 4A6H6024H1 |  | 4PX*CD36AC3+HORIZ-RT | 13 | 16 | 9 | Yes | Yes | 2015-05-13 |  | 2
FALSE | 4A6H6024H1 | 3332 | 7562020 | TRANE | 4TWR6024H1 | HP | Split System: Heat Pump with Remote Outdoor Unit-Air-Source | 4A6H6024H1 |  | 4PX*CU36AC3 | 13 | 16 | 9 | Yes | Yes | 2015-05-13 |  | 2
FALSE | 4A6H6024H1 | 3332 | 7562013 | TRANE | 4TWR6024H1 | HP | Split System: Heat Pump with Remote Outdoor Unit-Air-Source | 4A6H6024H1 |  | 4PX*CU36AC3 | 13 | 16 | 9 | Yes | Yes | 2015-05-13 |  | 2
FALSE | 4A6H6024H1 | 3332 | 7565946 | TRANE | 4TWR6024H1 | HP | Split System: Heat Pump with Remote Outdoor Unit-Air-Source | 4A6H6024H1 |  | 4PX*CD36AC3+HORIZ-RT | 13 | 16 | 9 | Yes | Yes | 2015-05-13 |  | 2
FALSE | 4A6H6024H1 | 3332 | 7562015 | TRANE | 4TWR6024H1 | HP | Split System: Heat Pump with Remote Outdoor Unit-Air-Source | 4A6H6024H1 |  | 4PX*CU36AC3 | 13 | 16 | 9 | Yes | Yes | 2015-05-13 |  | 2
FALSE | 4A6H6024H1 | 3332 | 7562016 | TRANE | 4TWR6024H1 | HP | Split System: Heat Pump with Remote Outdoor Unit-Air-Source | 4A6H6024H1 |  | 4PX*CU36AC3 | 13 | 16 | 8.5 | Yes | Yes | 2015-05-13 |  | 1
FALSE | 4A6H6036H1 | 3334 | 7562501 | TRANE | 4TWR6036H1 | HP | Split System: Heat Pump with Remote Outdoor Unit-Air-Source | 4A6H6036H1 |  | 4PX*BU36AC3 | 12.5 | 15.25 | 9 | Yes | Yes | 2015-05-13 |  | 1
FALSE | 4A6H6036H1 | 3334 | 7562518 | TRANE | 4TWR6036H1 | HP | Split System: Heat Pump with Remote Outdoor Unit-Air-Source | 4A6H6036H1 |  | 4PX*BU42AC3 | 13 | 16 | 9.6 | Yes | Yes | 2015-05-13 |  | 2
FALSE | 4A6H6036H1 | 3334 | 7562496 | TRANE | 4TWR6036H1 | HP | Split System: Heat Pump with Remote Outdoor Unit-Air-Source | 4A6H6036H1 |  | 4PX*BU36AC3 | 12.5 | 15.5 | 9 | Yes | Yes | 2015-05-13 |  | 1
FALSE | 4A6H6036H1 | 3334 | 7566016 | TRANE | 4TWR6036H1 | HP | Split System: Heat Pump with Remote Outdoor Unit-Air-Source | 4A6H6036H1 |  | 4PX*BD48AC3+HORIZ-RT | 12.5 | 15.5 | 9 | Yes | Yes | 2015-05-13 |  | 1
FALSE | 4A6H6042H1 | 3335 | 7563092 | TRANE | 4TWR6042H1 | HP | Split System: Heat Pump with Remote Outdoor Unit-Air-Source | 4A6H6042H1 |  | 4PX*CU60AC3 | 13 | 16 | 9.6 | Yes | Yes | 2015-05-13 |  | 2
FALSE | 4A6H6036H1 | 3334 | 7562683 | TRANE | 4TWR6036H1 | HP | Split System: Heat Pump with Remote Outdoor Unit-Air-Source | 4A6H6036H1 |  | 4PX*CU42AC3 | 13 | 16 | 9.6 | Yes | Yes | 2015-05-13 |  | 2
FALSE | 4A6H6036H1 | 3334 | 7562685 | TRANE | 4TWR6036H1 | HP | Split System: Heat Pump with Remote Outdoor Unit-Air-Source | 4A6H6036H1 |  | 4PX*CU42AC3 | 13 | 16 | 9.5 | Yes | Yes | 2015-05-13 |  | 2
FALSE | 4A6H6036H1 | 3334 | 7562687 | TRANE | 4TWR6036H1 | HP | Split System: Heat Pump with Remote Outdoor Unit-Air-Source | 4A6H6036H1 |  | 4PX*CU42AC3 | 13 | 16 | 9.6 | Yes | Yes | 2015-05-13 |  | 2
FALSE | 4A6H6036H1 | 3334 | 7562688 | TRANE | 4TWR6036H1 | HP | Split System: Heat Pump with Remote Outdoor Unit-Air-Source | 4A6H6036H1 |  | 4PX*CU42AC3 | 12.5 | 15.5 | 9 | Yes | Yes | 2015-05-13 |  | 1
FALSE | 4A6H6042H1 | 3335 | 7563069 | TRANE | 4TWR6042H1 | HP | Split System: Heat Pump with Remote Outdoor Unit-Air-Source | 4A6H6042H1 |  | 4PX*CU42AC3 | 13 | 16 | 9 | Yes | Yes | 2015-05-13 |  | 2
FALSE | 4A6H6042H1 | 3335 | 7563037 | TRANE | 4TWR6042H1 | HP | Split System: Heat Pump with Remote Outdoor Unit-Air-Source | 4A6H6042H1 |  | 4PX*CU36AC3 | 13 | 16 | 9 | Yes | Yes | 2015-05-13 |  | 2
FALSE | 4A6H6042H1 | 3335 | 7563052 | TRANE | 4TWR6042H1 | HP | Split System: Heat Pump with Remote Outdoor Unit-Air-Source | 4A6H6042H1 |  | 4PX*CU36AC3 | 12.5 | 15.5 | 9 | Yes | Yes | 2015-05-13 |  | 1
FALSE | 4A6H6042H1 | 3335 | 7563038 | TRANE | 4TWR6042H1 | HP | Split System: Heat Pump with Remote Outdoor Unit-Air-Source | 4A6H6042H1 |  | 4PX*CU36AC3 | 12.5 | 15.25 | 9 | Yes | Yes | 2015-05-13 |  | 1
FALSE | 4A6H6042H1 | 3335 | 7563049 | TRANE | 4TWR6042H1 | HP | Split System: Heat Pump with Remote Outdoor Unit-Air-Source | 4A6H6042H1 |  | 4PX*CU36AC3 | 12.5 | 15.5 | 9 | Yes | Yes | 2015-05-13 |  | 1
FALSE | 4A6H6042H1 | 3335 | 7563044 | TRANE | 4TWR6042H1 | HP | Split System: Heat Pump with Remote Outdoor Unit-Air-Source | 4A6H6042H1 |  | 4PX*CU36AC3 | 12.5 | 15.5 | 9 | Yes | Yes | 2015-05-13 |  | 1
FALSE | 4A6H6042H1 | 3335 | 7563065 | TRANE | 4TWR6042H1 | HP | Split System: Heat Pump with Remote Outdoor Unit-Air-Source | 4A6H6042H1 |  | 4PX*CU42AC3 | 13 | 16 | 9 | Yes | Yes | 2015-05-13 |  | 2
FALSE | 4A6H6042H1 | 3335 | 7563064 | TRANE | 4TWR6042H1 | HP | Split System: Heat Pump with Remote Outdoor Unit-Air-Source | 4A6H6042H1 |  | 4PX*CU42AC3 | 13 | 16 | 9 | Yes | Yes | 2015-05-13 |  | 2
FALSE | 4A6H6042H1 | 3335 | 7563063 | TRANE | 4TWR6042H1 | HP | Split System: Heat Pump with Remote Outdoor Unit-Air-Source | 4A6H6042H1 |  | 4PX*CU42AC3 | 13 | 16 | 9 | Yes | Yes | 2015-05-13 |  | 2
FALSE | 4A6H6042H1 | 3335 | 7563060 | TRANE | 4TWR6042H1 | HP | Split System: Heat Pump with Remote Outdoor Unit-Air-Source | 4A6H6042H1 |  | 4PX*CU42AC3 | 13 | 16 | 9 | Yes | Yes | 2015-05-13 |  | 2
FALSE | 4A6H6042H1 | 3335 | 7563059 | TRANE | 4TWR6042H1 | HP | Split System: Heat Pump with Remote Outdoor Unit-Air-Source | 4A6H6042H1 |  | 4PX*CU42AC3 | 12.5 | 15.5 | 9 | Yes | Yes | 2015-05-13 |  | 1
FALSE | 4A6H6042H1 | 3335 | 7563056 | TRANE | 4TWR6042H1 | HP | Split System: Heat Pump with Remote Outdoor Unit-Air-Source | 4A6H6042H1 |  | 4PX*CU42AC3 | 13 | 16 | 9 | Yes | Yes | 2015-05-13 |  | 2
FALSE | 4A6H6042H1 | 3335 | 7563055 | TRANE | 4TWR6042H1 | HP | Split System: Heat Pump with Remote Outdoor Unit-Air-Source | 4A6H6042H1 |  | 4PX*CU42AC3 | 13 | 16 | 9 | Yes | Yes | 2015-05-13 |  | 2
FALSE | 4A6H6036H1 | 3334 | 7562695 | TRANE | 4TWR6036H1 | HP | Split System: Heat Pump with Remote Outdoor Unit-Air-Source | 4A6H6036H1 |  | 4PX*CU42AC3 | 13 | 16 | 9.5 | Yes | Yes | 2015-05-13 |  | 2
FALSE | 4A6H6036H1 | 3334 | 7566076 | TRANE | 4TWR6036H1 | HP | Split System: Heat Pump with Remote Outdoor Unit-Air-Source | 4A6H6036H1 |  | 4PX*CD48AC3+HORIZ-RT | 13 | 16 | 9 | Yes | Yes | 2015-05-13 |  | 2
FALSE | 4A6H6048H1 | 3336 | 7563458 | TRANE | 4TWR6048H1 | HP | Split System: Heat Pump with Remote Outdoor Unit-Air-Source | 4A6H6048H1 |  | 4PX*DU60AC3 | 12.5 | 15.5 | 9 | Yes | Yes | 2015-05-13 |  | 1
FALSE | 4A6H6060H1 | 3337 | 7563728 | TRANE | 4TWR6060H1 | HP | Split System: Heat Pump with Remote Outdoor Unit-Air-Source | 4A6H6060H1 |  | 4PX*DU60AC3 | 12 | 14.5 | 9 | Yes | Yes | 2015-05-13 |  | 0
FALSE | 4A6H6060H1 | 3337 | 7563726 | TRANE | 4TWR6060H1 | HP | Split System: Heat Pump with Remote Outdoor Unit-Air-Source | 4A6H6060H1 |  | 4PX*DU60AC3 | 12 | 14.75 | 8.5 | Yes | Yes | 2015-05-13 |  | 0
FALSE | 4A6H6030H1 | 3333 | 7562174 | TRANE | 4TWR6030H1 | HP | Split System: Heat Pump with Remote Outdoor Unit-Air-Source | 4A6H6030H1 |  | 4PX*CU36AC3 | 13 | 16 | 9 | Yes | Yes | 2015-05-13 |  | 2
FALSE | 4A6H6030H1 | 3333 | 7562183 | TRANE | 4TWR6030H1 | HP | Split System: Heat Pump with Remote Outdoor Unit-Air-Source | 4A6H6030H1 |  | 4PX*CU36AC3 | 13 | 16 | 9 | Yes | Yes | 2015-05-13 |  | 2
FALSE | 4A6H6030H1 | 3333 | 7562180 | TRANE | 4TWR6030H1 | HP | Split System: Heat Pump with Remote Outdoor Unit-Air-Source | 4A6H6030H1 |  | 4PX*CU36AC3 | 13 | 16 | 9.5 | Yes | Yes | 2015-05-13 |  | 2
FALSE | 4A6H6030H1 | 3333 | 7562179 | TRANE | 4TWR6030H1 | HP | Split System: Heat Pump with Remote Outdoor Unit-Air-Source | 4A6H6030H1 |  | 4PX*CU36AC3 | 13 | 16 | 9 | Yes | Yes | 2015-05-13 |  | 2
FALSE | 4A6H6030H1 | 3333 | 7562178 | TRANE | 4TWR6030H1 | HP | Split System: Heat Pump with Remote Outdoor Unit-Air-Source | 4A6H6030H1 |  | 4PX*CU36AC3 | 13 | 16 | 9 | Yes | Yes | 2015-05-13 |  | 2
FALSE | 4A6H6030H1 | 3333 | 7562177 | TRANE | 4TWR6030H1 | HP | Split System: Heat Pump with Remote Outdoor Unit-Air-Source | 4A6H6030H1 |  | 4PX*CU36AC3 | 13 | 16 | 9 | Yes | Yes | 2015-05-13 |  | 2
FALSE | 4A6H6030H1 | 3333 | 7562176 | TRANE | 4TWR6030H1 | HP | Split System: Heat Pump with Remote Outdoor Unit-Air-Source | 4A6H6030H1 |  | 4PX*CU36AC3 | 13 | 16 | 9 | Yes | Yes | 2015-05-13 |  | 2
FALSE | 4A6H6030H1 | 3333 | 7562175 | TRANE | 4TWR6030H1 | HP | Split System: Heat Pump with Remote Outdoor Unit-Air-Source | 4A6H6030H1 |  | 4PX*CU36AC3 | 13 | 16 | 9 | Yes | Yes | 2015-05-13 |  | 2
FALSE | 4A6H6024H1 | 3332 | 7562008 | TRANE | 4TWR6024H1 | HP | Split System: Heat Pump with Remote Outdoor Unit-Air-Source | 4A6H6024H1 |  | 4PX*CD36AC3 | 12.5 | 15.5 | 8.5 | Yes | Yes | 2015-05-13 |  | 1
FALSE | 4A6H6024H1 | 3332 | 7562009 | TRANE | 4TWR6024H1 | HP | Split System: Heat Pump with Remote Outdoor Unit-Air-Source | 4A6H6024H1 |  | 4PX*CD36AC3 | 13 | 16 | 8.5 | Yes | Yes | 2015-05-13 |  | 1
FALSE | 4A6H6024H1 | 3332 | 7562010 | TRANE | 4TWR6024H1 | HP | Split System: Heat Pump with Remote Outdoor Unit-Air-Source | 4A6H6024H1 |  | 4PX*CD36AC3 | 12.5 | 15.5 | 8.5 | Yes | Yes | 2015-05-13 |  | 1
FALSE | 4A6H6024H1 | 3332 | 7562011 | TRANE | 4TWR6024H1 | HP | Split System: Heat Pump with Remote Outdoor Unit-Air-Source | 4A6H6024H1 |  | 4PX*CD36AC3 | 13 | 16 | 8.5 | Yes | Yes | 2015-05-13 |  | 1
FALSE | 4A6H6024H1 | 3332 | 7562001 | TRANE | 4TWR6024H1 | HP | Split System: Heat Pump with Remote Outdoor Unit-Air-Source | 4A6H6024H1 |  | 4PX*CD36AC3 | 13 | 16 | 9 | Yes | Yes | 2015-05-13 |  | 2
FALSE | 4A6H6024H1 | 3332 | 7562030 | TRANE | 4TWR6024H1 | HP | Split System: Heat Pump with Remote Outdoor Unit-Air-Source | 4A6H6024H1 |  | 4PX*CU36AC3 | 13 | 16 | 9 | Yes | Yes | 2015-05-13 |  | 2
FALSE | 4A6H6030H1 | 3333 | 7562143 | TRANE | 4TWR6030H1 | HP | Split System: Heat Pump with Remote Outdoor Unit-Air-Source | 4A6H6030H1 |  | 4PX*BU36AC3 | 13 | 16 | 9 | Yes | Yes | 2015-05-13 |  | 2
FALSE | 4A6H6024H1 | 3332 | 7562031 | TRANE | 4TWR6024H1 | HP | Split System: Heat Pump with Remote Outdoor Unit-Air-Source | 4A6H6024H1 |  | 4PX*CU36AC3 | 13 | 16 | 9 | Yes | Yes | 2015-05-13 |  | 2
FALSE | 4A6H6024H1 | 3332 | 7562028 | TRANE | 4TWR6024H1 | HP | Split System: Heat Pump with Remote Outdoor Unit-Air-Source | 4A6H6024H1 |  | 4PX*CU36AC3 | 13 | 16 | 9 | Yes | Yes | 2015-05-13 |  | 2
FALSE | 4A6H6048H1 | 3336 | 7563367 | TRANE | 4TWR6048H1 | HP | Split System: Heat Pump with Remote Outdoor Unit-Air-Source | 4A6H6048H1 |  | 4PX*CU48AC3 | 12.5 | 15.5 | 9 | Yes | Yes | 2015-05-13 |  | 1
FALSE | 4A6H6048H1 | 3336 | 7563381 | TRANE | 4TWR6048H1 | HP | Split System: Heat Pump with Remote Outdoor Unit-Air-Source | 4A6H6048H1 |  | 4PX*CU60AC3 | 13 | 16 | 9 | Yes | Yes | 2015-05-13 |  | 2
FALSE | 4A6H6048H1 | 3336 | 7563383 | TRANE | 4TWR6048H1 | HP | Split System: Heat Pump with Remote Outdoor Unit-Air-Source | 4A6H6048H1 |  | 4PX*CU60AC3 | 13 | 16 | 9 | Yes | Yes | 2015-05-13 |  | 2
FALSE | 4A6H6048H1 | 3336 | 7563384 | TRANE | 4TWR6048H1 | HP | Split System: Heat Pump with Remote Outdoor Unit-Air-Source | 4A6H6048H1 |  | 4PX*CU60AC3 | 13 | 16 | 9 | Yes | Yes | 2015-05-13 |  | 2
FALSE | 4A6H6036H1 | 3334 | 7562498 | TRANE | 4TWR6036H1 | HP | Split System: Heat Pump with Remote Outdoor Unit-Air-Source | 4A6H6036H1 |  | 4PX*BU36AC3 | 12.5 | 15.5 | 9 | Yes | Yes | 2015-05-13 |  | 1
FALSE | 4A6H6036H1 | 3334 | 7562495 | TRANE | 4TWR6036H1 | HP | Split System: Heat Pump with Remote Outdoor Unit-Air-Source | 4A6H6036H1 |  | 4PX*BU36AC3 | 12.5 | 15.5 | 9 | Yes | Yes | 2015-05-13 |  | 1
FALSE | 4A6H6036H1 | 3334 | 7562494 | TRANE | 4TWR6036H1 | HP | Split System: Heat Pump with Remote Outdoor Unit-Air-Source | 4A6H6036H1 |  | 4PX*BU36AC3 | 12.5 | 15 | 9 | Yes | Yes | 2015-05-13 |  | 1
FALSE | 4A6H6036H1 | 3334 | 7562488 | TRANE | 4TWR6036H1 | HP | Split System: Heat Pump with Remote Outdoor Unit-Air-Source | 4A6H6036H1 |  | 4PX*BU36AC3 | 12.5 | 15 | 9 | Yes | Yes | 2015-05-13 |  | 1
FALSE | 4A6H6036H1 | 3334 | 7562532 | TRANE | 4TWR6036H1 | HP | Split System: Heat Pump with Remote Outdoor Unit-Air-Source | 4A6H6036H1 |  | 4PX*BU42AC3 | 13 | 16 | 9.5 | Yes | Yes | 2015-05-13 |  | 2
FALSE | 4A6H6036H1 | 3334 | 7562504 | TRANE | 4TWR6036H1 | HP | Split System: Heat Pump with Remote Outdoor Unit-Air-Source | 4A6H6036H1 |  | 4PX*BU42AC3 | 13 | 16 | 9.5 | Yes | Yes | 2015-05-13 |  | 2
FALSE | 4A6H6036H1 | 3334 | 7562505 | TRANE | 4TWR6036H1 | HP | Split System: Heat Pump with Remote Outdoor Unit-Air-Source | 4A6H6036H1 |  | 4PX*BU42AC3 | 13 | 16 | 9.5 | Yes | Yes | 2015-05-13 |  | 2
FALSE | 4A6H6036H1 | 3334 | 7562508 | TRANE | 4TWR6036H1 | HP | Split System: Heat Pump with Remote Outdoor Unit-Air-Source | 4A6H6036H1 |  | 4PX*BU42AC3 | 12.5 | 15 | 9 | Yes | Yes | 2015-05-13 |  | 1
FALSE | 4A6H6036H1 | 3334 | 7562509 | TRANE | 4TWR6036H1 | HP | Split System: Heat Pump with Remote Outdoor Unit-Air-Source | 4A6H6036H1 |  | 4PX*BU42AC3 | 12.5 | 15.5 | 9 | Yes | Yes | 2015-05-13 |  | 1
FALSE | 4A6H6036H1 | 3334 | 7562510 | TRANE | 4TWR6036H1 | HP | Split System: Heat Pump with Remote Outdoor Unit-Air-Source | 4A6H6036H1 |  | 4PX*BU42AC3 | 12.5 | 15.5 | 9 | Yes | Yes | 2015-05-13 |  | 1
FALSE | 4A6H6036H1 | 3334 | 7562511 | TRANE | 4TWR6036H1 | HP | Split System: Heat Pump with Remote Outdoor Unit-Air-Source | 4A6H6036H1 |  | 4PX*BU42AC3 | 12.5 | 15.5 | 9 | Yes | Yes | 2015-05-13 |  | 1
FALSE | 4A6H6036H1 | 3334 | 7562513 | TRANE | 4TWR6036H1 | HP | Split System: Heat Pump with Remote Outdoor Unit-Air-Source | 4A6H6036H1 |  | 4PX*BU42AC3 | 12.5 | 15.5 | 9 | Yes | Yes | 2015-05-13 |  | 1
FALSE | 4A6H6042H1 | 3335 | 7563153 | TRANE | 4TWR6042H1 | HP | Split System: Heat Pump with Remote Outdoor Unit-Air-Source | 4A6H6042H1 |  | 4PX*DU60AC3 | 13 | 16 | 9.6 | Yes | Yes | 2015-05-13 |  | 2
FALSE | 4A6H6024H1 | 3332 | 7562000 | TRANE | 4TWR6024H1 | HP | Split System: Heat Pump with Remote Outdoor Unit-Air-Source | 4A6H6024H1 |  | 4PX*BU36AC3 | 13 | 16 | 9 | Yes | Yes | 2015-05-13 |  | 2
FALSE | 4A6H6024H1 | 3332 | 7561996 | TRANE | 4TWR6024H1 | HP | Split System: Heat Pump with Remote Outdoor Unit-Air-Source | 4A6H6024H1 |  | 4PX*BU36AC3 | 13 | 16 | 9 | Yes | Yes | 2015-05-13 |  | 2
FALSE | 4A6H6024H1 | 3332 | 7561995 | TRANE | 4TWR6024H1 | HP | Split System: Heat Pump with Remote Outdoor Unit-Air-Source | 4A6H6024H1 |  | 4PX*BU36AC3 | 13 | 16 | 9 | Yes | Yes | 2015-05-13 |  | 2
FALSE | 4A6H6036H1 | 3334 | 7562829 | TRANE | 4TWR6036H1 | HP | Split System: Heat Pump with Remote Outdoor Unit-Air-Source | 4A6H6036H1 |  | 4TXCC005CC3 | 13 | 15.5 | 9 | Yes | Yes | 2015-05-13 |  | 1
FALSE | 4A6H6036H1 | 3334 | 7562830 | TRANE | 4TWR6036H1 | HP | Split System: Heat Pump with Remote Outdoor Unit-Air-Source | 4A6H6036H1 |  | 4TXCC005CC3 | 13 | 15.5 | 9 | Yes | Yes | 2015-05-13 |  | 1
FALSE | 4A6H6036H1 | 3334 | 7562831 | TRANE | 4TWR6036H1 | HP | Split System: Heat Pump with Remote Outdoor Unit-Air-Source | 4A6H6036H1 |  | 4TXCC005CC3 | 13 | 15.5 | 9 | Yes | Yes | 2015-05-13 |  | 1
FALSE | 4A6H6030H1 | 3333 | 7562324 | TRANE | 4TWR6030H1 | HP | Split System: Heat Pump with Remote Outdoor Unit-Air-Source | 4A6H6030H1 |  | 4TXCC007CC3 | 13 | 16 | 9 | Yes | Yes | 2015-05-13 |  | 2
FALSE | 4A6H6030H1 | 3333 | 7562326 | TRANE | 4TWR6030H1 | HP | Split System: Heat Pump with Remote Outdoor Unit-Air-Source | 4A6H6030H1 |  | 4TXCC007CC3 | 12.5 | 16 | 9 | Yes | Yes | 2015-05-13 |  | 1
FALSE | 4A6H6030H1 | 3333 | 7562327 | TRANE | 4TWR6030H1 | HP | Split System: Heat Pump with Remote Outdoor Unit-Air-Source | 4A6H6030H1 |  | 4TXCC007CC3 | 12.5 | 16 | 9 | Yes | Yes | 2015-05-13 |  | 1
FALSE | 4A6H6048H1 | 3336 | 7563310 | TRANE | 4TWR6048H1 | HP | Split System: Heat Pump with Remote Outdoor Unit-Air-Source | 4A6H6048H1 |  | 4NXCD009AS3 | 13 | 15.5 | 8.2 | Yes | Yes | 2015-05-13 |  | Below V5.0 Req.
FALSE | 4A6H6042H1 | 3335 | 7563297 | TRANE | 4TWR6042H1 | HP | Split System: Heat Pump with Remote Outdoor Unit-Air-Source | 4A6H6042H1 |  | 4TXFH054CC3 | 13 | 15.5 | 8.5 | Yes | Yes | 2015-05-13 |  | 1
FALSE | 4A6H6042H1 | 3335 | 7563298 | TRANE | 4TWR6042H1 | HP | Split System: Heat Pump with Remote Outdoor Unit-Air-Source | 4A6H6042H1 |  | 4TXFH054CC3 | 13 | 15.5 | 8.5 | Yes | Yes | 2015-05-13 |  | 1
FALSE | 4A6H6042H1 | 3335 | 7563292 | TRANE | 4TWR6042H1 | HP | Split System: Heat Pump with Remote Outdoor Unit-Air-Source | 4A6H6042H1 |  | 4TXFH054CC3 | 13 | 15.5 | 8.5 | Yes | Yes | 2015-05-13 |  | 1
FALSE | 4A6H6030H1 | 3333 | 7562331 | TRANE | 4TWR6030H1 | HP | Split System: Heat Pump with Remote Outdoor Unit-Air-Source | 4A6H6030H1 |  | 4TXCC007CC3 | 12.5 | 16 | 9 | Yes | Yes | 2015-05-13 |  | 1
FALSE | 4A6H6048H1 | 3336 | 7563495 | TRANE | 4TWR6048H1 | HP | Split System: Heat Pump with Remote Outdoor Unit-Air-Source | 4A6H6048H1 |  | 4TXCC008CC3 | 13 | 15.5 | 8.5 | Yes | Yes | 2015-05-13 |  | 1
FALSE | 4A6H6048H1 | 3336 | 7563499 | TRANE | 4TWR6048H1 | HP | Split System: Heat Pump with Remote Outdoor Unit-Air-Source | 4A6H6048H1 |  | 4TXCC008CC3 | 12.5 | 15 | 8.2 | Yes | Yes | 2015-05-13 |  | Below V5.0 Req.
FALSE | 4A6H6048H1 | 3336 | 7563500 | TRANE | 4TWR6048H1 | HP | Split System: Heat Pump with Remote Outdoor Unit-Air-Source | 4A6H6048H1 |  | 4TXCC008CC3 | 12.5 | 15 | 8.5 | Yes | Yes | 2015-05-13 |  | 1
FALSE | 4A6H6024H1 | 3332 | 7562088 | TRANE | 4TWR6024H1 | HP | Split System: Heat Pump with Remote Outdoor Unit-Air-Source | 4A6H6024H1 |  | 4TXCC006CC3 | 13 | 15.5 | 9 | Yes | Yes | 2015-05-13 |  | 1
FALSE | 4A6H6048H1 | 3336 | 7563550 | TRANE | 4TWR6048H1 | HP | Split System: Heat Pump with Remote Outdoor Unit-Air-Source | 4A6H6048H1 |  | 4TXCD009CC3 | 13 | 15.5 | 8.5 | Yes | Yes | 2015-05-13 |  | 1
FALSE | 4A6H6048H1 | 3336 | 7563501 | TRANE | 4TWR6048H1 | HP | Split System: Heat Pump with Remote Outdoor Unit-Air-Source | 4A6H6048H1 |  | 4TXCC008CC3 | 12.5 | 15.5 | 8.5 | Yes | Yes | 2015-05-13 |  | 1
FALSE | 4A6H6036H1 | 3334 | 7562980 | TRANE | 4TWR6036H1 | HP | Split System: Heat Pump with Remote Outdoor Unit-Air-Source | 4A6H6036H1 |  | GAM5B0C42M31 | 12.5 | 16 | 9 | Yes | Yes | 2015-05-13 |  | 1
FALSE | 4A6H6036H1 | 3334 | 7562383 | TRANE | 4TWR6036H1 | HP | Split System: Heat Pump with Remote Outdoor Unit-Air-Source | 4A6H6036H1 |  | *AM7A0C36H31 | 13 | 16 | 9 | Yes | Yes | 2015-05-13 |  | 2
FALSE | 4A6H6036H1 | 3334 | 7562602 | TRANE | 4TWR6036H1 | HP | Split System: Heat Pump with Remote Outdoor Unit-Air-Source | 4A6H6036H1 |  | 4PX*CD48AC3 | 13 | 16 | 9 | Yes | Yes | 2015-05-13 |  | 2
FALSE | 4A6H6024H1 | 3332 | 7562071 | TRANE | 4TWR6024H1 | HP | Split System: Heat Pump with Remote Outdoor Unit-Air-Source | 4A6H6024H1 |  | 4TXCB004CC3 | 12.5 | 16 | 8.5 | Yes | Yes | 2015-05-13 |  | 1
FALSE | 4A6H6048H1 | 3336 | 7563606 | TRANE | 4TWR6048H1 | HP | Split System: Heat Pump with Remote Outdoor Unit-Air-Source | 4A6H6048H1 |  | 4TXFH063CZ3 | 13 | 15.5 | 8.5 | Yes | Yes | 2015-05-13 |  | 1
FALSE | 4A6H6048H1 | 3336 | 7563607 | TRANE | 4TWR6048H1 | HP | Split System: Heat Pump with Remote Outdoor Unit-Air-Source | 4A6H6048H1 |  | 4TXFH063CZ3 | 12.5 | 16 | 9 | Yes | Yes | 2015-05-13 |  | 1
FALSE | 4A6H6048H1 | 3336 | 7563608 | TRANE | 4TWR6048H1 | HP | Split System: Heat Pump with Remote Outdoor Unit-Air-Source | 4A6H6048H1 |  | 4TXFH063CZ3 | 12.5 | 16 | 9 | Yes | Yes | 2015-05-13 |  | 1
FALSE | 4A6H6030H1 | 3333 | 7562103 | TRANE | 4TWR6030H1 | HP | Split System: Heat Pump with Remote Outdoor Unit-Air-Source | 4A6H6030H1 |  | 4NXCB004AS3 | 13 | 16 | 9 | Yes | Yes | 2015-05-13 |  | 2
FALSE | 4A6H6030H1 | 3333 | 7562104 | TRANE | 4TWR6030H1 | HP | Split System: Heat Pump with Remote Outdoor Unit-Air-Source | 4A6H6030H1 |  | 4NXCB004AS3 | 13 | 16 | 9 | Yes | Yes | 2015-05-13 |  | 2
FALSE | 4A6H6030H1 | 3333 | 7562105 | TRANE | 4TWR6030H1 | HP | Split System: Heat Pump with Remote Outdoor Unit-Air-Source | 4A6H6030H1 |  | 4NXCB004AS3 | 13 | 16 | 9 | Yes | Yes | 2015-05-13 |  | 2
FALSE | 4A6H6030H1 | 3333 | 7562112 | TRANE | 4TWR6030H1 | HP | Split System: Heat Pump with Remote Outdoor Unit-Air-Source | 4A6H6030H1 |  | 4NXCB004AS3 | 12.5 | 15.5 | 9 | Yes | Yes | 2015-05-13 |  | 1
FALSE | 4A6H6030H1 | 3333 | 7562110 | TRANE | 4TWR6030H1 | HP | Split System: Heat Pump with Remote Outdoor Unit-Air-Source | 4A6H6030H1 |  | 4NXCB004AS3 | 13 | 15 | 9 | Yes | Yes | 2015-05-13 |  | 1
FALSE | 4A6H6030H1 | 3333 | 7562111 | TRANE | 4TWR6030H1 | HP | Split System: Heat Pump with Remote Outdoor Unit-Air-Source | 4A6H6030H1 |  | 4NXCB004AS3 | 13 | 15.5 | 9 | Yes | Yes | 2015-05-13 |  | 1
FALSE | 4A6H6030H1 | 3333 | 7562124 | TRANE | 4TWR6030H1 | HP | Split System: Heat Pump with Remote Outdoor Unit-Air-Source | 4A6H6030H1 |  | 4NXCC005AS3 | 12.5 | 16 | 9 | Yes | Yes | 2015-05-13 |  | 1
FALSE | 4A6H6024H1 | 3332 | 7562090 | TRANE | 4TWR6024H1 | HP | Split System: Heat Pump with Remote Outdoor Unit-Air-Source | 4A6H6024H1 |  | 4TXCC007CC3 | 13 | 16 | 9 | Yes | Yes | 2015-05-13 |  | 2
FALSE | 4A6H6060H1 | 3337 | 7563769 | TRANE | 4TWR6060H1 | HP | Split System: Heat Pump with Remote Outdoor Unit-Air-Source | 4A6H6060H1 |  | 4TXCD009CC3 | 12 | 14.5 | 8.5 | Yes | Yes | 2015-05-13 |  | 0
FALSE | 4A6H6060H1 | 3337 | 7563774 | TRANE | 4TWR6060H1 | HP | Split System: Heat Pump with Remote Outdoor Unit-Air-Source | 4A6H6060H1 |  | 4TXCD009CC3 | 12 | 14.5 | 8.5 | Yes | Yes | 2015-05-13 |  | 0
FALSE | 4A6H6042H1 | 3335 | 7563199 | TRANE | 4TWR6042H1 | HP | Split System: Heat Pump with Remote Outdoor Unit-Air-Source | 4A6H6042H1 |  | 4TXCD009CC3 | 12.5 | 15 | 9 | Yes | Yes | 2015-05-13 |  | 1
FALSE | 4A6H6036H1 | 3334 | 7562903 | TRANE | 4TWR6036H1 | HP | Split System: Heat Pump with Remote Outdoor Unit-Air-Source | 4A6H6036H1 |  | 4TXCC007CC3 | 12.5 | 15 | 9 | Yes | Yes | 2015-05-13 |  | 1
FALSE | 4A6H6036H1 | 3334 | 7562905 | TRANE | 4TWR6036H1 | HP | Split System: Heat Pump with Remote Outdoor Unit-Air-Source | 4A6H6036H1 |  | 4TXCC007CC3 | 12.5 | 15 | 9 | Yes | Yes | 2015-05-13 |  | 1
FALSE | 4A6H6036H1 | 3334 | 7562906 | TRANE | 4TWR6036H1 | HP | Split System: Heat Pump with Remote Outdoor Unit-Air-Source | 4A6H6036H1 |  | 4TXCC007CC3 | 12.5 | 15 | 9 | Yes | Yes | 2015-05-13 |  | 1
FALSE | 4A6H6036H1 | 3334 | 7562909 | TRANE | 4TWR6036H1 | HP | Split System: Heat Pump with Remote Outdoor Unit-Air-Source | 4A6H6036H1 |  | 4TXCC007CC3 | 12.5 | 15 | 9 | Yes | Yes | 2015-05-13 |  | 1
FALSE | 4A6H6036H1 | 3334 | 7562918 | TRANE | 4TWR6036H1 | HP | Split System: Heat Pump with Remote Outdoor Unit-Air-Source | 4A6H6036H1 |  | 4TXCC007CC3 | 12.5 | 15 | 9 | Yes | Yes | 2015-05-13 |  | 1
FALSE | 4A6H6060H1 | 3337 | 7563820 | TRANE | 4TWR6060H1 | HP | Split System: Heat Pump with Remote Outdoor Unit-Air-Source | 4A6H6060H1 |  | 4TXFH063CZ3 | 12.5 | 15 | 8.5 | Yes | Yes | 2015-05-13 |  | 1
FALSE | 4A6H6042H1 | 3335 | 7562990 | TRANE | 4TWR6042H1 | HP | Split System: Heat Pump with Remote Outdoor Unit-Air-Source | 4A6H6042H1 |  | 4NXCC008AS3 | 13 | 15.5 | 8.5 | Yes | Yes | 2015-05-13 |  | 1
FALSE | 4A6H6036H1 | 3334 | 7562417 | TRANE | 4TWR6036H1 | HP | Split System: Heat Pump with Remote Outdoor Unit-Air-Source | 4A6H6036H1 |  | 4NXCC008AS3 | 12.5 | 15 | 8.2 | Yes | Yes | 2015-05-13 |  | Below V5.0 Req.
FALSE | 4A6H6036H1 | 3334 | 7562948 | TRANE | 4TWR6036H1 | HP | Split System: Heat Pump with Remote Outdoor Unit-Air-Source | 4A6H6036H1 |  | 4TXFH036CZ3 | 13 | 15.5 | 9 | Yes | Yes | 2015-05-13 |  | 1
FALSE | 4A6H6036H1 | 3334 | 7562960 | TRANE | 4TWR6036H1 | HP | Split System: Heat Pump with Remote Outdoor Unit-Air-Source | 4A6H6036H1 |  | 4TXFH036CZ3 | 13 | 15.5 | 9 | Yes | Yes | 2015-05-13 |  | 1
FALSE | 4A6H6036H1 | 3334 | 7562965 | TRANE | 4TWR6036H1 | HP | Split System: Heat Pump with Remote Outdoor Unit-Air-Source | 4A6H6036H1 |  | 4TXFH036CZ3 | 13 | 15.5 | 9 | Yes | Yes | 2015-05-13 |  | 1
FALSE | 4A6H6036H1 | 3334 | 7562972 | TRANE | 4TWR6036H1 | HP | Split System: Heat Pump with Remote Outdoor Unit-Air-Source | 4A6H6036H1 |  | 4TXFH036CZ3 | 13 | 15.5 | 9 | Yes | Yes | 2015-05-13 |  | 1
FALSE | 4A6H6036H1 | 3334 | 7562973 | TRANE | 4TWR6036H1 | HP | Split System: Heat Pump with Remote Outdoor Unit-Air-Source | 4A6H6036H1 |  | 4TXFH036CZ3 | 13 | 15.5 | 9 | Yes | Yes | 2015-05-13 |  | 1
FALSE | 4A6H6036H1 | 3334 | 7562974 | TRANE | 4TWR6036H1 | HP | Split System: Heat Pump with Remote Outdoor Unit-Air-Source | 4A6H6036H1 |  | 4TXFH036CZ3 | 13 | 15.5 | 9 | Yes | Yes | 2015-05-13 |  | 1
FALSE | 4A6H6024H1 | 3332 | 7562064 | TRANE | 4TWR6024H1 | HP | Split System: Heat Pump with Remote Outdoor Unit-Air-Source | 4A6H6024H1 |  | 4TXCB004CC3 | 13 | 16 | 9 | Yes | Yes | 2015-05-13 |  | 2
FALSE | 4A6H6024H1 | 3332 | 7562065 | TRANE | 4TWR6024H1 | HP | Split System: Heat Pump with Remote Outdoor Unit-Air-Source | 4A6H6024H1 |  | 4TXCB004CC3 | 13 | 16 | 9 | Yes | Yes | 2015-05-13 |  | 2
FALSE | 4A6H6030H1 | 3333 | 7562359 | TRANE | 4TWR6030H1 | HP | Split System: Heat Pump with Remote Outdoor Unit-Air-Source | 4A6H6030H1 |  | 4TXCC008CC3 | 13 | 16 | 9 | Yes | Yes | 2015-05-13 |  | 2
FALSE | 4A6H6030H1 | 3333 | 7562361 | TRANE | 4TWR6030H1 | HP | Split System: Heat Pump with Remote Outdoor Unit-Air-Source | 4A6H6030H1 |  | 4TXCC008CC3 | 13 | 16 | 9 | Yes | Yes | 2015-05-13 |  | 2
FALSE | 4A6H6030H1 | 3333 | 7562350 | TRANE | 4TWR6030H1 | HP | Split System: Heat Pump with Remote Outdoor Unit-Air-Source | 4A6H6030H1 |  | 4TXCC008CC3 | 13 | 16 | 9 | Yes | Yes | 2015-05-13 |  | 2
FALSE | 4A6H6030H1 | 3333 | 7562351 | TRANE | 4TWR6030H1 | HP | Split System: Heat Pump with Remote Outdoor Unit-Air-Source | 4A6H6030H1 |  | 4TXCC008CC3 | 13 | 16 | 9 | Yes | Yes | 2015-05-13 |  | 2
FALSE | 4A6H6030H1 | 3333 | 7562238 | TRANE | 4TWR6030H1 | HP | Split System: Heat Pump with Remote Outdoor Unit-Air-Source | 4A6H6030H1 |  | 4TXCC005CC3 | 13 | 16 | 9.5 | Yes | Yes | 2015-05-13 |  | 2
FALSE | 4A6H6030H1 | 3333 | 7562202 | TRANE | 4TWR6030H1 | HP | Split System: Heat Pump with Remote Outdoor Unit-Air-Source | 4A6H6030H1 |  | 4TXCB004CC3 | 12.5 | 16 | 9 | Yes | Yes | 2015-05-13 |  | 1
FALSE | 4A6H6030H1 | 3333 | 7562204 | TRANE | 4TWR6030H1 | HP | Split System: Heat Pump with Remote Outdoor Unit-Air-Source | 4A6H6030H1 |  | 4TXCB004CC3 | 12.5 | 16 | 9 | Yes | Yes | 2015-05-13 |  | 1
FALSE | 4A6H6030H1 | 3333 | 7562205 | TRANE | 4TWR6030H1 | HP | Split System: Heat Pump with Remote Outdoor Unit-Air-Source | 4A6H6030H1 |  | 4TXCB004CC3 | 12.5 | 16 | 9 | Yes | Yes | 2015-05-13 |  | 1
FALSE | 4A6H6030H1 | 3333 | 7562207 | TRANE | 4TWR6030H1 | HP | Split System: Heat Pump with Remote Outdoor Unit-Air-Source | 4A6H6030H1 |  | 4TXCB004CC3 | 13 | 16 | 9 | Yes | Yes | 2015-05-13 |  | 2
FALSE | 4A6H6024H1 | 3332 | 7561952 | TRANE | 4TWR6024H1 | HP | Split System: Heat Pump with Remote Outdoor Unit-Air-Source | 4A6H6024H1 |  | 4NXCB003AS3 | 12.5 | 15 | 9 | Yes | Yes | 2015-05-13 |  | 1
FALSE | 4A6H6024H1 | 3332 | 7561953 | TRANE | 4TWR6024H1 | HP | Split System: Heat Pump with Remote Outdoor Unit-Air-Source | 4A6H6024H1 |  | 4NXCB003AS3 | 12.5 | 14.5 | 8.5 | Yes | Yes | 2015-05-13 |  | 0
FALSE | 4A6H6042H1 | 3335 | 7562992 | TRANE | 4TWR6042H1 | HP | Split System: Heat Pump with Remote Outdoor Unit-Air-Source | 4A6H6042H1 |  | 4NXCC008AS3 | 12.5 | 16 | 8.5 | Yes | Yes | 2015-05-13 |  | 1
FALSE | 4A6H6042H1 | 3335 | 7562994 | TRANE | 4TWR6042H1 | HP | Split System: Heat Pump with Remote Outdoor Unit-Air-Source | 4A6H6042H1 |  | 4NXCC008AS3 | 13 | 16 | 8.2 | Yes | Yes | 2015-05-13 |  | Below V5.0 Req.
FALSE | 4A6H6048H1 | 3336 | 7563544 | TRANE | 4TWR6048H1 | HP | Split System: Heat Pump with Remote Outdoor Unit-Air-Source | 4A6H6048H1 |  | 4TXCD009CC3 | 12.5 | 15 | 8.5 | Yes | Yes | 2015-05-13 |  | 1
FALSE | 4A6H6048H1 | 3336 | 7563545 | TRANE | 4TWR6048H1 | HP | Split System: Heat Pump with Remote Outdoor Unit-Air-Source | 4A6H6048H1 |  | 4TXCD009CC3 | 12.5 | 15 | 8.2 | Yes | Yes | 2015-05-13 |  | Below V5.0 Req.
FALSE | 4A6H6048H1 | 3336 | 7563546 | TRANE | 4TWR6048H1 | HP | Split System: Heat Pump with Remote Outdoor Unit-Air-Source | 4A6H6048H1 |  | 4TXCD009CC3 | 12.5 | 15.5 | 8.5 | Yes | Yes | 2015-05-13 |  | 1
FALSE | 4A6H6048H1 | 3336 | 7563516 | TRANE | 4TWR6048H1 | HP | Split System: Heat Pump with Remote Outdoor Unit-Air-Source | 4A6H6048H1 |  | 4TXCD009CC3 | 13 | 15.5 | 8.5 | Yes | Yes | 2015-05-13 |  | 1
FALSE | 4A6H6048H1 | 3336 | 7563517 | TRANE | 4TWR6048H1 | HP | Split System: Heat Pump with Remote Outdoor Unit-Air-Source | 4A6H6048H1 |  | 4TXCD009CC3 | 13 | 15.5 | 8.5 | Yes | Yes | 2015-05-13 |  | 1
FALSE | 4A6H6048H1 | 3336 | 7563518 | TRANE | 4TWR6048H1 | HP | Split System: Heat Pump with Remote Outdoor Unit-Air-Source | 4A6H6048H1 |  | 4TXCD009CC3 | 13 | 15.5 | 8.5 | Yes | Yes | 2015-05-13 |  | 1
FALSE | 4A6H6048H1 | 3336 | 7563521 | TRANE | 4TWR6048H1 | HP | Split System: Heat Pump with Remote Outdoor Unit-Air-Source | 4A6H6048H1 |  | 4TXCD009CC3 | 13 | 15.5 | 8.5 | Yes | Yes | 2015-05-13 |  | 1
FALSE | 4A6H6048H1 | 3336 | 7563522 | TRANE | 4TWR6048H1 | HP | Split System: Heat Pump with Remote Outdoor Unit-Air-Source | 4A6H6048H1 |  | 4TXCD009CC3 | 13 | 15.5 | 8.5 | Yes | Yes | 2015-05-13 |  | 1
FALSE | 4A6H6042H1 | 3335 | 7563258 | TRANE | 4TWR6042H1 | HP | Split System: Heat Pump with Remote Outdoor Unit-Air-Source | 4A6H6042H1 |  | 4TXFH054CC3 | 13 | 16 | 8.5 | Yes | Yes | 2015-05-13 |  | 1
FALSE | 4A6H6042H1 | 3335 | 7563260 | TRANE | 4TWR6042H1 | HP | Split System: Heat Pump with Remote Outdoor Unit-Air-Source | 4A6H6042H1 |  | 4TXFH054CC3 | 13 | 16 | 8.5 | Yes | Yes | 2015-05-13 |  | 1
FALSE | 4A6H6042H1 | 3335 | 7563264 | TRANE | 4TWR6042H1 | HP | Split System: Heat Pump with Remote Outdoor Unit-Air-Source | 4A6H6042H1 |  | 4TXFH054CC3 | 13 | 16 | 8.5 | Yes | Yes | 2015-05-13 |  | 1
FALSE | 4A6H6042H1 | 3335 | 7563265 | TRANE | 4TWR6042H1 | HP | Split System: Heat Pump with Remote Outdoor Unit-Air-Source | 4A6H6042H1 |  | 4TXFH054CC3 | 13 | 16 | 8.5 | Yes | Yes | 2015-05-13 |  | 1
FALSE | 4A6H6042H1 | 3335 | 7563268 | TRANE | 4TWR6042H1 | HP | Split System: Heat Pump with Remote Outdoor Unit-Air-Source | 4A6H6042H1 |  | 4TXFH054CC3 | 13 | 16 | 8.5 | Yes | Yes | 2015-05-13 |  | 1
FALSE | 4A6H6042H1 | 3335 | 7563270 | TRANE | 4TWR6042H1 | HP | Split System: Heat Pump with Remote Outdoor Unit-Air-Source | 4A6H6042H1 |  | 4TXFH054CC3 | 13 | 16 | 8.5 | Yes | Yes | 2015-05-13 |  | 1
FALSE | 4A6H6024H1 | 3332 | 7562069 | TRANE | 4TWR6024H1 | HP | Split System: Heat Pump with Remote Outdoor Unit-Air-Source | 4A6H6024H1 |  | 4TXCB004CC3 | 13 | 15.5 | 8.5 | Yes | Yes | 2015-05-13 |  | 1
FALSE | 4A6H6024H1 | 3332 | 7562070 | TRANE | 4TWR6024H1 | HP | Split System: Heat Pump with Remote Outdoor Unit-Air-Source | 4A6H6024H1 |  | 4TXCB004CC3 | 13 | 15.5 | 8.5 | Yes | Yes | 2015-05-13 |  | 1
FALSE | 4A6H6024H1 | 3332 | 7561963 | TRANE | 4TWR6024H1 | HP | Split System: Heat Pump with Remote Outdoor Unit-Air-Source | 4A6H6024H1 |  | 4NXCC005AS3 | 13 | 16 | 9 | Yes | Yes | 2015-05-13 |  | 2
FALSE | 4A6H6024H1 | 3332 | 7561965 | TRANE | 4TWR6024H1 | HP | Split System: Heat Pump with Remote Outdoor Unit-Air-Source | 4A6H6024H1 |  | 4NXCC005AS3 | 13 | 15.5 | 8.5 | Yes | Yes | 2015-05-13 |  | 1
FALSE | 4A6H6048H1 | 3336 | 7563571 | TRANE | 4TWR6048H1 | HP | Split System: Heat Pump with Remote Outdoor Unit-Air-Source | 4A6H6048H1 |  | 4TXCD010CC3 | 12.5 | 15 | 8.5 | Yes | Yes | 2015-05-13 |  | 1
FALSE | 4A6H6048H1 | 3336 | 7563574 | TRANE | 4TWR6048H1 | HP | Split System: Heat Pump with Remote Outdoor Unit-Air-Source | 4A6H6048H1 |  | 4TXCD010CC3 | 12.5 | 15 | 8.5 | Yes | Yes | 2015-05-13 |  | 1
FALSE | 4A6H6048H1 | 3336 | 7563575 | TRANE | 4TWR6048H1 | HP | Split System: Heat Pump with Remote Outdoor Unit-Air-Source | 4A6H6048H1 |  | 4TXCD010CC3 | 12.5 | 15 | 8.5 | Yes | Yes | 2015-05-13 |  | 1
FALSE | 4A6H6030H1 | 3333 | 7562212 | TRANE | 4TWR6030H1 | HP | Split System: Heat Pump with Remote Outdoor Unit-Air-Source | 4A6H6030H1 |  | 4TXCB004CC3 | 12.5 | 16 | 9 | Yes | Yes | 2015-05-13 |  | 1
FALSE | 4A6H6030H1 | 3333 | 7562214 | TRANE | 4TWR6030H1 | HP | Split System: Heat Pump with Remote Outdoor Unit-Air-Source | 4A6H6030H1 |  | 4TXCB004CC3 | 13 | 16 | 9 | Yes | Yes | 2015-05-13 |  | 2
FALSE | 4A6H6036H1 | 3334 | 7562838 | TRANE | 4TWR6036H1 | HP | Split System: Heat Pump with Remote Outdoor Unit-Air-Source | 4A6H6036H1 |  | 4TXCC005CC3 | 12.5 | 15 | 9 | Yes | Yes | 2015-05-13 |  | 1
FALSE | 4A6H6036H1 | 3334 | 7562855 | TRANE | 4TWR6036H1 | HP | Split System: Heat Pump with Remote Outdoor Unit-Air-Source | 4A6H6036H1 |  | 4TXCC005CC3 | 12.5 | 15 | 9 | Yes | Yes | 2015-05-13 |  | 1
FALSE | 4A6H6036H1 | 3334 | 7562858 | TRANE | 4TWR6036H1 | HP | Split System: Heat Pump with Remote Outdoor Unit-Air-Source | 4A6H6036H1 |  | 4TXCC005CC3 | 12.5 | 15 | 9 | Yes | Yes | 2015-05-13 |  | 1
FALSE | 4A6H6036H1 | 3334 | 7562859 | TRANE | 4TWR6036H1 | HP | Split System: Heat Pump with Remote Outdoor Unit-Air-Source | 4A6H6036H1 |  | 4TXCC005CC3 | 12.5 | 15 | 9 | Yes | Yes | 2015-05-13 |  | 1
FALSE | 4A6H6036H1 | 3334 | 7562860 | TRANE | 4TWR6036H1 | HP | Split System: Heat Pump with Remote Outdoor Unit-Air-Source | 4A6H6036H1 |  | 4TXCC005CC3 | 12.5 | 15 | 9 | Yes | Yes | 2015-05-13 |  | 1
FALSE | 4A6H6036H1 | 3334 | 7562861 | TRANE | 4TWR6036H1 | HP | Split System: Heat Pump with Remote Outdoor Unit-Air-Source | 4A6H6036H1 |  | 4TXCC005CC3 | 12.5 | 15 | 9 | Yes | Yes | 2015-05-13 |  | 1
FALSE | 4A6H6024H1 | 3332 | 7561956 | TRANE | 4TWR6024H1 | HP | Split System: Heat Pump with Remote Outdoor Unit-Air-Source | 4A6H6024H1 |  | 4NXCB003AS3 | 12.5 | 14.5 | 8.5 | Yes | Yes | 2015-05-13 |  | 0
FALSE | 4A6H6042H1 | 3335 | 7563183 | TRANE | 4TWR6042H1 | HP | Split System: Heat Pump with Remote Outdoor Unit-Air-Source | 4A6H6042H1 |  | 4TXCC008CC3 | 13 | 15.5 | 9 | Yes | Yes | 2015-05-13 |  | 1
FALSE | 4A6H6042H1 | 3335 | 7563184 | TRANE | 4TWR6042H1 | HP | Split System: Heat Pump with Remote Outdoor Unit-Air-Source | 4A6H6042H1 |  | 4TXCC008CC3 | 13 | 16 | 9 | Yes | Yes | 2015-05-13 |  | 2
FALSE | 4A6H6042H1 | 3335 | 7563187 | TRANE | 4TWR6042H1 | HP | Split System: Heat Pump with Remote Outdoor Unit-Air-Source | 4A6H6042H1 |  | 4TXCC008CC3 | 12.5 | 16 | 9 | Yes | Yes | 2015-05-13 |  | 1
FALSE | 4A6H6042H1 | 3335 | 7563189 | TRANE | 4TWR6042H1 | HP | Split System: Heat Pump with Remote Outdoor Unit-Air-Source | 4A6H6042H1 |  | 4TXCC008CC3 | 13 | 15.5 | 8.5 | Yes | Yes | 2015-05-13 |  | 1
FALSE | 4A6H6042H1 | 3335 | 7563190 | TRANE | 4TWR6042H1 | HP | Split System: Heat Pump with Remote Outdoor Unit-Air-Source | 4A6H6042H1 |  | 4TXCC008CC3 | 13 | 15.5 | 8.5 | Yes | Yes | 2015-05-13 |  | 1
FALSE | 4A6H6048H1 | 3336 | 7563581 | TRANE | 4TWR6048H1 | HP | Split System: Heat Pump with Remote Outdoor Unit-Air-Source | 4A6H6048H1 |  | 4TXCD010CC3 | 12.5 | 15 | 8.5 | Yes | Yes | 2015-05-13 |  | 1
FALSE | T4BF-024KB | 1866 | 4524611 | NORDYNE, LLC. | ET4BF-024KB | HP | Split System: Heat Pump with Remote Outdoor Unit-Air-Source | T4BF-024KB |  | C6B(A,H)-X26(C,U)-B | 12.5 | 15.5 | 8.8 | Yes | Yes | 2015-06-02 |  | 1
FALSE | T4BF-024KB | 1866 | 4524612 | NORDYNE, LLC. | ET4BF-024KB | HP | Split System: Heat Pump with Remote Outdoor Unit-Air-Source | T4BF-024KB |  | C6B(A,H)-X26(C,U)-B | 12.5 | 15.5 | 8.8 | Yes | Yes | 2015-06-02 |  | 1
FALSE | T4BF-024KB | 1866 | 4524613 | NORDYNE, LLC. | ET4BF-024KB | HP | Split System: Heat Pump with Remote Outdoor Unit-Air-Source | T4BF-024KB |  | C6B(A,H)-X26(C,U)-B | 12.5 | 15.5 | 8.8 | Yes | Yes | 2015-06-02 |  | 1
FALSE | T4BF-024KB | 1866 | 4524614 | NORDYNE, LLC. | ET4BF-024KB | HP | Split System: Heat Pump with Remote Outdoor Unit-Air-Source | T4BF-024KB |  | C6B(A,H)-X26(C,U)-B | 12.5 | 15.5 | 8.8 | Yes | Yes | 2015-06-02 |  | 1
FALSE | T4BF-024KB | 1866 | 4524615 | NORDYNE, LLC. | ET4BF-024KB | HP | Split System: Heat Pump with Remote Outdoor Unit-Air-Source | T4BF-024KB |  | C6B(A,H)-X26(C,U)-B | 12.5 | 15.5 | 8.8 | Yes | Yes | 2015-06-02 |  | 1
FALSE | T4BF-024KB | 1866 | 4524616 | NORDYNE, LLC. | ET4BF-024KB | HP | Split System: Heat Pump with Remote Outdoor Unit-Air-Source | T4BF-024KB |  | C6B(A,H)-X26(C,U)-B | 12.5 | 15.5 | 8.8 | Yes | Yes | 2015-06-02 |  | 1
FALSE | T4BF-024KB | 1866 | 4524617 | NORDYNE, LLC. | ET4BF-024KB | HP | Split System: Heat Pump with Remote Outdoor Unit-Air-Source | T4BF-024KB |  | C6B(A,H)-X26(C,U)-B | 12.5 | 15.5 | 8.8 | Yes | Yes | 2015-06-02 |  | 1
FALSE | T4BF-024KB | 1866 | 4524618 | NORDYNE, LLC. | ET4BF-024KB | HP | Split System: Heat Pump with Remote Outdoor Unit-Air-Source | T4BF-024KB |  | C6B(A,H)-X26(C,U)-B | 12.5 | 15.5 | 8.8 | Yes | Yes | 2015-06-02 |  | 1
FALSE | T4BF-024KB | 1866 | 4524620 | NORDYNE, LLC. | ET4BF-024KB | HP | Split System: Heat Pump with Remote Outdoor Unit-Air-Source | T4BF-024KB |  | C6B(A,H)-X26(C,U)-B | 12.5 | 15.5 | 8.8 | Yes | Yes | 2015-06-02 |  | 1
FALSE | T4BF-024KB | 1866 | 4524628 | NORDYNE, LLC. | FT4BF-024KB | HP | Split System: Heat Pump with Remote Outdoor Unit-Air-Source | T4BF-024KB |  | C6B(A,H)-X26(C,U)-B | 12.5 | 15.5 | 8.8 | Yes | Yes | 2015-06-02 |  | 1
FALSE | T4BF-024KB | 1866 | 4524629 | NORDYNE, LLC. | FT4BF-024KB | HP | Split System: Heat Pump with Remote Outdoor Unit-Air-Source | T4BF-024KB |  | C6B(A,H)-X26(C,U)-B | 12.5 | 15.5 | 8.8 | Yes | Yes | 2015-06-02 |  | 1
FALSE | T4BF-024KB | 1866 | 4524630 | NORDYNE, LLC. | FT4BF-024KB | HP | Split System: Heat Pump with Remote Outdoor Unit-Air-Source | T4BF-024KB |  | C6B(A,H)-X26(C,U)-B | 12.5 | 15.5 | 8.8 | Yes | Yes | 2015-06-02 |  | 1
FALSE | T4BF-024KB | 1866 | 4524631 | NORDYNE, LLC. | FT4BF-024KB | HP | Split System: Heat Pump with Remote Outdoor Unit-Air-Source | T4BF-024KB |  | C6B(A,H)-X26(C,U)-B | 12.5 | 15.5 | 8.8 | Yes | Yes | 2015-06-02 |  | 1
FALSE | T4BF-024KB | 1866 | 4524632 | NORDYNE, LLC. | FT4BF-024KB | HP | Split System: Heat Pump with Remote Outdoor Unit-Air-Source | T4BF-024KB |  | C6B(A,H)-X26(C,U)-B | 12.5 | 15.5 | 8.8 | Yes | Yes | 2015-06-02 |  | 1
FALSE | T4BF-024KB | 1866 | 4524634 | NORDYNE, LLC. | FT4BF-024KB | HP | Split System: Heat Pump with Remote Outdoor Unit-Air-Source | T4BF-024KB |  | C6B(A,H)-X26(C,U)-B | 12.5 | 15.5 | 8.8 | Yes | Yes | 2015-06-02 |  | 1
FALSE | T4BF-024KB | 1866 | 4524645 | NORDYNE, LLC. | JT4BF-024KB | HP | Split System: Heat Pump with Remote Outdoor Unit-Air-Source | T4BF-024KB |  | C6B(A,H)-X26(C,U)-B | 12.5 | 15.5 | 8.8 | Yes | Yes | 2015-06-02 |  | 1
FALSE | T4BF-024KB | 1866 | 4524646 | NORDYNE, LLC. | JT4BF-024KB | HP | Split System: Heat Pump with Remote Outdoor Unit-Air-Source | T4BF-024KB |  | C6B(A,H)-X26(C,U)-B | 12.5 | 15.5 | 8.8 | Yes | Yes | 2015-06-02 |  | 1
FALSE | T4BF-024KB | 1866 | 4524647 | NORDYNE, LLC. | JT4BF-024KB | HP | Split System: Heat Pump with Remote Outdoor Unit-Air-Source | T4BF-024KB |  | C6B(A,H)-X26(C,U)-B | 12.5 | 15.5 | 8.8 | Yes | Yes | 2015-06-02 |  | 1
FALSE | T4BF-024KB | 1866 | 4524648 | NORDYNE, LLC. | JT4BF-024KB | HP | Split System: Heat Pump with Remote Outdoor Unit-Air-Source | T4BF-024KB |  | C6B(A,H)-X26(C,U)-B | 12.5 | 15.5 | 8.8 | Yes | Yes | 2015-06-02 |  | 1
FALSE | T4BF-024KB | 1866 | 4524649 | NORDYNE, LLC. | JT4BF-024KB | HP | Split System: Heat Pump with Remote Outdoor Unit-Air-Source | T4BF-024KB |  | C6B(A,H)-X26(C,U)-B | 12.5 | 15.5 | 8.8 | Yes | Yes | 2015-06-02 |  | 1
FALSE | T4BF-024KB | 1866 | 4524650 | NORDYNE, LLC. | JT4BF-024KB | HP | Split System: Heat Pump with Remote Outdoor Unit-Air-Source | T4BF-024KB |  | C6B(A,H)-X26(C,U)-B | 12.5 | 15.5 | 8.8 | Yes | Yes | 2015-06-02 |  | 1
FALSE | T4BF-024KB | 1866 | 4524651 | NORDYNE, LLC. | JT4BF-024KB | HP | Split System: Heat Pump with Remote Outdoor Unit-Air-Source | T4BF-024KB |  | C6B(A,H)-X26(C,U)-B | 12.5 | 15.5 | 8.8 | Yes | Yes | 2015-06-02 |  | 1
FALSE | T4BF-024KB | 1866 | 4524652 | NORDYNE, LLC. | JT4BF-024KB | HP | Split System: Heat Pump with Remote Outdoor Unit-Air-Source | T4BF-024KB |  | C6B(A,H)-X26(C,U)-B | 12.5 | 15.5 | 8.8 | Yes | Yes | 2015-06-02 |  | 1
FALSE | T4BF-024KB | 1866 | 4524654 | NORDYNE, LLC. | JT4BF-024KB | HP | Split System: Heat Pump with Remote Outdoor Unit-Air-Source | T4BF-024KB |  | C6B(A,H)-X26(C,U)-B | 12.5 | 15.5 | 8.8 | Yes | Yes | 2015-06-02 |  | 1
FALSE | T4BF-048KA | 1876 | 4524756 | NORDYNE, LLC. | ET4BF-048KA | HP | Split System: Heat Pump with Remote Outdoor Unit-Air-Source | T4BF-048KA |  | C6B(A,H)-X48(C,U)-C | 12.5 | 15 | 8.5 | Yes | Yes | 2015-06-02 |  | 1
FALSE | T4BF-048KA | 1876 | 4524757 | NORDYNE, LLC. | ET4BF-048KA | HP | Split System: Heat Pump with Remote Outdoor Unit-Air-Source | T4BF-048KA |  | C6B(A,H)-X48(C,U)-C | 12.5 | 15 | 8.5 | Yes | Yes | 2015-06-02 |  | 1
FALSE | T4BF-048KA | 1876 | 4524758 | NORDYNE, LLC. | ET4BF-048KA | HP | Split System: Heat Pump with Remote Outdoor Unit-Air-Source | T4BF-048KA |  | C6B(A,H)-X48(C,U)-C | 12.5 | 15 | 8.5 | Yes | Yes | 2015-06-02 |  | 1
FALSE | T4BF-048KA | 1876 | 4524759 | NORDYNE, LLC. | ET4BF-048KA | HP | Split System: Heat Pump with Remote Outdoor Unit-Air-Source | T4BF-048KA |  | C6B(A,H)-X48(C,U)-C | 12.5 | 15 | 8.5 | Yes | Yes | 2015-06-02 |  | 1
FALSE | T4BF-048KA | 1876 | 4524760 | NORDYNE, LLC. | ET4BF-048KA | HP | Split System: Heat Pump with Remote Outdoor Unit-Air-Source | T4BF-048KA |  | C6B(A,H)-X48(C,U)-C | 12.5 | 15 | 8.5 | Yes | Yes | 2015-06-02 |  | 1
FALSE | T4BF-048KA | 1876 | 4524761 | NORDYNE, LLC. | ET4BF-048KA | HP | Split System: Heat Pump with Remote Outdoor Unit-Air-Source | T4BF-048KA |  | C6B(A,H)-X48(C,U)-C | 12.5 | 15 | 8.5 | Yes | Yes | 2015-06-02 |  | 1
FALSE | T4BF-048KA | 1876 | 4524762 | NORDYNE, LLC. | ET4BF-048KA | HP | Split System: Heat Pump with Remote Outdoor Unit-Air-Source | T4BF-048KA |  | C6B(A,H)-X48(C,U)-C | 12.5 | 15 | 8.5 | Yes | Yes | 2015-06-02 |  | 1
FALSE | T4BF-048KA | 1876 | 4524763 | NORDYNE, LLC. | ET4BF-048KA | HP | Split System: Heat Pump with Remote Outdoor Unit-Air-Source | T4BF-048KA |  | C6B(A,H)-X48(C,U)-C | 12.5 | 15 | 8.5 | Yes | Yes | 2015-06-02 |  | 1
TRUE | T4BF-024KB | 1866 | 5190512 | WESTINGHOUSE | ET4BF-024KB | HP | Split System: Heat Pump with Remote Outdoor Unit-Air-Source | T4BF-024KB |  | C6B(A,H)-X26(C,U)-B | 13 | 16 | 9 | Yes | Yes | 2015-06-02 |  | 2
FALSE | T4BF-048KA | 1876 | 5190519 | WESTINGHOUSE | ET4BF-048KA | HP | Split System: Heat Pump with Remote Outdoor Unit-Air-Source | T4BF-048KA |  | C6B(A,H)-X48(C,U)-C | 12.5 | 16 | 9 | Yes | Yes | 2015-06-02 |  | 1
TRUE | T4BF-024KB | 1866 | 5190521 | NUTONE | ET4BF-024KB | HP | Split System: Heat Pump with Remote Outdoor Unit-Air-Source | T4BF-024KB |  | C6B(A,H)-X26(C,U)-B | 13 | 16 | 9 | Yes | Yes | 2015-06-02 |  | 2
FALSE | T4BF-048KA | 1876 | 5190528 | NUTONE | ET4BF-048KA | HP | Split System: Heat Pump with Remote Outdoor Unit-Air-Source | T4BF-048KA |  | C6B(A,H)-X48(C,U)-C | 12.5 | 16 | 9 | Yes | Yes | 2015-06-02 |  | 1
TRUE | T4BF-024KB | 1866 | 5190530 | BROAN | ET4BF-024KB | HP | Split System: Heat Pump with Remote Outdoor Unit-Air-Source | T4BF-024KB |  | C6B(A,H)-X26(C,U)-B | 13 | 16 | 9 | Yes | Yes | 2015-06-02 |  | 2
FALSE | T4BF-048KA | 1876 | 5190537 | BROAN | ET4BF-048KA | HP | Split System: Heat Pump with Remote Outdoor Unit-Air-Source | T4BF-048KA |  | C6B(A,H)-X48(C,U)-C | 12.5 | 16 | 9 | Yes | Yes | 2015-06-02 |  | 1
TRUE | T4BF-024KB | 1866 | 5190539 | FRIGIDAIRE | FT4BF-024KB | HP | Split System: Heat Pump with Remote Outdoor Unit-Air-Source | T4BF-024KB |  | C6B(A,H)-X26(C,U)-B | 13 | 16 | 9 | Yes | Yes | 2015-06-02 |  | 2
FALSE | T4BF-048KA | 1876 | 5190546 | FRIGIDAIRE | FT4BF-048KA | HP | Split System: Heat Pump with Remote Outdoor Unit-Air-Source | T4BF-048KA |  | C6B(A,H)-X48(C,U)-C | 12.5 | 16 | 9 | Yes | Yes | 2015-06-02 |  | 1
TRUE | T4BF-024KB | 1866 | 5190548 | TAPPAN | FT4BF-024KB | HP | Split System: Heat Pump with Remote Outdoor Unit-Air-Source | T4BF-024KB |  | C6B(A,H)-X26(C,U)-B | 13 | 16 | 9 | Yes | Yes | 2015-06-02 |  | 2
FALSE | T4BF-048KA | 1876 | 5190555 | TAPPAN | FT4BF-048KA | HP | Split System: Heat Pump with Remote Outdoor Unit-Air-Source | T4BF-048KA |  | C6B(A,H)-X48(C,U)-C | 12.5 | 16 | 9 | Yes | Yes | 2015-06-02 |  | 1
TRUE | T4BF-024KB | 1866 | 5190557 | WESTINGHOUSE | FT4BF-024KB | HP | Split System: Heat Pump with Remote Outdoor Unit-Air-Source | T4BF-024KB |  | C6B(A,H)-X26(C,U)-B | 13 | 16 | 9 | Yes | Yes | 2015-06-02 |  | 2
FALSE | T4BF-048KA | 1876 | 5190564 | WESTINGHOUSE | FT4BF-048KA | HP | Split System: Heat Pump with Remote Outdoor Unit-Air-Source | T4BF-048KA |  | C6B(A,H)-X48(C,U)-C | 12.5 | 16 | 9 | Yes | Yes | 2015-06-02 |  | 1
TRUE | T4BF-024KB | 1866 | 5190566 | NUTONE | FT4BF-024KB | HP | Split System: Heat Pump with Remote Outdoor Unit-Air-Source | T4BF-024KB |  | C6B(A,H)-X26(C,U)-B | 13 | 16 | 9 | Yes | Yes | 2015-06-02 |  | 2
FALSE | T4BF-048KA | 1876 | 5190573 | NUTONE | FT4BF-048KA | HP | Split System: Heat Pump with Remote Outdoor Unit-Air-Source | T4BF-048KA |  | C6B(A,H)-X48(C,U)-C | 12.5 | 16 | 9 | Yes | Yes | 2015-06-02 |  | 1
TRUE | T4BF-024KB | 1866 | 5190575 | BROAN | FT4BF-024KB | HP | Split System: Heat Pump with Remote Outdoor Unit-Air-Source | T4BF-024KB |  | C6B(A,H)-X26(C,U)-B | 13 | 16 | 9 | Yes | Yes | 2015-06-02 |  | 2
FALSE | T4BF-048KA | 1876 | 5190582 | BROAN | FT4BF-048KA | HP | Split System: Heat Pump with Remote Outdoor Unit-Air-Source | T4BF-048KA |  | C6B(A,H)-X48(C,U)-C | 12.5 | 16 | 9 | Yes | Yes | 2015-06-02 |  | 1
TRUE | T4BF-024KB | 1866 | 5190584 | MAYTAG | MSH4BF024KB | HP | Split System: Heat Pump with Remote Outdoor Unit-Air-Source | T4BF-024KB |  | C6B(A,H)-X26(C,U)-B | 13 | 16 | 9 | Yes | Yes | 2015-06-02 |  | 2
FALSE | T4BF-048KA | 1876 | 5190591 | MAYTAG | MSH4BF048KA | HP | Split System: Heat Pump with Remote Outdoor Unit-Air-Source | T4BF-048KA |  | C6B(A,H)-X48(C,U)-C | 12.5 | 16 | 9 | Yes | Yes | 2015-06-02 |  | 1
TRUE | T4BF-024KB | 1866 | 5190593 | MAYTAG | CSH4BF024KB | HP | Split System: Heat Pump with Remote Outdoor Unit-Air-Source | T4BF-024KB |  | C6B(A,H)-X26(C,U)-B | 13 | 16 | 9 | Yes | Yes | 2015-06-02 |  | 2
FALSE | T4BF-048KA | 1876 | 5190600 | MAYTAG | CSH4BF048KA | HP | Split System: Heat Pump with Remote Outdoor Unit-Air-Source | T4BF-048KA |  | C6B(A,H)-X48(C,U)-C | 12.5 | 16 | 9 | Yes | Yes | 2015-06-02 |  | 1
TRUE | T4BF-024KB | 1866 | 5190602 | MAYTAG | PSH4BF024KB | HP | Split System: Heat Pump with Remote Outdoor Unit-Air-Source | T4BF-024KB |  | C6B(A,H)-X26(C,U)-B | 13 | 16 | 9 | Yes | Yes | 2015-06-02 |  | 2
FALSE | T4BF-048KA | 1876 | 5190609 | MAYTAG | PSH4BF048KA | HP | Split System: Heat Pump with Remote Outdoor Unit-Air-Source | T4BF-048KA |  | C6B(A,H)-X48(C,U)-C | 12.5 | 16 | 9 | Yes | Yes | 2015-06-02 |  | 1
FALSE | T4BG-036K | 1831 | 5593516 | NORDYNE, LLC. | T4BG-036K | HP | Split System: Heat Pump with Remote Outdoor Unit-Air-Source | T4BG-036K |  | C6B(A,H)-X36(C,U)-C | 12.5 | 18.5 | 10 | Yes | Yes | 2015-06-02 |  | 1
FALSE | T4BG-036K | 1831 | 5593517 | NORDYNE, LLC. | T4BG-036K | HP | Split System: Heat Pump with Remote Outdoor Unit-Air-Source | T4BG-036K |  | C6B(A,H)-X36(C,U)-C | 12.5 | 18.5 | 10 | Yes | Yes | 2015-06-02 |  | 1
FALSE | T4BG-036K | 1831 | 5593518 | NORDYNE, LLC. | T4BG-036K | HP | Split System: Heat Pump with Remote Outdoor Unit-Air-Source | T4BG-036K |  | C6B(A,H)-X36(C,U)-C | 12.5 | 18.5 | 10 | Yes | Yes | 2015-06-02 |  | 1
FALSE | T4BG-048K | 1832 | 5593519 | NORDYNE, LLC. | T4BG-048K | HP | Split System: Heat Pump with Remote Outdoor Unit-Air-Source | T4BG-048K |  | C6B(A,H)-X48(C,U)-C | 12.5 | 18 | 9.4 | Yes | Yes | 2015-06-02 |  | 1
TRUE | T4BE-024KA | 3070 | 6684114 | NORDYNE, LLC. | T4BE-024KA | HP | Split System: Heat Pump with Remote Outdoor Unit-Air-Source | T4BE-024KA |  | B6EMMX24K-A | 12.5 | 15 | 8.5 | Yes | Yes | 2015-06-02 |  | 1
FALSE | T4QE-024KA | 3070 | 6684115 | NORDYNE, LLC. | T4BE-024KA | HP | Split System: Heat Pump with Remote Outdoor Unit-Air-Source | T4BE-024KA |  | B6EMMX24K-B | 12.5 | 15 | 8.5 | Yes | Yes | 2015-06-02 |  | 1
TRUE | T4BE-036KA | 3072 | 6684116 | NORDYNE, LLC. | T4BE-036KA | HP | Split System: Heat Pump with Remote Outdoor Unit-Air-Source | T4BE-036KA |  | B6EMMX36K-B | 12.5 | 15 | 8.5 | Yes | Yes | 2015-06-02 |  | 1
TRUE | T4BE-042KA | 3039 | 6684117 | NORDYNE, LLC. | T4BE-042KA | HP | Split System: Heat Pump with Remote Outdoor Unit-Air-Source | T4BE-042KA |  | B6EMMX42K-B | 12.5 | 15 | 8.5 | Yes | Yes | 2015-06-02 |  | 1
TRUE | T4BE-048KA | 3074 | 6684118 | NORDYNE, LLC. | T4BE-048KA | HP | Split System: Heat Pump with Remote Outdoor Unit-Air-Source | T4BE-048KA |  | B6EMMX48K-C | 12.5 | 15 | 8.5 | Yes | Yes | 2015-06-02 |  | 1
FALSE | T4QE-036KA | 3072 | 6684159 | NORDYNE, LLC. | T4BE-036KA | HP | Split System: Heat Pump with Remote Outdoor Unit-Air-Source | T4BE-036KA |  | C7B(A,H)M03648(C,U)-C+TXV | 12.5 | 15 | 8.5 | Yes | Yes | 2015-06-02 |  | 1
FALSE | T4QE-036KA | 3072 | 6684160 | NORDYNE, LLC. | T4BE-036KA | HP | Split System: Heat Pump with Remote Outdoor Unit-Air-Source | T4BE-036KA |  | C7B(A,H)M03648(C,U)-C+TXV | 12.5 | 15 | 8.5 | Yes | Yes | 2015-06-02 |  | 1
FALSE | T4QE-036KA | 3072 | 6684161 | NORDYNE, LLC. | T4BE-036KA | HP | Split System: Heat Pump with Remote Outdoor Unit-Air-Source | T4BE-036KA |  | C7B(A,H)M03648(C,U)-C+TXV | 12.5 | 15 | 8.5 | Yes | Yes | 2015-06-02 |  | 1
FALSE | T4QE-048KA | 3074 | 6684187 | NORDYNE, LLC. | T4BE-048KA | HP | Split System: Heat Pump with Remote Outdoor Unit-Air-Source | T4BE-048KA |  | C7B(A,H)M048(C,U)-C+TXV | 12.5 | 15 | 8.5 | Yes | Yes | 2015-06-02 |  | 1
FALSE | T4QE-048KA | 3074 | 6688928 | NORDYNE, LLC. | T4BE-048KA | HP | Split System: Heat Pump with Remote Outdoor Unit-Air-Source | T4BE-048KA |  | C7B(A,H)M048(C,U)-C+TXV | 12.5 | 15 | 8.5 | Yes | Yes | 2015-06-02 |  | 1
FALSE | T4QE-048KA | 3074 | 6688929 | NORDYNE, LLC. | T4BE-048KA | HP | Split System: Heat Pump with Remote Outdoor Unit-Air-Source | T4BE-048KA |  | C7B(A,H)M048(C,U)-C+TXV | 12.5 | 15 | 8.5 | Yes | Yes | 2015-06-02 |  | 1
FALSE | T4QE-048KA | 3074 | 6688930 | NORDYNE, LLC. | T4BE-048KA | HP | Split System: Heat Pump with Remote Outdoor Unit-Air-Source | T4BE-048KA |  | C7B(A,H)M048(C,U)-C+TXV | 12.5 | 15 | 8.5 | Yes | Yes | 2015-06-02 |  | 1
FALSE | T4QE-042KA | 3039 | 6688934 | NORDYNE, LLC. | T4BE-042KA | HP | Split System: Heat Pump with Remote Outdoor Unit-Air-Source | T4BE-042KA |  | C7B(A,H)M03648(C,U)-C+TXV | 12.5 | 15 | 8.5 | Yes | Yes | 2015-06-02 |  | 1
FALSE | T4QE-024KA | 3070 | 6943504 | NORDYNE, LLC. | T4BE-024KA | HP | Split System: Heat Pump with Remote Outdoor Unit-Air-Source | T4BE-024KA |  | B6VMMX24K-A | 12.5 | 15 | 8.5 | Yes | Yes | 2015-06-02 |  | 1
FALSE | T4QE-024KA | 3070 | 6943505 | NORDYNE, LLC. | T4BE-024KA | HP | Split System: Heat Pump with Remote Outdoor Unit-Air-Source | T4BE-024KA |  | B6VMMX24K-B | 12.5 | 15 | 8.5 | Yes | Yes | 2015-06-02 |  | 1
FALSE | T4QE-030KA | 3034 | 6943506 | NORDYNE, LLC. | T4BE-030KA | HP | Split System: Heat Pump with Remote Outdoor Unit-Air-Source | T4BE-030KA |  | B6VMMX30K-A | 12.5 | 15 | 8.5 | Yes | Yes | 2015-06-02 |  | 1
FALSE | T4QE-030KA | 3034 | 6943507 | NORDYNE, LLC. | T4BE-030KA | HP | Split System: Heat Pump with Remote Outdoor Unit-Air-Source | T4BE-030KA |  | B6VMMX30K-B | 12.5 | 15 | 8.5 | Yes | Yes | 2015-06-02 |  | 1
FALSE | T4QE-036KA | 3072 | 6943508 | NORDYNE, LLC. | T4BE-036KA | HP | Split System: Heat Pump with Remote Outdoor Unit-Air-Source | T4BE-036KA |  | B6VMMX36K-B | 12.5 | 15 | 8.5 | Yes | Yes | 2015-06-02 |  | 1
FALSE | T4QE-042KA | 3039 | 6943509 | NORDYNE, LLC. | T4BE-042KA | HP | Split System: Heat Pump with Remote Outdoor Unit-Air-Source | T4BE-042KA |  | B6VMMX42K-B | 12.5 | 15 | 8.5 | Yes | Yes | 2015-06-02 |  | 1
FALSE | T4QE-048KA | 3074 | 6943510 | NORDYNE, LLC. | T4BE-048KA | HP | Split System: Heat Pump with Remote Outdoor Unit-Air-Source | T4BE-048KA |  | B6VMMX48K-C | 12.5 | 15 | 8.5 | Yes | Yes | 2015-06-02 |  | 1
FALSE | T4QE-024KA | 3070 | 6960679 | NORDYNE, LLC. | T4BE-024KA | HP | Split System: Heat Pump with Remote Outdoor Unit-Air-Source | T4BE-024KA |  | B6EW-X25K(*) | 12.5 | 15 | 8.5 | Yes | Yes | 2015-06-02 |  | 1
FALSE | T4BE-018KA | 3028 | 7147972 | NORDYNE, LLC. | T4BE-018KA | HP | Split System: Heat Pump with Remote Outdoor Unit-Air-Source | T4BE-018KA |  | C7B(A,H)MX24(C,U)-A | 12.5 | 15 | 8.5 | Yes | Yes | 2015-06-02 |  | 1
FALSE | T4BE-018KA | 3028 | 7147973 | NORDYNE, LLC. | T4BE-018KA | HP | Split System: Heat Pump with Remote Outdoor Unit-Air-Source | T4BE-018KA |  | C7B(A,H)MX24(C,U)-A | 12.5 | 15 | 8.5 | Yes | Yes | 2015-06-02 |  | 1
FALSE | T4BE-018KA | 3028 | 7147974 | NORDYNE, LLC. | T4BE-018KA | HP | Split System: Heat Pump with Remote Outdoor Unit-Air-Source | T4BE-018KA |  | C7B(A,H)MX24(C,U)-A | 12.5 | 15 | 8.5 | Yes | Yes | 2015-06-02 |  | 1
FALSE | T4QE-042KA | 3039 | 7148031 | NORDYNE, LLC. | T4BE-042KA | HP | Split System: Heat Pump with Remote Outdoor Unit-Air-Source | T4BE-042KA |  | C7B(A,H)MX42(C,U)-C | 12.5 | 15 | 8.5 | Yes | Yes | 2015-06-02 |  | 1
FALSE | T4QE-048KA | 3074 | 7148038 | NORDYNE, LLC. | T4BE-048KA | HP | Split System: Heat Pump with Remote Outdoor Unit-Air-Source | T4BE-048KA |  | C7B(A,H)MX48(C,U)-C | 12.5 | 15 | 8.5 | Yes | Yes | 2015-06-02 |  | 1
FALSE | T4QE-048KA | 3074 | 7148039 | NORDYNE, LLC. | T4BE-048KA | HP | Split System: Heat Pump with Remote Outdoor Unit-Air-Source | T4BE-048KA |  | C7B(A,H)MX48(C,U)-C | 12.5 | 15 | 8.5 | Yes | Yes | 2015-06-02 |  | 1
FALSE | T4QE-048KA | 3074 | 7148040 | NORDYNE, LLC. | T4BE-048KA | HP | Split System: Heat Pump with Remote Outdoor Unit-Air-Source | T4BE-048KA |  | C7B(A,H)MX48(C,U)-C | 12.5 | 15 | 8.5 | Yes | Yes | 2015-06-02 |  | 1
FALSE | T4QE-024KA | 3070 | 7246481 | NORDYNE, LLC. | T4BE-024KA | HP | Split System: Heat Pump with Remote Outdoor Unit-Air-Source | T4BE-024KA |  | C7B(A,H)MX24(C,U)-A | 12.5 | 15 | 8.5 | Yes | Yes | 2015-06-02 |  | 1
FALSE | T4QE-024KA | 3070 | 7246488 | NORDYNE, LLC. | T4BE-024KA | HP | Split System: Heat Pump with Remote Outdoor Unit-Air-Source | T4BE-024KA |  | C7B(A,H)MX24(C,U)-B | 12.5 | 15 | 8.5 | Yes | Yes | 2015-06-02 |  | 1
FALSE | T4QE-030KA | 3034 | 7246493 | NORDYNE, LLC. | T4BE-030KA | HP | Split System: Heat Pump with Remote Outdoor Unit-Air-Source | T4BE-030KA |  | C7B(A,H)MX30(C,U)-A | 12.5 | 15 | 8.5 | Yes | Yes | 2015-06-02 |  | 1
FALSE | T4QE-030KA | 3034 | 7246500 | NORDYNE, LLC. | T4BE-030KA | HP | Split System: Heat Pump with Remote Outdoor Unit-Air-Source | T4BE-030KA |  | C7B(A,H)MX30(C,U)-B | 12.5 | 15 | 8.5 | Yes | Yes | 2015-06-02 |  | 1
FALSE | T4QE-036KA | 3072 | 7246507 | NORDYNE, LLC. | T4BE-036KA | HP | Split System: Heat Pump with Remote Outdoor Unit-Air-Source | T4BE-036KA |  | C7B(A,H)MX36(C,U)-B | 12.5 | 15 | 8.5 | Yes | Yes | 2015-06-02 |  | 1
FALSE | T4QE-042KA | 3039 | 7246512 | NORDYNE, LLC. | T4BE-042KA | HP | Split System: Heat Pump with Remote Outdoor Unit-Air-Source | T4BE-042KA |  | C7B(A,H)MX42(C,U)-C | 12.5 | 15 | 8.5 | Yes | Yes | 2015-06-02 |  | 1
FALSE | T4QE-048KA | 3074 | 7246519 | NORDYNE, LLC. | T4BE-048KA | HP | Split System: Heat Pump with Remote Outdoor Unit-Air-Source | T4BE-048KA |  | C7B(A,H)MX48(C,U)-C | 12.5 | 15 | 8.5 | Yes | Yes | 2015-06-02 |  | 1
TRUE | T4QE-024KA | 3070 | 8092524 | NORDYNE, LLC. | T4QE-024KA | HP | Split System: Heat Pump with Remote Outdoor Unit-Air-Source | T4QE-024KA |  | B6EMMX24K-A | 12.5 | 15 | 8.5 | Yes | Yes | 2015-06-02 |  | 1
TRUE | T4QE-030KA | 3034 | 8092525 | NORDYNE, LLC. | T4QE-030KA | HP | Split System: Heat Pump with Remote Outdoor Unit-Air-Source | T4QE-030KA |  | B6EMMX30K-A | 12.5 | 15 | 8.5 | Yes | Yes | 2015-06-02 |  | 1
TRUE | T4QE-036KA | 3072 | 8092527 | NORDYNE, LLC. | T4QE-036KA | HP | Split System: Heat Pump with Remote Outdoor Unit-Air-Source | T4QE-036KA |  | B6EMMX36K-B | 12.5 | 15 | 8.5 | Yes | Yes | 2015-06-02 |  | 1
TRUE | T4QE-042KA | 3039 | 8092528 | NORDYNE, LLC. | T4QE-042KA | HP | Split System: Heat Pump with Remote Outdoor Unit-Air-Source | T4QE-042KA |  | B6EMMX42K-B | 12.5 | 15 | 8.5 | Yes | Yes | 2015-06-02 |  | 1
TRUE | T4QE-048KA | 3074 | 8092530 | NORDYNE, LLC. | T4QE-048KA | HP | Split System: Heat Pump with Remote Outdoor Unit-Air-Source | T4QE-048KA |  | B6EMMX48K-C | 12.5 | 15 | 8.5 | Yes | Yes | 2015-06-02 |  | 1
FALSE | 14HPX-024-230-19 | 1572 | 5431298 | LENNOX INDUSTRIES, INC. | XP14-024-230-09 | HP | Split System: Heat Pump with Remote Outdoor Unit-Air-Source | XP14-024-230-09 |  | CBX27UH-024-230*+TDR | 13.5 | 16 | 9 | Yes | Yes | 2015-06-23 |  | 2
FALSE | 14HPX-024-230-19 | 1572 | 6482931 | LENNOX INDUSTRIES, INC. | XP14-024-230-09 | HP | Split System: Heat Pump with Remote Outdoor Unit-Air-Source | XP14-024-230-09 |  | CBX27UH-030-230*+TDR | 13.5 | 16 | 9 | Yes | Yes | 2015-06-23 |  | 2
FALSE | 14HPX-024-230-19 | 1572 | 6970216 | LENNOX INDUSTRIES, INC. | XP14-024-230-09 | HP | Split System: Heat Pump with Remote Outdoor Unit-Air-Source | XP14-024-230-09 |  | CBX25UHV-024-230-* | 12.5 | 15.5 | 8.5 | Yes | Yes | 2015-06-23 |  | 1
FALSE | 14HPX-030-230-19 | 1579 | 6970217 | LENNOX INDUSTRIES, INC. | XP14-030-230-09 | HP | Split System: Heat Pump with Remote Outdoor Unit-Air-Source | XP14-030-230-09 |  | CBX25UHV-030-230-* | 12.5 | 15 | 8.5 | Yes | Yes | 2015-06-23 |  | 1
FALSE | 14HPX-030-230-19 | 1579 | 5431515 | LENNOX INDUSTRIES, INC. | XP14-030-230-09 | HP | Split System: Heat Pump with Remote Outdoor Unit-Air-Source | XP14-030-230-09 |  | CBX27UH-030-230*+TDR | 13 | 15 | 9 | Yes | Yes | 2015-06-23 |  | 1
FALSE | 14HPX-030-230-19 | 1579 | 5431516 | LENNOX INDUSTRIES, INC. | XP14-030-230-09 | HP | Split System: Heat Pump with Remote Outdoor Unit-Air-Source | XP14-030-230-09 |  | CBX27UH-036-230*+TDR | 13 | 15 | 9 | Yes | Yes | 2015-06-23 |  | 1
FALSE | 14HPX-036-230-19 | 1587 | 5432025 | LENNOX INDUSTRIES, INC. | XP14-036-230-10 | HP | Split System: Heat Pump with Remote Outdoor Unit-Air-Source | XP14-036-230-10 |  | CBX27UH-042-230*+TDR | 13.5 | 16 | 8.5 | Yes | Yes | 2015-06-23 |  | 1
FALSE | 14HPX-036-230-19 | 1587 | 5432024 | LENNOX INDUSTRIES, INC. | XP14-036-230-10 | HP | Split System: Heat Pump with Remote Outdoor Unit-Air-Source | XP14-036-230-10 |  | CBX27UH-036-230*+TDR | 12.5 | 15.2 | 8.7 | Yes | Yes | 2015-06-23 |  | 1
FALSE | 14HPX-036-230-19 | 1587 | 7044408 | LENNOX INDUSTRIES, INC. | 14HPX-036-230-19 | HP | Split System: Heat Pump with Remote Outdoor Unit-Air-Source | 14HPX-036-230-19 |  | CBX27UH-042-230*+TDR | 13.5 | 16 | 8.5 | Yes | Yes | 2015-06-08 |  | 1
FALSE | 14HPX-036-230-19 | 1587 | 7044407 | LENNOX INDUSTRIES, INC. | 14HPX-036-230-19 | HP | Split System: Heat Pump with Remote Outdoor Unit-Air-Source | 14HPX-036-230-19 |  | CBX27UH-036-230*+TDR | 12.5 | 15.2 | 8.7 | Yes | Yes | 2015-06-08 |  | 1
FALSE | 14HPX-030-230-19 | 1579 | 7044090 | LENNOX INDUSTRIES, INC. | 14HPX-030-230-19 | HP | Split System: Heat Pump with Remote Outdoor Unit-Air-Source | 14HPX-030-230-19 |  | CBX25UHV-030-230-* | 12.5 | 15 | 8.5 | Yes | Yes | 2015-06-08 |  | 1
FALSE | 14HPX-030-230-19 | 1579 | 7044384 | LENNOX INDUSTRIES, INC. | 14HPX-030-230-19 | HP | Split System: Heat Pump with Remote Outdoor Unit-Air-Source | 14HPX-030-230-19 |  | CBX27UH-030-230*+TDR | 13 | 15 | 9 | Yes | Yes | 2015-06-08 |  | 1
FALSE | 14HPX-030-230-19 | 1579 | 7044363 | LENNOX INDUSTRIES, INC. | 14HPX-030-230-19 | HP | Split System: Heat Pump with Remote Outdoor Unit-Air-Source | 14HPX-030-230-19 |  | CBX27UH-036-230*+TDR | 13 | 15 | 9 | Yes | Yes | 2015-06-08 |  | 1
FALSE | 14HPX-024-230-19 | 1572 | 7045679 | LENNOX INDUSTRIES, INC. | 14HPX-024-230-19 | HP | Split System: Heat Pump with Remote Outdoor Unit-Air-Source | 14HPX-024-230-19 |  | CBX32M-030*+TDR | 12.7 | 15.2 | 8.7 | Yes | Yes | 2015-06-08 |  | 1
FALSE | 14HPX-030-230-19 | 1579 | 7044329 | LENNOX INDUSTRIES, INC. | 14HPX-030-230-19 | HP | Split System: Heat Pump with Remote Outdoor Unit-Air-Source | 14HPX-030-230-19 |  | CX34-36+TDR | 13 | 15.2 | 8.7 | Yes | Yes | 2015-06-16 |  | 1
FALSE | 14HPX-030-230-19 | 1579 | 7044342 | LENNOX INDUSTRIES, INC. | 14HPX-030-230-19 | HP | Split System: Heat Pump with Remote Outdoor Unit-Air-Source | 14HPX-030-230-19 |  | CX34-31+TDR | 13.2 | 15.2 | 8.5 | Yes | Yes | 2015-06-16 |  | 1
FALSE | SPB036H4S48Y | 3295 | 7785783 | LENNOX INDUSTRIES, INC. | XP16-036-230-09 | HP | Split System: Heat Pump with Remote Outdoor Unit-Air-Source | XP16-036-230-09 |  | CBX40UHV-048*+TDR | 13.5 | 16 | 8.5 | Yes | Yes | 2015-06-23 |  | 1
FALSE | SPB048H4S48Y | 2882 | 7785916 | LENNOX INDUSTRIES, INC. | XP16-048-230-08 | HP | Split System: Heat Pump with Remote Outdoor Unit-Air-Source | XP16-048-230-08 |  | CBX27UH-048-230*+TDR | 12.5 | 16 | 9 | Yes | Yes | 2015-06-23 |  | 1
FALSE | SPB048H4S48Y | 2882 | 7785968 | LENNOX INDUSTRIES, INC. | XP16-048-230-08 | HP | Split System: Heat Pump with Remote Outdoor Unit-Air-Source | XP16-048-230-08 |  | CBX32MV-048*+TDR | 12.5 | 16 | 8.5 | Yes | Yes | 2015-06-23 |  | 1
TRUE | XP16-048-230-08 | 2882 | 7785913 | LENNOX INDUSTRIES, INC. | XP16-048-230-08 | HP | Split System: Heat Pump with Remote Outdoor Unit-Air-Source | XP16-048-230-08 |  | CBX32MV-060*+TDR | 12.5 | 16 | 9.5 | Yes | Yes | 2015-06-23 |  | 1
FALSE | SPB048H4S48Y | 2882 | 7785962 | LENNOX INDUSTRIES, INC. | XP16-048-230-08 | HP | Split System: Heat Pump with Remote Outdoor Unit-Air-Source | XP16-048-230-08 |  | CBX32MV-068*+TDR | 12.5 | 16 | 8.5 | Yes | Yes | 2015-06-23 |  | 1
FALSE | SPB048H4S48Y | 2882 | 7785969 | LENNOX INDUSTRIES, INC. | XP16-048-230-08 | HP | Split System: Heat Pump with Remote Outdoor Unit-Air-Source | XP16-048-230-08 |  | CBX40UHV-048*+TDR | 12.5 | 16 | 8.5 | Yes | Yes | 2015-06-23 |  | 1
FALSE | SPB048H4S48Y | 2882 | 7785970 | LENNOX INDUSTRIES, INC. | XP16-048-230-08 | HP | Split System: Heat Pump with Remote Outdoor Unit-Air-Source | XP16-048-230-08 |  | CBX40UHV-060*+TDR | 12.5 | 16 | 9.5 | Yes | Yes | 2015-06-23 |  | 1
FALSE | XP14-018-230A10 | 3331 | 7533472 | LENNOX INDUSTRIES, INC. | XP14-018-230A10 | HP | Split System: Heat Pump with Remote Outdoor Unit-Air-Source | XP14-018-230A10 |  | CBX25UHV-018-230-* | 12.5 | 15 | 8.5 | Yes | Yes | 2015-06-23 |  | 1
FALSE | XP14-018-230A10 | 3331 | 7533489 | LENNOX INDUSTRIES, INC. | XP14-018-230A10 | HP | Split System: Heat Pump with Remote Outdoor Unit-Air-Source | XP14-018-230A10 |  | CBX25UHV-024-230-* | 12.5 | 15.5 | 8.5 | Yes | Yes | 2015-06-23 |  | 1
FALSE | XP14-018-230A10 | 3331 | 7533475 | LENNOX INDUSTRIES, INC. | XP14-018-230A10 | HP | Split System: Heat Pump with Remote Outdoor Unit-Air-Source | XP14-018-230A10 |  | CBX27UH-018-230*+TDR | 13 | 16 | 8.5 | Yes | Yes | 2015-06-23 |  | 1
FALSE | XP14-018-230A10 | 3331 | 7533474 | LENNOX INDUSTRIES, INC. | XP14-018-230A10 | HP | Split System: Heat Pump with Remote Outdoor Unit-Air-Source | XP14-018-230A10 |  | CBX27UH-024-230*+TDR | 13 | 16 | 8.5 | Yes | Yes | 2015-06-23 |  | 1
FALSE | XP14-018-230A10 | 3331 | 7533477 | LENNOX INDUSTRIES, INC. | XP14-018-230A10 | HP | Split System: Heat Pump with Remote Outdoor Unit-Air-Source | XP14-018-230A10 |  | CBX32MV-018/024*+TDR | 12.5 | 15.5 | 8.5 | Yes | Yes | 2015-06-23 |  | 1
FALSE | 14HPX-024-230-19 | 1572 | 5431300 | LENNOX INDUSTRIES, INC. | XP14-024-230-09 | HP | Split System: Heat Pump with Remote Outdoor Unit-Air-Source | XP14-024-230-09 |  | CBX32M-030*+TDR | 12.7 | 15.2 | 8.7 | Yes | Yes | 2015-06-23 |  | 1
FALSE | 14HPX-024-230-19 | 1572 | 5431302 | LENNOX INDUSTRIES, INC. | XP14-024-230-09 | HP | Split System: Heat Pump with Remote Outdoor Unit-Air-Source | XP14-024-230-09 |  | CBX32MV-024/030*+TDR | 12.7 | 15.2 | 8.7 | Yes | Yes | 2015-06-23 |  | 1
FALSE | 14HPX-024-230-19 | 1572 | 5431303 | LENNOX INDUSTRIES, INC. | XP14-024-230-09 | HP | Split System: Heat Pump with Remote Outdoor Unit-Air-Source | XP14-024-230-09 |  | CBX32MV-036*+TDR | 13 | 15.5 | 9 | Yes | Yes | 2015-06-23 |  | 1
FALSE | 14HPX-024-230-19 | 1572 | 5431304 | LENNOX INDUSTRIES, INC. | XP14-024-230-09 | HP | Split System: Heat Pump with Remote Outdoor Unit-Air-Source | XP14-024-230-09 |  | CBX40UHV-024*+TDR | 12.7 | 15.2 | 8.7 | Yes | Yes | 2015-06-23 |  | 1
FALSE | 14HPX-024-230-19 | 1572 | 5431305 | LENNOX INDUSTRIES, INC. | XP14-024-230-09 | HP | Split System: Heat Pump with Remote Outdoor Unit-Air-Source | XP14-024-230-09 |  | CBX40UHV-030*+TDR | 13 | 15.5 | 8.7 | Yes | Yes | 2015-06-23 |  | 1
TRUE | YHJF24S41S1 | 2714 | 4465779 | COLEMAN BY JOHNSON CONTROLS | THJF24S41S3 | HP | Split System: Heat Pump with Remote Outdoor Unit-Air-Source | YHJF24S41S1 |  | AHE24B | 12.5 | 15 | 8.5 | Yes | Yes | 2015-06-24 |  | 1
TRUE | YHJF24S41S1 | 2714 | 4470048 | LUXAIRE BY JOHNSON CONTROLS | THJF24S41S3 | HP | Split System: Heat Pump with Remote Outdoor Unit-Air-Source | YHJF24S41S1 |  | AHE24B | 12.5 | 15 | 8.5 | Yes | Yes | 2015-06-24 |  | 1
TRUE | YHJF24S41S1 | 2714 | 4471016 | FRASER-JOHNSTON BY JOHNSON CONTROLS | THJF24S41S3 | HP | Split System: Heat Pump with Remote Outdoor Unit-Air-Source | YHJF24S41S1 |  | AHE24B | 12.5 | 15 | 8.5 | Yes | Yes | 2015-06-24 |  | 1
TRUE | YHJF30S41S1 | 2715 | 4465783 | COLEMAN BY JOHNSON CONTROLS | THJF30S41S3 | HP | Split System: Heat Pump with Remote Outdoor Unit-Air-Source | YHJF30S41S1 |  | AHE36C | 12.5 | 15 | 9 | Yes | Yes | 2015-06-24 |  | 1
TRUE | YHJF30S41S1 | 2715 | 4470053 | LUXAIRE BY JOHNSON CONTROLS | THJF30S41S3 | HP | Split System: Heat Pump with Remote Outdoor Unit-Air-Source | YHJF30S41S1 |  | AHE36C | 12.5 | 15 | 9 | Yes | Yes | 2015-06-24 |  | 1
TRUE | YHJF30S41S1 | 2715 | 4471021 | FRASER-JOHNSTON BY JOHNSON CONTROLS | THJF30S41S3 | HP | Split System: Heat Pump with Remote Outdoor Unit-Air-Source | YHJF30S41S1 |  | AHE36C | 12.5 | 15 | 9 | Yes | Yes | 2015-06-24 |  | 1
TRUE | YHJF36S41S4 | 2655 | 5530832 | COLEMAN BY JOHNSON CONTROLS | THJF36S41S4 | HP | Split System: Heat Pump with Remote Outdoor Unit-Air-Source | YHJF36S41S4 |  | AHE42D+TXV | 12.5 | 15 | 9 | Yes | Yes | 2015-06-24 |  | 1
TRUE | YHJF36S41S4 | 2655 | 5531109 | LUXAIRE BY JOHNSON CONTROLS | THJF36S41S4 | HP | Split System: Heat Pump with Remote Outdoor Unit-Air-Source | YHJF36S41S4 |  | AHE42D+TXV | 12.5 | 15 | 9 | Yes | Yes | 2015-06-24 |  | 1
TRUE | YHJF36S41S4 | 2655 | 5531539 | FRASER-JOHNSTON BY JOHNSON CONTROLS | THJF36S41S4 | HP | Split System: Heat Pump with Remote Outdoor Unit-Air-Source | YHJF36S41S4 |  | AHE42D+TXV | 12.5 | 15 | 9 | Yes | Yes | 2015-06-24 |  | 1
TRUE | YHJF42S41S5 | 2901 | 5936026 | COLEMAN BY JOHNSON CONTROLS | THJF42S41S5 | HP | Split System: Heat Pump with Remote Outdoor Unit-Air-Source | YHJF42S41S5 |  | AHE48D | 12.5 | 15 | 9 | Yes | Yes | 2015-06-24 |  | 1
TRUE | YHJF42S41S5 | 2901 | 5936094 | LUXAIRE BY JOHNSON CONTROLS | THJF42S41S5 | HP | Split System: Heat Pump with Remote Outdoor Unit-Air-Source | YHJF42S41S5 |  | AHE48D | 12.5 | 15 | 9 | Yes | Yes | 2015-06-24 |  | 1
TRUE | YHJF42S41S5 | 2901 | 5936364 | FRASER-JOHNSTON BY JOHNSON CONTROLS | THJF42S41S5 | HP | Split System: Heat Pump with Remote Outdoor Unit-Air-Source | YHJF42S41S5 |  | AHE48D | 12.5 | 15 | 9 | Yes | Yes | 2015-06-24 |  | 1
TRUE | YHJF48S41S5 | 2902 | 5936935 | COLEMAN BY JOHNSON CONTROLS | THJF48S41S5 | HP | Split System: Heat Pump with Remote Outdoor Unit-Air-Source | YHJF48S41S5 |  | AHE60D+TXV | 12.5 | 15 | 9 | Yes | Yes | 2015-06-24 |  | 1
TRUE | YHJF48S41S5 | 2902 | 5936981 | LUXAIRE BY JOHNSON CONTROLS | THJF48S41S5 | HP | Split System: Heat Pump with Remote Outdoor Unit-Air-Source | YHJF48S41S5 |  | AHE60D+TXV | 12.5 | 15 | 9 | Yes | Yes | 2015-06-24 |  | 1
TRUE | YHJF48S41S5 | 2902 | 5937027 | FRASER-JOHNSTON BY JOHNSON CONTROLS | THJF48S41S5 | HP | Split System: Heat Pump with Remote Outdoor Unit-Air-Source | YHJF48S41S5 |  | AHE60D+TXV | 12.5 | 15 | 9 | Yes | Yes | 2015-06-24 |  | 1
TRUE | YZF02413C | 2713 | 8270327 | CHAMPION BY JOHNSON CONTROLS | HL6B024F3C | HP | Split System: Heat Pump with Remote Outdoor Unit-Air-Source | YZF02413C |  | AHE30B+TXV | 12.5 | 15 | 8.5 | Yes | Yes | 2015-06-24 |  | 1
TRUE | YZF03013C | 2716 | 8270331 | CHAMPION BY JOHNSON CONTROLS | HL6B030F3C | HP | Split System: Heat Pump with Remote Outdoor Unit-Air-Source | YZF03013C |  | AHE36C+TXV | 13 | 16 | 9 | Yes | Yes | 2015-06-24 |  | 2
TRUE | YZF03613C | 2718 | 8270334 | CHAMPION BY JOHNSON CONTROLS | HL6B036F3C | HP | Split System: Heat Pump with Remote Outdoor Unit-Air-Source | YZF03613C |  | AHE42D+TXV | 12.5 | 15 | 9 | Yes | Yes | 2015-06-24 |  | 1
TRUE | YZF04214C | 2719 | 8270405 | CHAMPION BY JOHNSON CONTROLS | HL6B042F4C | HP | Split System: Heat Pump with Remote Outdoor Unit-Air-Source | YZF04214C |  | AHE48D+TXV | 12.5 | 15 | 8.5 | Yes | Yes | 2015-06-24 |  | 1
TRUE | YZF04813C | 2695 | 8270337 | CHAMPION BY JOHNSON CONTROLS | HL6B048F3C | HP | Split System: Heat Pump with Remote Outdoor Unit-Air-Source | YZF04813C |  | AHE60D+TXV | 12.5 | 15 | 9 | Yes | Yes | 2015-06-24 |  | 1
TRUE | YZH02412 | 3193 | 8270716 | CHAMPION BY JOHNSON CONTROLS | HL8B024F4 | HP | Split System: Heat Pump with Remote Outdoor Unit-Air-Source | YZH02412 |  | FC/MC48D+MV12D+TXV | 14 | 17.25 | 9.8 | Yes | Yes | 2015-06-24 |  | 2
TRUE | YZH03612 | 3194 | 8270766 | CHAMPION BY JOHNSON CONTROLS | HL8B036F4 | HP | Split System: Heat Pump with Remote Outdoor Unit-Air-Source | YZH03612 |  | FC/MC62D+MV12D+TXV | 14 | 18 | 10 | Yes | Yes | 2015-06-24 |  | 3
TRUE | DSZV200241A* | 3405 | 7958616 | DAIKIN MANUFACTURING COMPANY, L.P. | DZ20VC0241A* | HP | Split System: Heat Pump with Remote Outdoor Unit-Air-Source | DSZV200241A* |  | CA*F3642*6D*+MBVC1200**-1A*+TXV | 13 | 21 | 10 | Yes | Yes | 2015-07-09 |  | 3
TRUE | DSZV200361A* | 3406 | 7958689 | DAIKIN MANUFACTURING COMPANY, L.P. | DZ20VC0361A* | HP | Split System: Heat Pump with Remote Outdoor Unit-Air-Source | DSZV200361A* |  | CA*F3743*6D*+MBVC1600**-1A*+TXV | 14 | 21 | 10 | Yes | Yes | 2015-07-09 |  | 3
TRUE | DSZV200481A* | 3406 | 7958772 | DAIKIN MANUFACTURING COMPANY, L.P. | DZ20VC0481A* | HP | Split System: Heat Pump with Remote Outdoor Unit-Air-Source | DSZV200481A* |  | CA*F4961*6D*+MBVC2000**-1A*+TXV | 13 | 20 | 10 | Yes | Yes | 2015-07-09 |  | 3
TRUE | DSZV200601A* | 3407 | 7958817 | DAIKIN MANUFACTURING COMPANY, L.P. | DZ20VC0601A* | HP | Split System: Heat Pump with Remote Outdoor Unit-Air-Source | DSZV200601A* |  | CA*F4961*6D*+MBVC2000**-1A*+TXV | 12.5 | 20 | 10 | Yes | Yes | 2015-07-09 |  | 1
TRUE | GSZ160241B* | 3467 | 8331301 | AMANA HEATING AND AIR CONDITIONING | ASZ160241L* | HP | Split System: Heat Pump with Remote Outdoor Unit-Air-Source | GSZ160241B* |  | ASPT29B14A* | 13 | 16 | 9 | Yes | Yes | 2015-07-21 |  | 2
TRUE | GSZ160241B* | 3467 | 8331332 | DAIKIN MANUFACTURING COMPANY, L.P. | DZ16SA0241B* | HP | Split System: Heat Pump with Remote Outdoor Unit-Air-Source | GSZ160241B* |  | ASPT29B14A* | 13 | 16 | 9 | Yes | Yes | 2015-07-21 |  | 2
TRUE | GSZ160301B* | 3468 | 8331277 | GOODMAN MANUFACTURING CO., LP. | GSZ160301B* | HP | Split System: Heat Pump with Remote Outdoor Unit-Air-Source | GSZ160301B* |  | ASPT37C14A* | 13 | 16 | 9 | Yes | Yes | 2015-07-21 |  | 2
TRUE | GSZ160301B* | 3468 | 8331308 | AMANA HEATING AND AIR CONDITIONING | ASZ160301L* | HP | Split System: Heat Pump with Remote Outdoor Unit-Air-Source | GSZ160301B* |  | ASPT37C14A* | 13 | 16 | 9 | Yes | Yes | 2015-07-21 |  | 2
TRUE | GSZ160301B* | 3468 | 8331339 | DAIKIN MANUFACTURING COMPANY, L.P. | DZ16SA0301B* | HP | Split System: Heat Pump with Remote Outdoor Unit-Air-Source | GSZ160301B* |  | ASPT37C14A* | 13 | 16 | 9 | Yes | Yes | 2015-07-21 |  | 2
TRUE | GSZ160361B* | 3469 | 8331282 | GOODMAN MANUFACTURING CO., LP. | GSZ160361B* | HP | Split System: Heat Pump with Remote Outdoor Unit-Air-Source | GSZ160361B* |  | ASPT37C14A* | 13 | 16 | 9 | Yes | Yes | 2015-07-21 |  | 2
TRUE | GSZ160361B* | 3469 | 8331313 | AMANA HEATING AND AIR CONDITIONING | ASZ160361L* | HP | Split System: Heat Pump with Remote Outdoor Unit-Air-Source | GSZ160361B* |  | ASPT37C14A* | 13 | 16 | 9 | Yes | Yes | 2015-07-21 |  | 2
TRUE | GSZ160361B* | 3469 | 8331344 | DAIKIN MANUFACTURING COMPANY, L.P. | DZ16SA0361B* | HP | Split System: Heat Pump with Remote Outdoor Unit-Air-Source | GSZ160361B* |  | ASPT37C14A* | 13 | 16 | 9 | Yes | Yes | 2015-07-21 |  | 2
TRUE | GSZ160421B* | 3470 | 8331287 | GOODMAN MANUFACTURING CO., LP. | GSZ160421B* | HP | Split System: Heat Pump with Remote Outdoor Unit-Air-Source | GSZ160421B* |  | ASPT47D14A* | 13 | 16 | 9 | Yes | Yes | 2015-07-21 |  | 2
TRUE | GSZ160421B* | 3470 | 8331318 | AMANA HEATING AND AIR CONDITIONING | ASZ160421L* | HP | Split System: Heat Pump with Remote Outdoor Unit-Air-Source | GSZ160421B* |  | ASPT47D14A* | 13 | 16 | 9 | Yes | Yes | 2015-07-21 |  | 2
TRUE | GSZ160421B* | 3470 | 8331349 | DAIKIN MANUFACTURING COMPANY, L.P. | DZ16SA0421B* | HP | Split System: Heat Pump with Remote Outdoor Unit-Air-Source | GSZ160421B* |  | ASPT47D14A* | 13 | 16 | 9 | Yes | Yes | 2015-07-21 |  | 2
TRUE | GSZ160481B* | 3471 | 8331291 | GOODMAN MANUFACTURING CO., LP. | GSZ160481B* | HP | Split System: Heat Pump with Remote Outdoor Unit-Air-Source | GSZ160481B* |  | ASPT49D14A* | 13 | 16 | 9 | Yes | Yes | 2015-07-21 |  | 2
TRUE | GSZ160481B* | 3471 | 8331322 | AMANA HEATING AND AIR CONDITIONING | ASZ160481L* | HP | Split System: Heat Pump with Remote Outdoor Unit-Air-Source | GSZ160481B* |  | ASPT49D14A* | 13 | 16 | 9 | Yes | Yes | 2015-07-21 |  | 2
TRUE | GSZ160481B* | 3471 | 8331353 | DAIKIN MANUFACTURING COMPANY, L.P. | DZ16SA0481B* | HP | Split System: Heat Pump with Remote Outdoor Unit-Air-Source | GSZ160481B* |  | ASPT49D14A* | 13 | 16 | 9 | Yes | Yes | 2015-07-21 |  | 2
TRUE | XP19-036-230* | 1636 | 551503 | LENNOX INDUSTRIES, INC. | XP19-036-230* | HP | Split System: Heat Pump with Remote Outdoor Unit-Air-Source | XP19-036-230* |  | CBX32MV-048-230* | 12.7 | 18.6 | 9.3 | Yes | Yes | 2011-01-22 |  | 1
TRUE | YZH02412 | 3193 | 6993591 | YORK BY JOHNSON CONTROLS | YZH02412 | HP | Split System: Heat Pump with Remote Outdoor Unit-Air-Source | YZH02412 |  | FC/MC48D+MV12D+TXV | 14 | 17.25 | 9.8 | Yes | Yes | 2014-04-14 |  | 2
TRUE | YZH03612 | 3194 | 6993641 | YORK BY JOHNSON CONTROLS | YZH03612 | HP | Split System: Heat Pump with Remote Outdoor Unit-Air-Source | YZH03612 |  | FC/MC62D+MV12D+TXV | 14 | 18 | 10 | Yes | Yes | 2014-04-14 |  | 3
TRUE | YZH04812 | 3195 | 6993769 | YORK BY JOHNSON CONTROLS | YZH04812 | HP | Split System: Heat Pump with Remote Outdoor Unit-Air-Source | YZH04812 |  | FC/MC62D+MV20D+TXV | 12.5 | 17 | 10 | Yes | Yes | 2014-04-14 |  | 1
TRUE | YZH06012 | 3196 | 7023103 | YORK BY JOHNSON CONTROLS | YZH06012 | HP | Split System: Heat Pump with Remote Outdoor Unit-Air-Source | YZH06012 |  | FC/MC62D+MV20D+TXV | 12 | 15.5 | 9.4 | Yes | Yes | 2014-04-14 |  | 0
TRUE | YZF06014C | 3211 | 7070218 | YORK BY JOHNSON CONTROLS | YZF06014C | HP | Split System: Heat Pump with Remote Outdoor Unit-Air-Source | YZF06014C |  | AHE60D+TXV | 12 | 15 | 9 | Yes | Yes | 2014-04-14 |  | 0
FALSE | T4BI-024K | 1803 | 4524869 | NORDYNE, LLC. | FT4BI-024K | HP | Split System: Heat Pump with Remote Outdoor Unit-Air-Source | T4BI-024K |  | C6BH-I24C-B | 13.8 | 20 | 10 | Yes | Yes | 2014-08-05 |  | 3
FALSE | T4BI-024K | 1803 | 4524870 | NORDYNE, LLC. | FT4BI-024K | HP | Split System: Heat Pump with Remote Outdoor Unit-Air-Source | T4BI-024K |  | C6BH-I24C-B | 13.8 | 20 | 10 | Yes | Yes | 2014-08-05 |  | 3
FALSE | T4BI-024K | 1803 | 4524871 | NORDYNE, LLC. | FT4BI-024K | HP | Split System: Heat Pump with Remote Outdoor Unit-Air-Source | T4BI-024K |  | C6BH-I24C-B | 13.8 | 20 | 10 | Yes | Yes | 2014-08-05 |  | 3
FALSE | T4BI-036K | 1801 | 4524873 | NORDYNE, LLC. | FT4BI-036K | HP | Split System: Heat Pump with Remote Outdoor Unit-Air-Source | T4BI-036K |  | C6BH-I36C-B | 12.2 | 19 | 9.6 | Yes | Yes | 2014-08-05 |  | 0
FALSE | T4BI-036K | 1801 | 4524874 | NORDYNE, LLC. | FT4BI-036K | HP | Split System: Heat Pump with Remote Outdoor Unit-Air-Source | T4BI-036K |  | C6BH-I36C-B | 12.2 | 19 | 9.6 | Yes | Yes | 2014-08-05 |  | 0
FALSE | T4BI-036K | 1801 | 4524875 | NORDYNE, LLC. | FT4BI-036K | HP | Split System: Heat Pump with Remote Outdoor Unit-Air-Source | T4BI-036K |  | C6BH-I36C-B | 12.2 | 19 | 9.6 | Yes | Yes | 2014-08-05 |  | 0
FALSE | T4BI-036K | 1801 | 4524876 | NORDYNE, LLC. | FT4BI-036K | HP | Split System: Heat Pump with Remote Outdoor Unit-Air-Source | T4BI-036K |  | C6BH-I36C-C | 12.2 | 19 | 9.6 | Yes | Yes | 2014-08-05 |  | 0
FALSE | T4BI-036K | 1801 | 4524877 | NORDYNE, LLC. | FT4BI-036K | HP | Split System: Heat Pump with Remote Outdoor Unit-Air-Source | T4BI-036K |  | C6BH-I36C-C | 12.2 | 19 | 9.6 | Yes | Yes | 2014-08-05 |  | 0
FALSE | T4BI-036K | 1801 | 4524878 | NORDYNE, LLC. | FT4BI-036K | HP | Split System: Heat Pump with Remote Outdoor Unit-Air-Source | T4BI-036K |  | C6BH-I36C-C | 12.2 | 19 | 9.6 | Yes | Yes | 2014-08-05 |  | 0
TRUE | T4BI-036K | 1801 | 5175439 | NORDYNE, LLC. | T4BI-036K | HP | Split System: Heat Pump with Remote Outdoor Unit-Air-Source | T4BI-036K |  | B6VMAI36K-B | 13 | 21 | 9.6 | Yes | Yes | 2014-08-05 |  | 2
TRUE | T4BI-048K | 1802 | 5175440 | NORDYNE, LLC. | T4BI-048K | HP | Split System: Heat Pump with Remote Outdoor Unit-Air-Source | T4BI-048K |  | B6VMAI48K-C | 12.5 | 21 | 10 | Yes | Yes | 2014-08-05 |  | 1
TRUE | T4BI-024K | 1803 | 5175441 | NORDYNE, LLC. | T4BI-024K | HP | Split System: Heat Pump with Remote Outdoor Unit-Air-Source | T4BI-024K |  | B6VMAI24K-B | 14.6 | 22 | 10 | Yes | Yes | 2014-08-05 |  | 3
TRUE | T4BI-024K | 1803 | 5176050 | FRIGIDAIRE | FT4BI-024K | HP | Split System: Heat Pump with Remote Outdoor Unit-Air-Source | T4BI-024K |  | B6VMAI24K-B | 14.6 | 22 | 10 | Yes | Yes | 2014-08-05 |  | 3
TRUE | T4BI-048K | 1802 | 5176052 | FRIGIDAIRE | FT4BI-048K | HP | Split System: Heat Pump with Remote Outdoor Unit-Air-Source | T4BI-048K |  | B6VMAI48K-C | 12.5 | 21 | 10 | Yes | Yes | 2014-08-05 |  | 1
TRUE | T4BI-036K | 1801 | 5176054 | FRIGIDAIRE | FT4BI-036K | HP | Split System: Heat Pump with Remote Outdoor Unit-Air-Source | T4BI-036K |  | B6VMAI36K-B | 13 | 21 | 9.6 | Yes | Yes | 2014-08-05 |  | 2
FALSE | SSZ140191A* | 1072 | 5924408 | GOODMAN MANUFACTURING CO., LP. | SSZ140181A* | HP | Split System: Heat Pump with Remote Outdoor Unit-Air-Source | SSZ140181A* |  | AVPTC24B14A* | 12 | 14.5 | 8.2 | Yes | Yes | 2014-11-24 |  | Below V5.0 Req.
FALSE | SSZ140251A* | 1079 | 5924427 | GOODMAN MANUFACTURING CO., LP. | SSZ140241A* | HP | Split System: Heat Pump with Remote Outdoor Unit-Air-Source | SSZ140241A* |  | AVPTC30C14A* | 12.5 | 15 | 8.5 | Yes | Yes | 2014-11-24 |  | 1
FALSE | SSZ140251A* | 1079 | 6546283 | DAIKIN MANUFACTURING COMPANY, L.P. | DZ14SA0241A* | HP | Split System: Heat Pump with Remote Outdoor Unit-Air-Source | SSZ140241A* |  | AWUF31XX16A* | 12.5 | 14.5 | 8.5 | Yes | Yes | 2014-11-24 |  | 0
FALSE | SSZ140311A* | 1089 | 6546320 | DAIKIN MANUFACTURING COMPANY, L.P. | DZ14SA0301A* | HP | Split System: Heat Pump with Remote Outdoor Unit-Air-Source | SSZ140301A* |  | AWUF31XX16A*+TXV | 12.3 | 14.5 | 8.5 | Yes | Yes | 2014-11-24 |  | 0
FALSE | SSZ140191A* | 1072 | 6546242 | DAIKIN MANUFACTURING COMPANY, L.P. | DZ14SA0181A* | HP | Split System: Heat Pump with Remote Outdoor Unit-Air-Source | SSZ140181A* |  | AVPTC24B14A* | 12 | 14.5 | 8.2 | Yes | Yes | 2014-11-24 |  | Below V5.0 Req.
FALSE | RP1530AJ1 | 3326 | 7509024 | RHEEM SALES COMPANY, INC. | RP1530AJ1 | HP | Split System: Heat Pump with Remote Outdoor Unit-Air-Source | RP1530AJ1 |  | RBHP-21 | 13 | 15.5 | 8.5 | Yes | Yes | 2015-02-05 |  | 1
FALSE | RP1530AJ1 | 3326 | 7509025 | RHEEM SALES COMPANY, INC. | RP1530AJ1 | HP | Split System: Heat Pump with Remote Outdoor Unit-Air-Source | RP1530AJ1 |  | RCF3617STAM | 12.5 | 15 | 8.5 | Yes | Yes | 2015-02-05 |  | 1
FALSE | RP1530AJ1 | 3326 | 7509027 | RHEEM SALES COMPANY, INC. | RP1530AJ1 | HP | Split System: Heat Pump with Remote Outdoor Unit-Air-Source | RP1530AJ1 |  | RCF3617STAM | 12 | 14.5 | 8.2 | Yes | Yes | 2015-02-05 |  | Below V5.0 Req.
FALSE | RP1530AJ1 | 3326 | 7509029 | RHEEM SALES COMPANY, INC. | RP1530AJ1 | HP | Split System: Heat Pump with Remote Outdoor Unit-Air-Source | RP1530AJ1 |  | RCF3617STAM | 12.5 | 15 | 8.5 | Yes | Yes | 2015-02-05 |  | 1
FALSE | RP1530AJ1 | 3326 | 7509030 | RHEEM SALES COMPANY, INC. | RP1530AJ1 | HP | Split System: Heat Pump with Remote Outdoor Unit-Air-Source | RP1530AJ1 |  | RCF3617STAM | 12 | 14.5 | 8.2 | Yes | Yes | 2015-02-05 |  | Below V5.0 Req.
FALSE | RP1530AJ1 | 3326 | 7509035 | RHEEM SALES COMPANY, INC. | RP1530AJ1 | HP | Split System: Heat Pump with Remote Outdoor Unit-Air-Source | RP1530AJ1 |  | RCF3617STAM | 12.5 | 15 | 8.2 | Yes | Yes | 2015-02-05 |  | Below V5.0 Req.
TRUE | HP.090.001.0111.011 | 619 | 6955172 | TEMPSTAR | TSH548GKA* | HP | Split System: Heat Pump with Remote Outdoor Unit-Air-Source | HP.090.001.0111.011 |  | FX4DN(B,F)049L | 12.5 | 15 | 8.7 | Yes | Yes | 2015-02-26 |  | 1
TRUE | HP.093.001.0111.011 | 629 | 7559409 | KEEPRITE | CSH560GKA* | HP | Split System: Heat Pump with Remote Outdoor Unit-Air-Source | HP.093.001.0111.011 |  | FX4DN(B,F)061L | 12.5 | 15 | 8.5 | Yes | Yes | 2015-02-26 |  | 1
TRUE | HP.108.001.0102.002 | 3003 | 7558733 | DAY & NIGHT | CCH936GKA2* | HP | Split System: Heat Pump with Remote Outdoor Unit-Air-Source | HP.108.001.0102.002 |  | FE4ANB006L+UI | 13.7 | 19 | 10 | Yes | Yes | 2015-02-26 |  | 3
TRUE | HP.109.001.0102.002 | 3049 | 7558753 | COMFORTMAKER | CCH948GKA2* | HP | Split System: Heat Pump with Remote Outdoor Unit-Air-Source | HP.109.001.0102.002 |  | FE4ANB006L+UI | 13.2 | 17 | 9.5 | Yes | Yes | 2015-02-26 |  | 2
TRUE | HP.107.001.0416.016 | 3047 | 7558953 | DAY & NIGHT | CCH636GKA2* | HP | Split System: Heat Pump with Remote Outdoor Unit-Air-Source | HP.107.001.0416.016 |  | FVM4X60***L | 13.3 | 17 | 9.5 | Yes | Yes | 2015-02-26 |  | 2
TRUE | HP.114.001.0516.016 | 2309 | 7558998 | DAY & NIGHT | CCH660GKA2* | HP | Split System: Heat Pump with Remote Outdoor Unit-Air-Source | HP.114.001.0516.016 |  | FVM4X60***L | 12.5 | 16 | 9 | Yes | Yes | 2015-02-26 |  | 1
TRUE | HP.041.001.0203.003 | 555 | 7558160 | KEEPRITE | NXH530GKA* | HP | Split System: Heat Pump with Remote Outdoor Unit-Air-Source | HP.041.001.0203.003 |  | FX4DN(B,F)031L | 12.5 | 15.2 | 8.5 | Yes | Yes | 2015-02-26 |  | 1
TRUE | HP.067.001.0203.003 | 583 | 6955268 | TEMPSTAR | NXH536GKA* | HP | Split System: Heat Pump with Remote Outdoor Unit-Air-Source | HP.067.001.0203.003 |  | FX4DN(B,F)037L | 12.5 | 15 | 8.5 | Yes | Yes | 2015-02-26 |  | 1
TRUE | HP.078.001.0210.010 | 600 | 6955283 | TEMPSTAR | NXH542GKA* | HP | Split System: Heat Pump with Remote Outdoor Unit-Air-Source | HP.078.001.0210.010 |  | FX4DN(B,F)043L | 12.5 | 15 | 8.7 | Yes | Yes | 2015-02-26 |  | 1
TRUE | HP.089.001.0219.019 | 618 | 6955291 | TEMPSTAR | NXH548GKA* | HP | Split System: Heat Pump with Remote Outdoor Unit-Air-Source | HP.089.001.0219.019 |  | FX4DN(B,F)049L | 12.5 | 15 | 8.5 | Yes | Yes | 2015-02-26 |  | 1
TRUE | HP.094.001.0319.019 | 629 | 7559211 | AIRQUEST | NXH560GKA* | HP | Split System: Heat Pump with Remote Outdoor Unit-Air-Source | HP.094.001.0319.019 |  | FX4DN(B,F)061L | 12.5 | 15 | 8.5 | Yes | Yes | 2015-02-26 |  | 1
TRUE | HP.022.001.0103.003 | 526 | 7555729 | KEEPRITE | NXH518GKA* | HP | Split System: Heat Pump with Remote Outdoor Unit-Air-Source | HP.022.001.0103.003 |  | FX4DNF019L | 12.6 | 15.2 | 8.5 | Yes | Yes | 2015-02-26 |  | 1
TRUE | HP.037.001.0203.003 | 545 | 7556564 | ARCOAIRE | NXH524GKA* | HP | Split System: Heat Pump with Remote Outdoor Unit-Air-Source | HP.037.001.0203.003 |  | FX4DNF025L | 12.5 | 15.2 | 8.7 | Yes | Yes | 2015-02-26 |  | 1
FALSE | 4TWR5049E1 | 2560 | 3943040 | TRANE | 4TWR5049E1 | HP | Split System: Heat Pump with Remote Outdoor Unit-Air-Source | 4TWR5049E1 |  | 4TXAD061BC3 | 12 | 15 | 8.2 | Yes | Yes | 2015-03-13 |  | Below V5.0 Req.
FALSE | 4TWX5049E1 | 2561 | 3943235 | TRANE | 4TWX5049E1 | HP | Split System: Heat Pump with Remote Outdoor Unit-Air-Source | 4TWX5049E1 |  | 4TXAD061BC3 | 12 | 15 | 8.2 | Yes | Yes | 2015-03-13 |  | Below V5.0 Req.
FALSE | 4TWR5049E1 | 2560 | 4174667 | TRANE | 4TWR5049E1 | HP | Split System: Heat Pump with Remote Outdoor Unit-Air-Source | 4TWR5049E1 |  | 4TXFH063CZ3 | 12 | 15 | 8.2 | Yes | Yes | 2015-03-13 |  | Below V5.0 Req.
FALSE | 4TWX5049E1 | 2561 | 4174700 | TRANE | 4TWX5049E1 | HP | Split System: Heat Pump with Remote Outdoor Unit-Air-Source | 4TWX5049E1 |  | 4TXFH063CZ3 | 12 | 15 | 8.2 | Yes | Yes | 2015-03-13 |  | Below V5.0 Req.
FALSE | 4TWR5036G1 | 2435 | 4701330 | TRANE | 4TWR5036G1 | HP | Split System: Heat Pump with Remote Outdoor Unit-Air-Source | 4TWR5036G1 |  | *AM8A0B30V21+BAYCC24V | 12.5 | 15 | 9 | Yes | Yes | 2015-03-13 |  | 1
FALSE | 4TWR5036G1 | 2435 | 4701331 | TRANE | 4TWR5036G1 | HP | Split System: Heat Pump with Remote Outdoor Unit-Air-Source | 4TWR5036G1 |  | *AM8A0C36V31+BAYCC24V | 12.5 | 15 | 9.25 | Yes | Yes | 2015-03-13 |  | 1
FALSE | 4TWR5036G1 | 2435 | 4701332 | TRANE | 4TWR5036G1 | HP | Split System: Heat Pump with Remote Outdoor Unit-Air-Source | 4TWR5036G1 |  | *AM8A0C42V31+BAYCC24V | 12.5 | 15 | 8.5 | Yes | Yes | 2015-03-13 |  | 1
FALSE | 4TWR5049E1 | 2560 | 4701337 | TRANE | 4TWR5049E1 | HP | Split System: Heat Pump with Remote Outdoor Unit-Air-Source | 4TWR5049E1 |  | *AM8A0C48V41+BAYCC24V | 12.5 | 15.5 | 9 | Yes | Yes | 2015-03-13 |  | 1
FALSE | 4TWX5036B1 | 2436 | 4701350 | TRANE | 4TWX5036B1 | HP | Split System: Heat Pump with Remote Outdoor Unit-Air-Source | 4TWX5036B1 |  | *AM8A0B30V21+BAYCC24V | 12.5 | 15 | 9 | Yes | Yes | 2015-03-13 |  | 1
FALSE | 4TWX5036B1 | 2436 | 4701351 | TRANE | 4TWX5036B1 | HP | Split System: Heat Pump with Remote Outdoor Unit-Air-Source | 4TWX5036B1 |  | *AM8A0C36V31+BAYCC24V | 12.5 | 15 | 9.25 | Yes | Yes | 2015-03-13 |  | 1
FALSE | 4TWX5036B1 | 2436 | 4701352 | TRANE | 4TWX5036B1 | HP | Split System: Heat Pump with Remote Outdoor Unit-Air-Source | 4TWX5036B1 |  | *AM8A0C42V31+BAYCC24V | 13 | 15.25 | 8.5 | Yes | Yes | 2015-03-13 |  | 1
FALSE | 4TWX5049E1 | 2561 | 4701356 | TRANE | 4TWX5049E1 | HP | Split System: Heat Pump with Remote Outdoor Unit-Air-Source | 4TWX5049E1 |  | *AM8A0C48V41+BAYCC24V | 12.5 | 15.5 | 9 | Yes | Yes | 2015-03-13 |  | 1
FALSE | 4TWR5018G1 | 2385 | 5008800 | TRANE | 4TWR5018G1 | HP | Split System: Heat Pump with Remote Outdoor Unit-Air-Source | 4TWR5018G1 |  | 4TXCB032BC3 | 12.5 | 15 | 8.5 | Yes | Yes | 2015-03-13 |  | 1
FALSE | 4TWR5049E1 | 2560 | 5008879 | TRANE | 4TWR5049E1 | HP | Split System: Heat Pump with Remote Outdoor Unit-Air-Source | 4TWR5049E1 |  | 4TXCD061BC3 | 12 | 14.75 | 8.2 | Yes | Yes | 2015-03-13 |  | Below V5.0 Req.
FALSE | 4TWR5049E1 | 2560 | 5008880 | TRANE | 4TWR5049E1 | HP | Split System: Heat Pump with Remote Outdoor Unit-Air-Source | 4TWR5049E1 |  | 4TXCD061BC3 | 12 | 14.75 | 8.2 | Yes | Yes | 2015-03-13 |  | Below V5.0 Req.
FALSE | 4TWR5049E1 | 2560 | 5008881 | TRANE | 4TWR5049E1 | HP | Split System: Heat Pump with Remote Outdoor Unit-Air-Source | 4TWR5049E1 |  | 4TXCD064BC3 | 12 | 14.75 | 8.2 | Yes | Yes | 2015-03-13 |  | Below V5.0 Req.
FALSE | 4TWX5049E1 | 2561 | 5008972 | TRANE | 4TWX5049E1 | HP | Split System: Heat Pump with Remote Outdoor Unit-Air-Source | 4TWX5049E1 |  | 4TXCD061BC3 | 12 | 14.5 | 8.2 | Yes | Yes | 2015-03-13 |  | Below V5.0 Req.
FALSE | 4TWX5049E1 | 2561 | 5008973 | TRANE | 4TWX5049E1 | HP | Split System: Heat Pump with Remote Outdoor Unit-Air-Source | 4TWX5049E1 |  | 4TXCD061BC3 | 12 | 14.5 | 8.2 | Yes | Yes | 2015-03-13 |  | Below V5.0 Req.
FALSE | 4TWX5049E1 | 2561 | 5008974 | TRANE | 4TWX5049E1 | HP | Split System: Heat Pump with Remote Outdoor Unit-Air-Source | 4TWX5049E1 |  | 4TXCD064BC3 | 12 | 14.5 | 8.2 | Yes | Yes | 2015-03-13 |  | Below V5.0 Req.
FALSE | 4TWR5018G1 | 2385 | 5018770 | TRANE | 4TWR5018G1 | HP | Split System: Heat Pump with Remote Outdoor Unit-Air-Source | 4TWR5018G1 |  | 4TXCB031BC3 | 12.5 | 15 | 8.2 | Yes | Yes | 2015-03-13 |  | Below V5.0 Req.
FALSE | 4TWB4036G1 | 2434 | 5176601 | AMERICAN STANDARD | 4TWB4036G1 | HP | Split System: Heat Pump with Remote Outdoor Unit-Air-Source | 4TWB4036G1 |  | 4TXCC037BC3 | 12 | 14.5 | 9 | Yes | Yes | 2015-03-13 |  | 0
FALSE | 4TWB4036G1 | 2434 | 5176728 | AMERICAN STANDARD | 4TWB4036G1 | HP | Split System: Heat Pump with Remote Outdoor Unit-Air-Source | 4TWB4036G1 |  | 4TXCC049BC3 | 12 | 14.5 | 9 | Yes | Yes | 2015-03-13 |  | 0
FALSE | 4TWB4036G1 | 2434 | 5176730 | AMERICAN STANDARD | 4TWB4036G1 | HP | Split System: Heat Pump with Remote Outdoor Unit-Air-Source | 4TWB4036G1 |  | 4TXCC049BC3 | 12 | 14.5 | 9 | Yes | Yes | 2015-03-13 |  | 0
FALSE | 4TWB4036G1 | 2434 | 5176731 | AMERICAN STANDARD | 4TWB4036G1 | HP | Split System: Heat Pump with Remote Outdoor Unit-Air-Source | 4TWB4036G1 |  | 4TXCC049BC3 | 12 | 14.5 | 9 | Yes | Yes | 2015-03-13 |  | 0
FALSE | 4TWB4036G1 | 2434 | 5176738 | AMERICAN STANDARD | 4TWB4036G1 | HP | Split System: Heat Pump with Remote Outdoor Unit-Air-Source | 4TWB4036G1 |  | 4TXCC049BC3 | 12 | 14.5 | 9 | Yes | Yes | 2015-03-13 |  | 0
FALSE | 4TWB4036G1 | 2434 | 5176490 | AMERICAN STANDARD | 4TWB4036G1 | HP | Split System: Heat Pump with Remote Outdoor Unit-Air-Source | 4TWB4036G1 |  | 4TXCB048BC3 | 12 | 14.5 | 9 | Yes | Yes | 2015-03-13 |  | 0
FALSE | 4TWB4036G1 | 2434 | 5176494 | AMERICAN STANDARD | 4TWB4036G1 | HP | Split System: Heat Pump with Remote Outdoor Unit-Air-Source | 4TWB4036G1 |  | 4TXCB048BC3 | 12 | 14.5 | 9 | Yes | Yes | 2015-03-13 |  | 0
FALSE | 4TWB4036G1 | 2434 | 5176572 | AMERICAN STANDARD | 4TWB4036G1 | HP | Split System: Heat Pump with Remote Outdoor Unit-Air-Source | 4TWB4036G1 |  | 4TXCC037BC3 | 12 | 14.5 | 9 | Yes | Yes | 2015-03-13 |  | 0
FALSE | 4TWB4036G1 | 2434 | 5176747 | AMERICAN STANDARD | 4TWB4036G1 | HP | Split System: Heat Pump with Remote Outdoor Unit-Air-Source | 4TWB4036G1 |  | 4TXCC049BC3 | 12.5 | 15 | 9 | Yes | Yes | 2015-03-13 |  | 1
FALSE | 4TWB4036G1 | 2434 | 5176360 | AMERICAN STANDARD | 4TWB4036G1 | HP | Split System: Heat Pump with Remote Outdoor Unit-Air-Source | 4TWB4036G1 |  | 4TXCB036BC3 | 12 | 14.5 | 9 | Yes | Yes | 2015-03-13 |  | 0
FALSE | 4TWB4036G1 | 2434 | 5176497 | AMERICAN STANDARD | 4TWB4036G1 | HP | Split System: Heat Pump with Remote Outdoor Unit-Air-Source | 4TWB4036G1 |  | 4TXCC005CC3 | 12.5 | 15 | 9 | Yes | Yes | 2015-03-13 |  | 1
FALSE | 4TWB4036G1 | 2434 | 5176499 | AMERICAN STANDARD | 4TWB4036G1 | HP | Split System: Heat Pump with Remote Outdoor Unit-Air-Source | 4TWB4036G1 |  | 4TXCC005CC3 | 12.5 | 15 | 9 | Yes | Yes | 2015-03-13 |  | 1
FALSE | 4TWB4036G1 | 2434 | 5176810 | AMERICAN STANDARD | 4TWB4036G1 | HP | Split System: Heat Pump with Remote Outdoor Unit-Air-Source | 4TWB4036G1 |  | 4TXCD050BC3 | 12.5 | 15 | 9 | Yes | Yes | 2015-03-13 |  | 1
FALSE | 4TWB4036G1 | 2434 | 5176267 | AMERICAN STANDARD | 4TWB4036G1 | HP | Split System: Heat Pump with Remote Outdoor Unit-Air-Source | 4TWB4036G1 |  | 4TXCB004CC3 | 12.5 | 15 | 9 | Yes | Yes | 2015-03-13 |  | 1
FALSE | 4TWB4036G1 | 2434 | 5176269 | AMERICAN STANDARD | 4TWB4036G1 | HP | Split System: Heat Pump with Remote Outdoor Unit-Air-Source | 4TWB4036G1 |  | 4TXCB004CC3 | 12 | 14.5 | 9 | Yes | Yes | 2015-03-13 |  | 0
FALSE | 4TWB4036G1 | 2434 | 5176648 | AMERICAN STANDARD | 4TWB4036G1 | HP | Split System: Heat Pump with Remote Outdoor Unit-Air-Source | 4TWB4036G1 |  | 4TXCC043BC3 | 12 | 14.5 | 9 | Yes | Yes | 2015-03-13 |  | 0
FALSE | 4TWB4036G1 | 2434 | 5176651 | AMERICAN STANDARD | 4TWB4036G1 | HP | Split System: Heat Pump with Remote Outdoor Unit-Air-Source | 4TWB4036G1 |  | 4TXCC043BC3 | 12 | 14.5 | 9 | Yes | Yes | 2015-03-13 |  | 0
FALSE | 4TWB4036G1 | 2434 | 5176271 | AMERICAN STANDARD | 4TWB4036G1 | HP | Split System: Heat Pump with Remote Outdoor Unit-Air-Source | 4TWB4036G1 |  | 4TXCB004CC3 | 12 | 14.5 | 9 | Yes | Yes | 2015-03-13 |  | 0
FALSE | 4TWB4036G1 | 2434 | 5176550 | AMERICAN STANDARD | 4TWB4036G1 | HP | Split System: Heat Pump with Remote Outdoor Unit-Air-Source | 4TWB4036G1 |  | 4TXCC007CC3 | 12.5 | 15 | 9 | Yes | Yes | 2015-03-13 |  | 1
FALSE | 4A6V8036A1 | 3082 | 7066870 | AMERICAN STANDARD | 4A6V8036A1 | HP | Split System: Heat Pump with Remote Outdoor Unit-Air-Source | 4A6V8036A1 |  | 4NXCC005AS3+HORIZ-RT | 12.5 | 18 | 9.6 | Yes | Yes | 2015-03-20 |  | 1
FALSE | 4A6V8036A1 | 3082 | 7066869 | AMERICAN STANDARD | 4A6V8036A1 | HP | Split System: Heat Pump with Remote Outdoor Unit-Air-Source | 4A6V8036A1 |  | 4NXCC005AS3+HORIZ-RT | 12.5 | 18 | 9.6 | Yes | Yes | 2015-03-20 |  | 1
FALSE | 4A6V8036A1 | 3082 | 7066873 | AMERICAN STANDARD | 4A6V8036A1 | HP | Split System: Heat Pump with Remote Outdoor Unit-Air-Source | 4A6V8036A1 |  | 4NXCC005AS3+HORIZ-RT | 12.5 | 18 | 9.6 | Yes | Yes | 2015-03-20 |  | 1
FALSE | 4A6V8036A1 | 3082 | 7039512 | AMERICAN STANDARD | 4A6V8036A1 | HP | Split System: Heat Pump with Remote Outdoor Unit-Air-Source | 4A6V8036A1 |  | 4TXCB004CC3 | 12 | 18 | 10 | Yes | Yes | 2015-03-20 |  | 0
FALSE | 4A6V8036A1 | 3082 | 6796551 | AMERICAN STANDARD | 4A6V8036A1 | HP | Split System: Heat Pump with Remote Outdoor Unit-Air-Source | 4A6V8036A1 |  | 4TXCB004CC3 | 12 | 18 | 9.6 | Yes | Yes | 2015-03-20 |  | 0
FALSE | 4A6V8036A1 | 3082 | 7039511 | AMERICAN STANDARD | 4A6V8036A1 | HP | Split System: Heat Pump with Remote Outdoor Unit-Air-Source | 4A6V8036A1 |  | 4TXCB004CC3 | 12 | 18 | 9.6 | Yes | Yes | 2015-03-20 |  | 0
FALSE | 4A6V8036A1 | 3082 | 6796552 | AMERICAN STANDARD | 4A6V8036A1 | HP | Split System: Heat Pump with Remote Outdoor Unit-Air-Source | 4A6V8036A1 |  | 4TXCB004CC3 | 12 | 18 | 9.6 | Yes | Yes | 2015-03-20 |  | 0
TRUE | YZH02412 | 3193 | 7028179 | COLEMAN BY JOHNSON CONTROLS | HC8B024F4 | HP | Split System: Heat Pump with Remote Outdoor Unit-Air-Source | YZH02412 |  | FC/MC48D+MV12D+TXV | 14 | 17.25 | 9.8 | Yes | Yes | 2015-06-24 |  | 2
TRUE | YZH03612 | 3194 | 7028247 | COLEMAN BY JOHNSON CONTROLS | HC8B036F4 | HP | Split System: Heat Pump with Remote Outdoor Unit-Air-Source | YZH03612 |  | FC/MC62D+MV12D+TXV | 14 | 18 | 10 | Yes | Yes | 2015-06-24 |  | 3
TRUE | YZH04812 | 3195 | 7028393 | COLEMAN BY JOHNSON CONTROLS | HC8B048F4 | HP | Split System: Heat Pump with Remote Outdoor Unit-Air-Source | YZH04812 |  | FC/MC62D+MV20D+TXV | 12.5 | 17 | 10 | Yes | Yes | 2015-06-24 |  | 1
TRUE | YZH06012 | 3196 | 7028586 | COLEMAN BY JOHNSON CONTROLS | HC8B060F4 | HP | Split System: Heat Pump with Remote Outdoor Unit-Air-Source | YZH06012 |  | FC/MC62D+MV20D+TXV | 12 | 15.5 | 9.4 | Yes | Yes | 2015-07-08 |  | 0
TRUE | YZH02412 | 3193 | 7029169 | FRASER-JOHNSTON BY JOHNSON CONTROLS | HL8B024F4 | HP | Split System: Heat Pump with Remote Outdoor Unit-Air-Source | YZH02412 |  | FC/MC48D+MV12D+TXV | 14 | 17.25 | 9.8 | Yes | Yes | 2015-06-24 |  | 2
TRUE | YZH03612 | 3194 | 7029219 | FRASER-JOHNSTON BY JOHNSON CONTROLS | HL8B036F4 | HP | Split System: Heat Pump with Remote Outdoor Unit-Air-Source | YZH03612 |  | FC/MC62D+MV12D+TXV | 14 | 18 | 10 | Yes | Yes | 2015-06-24 |  | 3
TRUE | YZH04812 | 3195 | 7029366 | FRASER-JOHNSTON BY JOHNSON CONTROLS | HL8B048F4 | HP | Split System: Heat Pump with Remote Outdoor Unit-Air-Source | YZH04812 |  | FC/MC62D+MV20D+TXV | 12.5 | 17 | 10 | Yes | Yes | 2015-06-24 |  | 1
TRUE | YZH06012 | 3196 | 7029559 | FRASER-JOHNSTON BY JOHNSON CONTROLS | HL8B060F4 | HP | Split System: Heat Pump with Remote Outdoor Unit-Air-Source | YZH06012 |  | FC/MC62D+MV20D+TXV | 12 | 15.5 | 9.4 | Yes | Yes | 2015-07-08 |  | 0
TRUE | YZH02412 | 3193 | 7028683 | LUXAIRE BY JOHNSON CONTROLS | HL8B024F4 | HP | Split System: Heat Pump with Remote Outdoor Unit-Air-Source | YZH02412 |  | FC/MC48D+MV12D+TXV | 14 | 17.25 | 9.8 | Yes | Yes | 2015-06-24 |  | 2
TRUE | YZH03612 | 3194 | 7028733 | LUXAIRE BY JOHNSON CONTROLS | HL8B036F4 | HP | Split System: Heat Pump with Remote Outdoor Unit-Air-Source | YZH03612 |  | FC/MC62D+MV12D+TXV | 14 | 18 | 10 | Yes | Yes | 2015-06-24 |  | 3
TRUE | YZH04812 | 3195 | 7028879 | LUXAIRE BY JOHNSON CONTROLS | HL8B048F4 | HP | Split System: Heat Pump with Remote Outdoor Unit-Air-Source | YZH04812 |  | FC/MC62D+MV20D+TXV | 12.5 | 17 | 10 | Yes | Yes | 2015-06-24 |  | 1
TRUE | YZH06012 | 3196 | 7029072 | LUXAIRE BY JOHNSON CONTROLS | HL8B060F4 | HP | Split System: Heat Pump with Remote Outdoor Unit-Air-Source | YZH06012 |  | FC/MC62D+MV20D+TXV | 12 | 15.5 | 9.4 | Yes | Yes | 2015-07-08 |  | 0
FALSE | 4A6H6048H1 | 3336 | 7563464 | TRANE | 4TWR6048H1 | HP | Split System: Heat Pump with Remote Outdoor Unit-Air-Source | 4A6H6048H1 |  | 4PX*DU60AC3 | 12.5 | 15.5 | 9 | Yes | Yes | 2015-05-13 |  | 1
FALSE | 4A6H6042H1 | 3335 | 7563152 | TRANE | 4TWR6042H1 | HP | Split System: Heat Pump with Remote Outdoor Unit-Air-Source | 4A6H6042H1 |  | 4PX*DU60AC3 | 13 | 16 | 9.5 | Yes | Yes | 2015-05-13 |  | 2
FALSE | 4A6H6042H1 | 3335 | 7563124 | TRANE | 4TWR6042H1 | HP | Split System: Heat Pump with Remote Outdoor Unit-Air-Source | 4A6H6042H1 |  | 4PX*DU48AC3 | 13 | 16 | 9.5 | Yes | Yes | 2015-05-13 |  | 2
FALSE | 4A6H6042H1 | 3335 | 7563151 | TRANE | 4TWR6042H1 | HP | Split System: Heat Pump with Remote Outdoor Unit-Air-Source | 4A6H6042H1 |  | 4PX*DU60AC3 | 13 | 16 | 9.6 | Yes | Yes | 2015-05-13 |  | 2
FALSE | 4A6H6042H1 | 3335 | 7563149 | TRANE | 4TWR6042H1 | HP | Split System: Heat Pump with Remote Outdoor Unit-Air-Source | 4A6H6042H1 |  | 4PX*DU60AC3 | 13 | 16 | 9.6 | Yes | Yes | 2015-05-13 |  | 2
FALSE | 4A6H6042H1 | 3335 | 7563120 | TRANE | 4TWR6042H1 | HP | Split System: Heat Pump with Remote Outdoor Unit-Air-Source | 4A6H6042H1 |  | 4PX*DU48AC3 | 13 | 16 | 9.5 | Yes | Yes | 2015-05-13 |  | 2
FALSE | 4A6H6042H1 | 3335 | 7563148 | TRANE | 4TWR6042H1 | HP | Split System: Heat Pump with Remote Outdoor Unit-Air-Source | 4A6H6042H1 |  | 4PX*DU60AC3 | 13 | 16 | 9.6 | Yes | Yes | 2015-05-13 |  | 2
FALSE | 4A6H6042H1 | 3335 | 7563147 | TRANE | 4TWR6042H1 | HP | Split System: Heat Pump with Remote Outdoor Unit-Air-Source | 4A6H6042H1 |  | 4PX*DU60AC3 | 13 | 16 | 9.5 | Yes | Yes | 2015-05-13 |  | 2
FALSE | 4A6H6042H1 | 3335 | 7563144 | TRANE | 4TWR6042H1 | HP | Split System: Heat Pump with Remote Outdoor Unit-Air-Source | 4A6H6042H1 |  | 4PX*DU60AC3 | 13 | 16 | 9.6 | Yes | Yes | 2015-05-13 |  | 2
FALSE | 4A6H6042H1 | 3335 | 7563170 | TRANE | 4TWR6042H1 | HP | Split System: Heat Pump with Remote Outdoor Unit-Air-Source | 4A6H6042H1 |  | 4PX*DU60AC3 | 13 | 16 | 9.5 | Yes | Yes | 2015-05-13 |  | 2
TRUE | 4A6H6042H1 | 3335 | 7563302 | TRANE | 4TWR6042H1 | HP | Split System: Heat Pump with Remote Outdoor Unit-Air-Source | 4A6H6042H1 |  | TEM6A0C42H41+TDR | 13 | 16 | 9 | Yes | Yes | 2015-05-13 |  | 2
FALSE | 4A6H6036H1 | 3334 | 7562982 | TRANE | 4TWR6036H1 | HP | Split System: Heat Pump with Remote Outdoor Unit-Air-Source | 4A6H6036H1 |  | TEM6A0C42H41+TDR | 13 | 16 | 9.6 | Yes | Yes | 2015-05-13 |  | 2
FALSE | 4A6H6030H1 | 3333 | 7562381 | TRANE | 4TWR6030H1 | HP | Split System: Heat Pump with Remote Outdoor Unit-Air-Source | 4A6H6030H1 |  | TEM6A0C36H31+TDR | 13 | 16 | 9.6 | Yes | Yes | 2015-05-13 |  | 2
FALSE | 4A6H6030H1 | 3333 | 7784723 | TRANE | 4TWR6030H1 | HP | Split System: Heat Pump with Remote Outdoor Unit-Air-Source | 4A6H6030H1 |  | *AM8C0C36V31+BAYCC24V | 13 | 17 | 9.6 | Yes | Yes | 2015-05-13 |  | 2
FALSE | 4A6H6042H1 | 3335 | 7784731 | TRANE | 4TWR6042H1 | HP | Split System: Heat Pump with Remote Outdoor Unit-Air-Source | 4A6H6042H1 |  | *AM8C0C48V41+BAYCC24V | 13 | 16.75 | 9.6 | Yes | Yes | 2015-05-13 |  | 2
TRUE | 4A6H6030H1 | 3333 | 7562380 | TRANE | 4TWR6030H1 | HP | Split System: Heat Pump with Remote Outdoor Unit-Air-Source | 4A6H6030H1 |  | TEM6A0B30H21+TDR | 13 | 16 | 9 | Yes | Yes | 2015-05-13 |  | 2
TRUE | 4A6H6024H1 | 3332 | 7562095 | TRANE | 4TWR6024H1 | HP | Split System: Heat Pump with Remote Outdoor Unit-Air-Source | 4A6H6024H1 |  | TEM6A0B24H21+TDR | 13 | 16 | 9 | Yes | Yes | 2015-05-13 |  | 2
FALSE | 4A6H6024H1 | 3332 | 7562096 | TRANE | 4TWR6024H1 | HP | Split System: Heat Pump with Remote Outdoor Unit-Air-Source | 4A6H6024H1 |  | TEM6A0C36H31+TDR | 13 | 16 | 9.6 | Yes | Yes | 2015-05-13 |  | 2
FALSE | 4A6H6024H1 | 3332 | 8068180 | TRANE | 4TWR6024H1 | HP | Split System: Heat Pump with Remote Outdoor Unit with No Indoor Fan --Air Source | 4A6H6024H1 |  | 4PX*BD36AC3 | 12 | 14.5 | 8.2 | Yes | Yes | 2015-05-13 |  | Below V5.0 Req.
FALSE | 4A6H6024H1 | 3332 | 8068181 | TRANE | 4TWR6024H1 | HP | Split System: Heat Pump with Remote Outdoor Unit with No Indoor Fan --Air Source | 4A6H6024H1 |  | 4PX*BU36AC3 | 12 | 14.5 | 8.5 | Yes | Yes | 2015-05-13 |  | 0
FALSE | 4A6H6024H1 | 3332 | 8068183 | TRANE | 4TWR6024H1 | HP | Split System: Heat Pump with Remote Outdoor Unit with No Indoor Fan --Air Source | 4A6H6024H1 |  | 4PX*CD36AC3 | 12 | 14.5 | 8.2 | Yes | Yes | 2015-05-13 |  | Below V5.0 Req.
FALSE | 4A6H6024H1 | 3332 | 8068182 | TRANE | 4TWR6024H1 | HP | Split System: Heat Pump with Remote Outdoor Unit with No Indoor Fan --Air Source | 4A6H6024H1 |  | 4PX*CU36AC3 | 12 | 14.5 | 8.5 | Yes | Yes | 2015-05-13 |  | 0
FALSE | 4A6H6048H1 | 3336 | 8107993 | TRANE | 4TWR6048H1 | HP | Split System: Heat Pump with Remote Outdoor Unit with No Indoor Fan --Air Source | 4A6H6048H1 |  | 4PX*CU48AC3 | 12 | 14.5 | 8.2 | Yes | Yes | 2015-05-13 |  | Below V5.0 Req.
FALSE | 25HCC530A*030 | 555 | 6236440 | KEEPRITE | CSH530GKA* | HP | Split System: Heat Pump with Remote Outdoor Unit-Air-Source | HP.041.001.0403.003 |  | CNPV*3617AL* | 12.5 | 15 | 8.5 | Yes | Yes | 2015-05-28 |  | 1
FALSE | XP16-024-230-11 | 1632 | 7785755 | LENNOX INDUSTRIES, INC. | XP16-024-230-11 | HP | Split System: Heat Pump with Remote Outdoor Unit-Air-Source | XP16-024-230-11 |  | CBX27UH-030-230*+TDR | 12.5 | 16 | 8.5 | Yes | Yes | 2015-06-23 |  | 1
TRUE | XP16-024-230-11 | 1632 | 7785758 | LENNOX INDUSTRIES, INC. | XP16-024-230-11 | HP | Split System: Heat Pump with Remote Outdoor Unit-Air-Source | XP16-024-230-11 |  | CBX32MV-024/030*+TDR | 12.5 | 16.5 | 8.5 | Yes | Yes | 2015-06-23 |  | 1
FALSE | XP16-024-230-11 | 1632 | 7785757 | LENNOX INDUSTRIES, INC. | XP16-024-230-11 | HP | Split System: Heat Pump with Remote Outdoor Unit-Air-Source | XP16-024-230-11 |  | CBX32MV-036*+TDR | 12.5 | 17 | 8.5 | Yes | Yes | 2015-06-23 |  | 1
FALSE | XP16-024-230-11 | 1632 | 7785765 | LENNOX INDUSTRIES, INC. | XP16-024-230-11 | HP | Split System: Heat Pump with Remote Outdoor Unit-Air-Source | XP16-024-230-11 |  | CBX40UHV-036*+TDR | 12.5 | 16 | 8.5 | Yes | Yes | 2015-06-23 |  | 1
FALSE | SPB036H4S48Y | 3295 | 7785792 | LENNOX INDUSTRIES, INC. | XP16-036-230-09 | HP | Split System: Heat Pump with Remote Outdoor Unit-Air-Source | XP16-036-230-09 |  | CBX25UHV-036-230-* | 12.5 | 16 | 8.5 | Yes | Yes | 2015-06-23 |  | 1
FALSE | SPB036H4S48Y | 3295 | 7785786 | LENNOX INDUSTRIES, INC. | XP16-036-230-09 | HP | Split System: Heat Pump with Remote Outdoor Unit-Air-Source | XP16-036-230-09 |  | CBX27UH-036-230*+TDR | 12.5 | 15.5 | 9 | Yes | Yes | 2015-06-23 |  | 1
FALSE | SPB036H4S48Y | 3295 | 7785903 | LENNOX INDUSTRIES, INC. | XP16-036-230-09 | HP | Split System: Heat Pump with Remote Outdoor Unit-Air-Source | XP16-036-230-09 |  | CBX27UH-042-230*+TDR | 13 | 16 | 9.5 | Yes | Yes | 2015-06-23 |  | 2
TRUE | XP16-036-230-09 | 3295 | 7785784 | LENNOX INDUSTRIES, INC. | XP16-036-230-09 | HP | Split System: Heat Pump with Remote Outdoor Unit-Air-Source | XP16-036-230-09 |  | CBX32MV-036*+TDR | 12.5 | 16.5 | 9 | Yes | Yes | 2015-06-23 |  | 1
FALSE | SPB036H4S48Y | 3295 | 7785901 | LENNOX INDUSTRIES, INC. | XP16-036-230-09 | HP | Split System: Heat Pump with Remote Outdoor Unit-Air-Source | XP16-036-230-09 |  | CBX32MV-048*+TDR | 13 | 16 | 9.5 | Yes | Yes | 2015-06-23 |  | 2
FALSE | SPB036H4S48Y | 3295 | 7785788 | LENNOX INDUSTRIES, INC. | XP16-036-230-09 | HP | Split System: Heat Pump with Remote Outdoor Unit-Air-Source | XP16-036-230-09 |  | CBX40UHV-030*+TDR | 13 | 16 | 9 | Yes | Yes | 2015-06-23 |  | 2
FALSE | SPB036H4S48Y | 3295 | 7785787 | LENNOX INDUSTRIES, INC. | XP16-036-230-09 | HP | Split System: Heat Pump with Remote Outdoor Unit-Air-Source | XP16-036-230-09 |  | CBX40UHV-036*+TDR | 12.5 | 16 | 9 | Yes | Yes | 2015-06-23 |  | 1
FALSE | SPB036H4S48Y | 3295 | 7785902 | LENNOX INDUSTRIES, INC. | XP16-036-230-09 | HP | Split System: Heat Pump with Remote Outdoor Unit-Air-Source | XP16-036-230-09 |  | CBX40UHV-042*+TDR | 13.5 | 16 | 9 | Yes | Yes | 2015-06-23 |  | 2
TRUE | YZH04812 | 3195 | 8272173 | CHAMPION BY JOHNSON CONTROLS | HL8B048F4 | HP | Split System: Heat Pump with Remote Outdoor Unit-Air-Source | YZH04812 |  | FC/MC62D+MV20D+TXV | 12.5 | 17 | 10 | Yes | Yes | 2015-06-24 |  | 1
TRUE | YHJF24S41S1 | 2714 | 8270319 | CHAMPION BY JOHNSON CONTROLS | THJF24S41S3 | HP | Split System: Heat Pump with Remote Outdoor Unit-Air-Source | YHJF24S41S1 |  | AHE24B | 12.5 | 15 | 8.5 | Yes | Yes | 2015-06-24 |  | 1
TRUE | YHJF30S41S1 | 2715 | 8270321 | CHAMPION BY JOHNSON CONTROLS | THJF30S41S3 | HP | Split System: Heat Pump with Remote Outdoor Unit-Air-Source | YHJF30S41S1 |  | AHE36C | 12.5 | 15 | 9 | Yes | Yes | 2015-06-24 |  | 1
TRUE | YHJF36S41S4 | 2655 | 8270475 | CHAMPION BY JOHNSON CONTROLS | THJF36S41S4 | HP | Split System: Heat Pump with Remote Outdoor Unit-Air-Source | YHJF36S41S4 |  | AHE42D+TXV | 12.5 | 15 | 9 | Yes | Yes | 2015-06-24 |  | 1
TRUE | YHJF42S41S5 | 2901 | 8270617 | CHAMPION BY JOHNSON CONTROLS | THJF42S41S5 | HP | Split System: Heat Pump with Remote Outdoor Unit-Air-Source | YHJF42S41S5 |  | AHE48D | 12.5 | 15 | 9 | Yes | Yes | 2015-06-24 |  | 1
TRUE | YHJF48S41S5 | 2902 | 8270691 | CHAMPION BY JOHNSON CONTROLS | THJF48S41S5 | HP | Split System: Heat Pump with Remote Outdoor Unit-Air-Source | YHJF48S41S5 |  | AHE60D+TXV | 12.5 | 15 | 9 | Yes | Yes | 2015-06-24 |  | 1
TRUE | YZF02413C | 2713 | 4465816 | COLEMAN BY JOHNSON CONTROLS | HC6B024F3C | HP | Split System: Heat Pump with Remote Outdoor Unit-Air-Source | YZF02413C |  | AHE30B+TXV | 12.5 | 15 | 8.5 | Yes | Yes | 2015-06-24 |  | 1
TRUE | YZF03013C | 2716 | 4465822 | COLEMAN BY JOHNSON CONTROLS | HC6B030F3C | HP | Split System: Heat Pump with Remote Outdoor Unit-Air-Source | YZF03013C |  | AHE36C+TXV | 13 | 16 | 9 | Yes | Yes | 2015-06-24 |  | 2
TRUE | YZF03613C | 2718 | 4465826 | COLEMAN BY JOHNSON CONTROLS | HC6B036F3C | HP | Split System: Heat Pump with Remote Outdoor Unit-Air-Source | YZF03613C |  | AHE42D+TXV | 12.5 | 15 | 9 | Yes | Yes | 2015-06-24 |  | 1
TRUE | YZF04214C | 2719 | 5509491 | COLEMAN BY JOHNSON CONTROLS | HC6B042F4C | HP | Split System: Heat Pump with Remote Outdoor Unit-Air-Source | YZF04214C |  | AHE48D+TXV | 12.5 | 15 | 8.5 | Yes | Yes | 2015-06-24 |  | 1
TRUE | YZF04813C | 2695 | 4465836 | COLEMAN BY JOHNSON CONTROLS | HC6B048F3C | HP | Split System: Heat Pump with Remote Outdoor Unit-Air-Source | YZF04813C |  | AHE60D+TXV | 12.5 | 15 | 9 | Yes | Yes | 2015-06-24 |  | 1
TRUE | YZF02413C | 2713 | 4471112 | FRASER-JOHNSTON BY JOHNSON CONTROLS | HL6B024F3C | HP | Split System: Heat Pump with Remote Outdoor Unit-Air-Source | YZF02413C |  | AHE30B+TXV | 12.5 | 15 | 8.5 | Yes | Yes | 2015-06-24 |  | 1
TRUE | YZF02413C | 2713 | 4470144 | LUXAIRE BY JOHNSON CONTROLS | HL6B024F3C | HP | Split System: Heat Pump with Remote Outdoor Unit-Air-Source | YZF02413C |  | AHE30B+TXV | 12.5 | 15 | 8.5 | Yes | Yes | 2015-06-24 |  | 1
TRUE | YZF03013C | 2716 | 4471120 | FRASER-JOHNSTON BY JOHNSON CONTROLS | HL6B030F3C | HP | Split System: Heat Pump with Remote Outdoor Unit-Air-Source | YZF03013C |  | AHE36C+TXV | 13 | 16 | 9 | Yes | Yes | 2015-06-24 |  | 2
TRUE | YZF03013C | 2716 | 4470151 | LUXAIRE BY JOHNSON CONTROLS | HL6B030F3C | HP | Split System: Heat Pump with Remote Outdoor Unit-Air-Source | YZF03013C |  | AHE36C+TXV | 13 | 16 | 9 | Yes | Yes | 2015-06-24 |  | 2
TRUE | YZF03613C | 2718 | 4471125 | FRASER-JOHNSTON BY JOHNSON CONTROLS | HL6B036F3C | HP | Split System: Heat Pump with Remote Outdoor Unit-Air-Source | YZF03613C |  | AHE42D+TXV | 12.5 | 15 | 9 | Yes | Yes | 2015-06-24 |  | 1
TRUE | YZF03613C | 2718 | 4470156 | LUXAIRE BY JOHNSON CONTROLS | HL6B036F3C | HP | Split System: Heat Pump with Remote Outdoor Unit-Air-Source | YZF03613C |  | AHE42D+TXV | 12.5 | 15 | 9 | Yes | Yes | 2015-06-24 |  | 1
TRUE | YZF04214C | 2719 | 5509568 | FRASER-JOHNSTON BY JOHNSON CONTROLS | HL6B042F4C | HP | Split System: Heat Pump with Remote Outdoor Unit-Air-Source | YZF04214C |  | AHE48D+TXV | 12.5 | 15 | 8.5 | Yes | Yes | 2015-06-24 |  | 1
TRUE | YZF04214C | 2719 | 5509644 | LUXAIRE BY JOHNSON CONTROLS | HL6B042F4C | HP | Split System: Heat Pump with Remote Outdoor Unit-Air-Source | YZF04214C |  | AHE48D+TXV | 12.5 | 15 | 8.5 | Yes | Yes | 2015-06-24 |  | 1
TRUE | YZF04813C | 2695 | 4471137 | FRASER-JOHNSTON BY JOHNSON CONTROLS | HL6B048F3C | HP | Split System: Heat Pump with Remote Outdoor Unit-Air-Source | YZF04813C |  | AHE60D+TXV | 12.5 | 15 | 9 | Yes | Yes | 2015-06-24 |  | 1
TRUE | YZF04813C | 2695 | 4470168 | LUXAIRE BY JOHNSON CONTROLS | HL6B048F3C | HP | Split System: Heat Pump with Remote Outdoor Unit-Air-Source | YZF04813C |  | AHE60D+TXV | 12.5 | 15 | 9 | Yes | Yes | 2015-06-24 |  | 1
TRUE | GSZ160601B* | 3500 | 8560979 | GOODMAN MANUFACTURING CO., LP. | GSZ160601B* | HP | Split System: Heat Pump with Remote Outdoor Unit-Air-Source | GSZ160601B* |  | CA*F4961*6D*+MBVC2000**-1A*+TXV | 12.5 | 16 | 9 | Yes | Yes | 2015-09-18 |  | 1
TRUE | GSZ160601B* | 3500 | 8560988 | AMANA HEATING AND AIR CONDITIONING | ASZ160601L* | HP | Split System: Heat Pump with Remote Outdoor Unit-Air-Source | GSZ160601B* |  | CA*F4961*6D*+MBVC2000**-1A*+TXV | 12.5 | 16 | 9 | Yes | Yes | 2015-09-18 |  | 1
TRUE | GSZ160601B* | 3500 | 8561006 | DAIKIN MANUFACTURING COMPANY, L.P. | DZ16SA0601B* | HP | Split System: Heat Pump with Remote Outdoor Unit-Air-Source | GSZ160601B* |  | CA*F4961*6D*+MBVC2000**-1A*+TXV | 12.5 | 16 | 9 | Yes | Yes | 2015-09-18 |  | 1
FALSE | XP17-024-230* | 1566 | 920071 | LENNOX INDUSTRIES, INC. | XP15-024-230* | HP | Split System: Heat Pump with Remote Outdoor Unit-Air-Source | XP15-024-230* |  | CH23-51*+TDR+TXV | 13 | 15.7 | 8.5 | Yes | Yes | 2011-01-22 |  | 1
FALSE | XP17-030-230* | 1581 | 920125 | LENNOX INDUSTRIES, INC. | XP15-030-230* | HP | Split System: Heat Pump with Remote Outdoor Unit-Air-Source | XP15-030-230* |  | CH23-51*+TDR+TXV | 12 | 14.5 | 8.2 | Yes | Yes | 2011-01-22 |  | Below V5.0 Req.
FALSE | XP17-024-230* | 1566 | 920143 | LENNOX INDUSTRIES, INC. | XP15-024-230* | HP | Split System: Heat Pump with Remote Outdoor Unit-Air-Source | XP15-024-230* |  | CH23-51*+TDR+TXV | 13 | 15.7 | 8.5 | Yes | Yes | 2011-01-22 |  | 1
FALSE | XP17-024-230* | 1566 | 920201 | LENNOX INDUSTRIES, INC. | XP15-024-230* | HP | Split System: Heat Pump with Remote Outdoor Unit-Air-Source | XP15-024-230* |  | CB30U-31*+TDR+TXV | 12.5 | 15.2 | 8.2 | Yes | Yes | 2011-01-22 |  | Below V5.0 Req.
FALSE | XP17-024-230* | 1566 | 920233 | LENNOX INDUSTRIES, INC. | XP15-024-230* | HP | Split System: Heat Pump with Remote Outdoor Unit-Air-Source | XP15-024-230* |  | CR33-48*+TDR+TXV | 13.2 | 16 | 8.5 | Yes | Yes | 2011-01-22 |  | 1
FALSE | XP17-024-230* | 1566 | 920248 | LENNOX INDUSTRIES, INC. | XP15-024-230* | HP | Split System: Heat Pump with Remote Outdoor Unit-Air-Source | XP15-024-230* |  | CH23-51*+TDR+TXV | 13 | 16 | 8.5 | Yes | Yes | 2011-01-22 |  | 1
TRUE | XP15-024-230* | 1566 | 920272 | LENNOX INDUSTRIES, INC. | XP15-024-230* | HP | Split System: Heat Pump with Remote Outdoor Unit-Air-Source | XP15-024-230* |  | CBX32MV-024/030*+TDR | 12.5 | 16.2 | 8.5 | Yes | Yes | 2011-01-22 |  | 1
FALSE | XP17-024-230* | 1566 | 920282 | LENNOX INDUSTRIES, INC. | XP15-024-230* | HP | Split System: Heat Pump with Remote Outdoor Unit-Air-Source | XP15-024-230* |  | CB30M-41*+TDR+TXV | 12.2 | 14.7 | 8.2 | Yes | Yes | 2011-01-22 |  | Below V5.0 Req.
FALSE | XP17-030-230* | 1581 | 920291 | LENNOX INDUSTRIES, INC. | XP15-030-230* | HP | Split System: Heat Pump with Remote Outdoor Unit-Air-Source | XP15-030-230* |  | CR33-48*+TDR+TXV | 12.2 | 15 | 8.2 | Yes | Yes | 2011-01-22 |  | Below V5.0 Req.
FALSE | XP17-024-230* | 1566 | 920305 | LENNOX INDUSTRIES, INC. | XP15-024-230* | HP | Split System: Heat Pump with Remote Outdoor Unit-Air-Source | XP15-024-230* |  | CBX32M-030*+TDR | 12.5 | 15 | 8.2 | Yes | Yes | 2011-01-22 |  | Below V5.0 Req.
FALSE | XP17-024-230* | 1566 | 920334 | LENNOX INDUSTRIES, INC. | XP15-024-230* | HP | Split System: Heat Pump with Remote Outdoor Unit-Air-Source | XP15-024-230* |  | CBX32M-036*+TDR | 12.2 | 14.7 | 8.2 | Yes | Yes | 2011-01-22 |  | Below V5.0 Req.
TRUE | XP15-048-230* | 1616 | 920351 | LENNOX INDUSTRIES, INC. | XP15-048-230* | HP | Split System: Heat Pump with Remote Outdoor Unit-Air-Source | XP15-048-230* |  | CBX32MV-048+TDR | 12 | 15 | 8.5 | Yes | Yes | 2011-01-22 |  | 0
FALSE | XP17-024-230* | 1566 | 920363 | LENNOX INDUSTRIES, INC. | XP15-024-230* | HP | Split System: Heat Pump with Remote Outdoor Unit-Air-Source | XP15-024-230* |  | CB30M-31*+TDR+TXV | 12.5 | 15 | 8.2 | Yes | Yes | 2011-01-22 |  | Below V5.0 Req.
FALSE | XP17-024-230* | 1566 | 920370 | LENNOX INDUSTRIES, INC. | XP15-024-230* | HP | Split System: Heat Pump with Remote Outdoor Unit-Air-Source | XP15-024-230* |  | CR33-48*+TDR+TXV | 13.2 | 16 | 8.5 | Yes | Yes | 2011-01-22 |  | 1
TRUE | XP15-030-230* | 1581 | 920392 | LENNOX INDUSTRIES, INC. | XP15-030-230* | HP | Split System: Heat Pump with Remote Outdoor Unit-Air-Source | XP15-030-230* |  | CBX32MV-024/030*+TDR | 12.5 | 15.2 | 8.2 | Yes | Yes | 2011-01-22 |  | Below V5.0 Req.
FALSE | XP17-030-230* | 1581 | 1002134 | LENNOX INDUSTRIES, INC. | XP15-030-230* | HP | Split System: Heat Pump with Remote Outdoor Unit-Air-Source | XP15-030-230* |  | CX34-43*+TDR | 12.5 | 15.5 | 8.5 | Yes | Yes | 2011-01-22 |  | 1
FALSE | XP17-030-230* | 1581 | 1002135 | LENNOX INDUSTRIES, INC. | XP15-030-230* | HP | Split System: Heat Pump with Remote Outdoor Unit-Air-Source | XP15-030-230* |  | CX34-49*+TDR | 12.5 | 15.2 | 8.5 | Yes | Yes | 2011-01-22 |  | 1
FALSE | XP17-030-230* | 1581 | 1002136 | LENNOX INDUSTRIES, INC. | XP15-030-230* | HP | Split System: Heat Pump with Remote Outdoor Unit-Air-Source | XP15-030-230* |  | CX34-50/60C*+TDR | 12.2 | 15 | 8.2 | Yes | Yes | 2011-01-22 |  | Below V5.0 Req.
FALSE | XP17-030-230* | 1581 | 1002139 | LENNOX INDUSTRIES, INC. | XP15-030-230* | HP | Split System: Heat Pump with Remote Outdoor Unit-Air-Source | XP15-030-230* |  | CX34-38*+TDR | 12.2 | 14.7 | 8.2 | Yes | Yes | 2011-01-22 |  | Below V5.0 Req.
FALSE | XP17-030-230* | 1581 | 1002140 | LENNOX INDUSTRIES, INC. | XP15-030-230* | HP | Split System: Heat Pump with Remote Outdoor Unit-Air-Source | XP15-030-230* |  | C33-50/60C*+TDR+TXV | 12.2 | 15 | 8.2 | Yes | Yes | 2011-01-22 |  | Below V5.0 Req.
FALSE | XP17-030-230* | 1581 | 1002141 | LENNOX INDUSTRIES, INC. | XP15-030-230* | HP | Split System: Heat Pump with Remote Outdoor Unit-Air-Source | XP15-030-230* |  | C33-49*+TDR+TXV | 12.5 | 15.2 | 8.5 | Yes | Yes | 2011-01-22 |  | 1
FALSE | XP17-030-230* | 1581 | 1002142 | LENNOX INDUSTRIES, INC. | XP15-030-230* | HP | Split System: Heat Pump with Remote Outdoor Unit-Air-Source | XP15-030-230* |  | C33-38*+TDR+TXV | 12.2 | 14.7 | 8.2 | Yes | Yes | 2011-01-22 |  | Below V5.0 Req.
FALSE | XP17-030-230* | 1581 | 1002143 | LENNOX INDUSTRIES, INC. | XP15-030-230* | HP | Split System: Heat Pump with Remote Outdoor Unit-Air-Source | XP15-030-230* |  | C33-38*+TDR+TXV | 12.5 | 15 | 8.2 | Yes | Yes | 2011-01-22 |  | Below V5.0 Req.
FALSE | XP17-030-230* | 1581 | 1002144 | LENNOX INDUSTRIES, INC. | XP15-030-230* | HP | Split System: Heat Pump with Remote Outdoor Unit-Air-Source | XP15-030-230* |  | C33-38*+TDR+TXV | 12 | 14.7 | 8.2 | Yes | Yes | 2011-01-22 |  | Below V5.0 Req.
FALSE | XP17-030-230* | 1581 | 1002145 | LENNOX INDUSTRIES, INC. | XP15-030-230* | HP | Split System: Heat Pump with Remote Outdoor Unit-Air-Source | XP15-030-230* |  | C33-38*+TDR+TXV | 12.2 | 14.7 | 8.2 | Yes | Yes | 2011-01-22 |  | Below V5.0 Req.
FALSE | XP17-030-230* | 1581 | 1002146 | LENNOX INDUSTRIES, INC. | XP15-030-230* | HP | Split System: Heat Pump with Remote Outdoor Unit-Air-Source | XP15-030-230* |  | C33-43*+TDR+TXV | 12.5 | 15.5 | 8.5 | Yes | Yes | 2011-01-22 |  | 1
TRUE | XP16-024-230* | 1631 | 1003467 | LENNOX INDUSTRIES, INC. | XP16-024-230* | HP | Split System: Heat Pump with Remote Outdoor Unit-Air-Source | XP16-024-230* |  | CBX32MV-024/030*+TDR | 12 | 16 | 8.2 | Yes | Yes | 2011-01-22 |  | Below V5.0 Req.
TRUE | YZE02411 | 2722 | 1087041 | YORK BY JOHNSON CONTROLS | YZE02411 | HP | Split System: Heat Pump with Remote Outdoor Unit-Air-Source | YZE02411 |  | FC/MC36B+MV12B+TXV | 12 | 15 | 8.2 | Yes | Yes | 2011-01-22 |  | Below V5.0 Req.
TRUE | YZE03611 | 2725 | 1087050 | YORK BY JOHNSON CONTROLS | YZE03611 | HP | Split System: Heat Pump with Remote Outdoor Unit-Air-Source | YZE03611 |  | FC/MC48C+MV16C+TXV | 12 | 15 | 8.5 | Yes | Yes | 2011-01-22 |  | 0
TRUE | YZE04811 | 2726 | 1087059 | YORK, UNITARY PRODUCTS GROUP | YZE04811 | HP | Split System: Heat Pump with Remote Outdoor Unit-Air-Source | YZE04811 |  | FC/MC60D+MV20D+TXV | 12 | 15.5 | 8.8 | Yes | Yes | 2011-01-22 |  | 0
FALSE | TPA036H4N*G | 1588 | 1275584 | LENNOX INDUSTRIES, INC. | 14HPX-036-230* | HP | Split System: Heat Pump with Remote Outdoor Unit-Air-Source | 14HPX-036-230* |  | CBX32MV-048*+TDR | 12.5 | 15 | 8.5 | Yes | Yes | 2011-01-22 |  | 1
FALSE | TPA036H4N*G | 1588 | 1275600 | LENNOX INDUSTRIES, INC. | 14HPX-036-230* | HP | Split System: Heat Pump with Remote Outdoor Unit-Air-Source | 14HPX-036-230* |  | CX34-38+TDR | 12.5 | 15 | 8.5 | Yes | Yes | 2011-01-22 |  | 1
FALSE | TPA036H4N*G | 1588 | 1275609 | LENNOX INDUSTRIES, INC. | 14HPX-036-230* | HP | Split System: Heat Pump with Remote Outdoor Unit-Air-Source | 14HPX-036-230* |  | CX34-43+TDR | 12.5 | 15 | 8.2 | Yes | Yes | 2011-01-22 |  | Below V5.0 Req.
FALSE | TPA036H4N*G | 1588 | 1275616 | LENNOX INDUSTRIES, INC. | 14HPX-036-230* | HP | Split System: Heat Pump with Remote Outdoor Unit-Air-Source | 14HPX-036-230* |  | CX34-49+TDR | 12.5 | 15 | 8.2 | Yes | Yes | 2011-01-22 |  | Below V5.0 Req.
FALSE | TPA036H4N*G | 1588 | 1275617 | LENNOX INDUSTRIES, INC. | 14HPX-036-230* | HP | Split System: Heat Pump with Remote Outdoor Unit-Air-Source | 14HPX-036-230* |  | CX34-49+TDR | 12.5 | 15 | 8.2 | Yes | Yes | 2011-01-22 |  | Below V5.0 Req.
FALSE | TPA036H4N*G | 1588 | 1275618 | LENNOX INDUSTRIES, INC. | 14HPX-036-230* | HP | Split System: Heat Pump with Remote Outdoor Unit-Air-Source | 14HPX-036-230* |  | CX34-50/60C+TDR | 12.5 | 15 | 8.2 | Yes | Yes | 2011-01-22 |  | Below V5.0 Req.
FALSE | TPA036H4N*G | 1588 | 1275620 | LENNOX INDUSTRIES, INC. | 14HPX-036-230* | HP | Split System: Heat Pump with Remote Outdoor Unit-Air-Source | 14HPX-036-230* |  | CR33-48+TDR+TXV | 12.5 | 14.5 | 8.2 | Yes | Yes | 2011-01-22 |  | Below V5.0 Req.
FALSE | TPA036H4N*G | 1588 | 1275624 | LENNOX INDUSTRIES, INC. | 14HPX-036-230* | HP | Split System: Heat Pump with Remote Outdoor Unit-Air-Source | 14HPX-036-230* |  | CR33-48+TDR+TXV | 12 | 14.5 | 8.2 | Yes | Yes | 2011-01-22 |  | Below V5.0 Req.
FALSE | TPA036H4N*G | 1588 | 1275625 | LENNOX INDUSTRIES, INC. | 14HPX-036-230* | HP | Split System: Heat Pump with Remote Outdoor Unit-Air-Source | 14HPX-036-230* |  | CR33-48+TDR+TXV | 12 | 14.5 | 8.2 | Yes | Yes | 2011-01-22 |  | Below V5.0 Req.
FALSE | TPA036H4N*G | 1588 | 1275626 | LENNOX INDUSTRIES, INC. | 14HPX-036-230* | HP | Split System: Heat Pump with Remote Outdoor Unit-Air-Source | 14HPX-036-230* |  | CR33-50/60+TDR+TXV | 13 | 15 | 9 | Yes | Yes | 2011-01-22 |  | 1
FALSE | TPA042H4N*G | 1606 | 1275662 | LENNOX INDUSTRIES, INC. | 14HPX-042-230* | HP | Split System: Heat Pump with Remote Outdoor Unit-Air-Source | 14HPX-042-230* |  | CX34-62C+TDR | 13 | 15 | 9 | Yes | Yes | 2011-01-22 |  | 1
FALSE | TPA042H4N*G | 1606 | 1275663 | LENNOX INDUSTRIES, INC. | 14HPX-042-230* | HP | Split System: Heat Pump with Remote Outdoor Unit-Air-Source | 14HPX-042-230* |  | CX34-62C+TDR | 12 | 14.5 | 8.5 | Yes | Yes | 2011-01-22 |  | 0
FALSE | TPA042H4N*G | 1606 | 1275664 | LENNOX INDUSTRIES, INC. | 14HPX-042-230* | HP | Split System: Heat Pump with Remote Outdoor Unit-Air-Source | 14HPX-042-230* |  | CX34-62C+TDR | 12 | 14.5 | 8.5 | Yes | Yes | 2011-01-22 |  | 0
FALSE | TPA042H4N*G | 1606 | 1275665 | LENNOX INDUSTRIES, INC. | 14HPX-042-230* | HP | Split System: Heat Pump with Remote Outdoor Unit-Air-Source | 14HPX-042-230* |  | CX34-62C+TDR | 12 | 14.5 | 8.5 | Yes | Yes | 2011-01-22 |  | 0
FALSE | TPA042H4N*G | 1606 | 1275666 | LENNOX INDUSTRIES, INC. | 14HPX-042-230* | HP | Split System: Heat Pump with Remote Outdoor Unit-Air-Source | 14HPX-042-230* |  | CX34-62C+TDR | 12.5 | 15 | 8.5 | Yes | Yes | 2011-01-22 |  | 1
FALSE | TPA042H4N*G | 1606 | 1275667 | LENNOX INDUSTRIES, INC. | 14HPX-042-230* | HP | Split System: Heat Pump with Remote Outdoor Unit-Air-Source | 14HPX-042-230* |  | CX34-62C+TDR | 12.5 | 15 | 8.5 | Yes | Yes | 2011-01-22 |  | 1
FALSE | TPA042H4N*G | 1606 | 1275668 | LENNOX INDUSTRIES, INC. | 14HPX-042-230* | HP | Split System: Heat Pump with Remote Outdoor Unit-Air-Source | 14HPX-042-230* |  | CX34-60D+TDR | 13 | 15 | 9 | Yes | Yes | 2011-01-22 |  | 1
FALSE | TPA042H4N*G | 1606 | 1275669 | LENNOX INDUSTRIES, INC. | 14HPX-042-230* | HP | Split System: Heat Pump with Remote Outdoor Unit-Air-Source | 14HPX-042-230* |  | CX34-60D+TDR | 12 | 14.5 | 8.5 | Yes | Yes | 2011-01-22 |  | 0
FALSE | TPA042H4N*G | 1606 | 1275670 | LENNOX INDUSTRIES, INC. | 14HPX-042-230* | HP | Split System: Heat Pump with Remote Outdoor Unit-Air-Source | 14HPX-042-230* |  | CX34-62D+TDR | 13 | 15 | 9 | Yes | Yes | 2011-01-22 |  | 1
FALSE | TPA042H4N*G | 1606 | 1275671 | LENNOX INDUSTRIES, INC. | 14HPX-042-230* | HP | Split System: Heat Pump with Remote Outdoor Unit-Air-Source | 14HPX-042-230* |  | CX34-62D+TDR | 13 | 15 | 9 | Yes | Yes | 2011-01-22 |  | 1
FALSE | TPA042H4N*G | 1606 | 1275672 | LENNOX INDUSTRIES, INC. | 14HPX-042-230* | HP | Split System: Heat Pump with Remote Outdoor Unit-Air-Source | 14HPX-042-230* |  | CR33-50/60+TDR+TXV | 12 | 14.5 | 8.5 | Yes | Yes | 2011-01-22 |  | 0
FALSE | TPA042H4N*G | 1606 | 1275673 | LENNOX INDUSTRIES, INC. | 14HPX-042-230* | HP | Split System: Heat Pump with Remote Outdoor Unit-Air-Source | 14HPX-042-230* |  | CR33-50/60+TDR+TXV | 12 | 14.5 | 8.5 | Yes | Yes | 2011-01-22 |  | 0
FALSE | TPA042H4N*G | 1606 | 1275675 | LENNOX INDUSTRIES, INC. | 14HPX-042-230* | HP | Split System: Heat Pump with Remote Outdoor Unit-Air-Source | 14HPX-042-230* |  | CR33-50/60+TDR+TXV | 12 | 14.5 | 8.5 | Yes | Yes | 2011-01-22 |  | 0
FALSE | TPA042H4N*G | 1606 | 1275677 | LENNOX INDUSTRIES, INC. | 14HPX-042-230* | HP | Split System: Heat Pump with Remote Outdoor Unit-Air-Source | 14HPX-042-230* |  | CR33-50/60+TDR+TXV | 12 | 14.5 | 8.5 | Yes | Yes | 2011-01-22 |  | 0
FALSE | TPA042H4N*G | 1606 | 1275678 | LENNOX INDUSTRIES, INC. | 14HPX-042-230* | HP | Split System: Heat Pump with Remote Outdoor Unit-Air-Source | 14HPX-042-230* |  | CR33-50/60+TDR+TXV | 12 | 14.5 | 8.5 | Yes | Yes | 2011-01-22 |  | 0
FALSE | TPA042H4N*G | 1606 | 1275679 | LENNOX INDUSTRIES, INC. | 14HPX-042-230* | HP | Split System: Heat Pump with Remote Outdoor Unit-Air-Source | 14HPX-042-230* |  | CR33-60+TDR+TXV | 12 | 14.5 | 8.5 | Yes | Yes | 2011-01-22 |  | 0
FALSE | TPA042H4N*G | 1606 | 1275680 | LENNOX INDUSTRIES, INC. | 14HPX-042-230* | HP | Split System: Heat Pump with Remote Outdoor Unit-Air-Source | 14HPX-042-230* |  | CR33-60+TDR+TXV | 12 | 14.5 | 8.5 | Yes | Yes | 2011-01-22 |  | 0
FALSE | TPA042H4N*G | 1606 | 1275681 | LENNOX INDUSTRIES, INC. | 14HPX-042-230* | HP | Split System: Heat Pump with Remote Outdoor Unit-Air-Source | 14HPX-042-230* |  | CH23-68+TDR+TXV | 12 | 14.5 | 8.5 | Yes | Yes | 2011-01-22 |  | 0
FALSE | TPA042H4N*G | 1606 | 1275682 | LENNOX INDUSTRIES, INC. | 14HPX-042-230* | HP | Split System: Heat Pump with Remote Outdoor Unit-Air-Source | 14HPX-042-230* |  | CH23-68+TDR+TXV | 12 | 14.5 | 8.5 | Yes | Yes | 2011-01-22 |  | 0
FALSE | TPA042H4N*G | 1606 | 1275707 | LENNOX INDUSTRIES, INC. | 14HPX-042-230* | HP | Split System: Heat Pump with Remote Outdoor Unit-Air-Source | 14HPX-042-230* |  | CH33-62D+TDR+TXV | 13 | 15 | 9 | Yes | Yes | 2011-01-22 |  | 1
FALSE | TPA042H4N*G | 1606 | 1275708 | LENNOX INDUSTRIES, INC. | 14HPX-042-230* | HP | Split System: Heat Pump with Remote Outdoor Unit-Air-Source | 14HPX-042-230* |  | CH33-62D+TDR+TXV | 12 | 14.5 | 8.2 | Yes | Yes | 2011-01-22 |  | Below V5.0 Req.
FALSE | TPA048H4N*G | 1610 | 1275710 | LENNOX INDUSTRIES, INC. | 14HPX-048-230* | HP | Split System: Heat Pump with Remote Outdoor Unit-Air-Source | 14HPX-048-230* |  | CBX32MV-068*+TDR | 12 | 14.5 | 8.5 | Yes | Yes | 2011-01-22 |  | 0
FALSE | TPA048H4N*G | 1610 | 1275721 | LENNOX INDUSTRIES, INC. | 14HPX-048-230* | HP | Split System: Heat Pump with Remote Outdoor Unit-Air-Source | 14HPX-048-230* |  | CX34-49+TDR | 12 | 14.5 | 8.2 | Yes | Yes | 2011-01-22 |  | Below V5.0 Req.
FALSE | TPA048H4N*G | 1610 | 1275727 | LENNOX INDUSTRIES, INC. | 14HPX-048-230* | HP | Split System: Heat Pump with Remote Outdoor Unit-Air-Source | 14HPX-048-230* |  | CX34-62C+TDR | 12 | 14.5 | 8.2 | Yes | Yes | 2011-01-22 |  | Below V5.0 Req.
FALSE | TPA048H4N*G | 1610 | 1275728 | LENNOX INDUSTRIES, INC. | 14HPX-048-230* | HP | Split System: Heat Pump with Remote Outdoor Unit-Air-Source | 14HPX-048-230* |  | CX34-62C+TDR | 12 | 14.5 | 8.2 | Yes | Yes | 2011-01-22 |  | Below V5.0 Req.
FALSE | TPA048H4N*G | 1610 | 1275729 | LENNOX INDUSTRIES, INC. | 14HPX-048-230* | HP | Split System: Heat Pump with Remote Outdoor Unit-Air-Source | 14HPX-048-230* |  | CX34-62C+TDR | 12 | 14.5 | 8.2 | Yes | Yes | 2011-01-22 |  | Below V5.0 Req.
FALSE | TPA048H4N*G | 1610 | 1275731 | LENNOX INDUSTRIES, INC. | 14HPX-048-230* | HP | Split System: Heat Pump with Remote Outdoor Unit-Air-Source | 14HPX-048-230* |  | CX34-62C+TDR | 12 | 14.5 | 8.2 | Yes | Yes | 2011-01-22 |  | Below V5.0 Req.
FALSE | TPA048H4N*G | 1610 | 1275732 | LENNOX INDUSTRIES, INC. | 14HPX-048-230* | HP | Split System: Heat Pump with Remote Outdoor Unit-Air-Source | 14HPX-048-230* |  | CX34-62C+TDR | 12 | 14.5 | 8.2 | Yes | Yes | 2011-01-22 |  | Below V5.0 Req.
FALSE | TPA048H4N*G | 1610 | 1275733 | LENNOX INDUSTRIES, INC. | 14HPX-048-230* | HP | Split System: Heat Pump with Remote Outdoor Unit-Air-Source | 14HPX-048-230* |  | CX34-60D+TDR | 12 | 14.5 | 8.2 | Yes | Yes | 2011-01-22 |  | Below V5.0 Req.
FALSE | TPA048H4N*G | 1610 | 1275734 | LENNOX INDUSTRIES, INC. | 14HPX-048-230* | HP | Split System: Heat Pump with Remote Outdoor Unit-Air-Source | 14HPX-048-230* |  | CX34-60D+TDR | 12 | 14.5 | 8.2 | Yes | Yes | 2011-01-22 |  | Below V5.0 Req.
FALSE | TPA048H4N*G | 1610 | 1275735 | LENNOX INDUSTRIES, INC. | 14HPX-048-230* | HP | Split System: Heat Pump with Remote Outdoor Unit-Air-Source | 14HPX-048-230* |  | CX34-62D+TDR | 12 | 14.5 | 8.2 | Yes | Yes | 2011-01-22 |  | Below V5.0 Req.
FALSE | TPA048H4N*G | 1610 | 1275736 | LENNOX INDUSTRIES, INC. | 14HPX-048-230* | HP | Split System: Heat Pump with Remote Outdoor Unit-Air-Source | 14HPX-048-230* |  | CX34-62D+TDR | 12 | 14.5 | 8.2 | Yes | Yes | 2011-01-22 |  | Below V5.0 Req.
FALSE | TPA048H4N*G | 1610 | 1275743 | LENNOX INDUSTRIES, INC. | 14HPX-048-230* | HP | Split System: Heat Pump with Remote Outdoor Unit-Air-Source | 14HPX-048-230* |  | CR33-60+TDR+TXV | 12 | 14.5 | 8.2 | Yes | Yes | 2011-01-22 |  | Below V5.0 Req.
FALSE | TPA048H4N*G | 1610 | 1275745 | LENNOX INDUSTRIES, INC. | 14HPX-048-230* | HP | Split System: Heat Pump with Remote Outdoor Unit-Air-Source | 14HPX-048-230* |  | CH23-68+TDR+TXV | 12 | 14.5 | 8.2 | Yes | Yes | 2011-01-22 |  | Below V5.0 Req.
FALSE | TPA048H4N*G | 1610 | 1275746 | LENNOX INDUSTRIES, INC. | 14HPX-048-230* | HP | Split System: Heat Pump with Remote Outdoor Unit-Air-Source | 14HPX-048-230* |  | CH23-68+TDR+TXV | 12 | 14.5 | 8.2 | Yes | Yes | 2011-01-22 |  | Below V5.0 Req.
FALSE | TPA048H4N*G | 1610 | 1275747 | LENNOX INDUSTRIES, INC. | 14HPX-048-230* | HP | Split System: Heat Pump with Remote Outdoor Unit-Air-Source | 14HPX-048-230* |  | CH23-68+TDR+TXV | 13 | 15 | 9 | Yes | Yes | 2011-01-22 |  | 1
FALSE | TPA048H4N*G | 1610 | 1275748 | LENNOX INDUSTRIES, INC. | 14HPX-048-230* | HP | Split System: Heat Pump with Remote Outdoor Unit-Air-Source | 14HPX-048-230* |  | CH23-68+TDR+TXV | 12 | 14.5 | 8.2 | Yes | Yes | 2011-01-22 |  | Below V5.0 Req.
FALSE | TPA048H4N*G | 1610 | 1275750 | LENNOX INDUSTRIES, INC. | 14HPX-048-230* | HP | Split System: Heat Pump with Remote Outdoor Unit-Air-Source | 14HPX-048-230* |  | CH23-68+TDR+TXV | 12 | 14.5 | 8.2 | Yes | Yes | 2011-01-22 |  | Below V5.0 Req.
FALSE | TPA042H4N*G | 1606 | 1275837 | LENNOX INDUSTRIES, INC. | 14HPX-042-230* | HP | Split System: Heat Pump with Remote Outdoor Unit-Air-Source | 14HPX-042-230* |  | CB31MV-51*P+TDR+TXV | 12.5 | 14.5 | 8.2 | Yes | Yes | 2011-01-22 |  | Below V5.0 Req.
FALSE | TPA048H4N*G | 1610 | 1275839 | LENNOX INDUSTRIES, INC. | 14HPX-048-230* | HP | Split System: Heat Pump with Remote Outdoor Unit-Air-Source | 14HPX-048-230* |  | CB27UH-048-230*+TDR+TXV | 12.5 | 15 | 8.5 | Yes | Yes | 2011-01-22 |  | 1
FALSE | TPA036H4N*G | 1588 | 1292496 | LENNOX INDUSTRIES, INC. | XP14-036-230* | HP | Split System: Heat Pump with Remote Outdoor Unit-Air-Source | XP14-036-230* |  | C33-50/60C+TDR+TXV | 13 | 15 | 8.25 | Yes | Yes | 2011-01-22 |  | Below V5.0 Req.
FALSE | TPA036H4N*G | 1588 | 1292497 | LENNOX INDUSTRIES, INC. | XP14-036-230* | HP | Split System: Heat Pump with Remote Outdoor Unit-Air-Source | XP14-036-230* |  | CR33-48+TDR+TXV | 12.5 | 14.5 | 8.5 | Yes | Yes | 2011-01-22 |  | 0
FALSE | TPA036H4N*G | 1588 | 1292501 | LENNOX INDUSTRIES, INC. | XP14-036-230* | HP | Split System: Heat Pump with Remote Outdoor Unit-Air-Source | XP14-036-230* |  | CR33-48+TDR+TXV | 12.5 | 14.5 | 8.5 | Yes | Yes | 2011-01-22 |  | 0
FALSE | TPA036H4N*G | 1588 | 1292502 | LENNOX INDUSTRIES, INC. | XP14-036-230* | HP | Split System: Heat Pump with Remote Outdoor Unit-Air-Source | XP14-036-230* |  | CR33-48+TDR+TXV | 12.5 | 14.5 | 8.5 | Yes | Yes | 2011-01-22 |  | 0
FALSE | TPA036H4N*G | 1588 | 1292503 | LENNOX INDUSTRIES, INC. | XP14-036-230* | HP | Split System: Heat Pump with Remote Outdoor Unit-Air-Source | XP14-036-230* |  | CR33-50/60+TDR+TXV | 13.5 | 16 | 9 | Yes | Yes | 2011-01-22 |  | 2
FALSE | TPA036H4N*G | 1588 | 1292504 | LENNOX INDUSTRIES, INC. | XP14-036-230* | HP | Split System: Heat Pump with Remote Outdoor Unit-Air-Source | XP14-036-230* |  | CR33-50/60+TDR+TXV | 13.5 | 16 | 9 | Yes | Yes | 2011-01-22 |  | 2
FALSE | TPA036H4N*G | 1588 | 1292505 | LENNOX INDUSTRIES, INC. | XP14-036-230* | HP | Split System: Heat Pump with Remote Outdoor Unit-Air-Source | XP14-036-230* |  | CH33-44/48+TDR+TXV | 13 | 15 | 8.25 | Yes | Yes | 2011-01-22 |  | Below V5.0 Req.
FALSE | TPA036H4N*G | 1588 | 1292509 | LENNOX INDUSTRIES, INC. | XP14-036-230* | HP | Split System: Heat Pump with Remote Outdoor Unit-Air-Source | XP14-036-230* |  | CH33-43B+TDR+TXV | 13 | 15 | 8.5 | Yes | Yes | 2011-01-22 |  | 1
FALSE | TPA036H4N*G | 1588 | 1292510 | LENNOX INDUSTRIES, INC. | XP14-036-230* | HP | Split System: Heat Pump with Remote Outdoor Unit-Air-Source | XP14-036-230* |  | CH33-43B+TDR+TXV | 12.5 | 14.5 | 8.25 | Yes | Yes | 2011-01-22 |  | Below V5.0 Req.
FALSE | TPA036H4N*G | 1588 | 1292511 | LENNOX INDUSTRIES, INC. | XP14-036-230* | HP | Split System: Heat Pump with Remote Outdoor Unit-Air-Source | XP14-036-230* |  | CH33-43B+TDR+TXV | 13 | 14.5 | 8.25 | Yes | Yes | 2011-01-22 |  | Below V5.0 Req.
FALSE | TPA036H4N*G | 1588 | 1292513 | LENNOX INDUSTRIES, INC. | XP14-036-230* | HP | Split System: Heat Pump with Remote Outdoor Unit-Air-Source | XP14-036-230* |  | CH33-49+TDR+TXV | 13 | 15 | 8.25 | Yes | Yes | 2011-01-22 |  | Below V5.0 Req.
FALSE | TPA036H4N*G | 1588 | 1292514 | LENNOX INDUSTRIES, INC. | XP14-036-230* | HP | Split System: Heat Pump with Remote Outdoor Unit-Air-Source | XP14-036-230* |  | CH33-49+TDR+TXV | 13 | 15 | 8.5 | Yes | Yes | 2011-01-22 |  | 1
FALSE | TPA036H4N*G | 1588 | 1292515 | LENNOX INDUSTRIES, INC. | XP14-036-230* | HP | Split System: Heat Pump with Remote Outdoor Unit-Air-Source | XP14-036-230* |  | CH33-50/60C+TDR+TXV | 13 | 15 | 8.25 | Yes | Yes | 2011-01-22 |  | Below V5.0 Req.
FALSE | TPA036H4N*G | 1588 | 1292516 | LENNOX INDUSTRIES, INC. | XP14-036-230* | HP | Split System: Heat Pump with Remote Outdoor Unit-Air-Source | XP14-036-230* |  | CH33-50/60C+TDR+TXV | 13 | 15 | 8.5 | Yes | Yes | 2011-01-22 |  | 1
FALSE | TPA042H4N*G | 1606 | 1292518 | LENNOX INDUSTRIES, INC. | XP14-042-230* | HP | Split System: Heat Pump with Remote Outdoor Unit-Air-Source | XP14-042-230* |  | CBX27UH-042-230*+TDR | 13 | 15 | 8.5 | Yes | Yes | 2011-01-22 |  | 1
FALSE | TPA042H4N*G | 1606 | 1292519 | LENNOX INDUSTRIES, INC. | XP14-042-230* | HP | Split System: Heat Pump with Remote Outdoor Unit-Air-Source | XP14-042-230* |  | CBX32MV-048*+TDR | 12.5 | 15 | 8.5 | Yes | Yes | 2011-01-22 |  | 1
FALSE | TPA042H4N*G | 1606 | 1292522 | LENNOX INDUSTRIES, INC. | XP14-042-230* | HP | Split System: Heat Pump with Remote Outdoor Unit-Air-Source | XP14-042-230* |  | CB27UH-042-230*+TDR+TXV | 13 | 15 | 8.5 | Yes | Yes | 2011-01-22 |  | 1
FALSE | TPA042H4N*G | 1606 | 1292523 | LENNOX INDUSTRIES, INC. | XP14-042-230* | HP | Split System: Heat Pump with Remote Outdoor Unit-Air-Source | XP14-042-230* |  | CB31MV-51*P+TDR+TXV | 12.5 | 14.5 | 8.25 | Yes | Yes | 2011-01-22 |  | Below V5.0 Req.
FALSE | TPA042H4N*G | 1606 | 1292541 | LENNOX INDUSTRIES, INC. | XP14-042-230* | HP | Split System: Heat Pump with Remote Outdoor Unit-Air-Source | XP14-042-230* |  | CX34-49+TDR | 12.5 | 15 | 9 | Yes | Yes | 2011-01-22 |  | 1
FALSE | TPA042H4N*G | 1606 | 1292562 | LENNOX INDUSTRIES, INC. | XP14-042-230* | HP | Split System: Heat Pump with Remote Outdoor Unit-Air-Source | XP14-042-230* |  | C33-49+TDR+TXV | 12.5 | 14.5 | 9 | Yes | Yes | 2011-01-22 |  | 0
FALSE | TPA042H4N*G | 1606 | 1292563 | LENNOX INDUSTRIES, INC. | XP14-042-230* | HP | Split System: Heat Pump with Remote Outdoor Unit-Air-Source | XP14-042-230* |  | C33-49+TDR+TXV | 12.5 | 14.5 | 8.75 | Yes | Yes | 2011-01-22 |  | 0
FALSE | TPA042H4N*G | 1606 | 1292564 | LENNOX INDUSTRIES, INC. | XP14-042-230* | HP | Split System: Heat Pump with Remote Outdoor Unit-Air-Source | XP14-042-230* |  | C33-49+TDR+TXV | 12.5 | 14.5 | 9 | Yes | Yes | 2011-01-22 |  | 0
FALSE | TPA042H4N*G | 1606 | 1292565 | LENNOX INDUSTRIES, INC. | XP14-042-230* | HP | Split System: Heat Pump with Remote Outdoor Unit-Air-Source | XP14-042-230* |  | C33-49+TDR+TXV | 12.5 | 14.5 | 9 | Yes | Yes | 2011-01-22 |  | 0
FALSE | TPA042H4N*G | 1606 | 1292566 | LENNOX INDUSTRIES, INC. | XP14-042-230* | HP | Split System: Heat Pump with Remote Outdoor Unit-Air-Source | XP14-042-230* |  | C33-62C+TDR+TXV | 13 | 15 | 9.25 | Yes | Yes | 2011-01-22 |  | 1
FALSE | TPA042H4N*G | 1606 | 1292567 | LENNOX INDUSTRIES, INC. | XP14-042-230* | HP | Split System: Heat Pump with Remote Outdoor Unit-Air-Source | XP14-042-230* |  | C33-62C+TDR+TXV | 13 | 15 | 9.25 | Yes | Yes | 2011-01-22 |  | 1
FALSE | TPA042H4N*G | 1606 | 1292568 | LENNOX INDUSTRIES, INC. | XP14-042-230* | HP | Split System: Heat Pump with Remote Outdoor Unit-Air-Source | XP14-042-230* |  | C33-62C+TDR+TXV | 12.5 | 14.5 | 9 | Yes | Yes | 2011-01-22 |  | 0
FALSE | TPA042H4N*G | 1606 | 1292569 | LENNOX INDUSTRIES, INC. | XP14-042-230* | HP | Split System: Heat Pump with Remote Outdoor Unit-Air-Source | XP14-042-230* |  | C33-62C+TDR+TXV | 12.5 | 15 | 9.25 | Yes | Yes | 2011-01-22 |  | 1
FALSE | TPA042H4N*G | 1606 | 1292570 | LENNOX INDUSTRIES, INC. | XP14-042-230* | HP | Split System: Heat Pump with Remote Outdoor Unit-Air-Source | XP14-042-230* |  | C33-62C+TDR+TXV | 12.5 | 15 | 9.25 | Yes | Yes | 2011-01-22 |  | 1
FALSE | TPA042H4N*G | 1606 | 1292571 | LENNOX INDUSTRIES, INC. | XP14-042-230* | HP | Split System: Heat Pump with Remote Outdoor Unit-Air-Source | XP14-042-230* |  | C33-62C+TDR+TXV | 12.5 | 15 | 9.25 | Yes | Yes | 2011-01-22 |  | 1
FALSE | TPA042H4N*G | 1606 | 1292572 | LENNOX INDUSTRIES, INC. | XP14-042-230* | HP | Split System: Heat Pump with Remote Outdoor Unit-Air-Source | XP14-042-230* |  | C33-62C+TDR+TXV | 12.5 | 15 | 9.25 | Yes | Yes | 2011-01-22 |  | 1
FALSE | TPA042H4N*G | 1606 | 1292573 | LENNOX INDUSTRIES, INC. | XP14-042-230* | HP | Split System: Heat Pump with Remote Outdoor Unit-Air-Source | XP14-042-230* |  | C33-60D+TDR+TXV | 13 | 15 | 9 | Yes | Yes | 2011-01-22 |  | 1
FALSE | TPA042H4N*G | 1606 | 1292574 | LENNOX INDUSTRIES, INC. | XP14-042-230* | HP | Split System: Heat Pump with Remote Outdoor Unit-Air-Source | XP14-042-230* |  | C33-60D+TDR+TXV | 12.5 | 15 | 9 | Yes | Yes | 2011-01-22 |  | 1
FALSE | TPA042H4N*G | 1606 | 1292575 | LENNOX INDUSTRIES, INC. | XP14-042-230* | HP | Split System: Heat Pump with Remote Outdoor Unit-Air-Source | XP14-042-230* |  | C33-62D+TDR+TXV | 13 | 15 | 9.25 | Yes | Yes | 2011-01-22 |  | 1
FALSE | TPA042H4N*G | 1606 | 1292576 | LENNOX INDUSTRIES, INC. | XP14-042-230* | HP | Split System: Heat Pump with Remote Outdoor Unit-Air-Source | XP14-042-230* |  | C33-62D+TDR+TXV | 13 | 15 | 9 | Yes | Yes | 2011-01-22 |  | 1
FALSE | TPA042H4N*G | 1606 | 1292577 | LENNOX INDUSTRIES, INC. | XP14-042-230* | HP | Split System: Heat Pump with Remote Outdoor Unit-Air-Source | XP14-042-230* |  | CR33-50/60+TDR+TXV | 12.5 | 15 | 9.5 | Yes | Yes | 2011-01-22 |  | 1
FALSE | TPA042H4N*G | 1606 | 1292578 | LENNOX INDUSTRIES, INC. | XP14-042-230* | HP | Split System: Heat Pump with Remote Outdoor Unit-Air-Source | XP14-042-230* |  | CR33-50/60+TDR+TXV | 12.5 | 15 | 9.5 | Yes | Yes | 2011-01-22 |  | 1
FALSE | TPA042H4N*G | 1606 | 1292580 | LENNOX INDUSTRIES, INC. | XP14-042-230* | HP | Split System: Heat Pump with Remote Outdoor Unit-Air-Source | XP14-042-230* |  | CR33-50/60+TDR+TXV | 12.5 | 14.5 | 9.25 | Yes | Yes | 2011-01-22 |  | 0
FALSE | TPA042H4N*G | 1606 | 1292582 | LENNOX INDUSTRIES, INC. | XP14-042-230* | HP | Split System: Heat Pump with Remote Outdoor Unit-Air-Source | XP14-042-230* |  | CR33-50/60+TDR+TXV | 12.5 | 14.5 | 9.5 | Yes | Yes | 2011-01-22 |  | 0
FALSE | TPA042H4N*G | 1606 | 1292606 | LENNOX INDUSTRIES, INC. | XP14-042-230* | HP | Split System: Heat Pump with Remote Outdoor Unit-Air-Source | XP14-042-230* |  | CH33-50/60C+TDR+TXV | 12 | 14.5 | 9 | Yes | Yes | 2011-01-22 |  | 0
FALSE | TPA042H4N*G | 1606 | 1292608 | LENNOX INDUSTRIES, INC. | XP14-042-230* | HP | Split System: Heat Pump with Remote Outdoor Unit-Air-Source | XP14-042-230* |  | CH33-50/60C+TDR+TXV | 12.5 | 14.5 | 9 | Yes | Yes | 2011-01-22 |  | 0
FALSE | TPA042H4N*G | 1606 | 1292609 | LENNOX INDUSTRIES, INC. | XP14-042-230* | HP | Split System: Heat Pump with Remote Outdoor Unit-Air-Source | XP14-042-230* |  | CH33-50/60C+TDR+TXV | 12.5 | 14.5 | 9 | Yes | Yes | 2011-01-22 |  | 0
FALSE | TPA042H4N*G | 1606 | 1292610 | LENNOX INDUSTRIES, INC. | XP14-042-230* | HP | Split System: Heat Pump with Remote Outdoor Unit-Air-Source | XP14-042-230* |  | CH33-60D+TDR+TXV | 13 | 15 | 9 | Yes | Yes | 2011-01-22 |  | 1
FALSE | TPA042H4N*G | 1606 | 1292611 | LENNOX INDUSTRIES, INC. | XP14-042-230* | HP | Split System: Heat Pump with Remote Outdoor Unit-Air-Source | XP14-042-230* |  | CH33-60D+TDR+TXV | 12.5 | 15 | 9 | Yes | Yes | 2011-01-22 |  | 1
FALSE | TPA042H4N*G | 1606 | 1292612 | LENNOX INDUSTRIES, INC. | XP14-042-230* | HP | Split System: Heat Pump with Remote Outdoor Unit-Air-Source | XP14-042-230* |  | CH33-62D+TDR+TXV | 13 | 15 | 9 | Yes | Yes | 2011-01-22 |  | 1
FALSE | TPA042H4N*G | 1606 | 1292613 | LENNOX INDUSTRIES, INC. | XP14-042-230* | HP | Split System: Heat Pump with Remote Outdoor Unit-Air-Source | XP14-042-230* |  | CH33-62D+TDR+TXV | 12.5 | 15 | 9 | Yes | Yes | 2011-01-22 |  | 1
FALSE | TPA060H4N*Y | 1623 | 1292694 | LENNOX INDUSTRIES, INC. | XP14-060-230* | HP | Split System: Heat Pump with Remote Outdoor Unit-Air-Source | XP14-060-230* |  | CBX27UH-060-230*+TDR | 12.5 | 15 | 8.75 | Yes | Yes | 2011-01-22 |  | 1
FALSE | TPA060H4N*Y | 1623 | 1292700 | LENNOX INDUSTRIES, INC. | XP14-060-230* | HP | Split System: Heat Pump with Remote Outdoor Unit-Air-Source | XP14-060-230* |  | CB27UH-060-230*+TDR+TXV | 12.5 | 15 | 8.75 | Yes | Yes | 2011-01-22 |  | 1
FALSE | TPA060H4N*Y | 1623 | 1292716 | LENNOX INDUSTRIES, INC. | XP14-060-230* | HP | Split System: Heat Pump with Remote Outdoor Unit-Air-Source | XP14-060-230* |  | CX34-62D+TDR | 12 | 14.5 | 8.5 | Yes | Yes | 2011-01-22 |  | 0
FALSE | TPA060H4N*Y | 1623 | 1292724 | LENNOX INDUSTRIES, INC. | XP14-060-230* | HP | Split System: Heat Pump with Remote Outdoor Unit-Air-Source | XP14-060-230* |  | C33-62D+TDR+TXV | 12 | 14.5 | 8.5 | Yes | Yes | 2011-01-22 |  | 0
FALSE | TPA060H4N*Y | 1623 | 1292728 | LENNOX INDUSTRIES, INC. | XP14-060-230* | HP | Split System: Heat Pump with Remote Outdoor Unit-Air-Source | XP14-060-230* |  | CH23-68+TDR+TXV | 12 | 14.5 | 9 | Yes | Yes | 2011-01-22 |  | 0
TRUE | YZH02411 | 2721 | 1416293 | YORK BY JOHNSON CONTROLS | YZH02411 | HP | Split System: Heat Pump with Remote Outdoor Unit-Air-Source | YZH02411 |  | FC/MC48D+MV12D+TXV | 14 | 17 | 9.8 | Yes | Yes | 2011-01-22 |  | 2
FALSE | SSZ140311A* | 1089 | 1434829 | XENON | SSZ140301A* | HP | Split System: Heat Pump with Remote Outdoor Unit-Air-Source | SSZ140301A* |  | CSCF3642N6C*+TXV | 12.2 | 14.5 | 8.5 | Yes | Yes | 2011-02-24 |  | 0
FALSE | SSZ140311A* | 1089 | 1434830 | XENON | SSZ140301A* | HP | Split System: Heat Pump with Remote Outdoor Unit-Air-Source | SSZ140301A* |  | CSCF3642N6C*+TXV | 12.2 | 14.5 | 8.5 | Yes | Yes | 2011-02-24 |  | 0
FALSE | SSZ140311A* | 1089 | 1434843 | XENON | SSZ140301A* | HP | Split System: Heat Pump with Remote Outdoor Unit-Air-Source | SSZ140301A* |  | CSCF3642N6C*+TXV | 12.2 | 14.5 | 8.5 | Yes | Yes | 2011-02-24 |  | 0
FALSE | SSZ140251A* | 1079 | 1434895 | XENON | SSZ140241A* | HP | Split System: Heat Pump with Remote Outdoor Unit-Air-Source | SSZ140241A* |  | CSCF3036N6B*+TXV | 12.5 | 15 | 8.3 | Yes | Yes | 2011-02-24 |  | Below V5.0 Req.
FALSE | SSZ140251A* | 1079 | 1434897 | XENON | SSZ140241A* | HP | Split System: Heat Pump with Remote Outdoor Unit-Air-Source | SSZ140241A* |  | CSCF3036N6B*+TXV | 12.2 | 14.5 | 8.3 | Yes | Yes | 2011-02-24 |  | Below V5.0 Req.
FALSE | SSZ160361A* | 1098 | 1434906 | XENON | SSZ160361A* | HP | Split System: Heat Pump with Remote Outdoor Unit-Air-Source | SSZ160361A* |  | CSCF4860N6C*+TXV | 13 | 16 | 9.5 | Yes | Yes | 2011-02-24 |  | 2
FALSE | SSZ160361A* | 1098 | 1434907 | XENON | SSZ160361A* | HP | Split System: Heat Pump with Remote Outdoor Unit-Air-Source | SSZ160361A* |  | CSCF4860N6C*+TXV | 13 | 16 | 9.5 | Yes | Yes | 2011-02-24 |  | 2
FALSE | SSZ160481A* | 1120 | 1434908 | XENON | SSZ160481A* | HP | Split System: Heat Pump with Remote Outdoor Unit-Air-Source | SSZ160481A* |  | CSCF4860N6C*+TXV | 13 | 16 | 9.5 | Yes | Yes | 2011-02-24 |  | 2
FALSE | SSZ160481A* | 1120 | 1434909 | XENON | SSZ160481A* | HP | Split System: Heat Pump with Remote Outdoor Unit-Air-Source | SSZ160481A* |  | CSCF4860N6C*+TXV | 13 | 16 | 9.5 | Yes | Yes | 2011-02-24 |  | 2
FALSE | SSZ140311A* | 1089 | 1434957 | XENON | SSZ140301A* | HP | Split System: Heat Pump with Remote Outdoor Unit-Air-Source | SSZ140301A* |  | CHPF3743C6A*+MBE1600**-1A*+TXV | 12.5 | 15 | 8.5 | Yes | Yes | 2011-02-24 |  | 1
FALSE | SSZ140601A* | 3035 | 1434965 | XENON | SSZ140601A* | HP | Split System: Heat Pump with Remote Outdoor Unit-Air-Source | SSZ140601A* |  | CHPF4860D6C*+MBE2000**-1A*+TXV | 12.5 | 15 | 9 | Yes | Yes | 2011-02-24 |  | 1
FALSE | SSZ160361A* | 1098 | 1435157 | XENON | SSZ160361A* | HP | Split System: Heat Pump with Remote Outdoor Unit-Air-Source | SSZ160361A* |  | CA*F4961*6A*+TXV | 12.5 | 15.5 | 9.5 | Yes | Yes | 2011-02-24 |  | 1
FALSE | SSZ160481A* | 1120 | 1435158 | XENON | SSZ160481A* | HP | Split System: Heat Pump with Remote Outdoor Unit-Air-Source | SSZ160481A* |  | CA*F4961*6A*+MBE2000**-1+TXV | 13 | 16 | 9.5 | Yes | Yes | 2011-02-24 |  | 2
FALSE | SSZ160481A* | 1120 | 1435159 | XENON | SSZ160481A* | HP | Split System: Heat Pump with Remote Outdoor Unit-Air-Source | SSZ160481A* |  | CA*F4961*6A*+TXV | 13 | 16 | 9.5 | Yes | Yes | 2011-02-24 |  | 2
FALSE | SSZ160481A* | 1120 | 1435160 | XENON | SSZ160481A* | HP | Split System: Heat Pump with Remote Outdoor Unit-Air-Source | SSZ160481A* |  | CA*F4961*6A*+TXV | 13 | 16 | 9.5 | Yes | Yes | 2011-02-24 |  | 2
FALSE | SSZ160361A* | 1098 | 1435213 | XENON | SSZ160361A* | HP | Split System: Heat Pump with Remote Outdoor Unit with No Indoor Fan --Air Source | SSZ160361A* |  | CA*F4961*6A*+EEP+TXV | 12.2 | 14.5 | 9.5 | Yes | Yes | 2011-02-24 |  | 0
FALSE | SSZ140251A* | 1079 | 1435215 | XENON | SSZ140241A* | HP | Split System: Heat Pump with Remote Outdoor Unit-Air-Source | SSZ140241A* |  | CA*F3636*6B*+TXV | 12.2 | 14.5 | 8.3 | Yes | Yes | 2011-02-24 |  | Below V5.0 Req.
FALSE | SSZ140251A* | 1079 | 1435224 | XENON | SSZ140241A* | HP | Split System: Heat Pump with Remote Outdoor Unit-Air-Source | SSZ140241A* |  | CHPF3636B6B*+TXV | 12.5 | 15 | 8.3 | Yes | Yes | 2011-02-24 |  | Below V5.0 Req.
FALSE | SSZ140311A* | 1089 | 1435226 | XENON | SSZ140301A* | HP | Split System: Heat Pump with Remote Outdoor Unit-Air-Source | SSZ140301A* |  | CHPF3642C6B*+TXV | 12.2 | 14.5 | 8.5 | Yes | Yes | 2011-02-24 |  | 0
FALSE | SSZ140311A* | 1089 | 1435228 | XENON | SSZ140301A* | HP | Split System: Heat Pump with Remote Outdoor Unit-Air-Source | SSZ140301A* |  | CHPF3642C6B*+TXV | 12.2 | 14.5 | 8.5 | Yes | Yes | 2011-02-24 |  | 0
FALSE | SSZ160361A* | 1098 | 1435235 | XENON | SSZ160361A* | HP | Split System: Heat Pump with Remote Outdoor Unit with No Indoor Fan --Air Source | SSZ160361A* |  | CHPF4860D6C*+EEP+TXV | 12.2 | 14.5 | 9.5 | Yes | Yes | 2011-02-24 |  | 0
FALSE | SSZ160241A* | 1074 | 1435240 | XENON | SSZ160241A* | HP | Split System: Heat Pump with Remote Outdoor Unit-Air-Source | SSZ160241A* |  | CHPF3743C6A*+MBE1600**-1A*+TXV | 13 | 16 | 9.5 | Yes | Yes | 2011-02-24 |  | 2
FALSE | SSZ160361A* | 1098 | 1435644 | XENON | SSZ160361A* | HP | Split System: Heat Pump with Remote Outdoor Unit-Air-Source | SSZ160361A* |  | CA*F4961*6A*+TXV | 13 | 16 | 9.5 | Yes | Yes | 2011-02-24 |  | 2
FALSE | SSZ140311A* | 1089 | 1435114 | XENON | SSZ140301A* | HP | Split System: Heat Pump with Remote Outdoor Unit-Air-Source | SSZ140301A* |  | CA*F3636*6B*+TXV | 12 | 15 | 8.5 | Yes | Yes | 2011-02-24 |  | 0
FALSE | SSZ140311A* | 1089 | 1435115 | XENON | SSZ140301A* | HP | Split System: Heat Pump with Remote Outdoor Unit-Air-Source | SSZ140301A* |  | CA*F3636*6B*+TXV | 12 | 15 | 8.5 | Yes | Yes | 2011-02-24 |  | 0
FALSE | SSZ140311A* | 1089 | 1435116 | XENON | SSZ140301A* | HP | Split System: Heat Pump with Remote Outdoor Unit-Air-Source | SSZ140301A* |  | CA*F3743*6A*+MBE1600**-1+TXV | 12.5 | 15 | 8.5 | Yes | Yes | 2011-02-24 |  | 1
FALSE | SSZ140311A* | 1089 | 1435118 | XENON | SSZ140301A* | HP | Split System: Heat Pump with Remote Outdoor Unit-Air-Source | SSZ140301A* |  | CA*F3743*6A*+TXV | 12.2 | 14.5 | 8.5 | Yes | Yes | 2011-02-24 |  | 0
FALSE | SSZ140311A* | 1089 | 1435119 | XENON | SSZ140301A* | HP | Split System: Heat Pump with Remote Outdoor Unit-Air-Source | SSZ140301A* |  | CA*F3743*6A*+TXV | 12.2 | 14.5 | 8.5 | Yes | Yes | 2011-02-24 |  | 0
FALSE | SSZ140311A* | 1089 | 1435122 | XENON | SSZ140301A* | HP | Split System: Heat Pump with Remote Outdoor Unit-Air-Source | SSZ140301A* |  | CA*F3743*6A*+TXV | 12 | 14.5 | 8.5 | Yes | Yes | 2011-02-24 |  | 0
FALSE | SSZ140601A* | 3035 | 1435140 | XENON | SSZ140601A* | HP | Split System: Heat Pump with Remote Outdoor Unit-Air-Source | SSZ140601A* |  | CA*F4961*6A*+MBE2000**-1+TXV | 12.5 | 15 | 9 | Yes | Yes | 2011-02-24 |  | 1
FALSE | SSZ160241A* | 1074 | 1435144 | XENON | SSZ160241A* | HP | Split System: Heat Pump with Remote Outdoor Unit-Air-Source | SSZ160241A* |  | CA*F3636*6B*+MBE1600**-1+TXV | 13 | 16 | 9.5 | Yes | Yes | 2011-02-24 |  | 2
FALSE | SSZ160241A* | 1074 | 1435147 | XENON | SSZ160241A* | HP | Split System: Heat Pump with Remote Outdoor Unit-Air-Source | SSZ160241A* |  | CA*F3636*6B*+TXV | 13 | 16 | 9.5 | Yes | Yes | 2011-02-24 |  | 2
FALSE | SSZ160241A* | 1074 | 1435148 | XENON | SSZ160241A* | HP | Split System: Heat Pump with Remote Outdoor Unit-Air-Source | SSZ160241A* |  | CA*F3743*6A*+MBE1600**-1+TXV | 13 | 16 | 9.5 | Yes | Yes | 2011-02-24 |  | 2
FALSE | SSZ160241A* | 1074 | 1435151 | XENON | SSZ160241A* | HP | Split System: Heat Pump with Remote Outdoor Unit-Air-Source | SSZ160241A* |  | CA*F3743*6A*+TXV | 13 | 16 | 9.5 | Yes | Yes | 2011-02-24 |  | 2
FALSE | SSZ160361A* | 1098 | 1435153 | XENON | SSZ160361A* | HP | Split System: Heat Pump with Remote Outdoor Unit-Air-Source | SSZ160361A* |  | CA*F3743*6A*+TXV | 13 | 16 | 9.5 | Yes | Yes | 2011-02-24 |  | 2
FALSE | SSZ160361A* | 1098 | 1435154 | XENON | SSZ160361A* | HP | Split System: Heat Pump with Remote Outdoor Unit-Air-Source | SSZ160361A* |  | CA*F3743*6A*+TXV | 13 | 16 | 9.5 | Yes | Yes | 2011-02-24 |  | 2
FALSE | SSZ160361A* | 1098 | 1435155 | XENON | SSZ160361A* | HP | Split System: Heat Pump with Remote Outdoor Unit-Air-Source | SSZ160361A* |  | CA*F4961*6A*+MBE2000**-1+TXV | 13 | 16 | 9.5 | Yes | Yes | 2011-02-24 |  | 2
FALSE | SSZ160361A* | 1098 | 1435156 | XENON | SSZ160361A* | HP | Split System: Heat Pump with Remote Outdoor Unit-Air-Source | SSZ160361A* |  | CA*F4961*6A*+TXV | 13 | 16 | 9.5 | Yes | Yes | 2011-02-24 |  | 2
FALSE | SSZ140251A* | 1079 | 1435655 | XENON | SSZ140241A* | HP | Split System: Heat Pump with Remote Outdoor Unit-Air-Source | SSZ140241A* |  | CA*F3636*6B*+TXV | 12.2 | 14.5 | 8.3 | Yes | Yes | 2011-02-24 |  | Below V5.0 Req.
FALSE | SSZ160241A* | 1074 | 1435656 | XENON | SSZ160241A* | HP | Split System: Heat Pump with Remote Outdoor Unit-Air-Source | SSZ160241A* |  | CA*F3636*6B*+TXV | 13 | 16 | 9.5 | Yes | Yes | 2011-02-24 |  | 2
FALSE | SSZ160241A* | 1074 | 1435657 | XENON | SSZ160241A* | HP | Split System: Heat Pump with Remote Outdoor Unit-Air-Source | SSZ160241A* |  | CA*F3636*6B*+TXV | 13 | 16 | 9.5 | Yes | Yes | 2011-02-24 |  | 2
FALSE | SSZ160361A* | 1098 | 1435658 | XENON | SSZ160361A* | HP | Split System: Heat Pump with Remote Outdoor Unit-Air-Source | SSZ160361A* |  | CA*F4961*6A*+TXV | 12.5 | 15.5 | 9.5 | Yes | Yes | 2011-02-24 |  | 1
FALSE | XP17-024-230* | 1566 | 1488946 | LENNOX INDUSTRIES, INC. | XP15-024-230* | HP | Split System: Heat Pump with Remote Outdoor Unit-Air-Source | XP15-024-230* |  | CH23-51+TDR+TXV | 13 | 16 | 8.5 | Yes | Yes | 2011-01-22 |  | 1
FALSE | XP17-024-230* | 1566 | 1488958 | LENNOX INDUSTRIES, INC. | XP15-024-230* | HP | Split System: Heat Pump with Remote Outdoor Unit-Air-Source | XP15-024-230* |  | CR33-48+TDR+TXV | 13.2 | 16 | 8.5 | Yes | Yes | 2011-01-22 |  | 1
FALSE | XP17-030-230* | 1581 | 1488959 | LENNOX INDUSTRIES, INC. | XP15-030-230* | HP | Split System: Heat Pump with Remote Outdoor Unit-Air-Source | XP15-030-230* |  | CR33-48+TDR+TXV | 12 | 14.5 | 8.2 | Yes | Yes | 2011-01-22 |  | Below V5.0 Req.
FALSE | XP17-030-230* | 1581 | 1489033 | LENNOX INDUSTRIES, INC. | XP15-030-230* | HP | Split System: Heat Pump with Remote Outdoor Unit-Air-Source | XP15-030-230* |  | CX34-38+TDR | 12.2 | 14.7 | 8.2 | Yes | Yes | 2011-01-22 |  | Below V5.0 Req.
FALSE | XP17-030-230* | 1581 | 1489034 | LENNOX INDUSTRIES, INC. | XP15-030-230* | HP | Split System: Heat Pump with Remote Outdoor Unit-Air-Source | XP15-030-230* |  | C33-38+TDR+TXV | 12.2 | 14.7 | 8.2 | Yes | Yes | 2011-01-22 |  | Below V5.0 Req.
FALSE | TPA036H4N*G | 1588 | 1489155 | LENNOX INDUSTRIES, INC. | XP14-036-230* | HP | Split System: Heat Pump with Remote Outdoor Unit-Air-Source | XP14-036-230* |  | CH33-43B+TDR+TXV | 13 | 14.5 | 8.25 | Yes | Yes | 2011-01-22 |  | Below V5.0 Req.
FALSE | XP17-030-230* | 1581 | 1489618 | LENNOX INDUSTRIES, INC. | XP15-030-230* | HP | Split System: Heat Pump with Remote Outdoor Unit-Air-Source | XP15-030-230* |  | CX34-43+TDR | 12.5 | 15.5 | 8.5 | Yes | Yes | 2011-01-22 |  | 1
FALSE | XP17-030-230* | 1581 | 1489619 | LENNOX INDUSTRIES, INC. | XP15-030-230* | HP | Split System: Heat Pump with Remote Outdoor Unit-Air-Source | XP15-030-230* |  | CX34-49+TDR | 12.5 | 15.2 | 8.5 | Yes | Yes | 2011-01-22 |  | 1
FALSE | XP17-030-230* | 1581 | 1489620 | LENNOX INDUSTRIES, INC. | XP15-030-230* | HP | Split System: Heat Pump with Remote Outdoor Unit-Air-Source | XP15-030-230* |  | CX34-50/60C+TDR | 12.2 | 15 | 8.2 | Yes | Yes | 2011-01-22 |  | Below V5.0 Req.
FALSE | XP17-030-230* | 1581 | 1489621 | LENNOX INDUSTRIES, INC. | XP15-030-230* | HP | Split System: Heat Pump with Remote Outdoor Unit-Air-Source | XP15-030-230* |  | C33-50/60C+TDR+TXV | 12.2 | 15 | 8.2 | Yes | Yes | 2011-01-22 |  | Below V5.0 Req.
FALSE | XP17-030-230* | 1581 | 1489622 | LENNOX INDUSTRIES, INC. | XP15-030-230* | HP | Split System: Heat Pump with Remote Outdoor Unit-Air-Source | XP15-030-230* |  | C33-49+TDR+TXV | 12.5 | 15.2 | 8.5 | Yes | Yes | 2011-01-22 |  | 1
FALSE | XP17-030-230* | 1581 | 1489623 | LENNOX INDUSTRIES, INC. | XP15-030-230* | HP | Split System: Heat Pump with Remote Outdoor Unit-Air-Source | XP15-030-230* |  | C33-43+TDR+TXV | 12.5 | 15.5 | 8.5 | Yes | Yes | 2011-01-22 |  | 1
FALSE | XP17-024-230* | 1566 | 1489652 | LENNOX INDUSTRIES, INC. | XP15-024-230* | HP | Split System: Heat Pump with Remote Outdoor Unit-Air-Source | XP15-024-230* |  | CH23-51+TDR+TXV | 13.2 | 16 | 8.5 | Yes | Yes | 2011-01-22 |  | 1
FALSE | TPA036H4N*G | 1588 | 1489727 | LENNOX INDUSTRIES, INC. | XP14-036-230* | HP | Split System: Heat Pump with Remote Outdoor Unit-Air-Source | XP14-036-230* |  | CX34-43+TDR | 13 | 15 | 8.25 | Yes | Yes | 2011-01-22 |  | Below V5.0 Req.
FALSE | TPA036H4N*G | 1588 | 1489729 | LENNOX INDUSTRIES, INC. | XP14-036-230* | HP | Split System: Heat Pump with Remote Outdoor Unit-Air-Source | XP14-036-230* |  | CX34-49+TDR | 13 | 15 | 8.25 | Yes | Yes | 2011-01-22 |  | Below V5.0 Req.
FALSE | TPA036H4N*G | 1588 | 1489730 | LENNOX INDUSTRIES, INC. | XP14-036-230* | HP | Split System: Heat Pump with Remote Outdoor Unit-Air-Source | XP14-036-230* |  | CX34-50/60C+TDR | 13 | 15 | 8.25 | Yes | Yes | 2011-01-22 |  | Below V5.0 Req.
FALSE | TPA036H4N*G | 1588 | 1489731 | LENNOX INDUSTRIES, INC. | XP14-036-230* | HP | Split System: Heat Pump with Remote Outdoor Unit-Air-Source | XP14-036-230* |  | C33-43+TDR+TXV | 13 | 15 | 8.25 | Yes | Yes | 2011-01-22 |  | Below V5.0 Req.
FALSE | TPA036H4N*G | 1588 | 1489733 | LENNOX INDUSTRIES, INC. | XP14-036-230* | HP | Split System: Heat Pump with Remote Outdoor Unit-Air-Source | XP14-036-230* |  | C33-49+TDR+TXV | 13 | 15 | 8.25 | Yes | Yes | 2011-01-22 |  | Below V5.0 Req.
FALSE | TPA036H4N*G | 1588 | 1489734 | LENNOX INDUSTRIES, INC. | XP14-036-230* | HP | Split System: Heat Pump with Remote Outdoor Unit-Air-Source | XP14-036-230* |  | C33-50/60C+TDR+TXV | 13 | 15 | 8.25 | Yes | Yes | 2011-01-22 |  | Below V5.0 Req.
FALSE | TPA036H4N*G | 1588 | 1489735 | LENNOX INDUSTRIES, INC. | XP14-036-230* | HP | Split System: Heat Pump with Remote Outdoor Unit-Air-Source | XP14-036-230* |  | CR33-48+TDR+TXV | 12.5 | 14.5 | 8.5 | Yes | Yes | 2011-01-22 |  | 0
FALSE | TPA036H4N*G | 1588 | 1489896 | LENNOX INDUSTRIES, INC. | 14HPX-036-230* | HP | Split System: Heat Pump with Remote Outdoor Unit-Air-Source | 14HPX-036-230* |  | CX34-49+TDR | 12.5 | 15 | 8.2 | Yes | Yes | 2011-01-22 |  | Below V5.0 Req.
FALSE | TPA036H4N*G | 1588 | 1489898 | LENNOX INDUSTRIES, INC. | 14HPX-036-230* | HP | Split System: Heat Pump with Remote Outdoor Unit-Air-Source | 14HPX-036-230* |  | CR33-48+TDR+TXV | 12 | 14.5 | 8.2 | Yes | Yes | 2011-01-22 |  | Below V5.0 Req.
FALSE | TPA036H4N*G | 1588 | 1489899 | LENNOX INDUSTRIES, INC. | 14HPX-036-230* | HP | Split System: Heat Pump with Remote Outdoor Unit-Air-Source | 14HPX-036-230* |  | CR33-50/60+TDR+TXV | 13 | 15 | 9 | Yes | Yes | 2011-01-22 |  | 1
FALSE | TPA036H4N*G | 1588 | 1489900 | LENNOX INDUSTRIES, INC. | 14HPX-036-230* | HP | Split System: Heat Pump with Remote Outdoor Unit-Air-Source | 14HPX-036-230* |  | CH33-49+TDR+TXV | 12.5 | 15 | 8.5 | Yes | Yes | 2011-01-22 |  | 1
FALSE | TPA036H4N*G | 1588 | 1489901 | LENNOX INDUSTRIES, INC. | 14HPX-036-230* | HP | Split System: Heat Pump with Remote Outdoor Unit-Air-Source | 14HPX-036-230* |  | CH33-50/60C+TDR+TXV | 12.5 | 15 | 8.2 | Yes | Yes | 2011-01-22 |  | Below V5.0 Req.
FALSE | TPA042H4N*G | 1606 | 1489902 | LENNOX INDUSTRIES, INC. | 14HPX-042-230* | HP | Split System: Heat Pump with Remote Outdoor Unit-Air-Source | 14HPX-042-230* |  | CX34-49+TDR | 12 | 14.5 | 8.2 | Yes | Yes | 2011-01-22 |  | Below V5.0 Req.
FALSE | TPA042H4N*G | 1606 | 1489903 | LENNOX INDUSTRIES, INC. | 14HPX-042-230* | HP | Split System: Heat Pump with Remote Outdoor Unit-Air-Source | 14HPX-042-230* |  | CX34-62C+TDR | 12 | 14.5 | 8.5 | Yes | Yes | 2011-01-22 |  | 0
FALSE | TPA042H4N*G | 1606 | 1489904 | LENNOX INDUSTRIES, INC. | 14HPX-042-230* | HP | Split System: Heat Pump with Remote Outdoor Unit-Air-Source | 14HPX-042-230* |  | CR33-50/60+TDR+TXV | 12 | 14.5 | 8.5 | Yes | Yes | 2011-01-22 |  | 0
FALSE | TPA042H4N*G | 1606 | 1489905 | LENNOX INDUSTRIES, INC. | 14HPX-042-230* | HP | Split System: Heat Pump with Remote Outdoor Unit-Air-Source | 14HPX-042-230* |  | CH23-68+TDR+TXV | 12 | 14.5 | 8.5 | Yes | Yes | 2011-01-22 |  | 0
FALSE | TPA042H4N*G | 1606 | 1489906 | LENNOX INDUSTRIES, INC. | 14HPX-042-230* | HP | Split System: Heat Pump with Remote Outdoor Unit-Air-Source | 14HPX-042-230* |  | CH33-43C+TDR+TXV | 12 | 14.5 | 8.2 | Yes | Yes | 2011-01-22 |  | Below V5.0 Req.
FALSE | TPA042H4N*G | 1606 | 1489907 | LENNOX INDUSTRIES, INC. | 14HPX-042-230* | HP | Split System: Heat Pump with Remote Outdoor Unit-Air-Source | 14HPX-042-230* |  | CH33-50/60C+TDR+TXV | 12 | 14.5 | 8.2 | Yes | Yes | 2011-01-22 |  | Below V5.0 Req.
FALSE | TPA048H4N*G | 1610 | 1489909 | LENNOX INDUSTRIES, INC. | 14HPX-048-230* | HP | Split System: Heat Pump with Remote Outdoor Unit-Air-Source | 14HPX-048-230* |  | CX34-62C+TDR | 12 | 14.5 | 8.2 | Yes | Yes | 2011-01-22 |  | Below V5.0 Req.
FALSE | TPA048H4N*G | 1610 | 1489911 | LENNOX INDUSTRIES, INC. | 14HPX-048-230* | HP | Split System: Heat Pump with Remote Outdoor Unit-Air-Source | 14HPX-048-230* |  | CH23-68+TDR+TXV | 12 | 14.5 | 8.2 | Yes | Yes | 2011-01-22 |  | Below V5.0 Req.
FALSE | TPA036H4N*G | 1588 | 1489966 | LENNOX INDUSTRIES, INC. | XP14-036-230* | HP | Split System: Heat Pump with Remote Outdoor Unit-Air-Source | XP14-036-230* |  | CX34-43+TDR | 13 | 15 | 8.25 | Yes | Yes | 2011-01-22 |  | Below V5.0 Req.
FALSE | TPA036H4N*G | 1588 | 1489968 | LENNOX INDUSTRIES, INC. | XP14-036-230* | HP | Split System: Heat Pump with Remote Outdoor Unit-Air-Source | XP14-036-230* |  | CX34-49+TDR | 13 | 15 | 8.25 | Yes | Yes | 2011-01-22 |  | Below V5.0 Req.
FALSE | TPA036H4N*G | 1588 | 1489969 | LENNOX INDUSTRIES, INC. | XP14-036-230* | HP | Split System: Heat Pump with Remote Outdoor Unit-Air-Source | XP14-036-230* |  | CX34-50/60C+TDR | 13 | 15 | 8.25 | Yes | Yes | 2011-01-22 |  | Below V5.0 Req.
FALSE | TPA036H4N*G | 1588 | 1489970 | LENNOX INDUSTRIES, INC. | XP14-036-230* | HP | Split System: Heat Pump with Remote Outdoor Unit-Air-Source | XP14-036-230* |  | C33-43+TDR+TXV | 13 | 15 | 8.25 | Yes | Yes | 2011-01-22 |  | Below V5.0 Req.
FALSE | TPA036H4N*G | 1588 | 1489972 | LENNOX INDUSTRIES, INC. | XP14-036-230* | HP | Split System: Heat Pump with Remote Outdoor Unit-Air-Source | XP14-036-230* |  | C33-49+TDR+TXV | 13 | 15 | 8.25 | Yes | Yes | 2011-01-22 |  | Below V5.0 Req.
FALSE | TPA036H4N*G | 1588 | 1489973 | LENNOX INDUSTRIES, INC. | XP14-036-230* | HP | Split System: Heat Pump with Remote Outdoor Unit-Air-Source | XP14-036-230* |  | C33-50/60C+TDR+TXV | 13 | 15 | 8.25 | Yes | Yes | 2011-01-22 |  | Below V5.0 Req.
FALSE | TPA042H4N*G | 1606 | 1490192 | LENNOX INDUSTRIES, INC. | 14HPX-042-230* | HP | Split System: Heat Pump with Remote Outdoor Unit-Air-Source | 14HPX-042-230* |  | CX34-49+TDR | 12 | 14.5 | 8.2 | Yes | Yes | 2011-01-22 |  | Below V5.0 Req.
FALSE | TPA042H4N*G | 1606 | 1490193 | LENNOX INDUSTRIES, INC. | 14HPX-042-230* | HP | Split System: Heat Pump with Remote Outdoor Unit-Air-Source | 14HPX-042-230* |  | CX34-62C+TDR | 12.5 | 15 | 8.5 | Yes | Yes | 2011-01-22 |  | 1
FALSE | TPA042H4N*G | 1606 | 1490194 | LENNOX INDUSTRIES, INC. | 14HPX-042-230* | HP | Split System: Heat Pump with Remote Outdoor Unit-Air-Source | 14HPX-042-230* |  | CR33-50/60+TDR+TXV | 12 | 14.5 | 8.5 | Yes | Yes | 2011-01-22 |  | 0
FALSE | TPA042H4N*G | 1606 | 1490195 | LENNOX INDUSTRIES, INC. | 14HPX-042-230* | HP | Split System: Heat Pump with Remote Outdoor Unit-Air-Source | 14HPX-042-230* |  | CH23-68+TDR+TXV | 12 | 14.5 | 8.5 | Yes | Yes | 2011-01-22 |  | 0
FALSE | TPA042H4N*G | 1606 | 1490197 | LENNOX INDUSTRIES, INC. | 14HPX-042-230* | HP | Split System: Heat Pump with Remote Outdoor Unit-Air-Source | 14HPX-042-230* |  | CH33-50/60C+TDR+TXV | 12 | 14.5 | 8.2 | Yes | Yes | 2011-01-22 |  | Below V5.0 Req.
FALSE | TPA048H4N*G | 1610 | 1490199 | LENNOX INDUSTRIES, INC. | 14HPX-048-230* | HP | Split System: Heat Pump with Remote Outdoor Unit-Air-Source | 14HPX-048-230* |  | CX34-62C+TDR | 12 | 14.5 | 8.2 | Yes | Yes | 2011-01-22 |  | Below V5.0 Req.
FALSE | TPA048H4N*G | 1610 | 1490201 | LENNOX INDUSTRIES, INC. | 14HPX-048-230* | HP | Split System: Heat Pump with Remote Outdoor Unit-Air-Source | 14HPX-048-230* |  | CH23-68+TDR+TXV | 12 | 14.5 | 8.2 | Yes | Yes | 2011-01-22 |  | Below V5.0 Req.
FALSE | TPA042H4N*G | 1606 | 1490256 | LENNOX INDUSTRIES, INC. | XP14-042-230* | HP | Split System: Heat Pump with Remote Outdoor Unit-Air-Source | XP14-042-230* |  | CX34-49+TDR | 12.5 | 14.5 | 9 | Yes | Yes | 2011-01-22 |  | 0
FALSE | TPA042H4N*G | 1606 | 1490257 | LENNOX INDUSTRIES, INC. | XP14-042-230* | HP | Split System: Heat Pump with Remote Outdoor Unit-Air-Source | XP14-042-230* |  | CX34-62C+TDR | 12.5 | 15 | 9.25 | Yes | Yes | 2011-01-22 |  | 1
FALSE | TPA042H4N*G | 1606 | 1490258 | LENNOX INDUSTRIES, INC. | XP14-042-230* | HP | Split System: Heat Pump with Remote Outdoor Unit-Air-Source | XP14-042-230* |  | C33-49+TDR+TXV | 12.5 | 14.5 | 9 | Yes | Yes | 2011-01-22 |  | 0
FALSE | TPA042H4N*G | 1606 | 1490259 | LENNOX INDUSTRIES, INC. | XP14-042-230* | HP | Split System: Heat Pump with Remote Outdoor Unit-Air-Source | XP14-042-230* |  | C33-62C+TDR+TXV | 12.5 | 15 | 9.25 | Yes | Yes | 2011-01-22 |  | 1
FALSE | TPA042H4N*G | 1606 | 1490260 | LENNOX INDUSTRIES, INC. | XP14-042-230* | HP | Split System: Heat Pump with Remote Outdoor Unit-Air-Source | XP14-042-230* |  | CR33-50/60+TDR+TXV | 12.5 | 14.5 | 9.5 | Yes | Yes | 2011-01-22 |  | 0
FALSE | TPA042H4N*G | 1606 | 1490261 | LENNOX INDUSTRIES, INC. | XP14-042-230* | HP | Split System: Heat Pump with Remote Outdoor Unit-Air-Source | XP14-042-230* |  | CH23-68+TDR+TXV | 12.5 | 15 | 9.5 | Yes | Yes | 2011-01-22 |  | 1
FALSE | TPA042H4N*G | 1606 | 1490449 | LENNOX INDUSTRIES, INC. | 14HPX-042-230* | HP | Split System: Heat Pump with Remote Outdoor Unit-Air-Source | 14HPX-042-230* |  | CH33-60D+TDR+TXV | 12 | 14.5 | 8.2 | Yes | Yes | 2011-01-22 |  | Below V5.0 Req.
FALSE | TPA042H4N*G | 1606 | 1490450 | LENNOX INDUSTRIES, INC. | 14HPX-042-230* | HP | Split System: Heat Pump with Remote Outdoor Unit-Air-Source | 14HPX-042-230* |  | CH33-62D+TDR+TXV | 12 | 14.5 | 8.2 | Yes | Yes | 2011-01-22 |  | Below V5.0 Req.
FALSE | TPA048H4N*G | 1610 | 1490451 | LENNOX INDUSTRIES, INC. | 14HPX-048-230* | HP | Split System: Heat Pump with Remote Outdoor Unit-Air-Source | 14HPX-048-230* |  | CX34-60D+TDR | 12 | 14.5 | 8.2 | Yes | Yes | 2011-01-22 |  | Below V5.0 Req.
FALSE | TPA048H4N*G | 1610 | 1490452 | LENNOX INDUSTRIES, INC. | 14HPX-048-230* | HP | Split System: Heat Pump with Remote Outdoor Unit-Air-Source | 14HPX-048-230* |  | CX34-62D+TDR | 12 | 14.5 | 8.2 | Yes | Yes | 2011-01-22 |  | Below V5.0 Req.
FALSE | TPA048H4N*G | 1610 | 1490454 | LENNOX INDUSTRIES, INC. | 14HPX-048-230* | HP | Split System: Heat Pump with Remote Outdoor Unit-Air-Source | 14HPX-048-230* |  | CH23-68+TDR+TXV | 12 | 14.5 | 8.2 | Yes | Yes | 2011-01-22 |  | Below V5.0 Req.
FALSE | TPA042H4N*G | 1606 | 1490511 | LENNOX INDUSTRIES, INC. | XP14-042-230* | HP | Split System: Heat Pump with Remote Outdoor Unit-Air-Source | XP14-042-230* |  | CX34-60D+TDR | 12.5 | 15 | 9 | Yes | Yes | 2011-01-22 |  | 1
FALSE | TPA042H4N*G | 1606 | 1490512 | LENNOX INDUSTRIES, INC. | XP14-042-230* | HP | Split System: Heat Pump with Remote Outdoor Unit-Air-Source | XP14-042-230* |  | CX34-62D+TDR | 13 | 15 | 9 | Yes | Yes | 2011-01-22 |  | 1
FALSE | TPA042H4N*G | 1606 | 1490513 | LENNOX INDUSTRIES, INC. | XP14-042-230* | HP | Split System: Heat Pump with Remote Outdoor Unit-Air-Source | XP14-042-230* |  | C33-60D+TDR+TXV | 12.5 | 15 | 9 | Yes | Yes | 2011-01-22 |  | 1
FALSE | TPA042H4N*G | 1606 | 1490514 | LENNOX INDUSTRIES, INC. | XP14-042-230* | HP | Split System: Heat Pump with Remote Outdoor Unit-Air-Source | XP14-042-230* |  | C33-62D+TDR+TXV | 13 | 15 | 9 | Yes | Yes | 2011-01-22 |  | 1
FALSE | TPA042H4N*G | 1606 | 1490515 | LENNOX INDUSTRIES, INC. | XP14-042-230* | HP | Split System: Heat Pump with Remote Outdoor Unit-Air-Source | XP14-042-230* |  | CR33-60+TDR+TXV | 12.5 | 15 | 9.5 | Yes | Yes | 2011-01-22 |  | 1
FALSE | TPA042H4N*G | 1606 | 1490516 | LENNOX INDUSTRIES, INC. | XP14-042-230* | HP | Split System: Heat Pump with Remote Outdoor Unit-Air-Source | XP14-042-230* |  | CH33-60D+TDR+TXV | 12.5 | 15 | 9 | Yes | Yes | 2011-01-22 |  | 1
FALSE | TPA042H4N*G | 1606 | 1490517 | LENNOX INDUSTRIES, INC. | XP14-042-230* | HP | Split System: Heat Pump with Remote Outdoor Unit-Air-Source | XP14-042-230* |  | CH33-62D+TDR+TXV | 12.5 | 15 | 9 | Yes | Yes | 2011-01-22 |  | 1
FALSE | TPA036H4N*G | 1588 | 3014849 | LENNOX INDUSTRIES, INC. | XP14-036-230* | HP | Split System: Heat Pump with Remote Outdoor Unit-Air-Source | XP14-036-230* |  | CBX27UH-042-230*+TDR | 13 | 15 | 8.75 | Yes | Yes | 2011-01-22 |  | 1
FALSE | TPA036H4N*G | 1588 | 3014850 | LENNOX INDUSTRIES, INC. | 14HPX-036-230* | HP | Split System: Heat Pump with Remote Outdoor Unit-Air-Source | 14HPX-036-230* |  | CBX27UH-042-230*+TDR | 13 | 15 | 8.75 | Yes | Yes | 2011-01-22 |  | 1
FALSE | T4BF-036KA | 1871 | 3075422 | NORDYNE, INC. | T4BF-036KA | HP | Split System: Heat Pump with Remote Outdoor Unit-Air-Source | T4BF-036KA |  | C6B(A,H)-X36(C,U)-C | 12.5 | 16 | 9 | Yes | Yes | 2011-01-22 |  | 1
TRUE | T4BF-024KA | 1866 | 3075425 | NORDYNE, INC. | T4BF-024KA | HP | Split System: Heat Pump with Remote Outdoor Unit-Air-Source | T4BF-024KA |  | B4VM-X24K-B | 13 | 16 | 9 | Yes | Yes | 2011-01-22 |  | 2
FALSE | T4BF-048KA | 1876 | 3075427 | NORDYNE, INC. | T4BF-048KA | HP | Split System: Heat Pump with Remote Outdoor Unit-Air-Source | T4BF-048KA |  | C6B(A,H)-X48(C,U)-C | 12.5 | 16 | 9 | Yes | Yes | 2011-01-22 |  | 1
FALSE | T4BF-036KA | 1871 | 3075429 | NORDYNE, INC. | T4BF-036KA | HP | Split System: Heat Pump with Remote Outdoor Unit-Air-Source | T4BF-036KA |  | B4VM-X36K-B | 12.5 | 16 | 9 | Yes | Yes | 2011-01-22 |  | 1
FALSE | T4BF-048KA | 1876 | 3075430 | NORDYNE, INC. | T4BF-048KA | HP | Split System: Heat Pump with Remote Outdoor Unit-Air-Source | T4BF-048KA |  | B4VM-X48K-C | 12.5 | 16 | 9 | Yes | Yes | 2011-01-22 |  | 1
FALSE | T4BF-024KB | 1866 | 3075931 | NORDYNE, INC. | T4BF-024KA | HP | Split System: Heat Pump with Remote Outdoor Unit-Air-Source | T4BF-024KA |  | C6B(A,H)-X26(C,U)-B | 13 | 16 | 9 | Yes | Yes | 2011-01-22 |  | 2
FALSE | T4BF-024KB | 1866 | 3075976 | GIBSON | JT4BF-024KA | HP | Split System: Heat Pump with Remote Outdoor Unit-Air-Source | T4BF-024KA |  | C6B(A,H)-X26(C,U)-B | 13 | 16 | 9 | Yes | Yes | 2011-02-08 |  | 2
FALSE | T4BF-036KA | 1871 | 3075977 | GIBSON | JT4BF-036KA | HP | Split System: Heat Pump with Remote Outdoor Unit-Air-Source | T4BF-036KA |  | C6B(A,H)-X36(C,U)-B | 12.5 | 16 | 9 | Yes | Yes | 2011-02-08 |  | 1
FALSE | T4BF-036KA | 1871 | 3075978 | GIBSON | JT4BF-036KA | HP | Split System: Heat Pump with Remote Outdoor Unit-Air-Source | T4BF-036KA |  | C6B(A,H)-X36(C,U)-C | 12.5 | 16 | 9 | Yes | Yes | 2011-02-08 |  | 1
FALSE | T4BF-048KA | 1876 | 3075979 | GIBSON | JT4BF-048KA | HP | Split System: Heat Pump with Remote Outdoor Unit-Air-Source | T4BF-048KA |  | C6B(A,H)-X48(C,U)-C | 12.5 | 16 | 9 | Yes | Yes | 2011-02-08 |  | 1
TRUE | T4BF-024KA | 1866 | 3075983 | GIBSON | JT4BF-024KA | HP | Split System: Heat Pump with Remote Outdoor Unit-Air-Source | T4BF-024KA |  | B4VM-X24K-B | 13 | 16 | 9 | Yes | Yes | 2011-02-08 |  | 2
FALSE | T4BF-036KA | 1871 | 3075984 | GIBSON | JT4BF-036KA | HP | Split System: Heat Pump with Remote Outdoor Unit-Air-Source | T4BF-036KA |  | B4VM-X36K-B | 12.5 | 16 | 9 | Yes | Yes | 2011-02-08 |  | 1
FALSE | T4BF-048KA | 1876 | 3075985 | GIBSON | JT4BF-048KA | HP | Split System: Heat Pump with Remote Outdoor Unit-Air-Source | T4BF-048KA |  | B4VM-X48K-C | 12.5 | 16 | 9 | Yes | Yes | 2011-02-08 |  | 1
FALSE | T4BF-024KB | 1866 | 3075987 | PHILCO | JT4BF-024KA | HP | Split System: Heat Pump with Remote Outdoor Unit-Air-Source | T4BF-024KA |  | C6B(A,H)-X26(C,U)-B | 13 | 16 | 9 | Yes | Yes | 2011-02-08 |  | 2
FALSE | T4BF-036KA | 1871 | 3075988 | PHILCO | JT4BF-036KA | HP | Split System: Heat Pump with Remote Outdoor Unit-Air-Source | T4BF-036KA |  | C6B(A,H)-X36(C,U)-B | 12.5 | 16 | 9 | Yes | Yes | 2011-02-08 |  | 1
FALSE | T4BF-036KA | 1871 | 3075989 | PHILCO | JT4BF-036KA | HP | Split System: Heat Pump with Remote Outdoor Unit-Air-Source | T4BF-036KA |  | C6B(A,H)-X36(C,U)-C | 12.5 | 16 | 9 | Yes | Yes | 2011-02-08 |  | 1
FALSE | T4BF-048KA | 1876 | 3075990 | PHILCO | JT4BF-048KA | HP | Split System: Heat Pump with Remote Outdoor Unit-Air-Source | T4BF-048KA |  | C6B(A,H)-X48(C,U)-C | 12.5 | 16 | 9 | Yes | Yes | 2011-02-08 |  | 1
TRUE | T4BF-024KA | 1866 | 3075994 | PHILCO | JT4BF-024KA | HP | Split System: Heat Pump with Remote Outdoor Unit-Air-Source | T4BF-024KA |  | B4VM-X24K-B | 13 | 16 | 9 | Yes | Yes | 2011-02-08 |  | 2
FALSE | T4BF-036KA | 1871 | 3075995 | PHILCO | JT4BF-036KA | HP | Split System: Heat Pump with Remote Outdoor Unit-Air-Source | T4BF-036KA |  | B4VM-X36K-B | 12.5 | 16 | 9 | Yes | Yes | 2011-02-08 |  | 1
FALSE | T4BF-048KA | 1876 | 3075996 | PHILCO | JT4BF-048KA | HP | Split System: Heat Pump with Remote Outdoor Unit-Air-Source | T4BF-048KA |  | B4VM-X48K-C | 12.5 | 16 | 9 | Yes | Yes | 2011-02-08 |  | 1
FALSE | T4BF-024KB | 1866 | 3075998 | KELVINATOR | JT4BF-024KA | HP | Split System: Heat Pump with Remote Outdoor Unit-Air-Source | T4BF-024KA |  | C6B(A,H)-X26(C,U)-B | 13 | 16 | 9 | Yes | Yes | 2011-02-08 |  | 2
FALSE | T4BF-036KA | 1871 | 3075999 | KELVINATOR | JT4BF-036KA | HP | Split System: Heat Pump with Remote Outdoor Unit-Air-Source | T4BF-036KA |  | C6B(A,H)-X36(C,U)-B | 12.5 | 16 | 9 | Yes | Yes | 2011-02-08 |  | 1
FALSE | T4BF-036KA | 1871 | 3076000 | KELVINATOR | JT4BF-036KA | HP | Split System: Heat Pump with Remote Outdoor Unit-Air-Source | T4BF-036KA |  | C6B(A,H)-X36(C,U)-C | 12.5 | 16 | 9 | Yes | Yes | 2011-02-08 |  | 1
FALSE | T4BF-048KA | 1876 | 3076001 | KELVINATOR | JT4BF-048KA | HP | Split System: Heat Pump with Remote Outdoor Unit-Air-Source | T4BF-048KA |  | C6B(A,H)-X48(C,U)-C | 12.5 | 16 | 9 | Yes | Yes | 2011-02-08 |  | 1
TRUE | T4BF-024KA | 1866 | 3076005 | KELVINATOR | JT4BF-024KA | HP | Split System: Heat Pump with Remote Outdoor Unit-Air-Source | T4BF-024KA |  | B4VM-X24K-B | 13 | 16 | 9 | Yes | Yes | 2011-02-08 |  | 2
FALSE | T4BF-036KA | 1871 | 3076006 | KELVINATOR | JT4BF-036KA | HP | Split System: Heat Pump with Remote Outdoor Unit-Air-Source | T4BF-036KA |  | B4VM-X36K-B | 12.5 | 16 | 9 | Yes | Yes | 2011-02-08 |  | 1
FALSE | T4BF-048KA | 1876 | 3076007 | KELVINATOR | JT4BF-048KA | HP | Split System: Heat Pump with Remote Outdoor Unit-Air-Source | T4BF-048KA |  | B4VM-X48K-C | 12.5 | 16 | 9 | Yes | Yes | 2011-02-08 |  | 1
FALSE | T4BF-024KB | 1866 | 3076009 | GRANDAIRE | JT4BF-024KA | HP | Split System: Heat Pump with Remote Outdoor Unit-Air-Source | T4BF-024KA |  | C6B(A,H)-X26(C,U)-B | 13 | 16 | 9 | Yes | Yes | 2011-02-08 |  | 2
FALSE | T4BF-036KA | 1871 | 3076010 | GRANDAIRE | JT4BF-036KA | HP | Split System: Heat Pump with Remote Outdoor Unit-Air-Source | T4BF-036KA |  | C6B(A,H)-X36(C,U)-B | 12.5 | 16 | 9 | Yes | Yes | 2011-02-08 |  | 1
FALSE | T4BF-036KA | 1871 | 3076066 | MAYTAG | PSH4BF036KA | HP | Split System: Heat Pump with Remote Outdoor Unit-Air-Source | T4BF-036KA |  | C6B(A,H)-X36(C,U)-C | 12.5 | 16 | 9 | Yes | Yes | 2011-02-08 |  | 1
FALSE | T4BF-048KA | 1876 | 3076067 | MAYTAG | PSH4BF048KA | HP | Split System: Heat Pump with Remote Outdoor Unit-Air-Source | T4BF-048KA |  | C6B(A,H)-X48(C,U)-C | 12.5 | 16 | 9 | Yes | Yes | 2011-02-08 |  | 1
TRUE | T4BF-024KA | 1866 | 3076071 | MAYTAG | PSH4BF024KA | HP | Split System: Heat Pump with Remote Outdoor Unit-Air-Source | T4BF-024KA |  | B4VM-X24K-B | 13 | 16 | 9 | Yes | Yes | 2011-02-08 |  | 2
FALSE | T4BF-036KA | 1871 | 3076072 | MAYTAG | PSH4BF036KA | HP | Split System: Heat Pump with Remote Outdoor Unit-Air-Source | T4BF-036KA |  | B4VM-X36K-B | 12.5 | 16 | 9 | Yes | Yes | 2011-02-08 |  | 1
FALSE | T4BF-048KA | 1876 | 3076073 | MAYTAG | PSH4BF048KA | HP | Split System: Heat Pump with Remote Outdoor Unit-Air-Source | T4BF-048KA |  | B4VM-X48K-C | 12.5 | 16 | 9 | Yes | Yes | 2011-02-08 |  | 1
FALSE | TPA036H4N*G | 1588 | 3081123 | LENNOX INDUSTRIES, INC. | TPA036H4N*Y | HP | Split System: Heat Pump with Remote Outdoor Unit-Air-Source | TPA036H4N*Y |  | CBX32MV-048*+TDR | 12.5 | 15 | 8.5 | Yes | Yes | 2011-01-22 |  | 1
FALSE | TPA036H4N*G | 1588 | 3081125 | LENNOX INDUSTRIES, INC. | TPA036H4N*Y | HP | Split System: Heat Pump with Remote Outdoor Unit-Air-Source | TPA036H4N*Y |  | CX34-38+TDR | 12.5 | 15 | 8.5 | Yes | Yes | 2011-01-22 |  | 1
FALSE | TPA036H4N*G | 1588 | 3081136 | LENNOX INDUSTRIES, INC. | TPA036H4N*Y | HP | Split System: Heat Pump with Remote Outdoor Unit-Air-Source | TPA036H4N*Y |  | CX34-43+TDR | 12.5 | 15 | 8.2 | Yes | Yes | 2011-01-22 |  | Below V5.0 Req.
FALSE | TPA036H4N*G | 1588 | 3081143 | LENNOX INDUSTRIES, INC. | TPA036H4N*Y | HP | Split System: Heat Pump with Remote Outdoor Unit-Air-Source | TPA036H4N*Y |  | CX34-49+TDR | 12.5 | 15 | 8.2 | Yes | Yes | 2011-01-22 |  | Below V5.0 Req.
FALSE | TPA036H4N*G | 1588 | 3081144 | LENNOX INDUSTRIES, INC. | TPA036H4N*Y | HP | Split System: Heat Pump with Remote Outdoor Unit-Air-Source | TPA036H4N*Y |  | CX34-49+TDR | 12.5 | 15 | 8.2 | Yes | Yes | 2011-01-22 |  | Below V5.0 Req.
FALSE | TPA036H4N*G | 1588 | 3081145 | LENNOX INDUSTRIES, INC. | TPA036H4N*Y | HP | Split System: Heat Pump with Remote Outdoor Unit-Air-Source | TPA036H4N*Y |  | CX34-50/60C+TDR | 12.5 | 15 | 8.2 | Yes | Yes | 2011-01-22 |  | Below V5.0 Req.
FALSE | TPA036H4N*G | 1588 | 3081147 | LENNOX INDUSTRIES, INC. | TPA036H4N*Y | HP | Split System: Heat Pump with Remote Outdoor Unit-Air-Source | TPA036H4N*Y |  | CR33-48+TDR+TXV | 12.5 | 14.5 | 8.2 | Yes | Yes | 2011-01-22 |  | Below V5.0 Req.
FALSE | TPA036H4N*G | 1588 | 3081151 | LENNOX INDUSTRIES, INC. | TPA036H4N*Y | HP | Split System: Heat Pump with Remote Outdoor Unit-Air-Source | TPA036H4N*Y |  | CR33-48+TDR+TXV | 12 | 14.5 | 8.2 | Yes | Yes | 2011-01-22 |  | Below V5.0 Req.
FALSE | T4BF-048KA | 1876 | 3076034 | TAPPAN | FT4BF-048KA | HP | Split System: Heat Pump with Remote Outdoor Unit-Air-Source | T4BF-048KA |  | C6B(A,H)-X48(C,U)-C | 12.5 | 16 | 9 | Yes | Yes | 2011-02-08 |  | 1
TRUE | T4BF-024KA | 1866 | 3076038 | TAPPAN | FT4BF-024KA | HP | Split System: Heat Pump with Remote Outdoor Unit-Air-Source | T4BF-024KA |  | B4VM-X24K-B | 13 | 16 | 9 | Yes | Yes | 2011-02-08 |  | 2
FALSE | T4BF-036KA | 1871 | 3076039 | TAPPAN | FT4BF-036KA | HP | Split System: Heat Pump with Remote Outdoor Unit-Air-Source | T4BF-036KA |  | B4VM-X36K-B | 12.5 | 16 | 9 | Yes | Yes | 2011-02-08 |  | 1
FALSE | T4BF-048KA | 1876 | 3076040 | TAPPAN | FT4BF-048KA | HP | Split System: Heat Pump with Remote Outdoor Unit-Air-Source | T4BF-048KA |  | B4VM-X48K-C | 12.5 | 16 | 9 | Yes | Yes | 2011-02-08 |  | 1
FALSE | T4BF-024KB | 1866 | 3076042 | WESTINGHOUSE | FT4BF-024KA | HP | Split System: Heat Pump with Remote Outdoor Unit-Air-Source | T4BF-024KA |  | C6B(A,H)-X26(C,U)-B | 13 | 16 | 9 | Yes | Yes | 2011-02-08 |  | 2
FALSE | T4BF-036KA | 1871 | 3076043 | WESTINGHOUSE | FT4BF-036KA | HP | Split System: Heat Pump with Remote Outdoor Unit-Air-Source | T4BF-036KA |  | C6B(A,H)-X36(C,U)-B | 12.5 | 16 | 9 | Yes | Yes | 2011-02-08 |  | 1
FALSE | T4BF-036KA | 1871 | 3076044 | WESTINGHOUSE | FT4BF-036KA | HP | Split System: Heat Pump with Remote Outdoor Unit-Air-Source | T4BF-036KA |  | C6B(A,H)-X36(C,U)-C | 12.5 | 16 | 9 | Yes | Yes | 2011-02-08 |  | 1
FALSE | T4BF-048KA | 1876 | 3076045 | WESTINGHOUSE | FT4BF-048KA | HP | Split System: Heat Pump with Remote Outdoor Unit-Air-Source | T4BF-048KA |  | C6B(A,H)-X48(C,U)-C | 12.5 | 16 | 9 | Yes | Yes | 2011-02-08 |  | 1
TRUE | T4BF-024KA | 1866 | 3076049 | WESTINGHOUSE | FT4BF-024KA | HP | Split System: Heat Pump with Remote Outdoor Unit-Air-Source | T4BF-024KA |  | B4VM-X24K-B | 13 | 16 | 9 | Yes | Yes | 2011-02-08 |  | 2
FALSE | T4BF-036KA | 1871 | 3076050 | WESTINGHOUSE | FT4BF-036KA | HP | Split System: Heat Pump with Remote Outdoor Unit-Air-Source | T4BF-036KA |  | B4VM-X36K-B | 12.5 | 16 | 9 | Yes | Yes | 2011-02-08 |  | 1
FALSE | T4BF-048KA | 1876 | 3076051 | WESTINGHOUSE | FT4BF-048KA | HP | Split System: Heat Pump with Remote Outdoor Unit-Air-Source | T4BF-048KA |  | B4VM-X48K-C | 12.5 | 16 | 9 | Yes | Yes | 2011-02-08 |  | 1
FALSE | T4BF-024KB | 1866 | 3076053 | NUTONE | FT4BF-024KA | HP | Split System: Heat Pump with Remote Outdoor Unit-Air-Source | T4BF-024KA |  | C6B(A,H)-X26(C,U)-B | 13 | 16 | 9 | Yes | Yes | 2011-02-08 |  | 2
FALSE | T4BF-036KA | 1871 | 3076054 | NUTONE | FT4BF-036KA | HP | Split System: Heat Pump with Remote Outdoor Unit-Air-Source | T4BF-036KA |  | C6B(A,H)-X36(C,U)-B | 12.5 | 16 | 9 | Yes | Yes | 2011-02-08 |  | 1
FALSE | T4BF-036KA | 1871 | 3076055 | NUTONE | FT4BF-036KA | HP | Split System: Heat Pump with Remote Outdoor Unit-Air-Source | T4BF-036KA |  | C6B(A,H)-X36(C,U)-C | 12.5 | 16 | 9 | Yes | Yes | 2011-02-08 |  | 1
FALSE | T4BF-048KA | 1876 | 3076056 | NUTONE | FT4BF-048KA | HP | Split System: Heat Pump with Remote Outdoor Unit-Air-Source | T4BF-048KA |  | C6B(A,H)-X48(C,U)-C | 12.5 | 16 | 9 | Yes | Yes | 2011-02-08 |  | 1
TRUE | T4BF-024KA | 1866 | 3076060 | NUTONE | FT4BF-024KA | HP | Split System: Heat Pump with Remote Outdoor Unit-Air-Source | T4BF-024KA |  | B4VM-X24K-B | 13 | 16 | 9 | Yes | Yes | 2011-02-08 |  | 2
FALSE | T4BF-036KA | 1871 | 3076061 | NUTONE | FT4BF-036KA | HP | Split System: Heat Pump with Remote Outdoor Unit-Air-Source | T4BF-036KA |  | B4VM-X36K-B | 12.5 | 16 | 9 | Yes | Yes | 2011-02-08 |  | 1
FALSE | T4BF-048KA | 1876 | 3076062 | NUTONE | FT4BF-048KA | HP | Split System: Heat Pump with Remote Outdoor Unit-Air-Source | T4BF-048KA |  | B4VM-X48K-C | 12.5 | 16 | 9 | Yes | Yes | 2011-02-08 |  | 1
FALSE | T4BF-024KB | 1866 | 3076064 | MAYTAG | PSH4BF024KA | HP | Split System: Heat Pump with Remote Outdoor Unit-Air-Source | T4BF-024KA |  | C6B(A,H)-X26(C,U)-B | 13 | 16 | 9 | Yes | Yes | 2011-02-08 |  | 2
FALSE | T4BF-036KA | 1871 | 3076065 | MAYTAG | PSH4BF036KA | HP | Split System: Heat Pump with Remote Outdoor Unit-Air-Source | T4BF-036KA |  | C6B(A,H)-X36(C,U)-B | 12.5 | 16 | 9 | Yes | Yes | 2011-02-08 |  | 1
FALSE | TPA036H4N*G | 1588 | 3081188 | LENNOX INDUSTRIES, INC. | TPA036H4N*Y | HP | Split System: Heat Pump with Remote Outdoor Unit-Air-Source | TPA036H4N*Y |  | CX34-50/60C+TDR | 12.5 | 15 | 8.2 | Yes | Yes | 2011-01-22 |  | Below V5.0 Req.
FALSE | TPA036H4N*G | 1588 | 3081189 | LENNOX INDUSTRIES, INC. | TPA036H4N*Y | HP | Split System: Heat Pump with Remote Outdoor Unit-Air-Source | TPA036H4N*Y |  | CR33-48+TDR+TXV | 12 | 14.5 | 8.2 | Yes | Yes | 2011-01-22 |  | Below V5.0 Req.
FALSE | TPA036H4N*G | 1588 | 3081190 | LENNOX INDUSTRIES, INC. | TPA036H4N*Y | HP | Split System: Heat Pump with Remote Outdoor Unit-Air-Source | TPA036H4N*Y |  | CR33-50/60+TDR+TXV | 13 | 15 | 9 | Yes | Yes | 2011-01-22 |  | 1
FALSE | TPA036H4N*G | 1588 | 3081191 | LENNOX INDUSTRIES, INC. | TPA036H4N*Y | HP | Split System: Heat Pump with Remote Outdoor Unit-Air-Source | TPA036H4N*Y |  | CH33-49+TDR+TXV | 12.5 | 15 | 8.2 | Yes | Yes | 2011-01-22 |  | Below V5.0 Req.
FALSE | TPA036H4N*G | 1588 | 3081192 | LENNOX INDUSTRIES, INC. | TPA036H4N*Y | HP | Split System: Heat Pump with Remote Outdoor Unit-Air-Source | TPA036H4N*Y |  | CH33-50/60C+TDR+TXV | 12.5 | 15 | 8.2 | Yes | Yes | 2011-01-22 |  | Below V5.0 Req.
FALSE | TPA036H4N*G | 1588 | 3081193 | LENNOX INDUSTRIES, INC. | TPA036H4N*Y | HP | Split System: Heat Pump with Remote Outdoor Unit-Air-Source | TPA036H4N*Y |  | CX34-43+TDR | 12.5 | 15 | 8.2 | Yes | Yes | 2011-01-22 |  | Below V5.0 Req.
FALSE | TPA036H4N*G | 1588 | 3081195 | LENNOX INDUSTRIES, INC. | TPA036H4N*Y | HP | Split System: Heat Pump with Remote Outdoor Unit-Air-Source | TPA036H4N*Y |  | CX34-49+TDR | 12.5 | 15 | 8.2 | Yes | Yes | 2011-01-22 |  | Below V5.0 Req.
FALSE | TPA036H4N*G | 1588 | 3081197 | LENNOX INDUSTRIES, INC. | TPA036H4N*Y | HP | Split System: Heat Pump with Remote Outdoor Unit-Air-Source | TPA036H4N*Y |  | CR33-48+TDR+TXV | 12 | 14.5 | 8.2 | Yes | Yes | 2011-01-22 |  | Below V5.0 Req.
FALSE | TPA036H4N*G | 1588 | 3081198 | LENNOX INDUSTRIES, INC. | TPA036H4N*Y | HP | Split System: Heat Pump with Remote Outdoor Unit-Air-Source | TPA036H4N*Y |  | CR33-50/60+TDR+TXV | 13 | 15 | 9 | Yes | Yes | 2011-01-22 |  | 1
FALSE | TPA036H4N*G | 1588 | 3081199 | LENNOX INDUSTRIES, INC. | TPA036H4N*Y | HP | Split System: Heat Pump with Remote Outdoor Unit-Air-Source | TPA036H4N*Y |  | CH33-49+TDR+TXV | 12.5 | 15 | 8.2 | Yes | Yes | 2011-01-22 |  | Below V5.0 Req.
FALSE | TPA036H4N*G | 1588 | 3081200 | LENNOX INDUSTRIES, INC. | TPA036H4N*Y | HP | Split System: Heat Pump with Remote Outdoor Unit-Air-Source | TPA036H4N*Y |  | CH33-50/60C+TDR+TXV | 12.5 | 15 | 8.2 | Yes | Yes | 2011-01-22 |  | Below V5.0 Req.
FALSE | TPA036H4N*G | 1588 | 3081203 | LENNOX INDUSTRIES, INC. | TPA036H4N*Y | HP | Split System: Heat Pump with Remote Outdoor Unit-Air-Source | TPA036H4N*Y |  | CBX27UH-042-230*+TDR | 13 | 15 | 8.75 | Yes | Yes | 2011-01-22 |  | 1
FALSE | TPA036H4N*G | 1588 | 3081218 | LENNOX INDUSTRIES, INC. | TPA036H4N*G | HP | Split System: Heat Pump with Remote Outdoor Unit-Air-Source | TPA036H4N*G |  | CBX32MV-048*+TDR | 12.5 | 15 | 8.5 | Yes | Yes | 2011-01-22 |  | 1
FALSE | TPA036H4N*G | 1588 | 3081220 | LENNOX INDUSTRIES, INC. | TPA036H4N*G | HP | Split System: Heat Pump with Remote Outdoor Unit-Air-Source | TPA036H4N*G |  | CX34-38+TDR | 12.5 | 15 | 8.5 | Yes | Yes | 2011-01-22 |  | 1
FALSE | TPA036H4N*G | 1588 | 3081231 | LENNOX INDUSTRIES, INC. | TPA036H4N*G | HP | Split System: Heat Pump with Remote Outdoor Unit-Air-Source | TPA036H4N*G |  | CX34-43+TDR | 12.5 | 15 | 8.2 | Yes | Yes | 2011-01-22 |  | Below V5.0 Req.
FALSE | TPA036H4N*G | 1588 | 3081238 | LENNOX INDUSTRIES, INC. | TPA036H4N*G | HP | Split System: Heat Pump with Remote Outdoor Unit-Air-Source | TPA036H4N*G |  | CX34-49+TDR | 12.5 | 15 | 8.2 | Yes | Yes | 2011-01-22 |  | Below V5.0 Req.
FALSE | TPA036H4N*G | 1588 | 3081239 | LENNOX INDUSTRIES, INC. | TPA036H4N*G | HP | Split System: Heat Pump with Remote Outdoor Unit-Air-Source | TPA036H4N*G |  | CX34-49+TDR | 12.5 | 15 | 8.2 | Yes | Yes | 2011-01-22 |  | Below V5.0 Req.
FALSE | TPA036H4N*G | 1588 | 3081273 | LENNOX INDUSTRIES, INC. | TPA036H4N*G | HP | Split System: Heat Pump with Remote Outdoor Unit-Air-Source | TPA036H4N*G |  | CX34-49+TDR | 12.5 | 14.5 | 8.25 | Yes | Yes | 2011-01-22 |  | Below V5.0 Req.
FALSE | TPA036H4N*G | 1588 | 3081279 | LENNOX INDUSTRIES, INC. | TPA036H4N*G | HP | Split System: Heat Pump with Remote Outdoor Unit-Air-Source | TPA036H4N*G |  | CH33-43+TDR+TXV | 12.5 | 14.5 | 8.2 | Yes | Yes | 2011-01-22 |  | Below V5.0 Req.
FALSE | TPA036H4N*G | 1588 | 3081282 | LENNOX INDUSTRIES, INC. | TPA036H4N*G | HP | Split System: Heat Pump with Remote Outdoor Unit-Air-Source | TPA036H4N*G |  | CX34-49+TDR | 12.5 | 15 | 8.2 | Yes | Yes | 2011-01-22 |  | Below V5.0 Req.
FALSE | TPA036H4N*G | 1588 | 3081283 | LENNOX INDUSTRIES, INC. | TPA036H4N*G | HP | Split System: Heat Pump with Remote Outdoor Unit-Air-Source | TPA036H4N*G |  | CX34-50/60C+TDR | 12.5 | 15 | 8.2 | Yes | Yes | 2011-01-22 |  | Below V5.0 Req.
FALSE | TPA036H4N*G | 1588 | 3081284 | LENNOX INDUSTRIES, INC. | TPA036H4N*G | HP | Split System: Heat Pump with Remote Outdoor Unit-Air-Source | TPA036H4N*G |  | CR33-48+TDR+TXV | 12 | 14.5 | 8.2 | Yes | Yes | 2011-01-22 |  | Below V5.0 Req.
FALSE | TPA036H4N*G | 1588 | 3081285 | LENNOX INDUSTRIES, INC. | TPA036H4N*G | HP | Split System: Heat Pump with Remote Outdoor Unit-Air-Source | TPA036H4N*G |  | CR33-50/60+TDR+TXV | 13 | 15 | 9 | Yes | Yes | 2011-01-22 |  | 1
FALSE | TPA036H4N*G | 1588 | 3081286 | LENNOX INDUSTRIES, INC. | TPA036H4N*G | HP | Split System: Heat Pump with Remote Outdoor Unit-Air-Source | TPA036H4N*G |  | CH33-49+TDR+TXV | 12.5 | 15 | 8.2 | Yes | Yes | 2011-01-22 |  | Below V5.0 Req.
FALSE | TPA036H4N*G | 1588 | 3081287 | LENNOX INDUSTRIES, INC. | TPA036H4N*G | HP | Split System: Heat Pump with Remote Outdoor Unit-Air-Source | TPA036H4N*G |  | CH33-50/60C+TDR+TXV | 12.5 | 15 | 8.2 | Yes | Yes | 2011-01-22 |  | Below V5.0 Req.
FALSE | TPA036H4N*G | 1588 | 3081288 | LENNOX INDUSTRIES, INC. | TPA036H4N*G | HP | Split System: Heat Pump with Remote Outdoor Unit-Air-Source | TPA036H4N*G |  | CX34-43+TDR | 12.5 | 15 | 8.2 | Yes | Yes | 2011-01-22 |  | Below V5.0 Req.
FALSE | TPA036H4N*G | 1588 | 3081290 | LENNOX INDUSTRIES, INC. | TPA036H4N*G | HP | Split System: Heat Pump with Remote Outdoor Unit-Air-Source | TPA036H4N*G |  | CX34-49+TDR | 12.5 | 15 | 8.2 | Yes | Yes | 2011-01-22 |  | Below V5.0 Req.
FALSE | TPA036H4N*G | 1588 | 3081292 | LENNOX INDUSTRIES, INC. | TPA036H4N*G | HP | Split System: Heat Pump with Remote Outdoor Unit-Air-Source | TPA036H4N*G |  | CR33-48+TDR+TXV | 12 | 14.5 | 8.2 | Yes | Yes | 2011-01-22 |  | Below V5.0 Req.
FALSE | TPA036H4N*G | 1588 | 3081293 | LENNOX INDUSTRIES, INC. | TPA036H4N*G | HP | Split System: Heat Pump with Remote Outdoor Unit-Air-Source | TPA036H4N*G |  | CR33-50/60+TDR+TXV | 13 | 15 | 9 | Yes | Yes | 2011-01-22 |  | 1
FALSE | TPA036H4N*G | 1588 | 3081294 | LENNOX INDUSTRIES, INC. | TPA036H4N*G | HP | Split System: Heat Pump with Remote Outdoor Unit-Air-Source | TPA036H4N*G |  | CH33-49+TDR+TXV | 12.5 | 15 | 8.2 | Yes | Yes | 2011-01-22 |  | Below V5.0 Req.
FALSE | TPA036H4N*G | 1588 | 3081295 | LENNOX INDUSTRIES, INC. | TPA036H4N*G | HP | Split System: Heat Pump with Remote Outdoor Unit-Air-Source | TPA036H4N*G |  | CH33-50/60C+TDR+TXV | 12.5 | 15 | 8.2 | Yes | Yes | 2011-01-22 |  | Below V5.0 Req.
FALSE | TPA036H4N*G | 1588 | 3081298 | LENNOX INDUSTRIES, INC. | TPA036H4N*G | HP | Split System: Heat Pump with Remote Outdoor Unit-Air-Source | TPA036H4N*G |  | CBX27UH-042-230*+TDR | 13 | 15 | 8.75 | Yes | Yes | 2011-01-22 |  | 1
FALSE | TPA042H4N*G | 1606 | 3081313 | LENNOX INDUSTRIES, INC. | TPA042H4N*Y | HP | Split System: Heat Pump with Remote Outdoor Unit-Air-Source | TPA042H4N*Y |  | CBX32MV-048*+TDR | 12.5 | 14.5 | 8.2 | Yes | Yes | 2011-01-22 |  | Below V5.0 Req.
FALSE | TPA042H4N*G | 1606 | 3081334 | LENNOX INDUSTRIES, INC. | TPA042H4N*Y | HP | Split System: Heat Pump with Remote Outdoor Unit-Air-Source | TPA042H4N*Y |  | CR33-50/60+TDR+TXV | 12 | 14.5 | 8.5 | Yes | Yes | 2011-01-22 |  | 0
FALSE | TPA042H4N*G | 1606 | 3081336 | LENNOX INDUSTRIES, INC. | TPA042H4N*Y | HP | Split System: Heat Pump with Remote Outdoor Unit-Air-Source | TPA042H4N*Y |  | CR33-50/60+TDR+TXV | 12 | 14.5 | 8.5 | Yes | Yes | 2011-01-22 |  | 0
FALSE | TPA042H4N*G | 1606 | 3081338 | LENNOX INDUSTRIES, INC. | TPA042H4N*Y | HP | Split System: Heat Pump with Remote Outdoor Unit-Air-Source | TPA042H4N*Y |  | CR33-50/60+TDR+TXV | 12 | 14.5 | 8.5 | Yes | Yes | 2011-01-22 |  | 0
FALSE | TPA042H4N*G | 1606 | 3081339 | LENNOX INDUSTRIES, INC. | TPA042H4N*Y | HP | Split System: Heat Pump with Remote Outdoor Unit-Air-Source | TPA042H4N*Y |  | CR33-50/60+TDR+TXV | 12 | 14.5 | 8.5 | Yes | Yes | 2011-01-22 |  | 0
FALSE | TPA042H4N*G | 1606 | 3081340 | LENNOX INDUSTRIES, INC. | TPA042H4N*Y | HP | Split System: Heat Pump with Remote Outdoor Unit-Air-Source | TPA042H4N*Y |  | CR33-60+TDR+TXV | 12 | 14.5 | 8.5 | Yes | Yes | 2011-01-22 |  | 0
FALSE | TPA042H4N*G | 1606 | 3081341 | LENNOX INDUSTRIES, INC. | TPA042H4N*Y | HP | Split System: Heat Pump with Remote Outdoor Unit-Air-Source | TPA042H4N*Y |  | CR33-60+TDR+TXV | 12 | 14.5 | 8.5 | Yes | Yes | 2011-01-22 |  | 0
FALSE | TPA042H4N*G | 1606 | 3081342 | LENNOX INDUSTRIES, INC. | TPA042H4N*Y | HP | Split System: Heat Pump with Remote Outdoor Unit-Air-Source | TPA042H4N*Y |  | CH23-68+TDR+TXV | 12 | 14.5 | 8.5 | Yes | Yes | 2011-01-22 |  | 0
FALSE | TPA042H4N*G | 1606 | 3081343 | LENNOX INDUSTRIES, INC. | TPA042H4N*Y | HP | Split System: Heat Pump with Remote Outdoor Unit-Air-Source | TPA042H4N*Y |  | CH23-68+TDR+TXV | 12 | 14.5 | 8.5 | Yes | Yes | 2011-01-22 |  | 0
FALSE | TPA042H4N*G | 1606 | 3081344 | LENNOX INDUSTRIES, INC. | TPA042H4N*Y | HP | Split System: Heat Pump with Remote Outdoor Unit-Air-Source | TPA042H4N*Y |  | CH23-68+TDR+TXV | 12 | 14.5 | 8.5 | Yes | Yes | 2011-01-22 |  | 0
FALSE | TPA042H4N*G | 1606 | 3081345 | LENNOX INDUSTRIES, INC. | TPA042H4N*Y | HP | Split System: Heat Pump with Remote Outdoor Unit-Air-Source | TPA042H4N*Y |  | CH23-68+TDR+TXV | 12 | 14.5 | 8.5 | Yes | Yes | 2011-01-22 |  | 0
FALSE | TPA042H4N*G | 1606 | 3081346 | LENNOX INDUSTRIES, INC. | TPA042H4N*Y | HP | Split System: Heat Pump with Remote Outdoor Unit-Air-Source | TPA042H4N*Y |  | CH23-68+TDR+TXV | 12 | 14.5 | 8.5 | Yes | Yes | 2011-01-22 |  | 0
FALSE | TPA042H4N*G | 1606 | 3081347 | LENNOX INDUSTRIES, INC. | TPA042H4N*Y | HP | Split System: Heat Pump with Remote Outdoor Unit-Air-Source | TPA042H4N*Y |  | CH23-68+TDR+TXV | 12 | 14.5 | 8.5 | Yes | Yes | 2011-01-22 |  | 0
FALSE | TPA042H4N*G | 1606 | 3081348 | LENNOX INDUSTRIES, INC. | TPA042H4N*Y | HP | Split System: Heat Pump with Remote Outdoor Unit-Air-Source | TPA042H4N*Y |  | CH33-43B+TDR+TXV | 12 | 14.5 | 8.5 | Yes | Yes | 2011-01-22 |  | 0
FALSE | TPA042H4N*G | 1606 | 3081352 | LENNOX INDUSTRIES, INC. | TPA042H4N*Y | HP | Split System: Heat Pump with Remote Outdoor Unit-Air-Source | TPA042H4N*Y |  | CH33-43C+TDR+TXV | 12 | 14.5 | 8.2 | Yes | Yes | 2011-01-22 |  | Below V5.0 Req.
FALSE | TPA042H4N*G | 1606 | 3081353 | LENNOX INDUSTRIES, INC. | TPA042H4N*Y | HP | Split System: Heat Pump with Remote Outdoor Unit-Air-Source | TPA042H4N*Y |  | CH33-43C+TDR+TXV | 12 | 14.5 | 8.2 | Yes | Yes | 2011-01-22 |  | Below V5.0 Req.
FALSE | TPA042H4N*G | 1606 | 3081355 | LENNOX INDUSTRIES, INC. | TPA042H4N*Y | HP | Split System: Heat Pump with Remote Outdoor Unit-Air-Source | TPA042H4N*Y |  | CH33-43C+TDR+TXV | 12 | 14.5 | 8.2 | Yes | Yes | 2011-01-22 |  | Below V5.0 Req.
FALSE | TPA042H4N*G | 1606 | 3081356 | LENNOX INDUSTRIES, INC. | TPA042H4N*Y | HP | Split System: Heat Pump with Remote Outdoor Unit-Air-Source | TPA042H4N*Y |  | CH33-43C+TDR+TXV | 12 | 14.5 | 8.2 | Yes | Yes | 2011-01-22 |  | Below V5.0 Req.
FALSE | TPA042H4N*G | 1606 | 3081384 | LENNOX INDUSTRIES, INC. | TPA042H4N*Y | HP | Split System: Heat Pump with Remote Outdoor Unit-Air-Source | TPA042H4N*Y |  | CR33-50/60+TDR+TXV | 12 | 14.5 | 8.5 | Yes | Yes | 2011-01-22 |  | 0
FALSE | TPA042H4N*G | 1606 | 3081385 | LENNOX INDUSTRIES, INC. | TPA042H4N*Y | HP | Split System: Heat Pump with Remote Outdoor Unit-Air-Source | TPA042H4N*Y |  | CH23-68+TDR+TXV | 12 | 14.5 | 8.5 | Yes | Yes | 2011-01-22 |  | 0
FALSE | TPA042H4N*G | 1606 | 3081386 | LENNOX INDUSTRIES, INC. | TPA042H4N*Y | HP | Split System: Heat Pump with Remote Outdoor Unit-Air-Source | TPA042H4N*Y |  | CH33-43C+TDR+TXV | 12 | 14.5 | 8.2 | Yes | Yes | 2011-01-22 |  | Below V5.0 Req.
FALSE | TPA042H4N*G | 1606 | 3081387 | LENNOX INDUSTRIES, INC. | TPA042H4N*Y | HP | Split System: Heat Pump with Remote Outdoor Unit-Air-Source | TPA042H4N*Y |  | CH33-50/60C+TDR+TXV | 12 | 14.5 | 8.2 | Yes | Yes | 2011-01-22 |  | Below V5.0 Req.
FALSE | TPA042H4N*G | 1606 | 3081388 | LENNOX INDUSTRIES, INC. | TPA042H4N*Y | HP | Split System: Heat Pump with Remote Outdoor Unit-Air-Source | TPA042H4N*Y |  | CX34-49+TDR | 12 | 14.5 | 8.2 | Yes | Yes | 2011-01-22 |  | Below V5.0 Req.
FALSE | TPA042H4N*G | 1606 | 3081389 | LENNOX INDUSTRIES, INC. | TPA042H4N*Y | HP | Split System: Heat Pump with Remote Outdoor Unit-Air-Source | TPA042H4N*Y |  | CX34-62C+TDR | 12.5 | 15 | 8.5 | Yes | Yes | 2011-01-22 |  | 1
FALSE | TPA042H4N*G | 1606 | 3081390 | LENNOX INDUSTRIES, INC. | TPA042H4N*Y | HP | Split System: Heat Pump with Remote Outdoor Unit-Air-Source | TPA042H4N*Y |  | CR33-50/60+TDR+TXV | 12 | 14.5 | 8.5 | Yes | Yes | 2011-01-22 |  | 0
FALSE | TPA042H4N*G | 1606 | 3081391 | LENNOX INDUSTRIES, INC. | TPA042H4N*Y | HP | Split System: Heat Pump with Remote Outdoor Unit-Air-Source | TPA042H4N*Y |  | CH23-68+TDR+TXV | 12 | 14.5 | 8.5 | Yes | Yes | 2011-01-22 |  | 0
FALSE | TPA042H4N*G | 1606 | 3081393 | LENNOX INDUSTRIES, INC. | TPA042H4N*Y | HP | Split System: Heat Pump with Remote Outdoor Unit-Air-Source | TPA042H4N*Y |  | CH33-50/60C+TDR+TXV | 12 | 14.5 | 8.2 | Yes | Yes | 2011-01-22 |  | Below V5.0 Req.
FALSE | TPA042H4N*G | 1606 | 3081394 | LENNOX INDUSTRIES, INC. | TPA042H4N*Y | HP | Split System: Heat Pump with Remote Outdoor Unit-Air-Source | TPA042H4N*Y |  | CX34-60D+TDR | 12 | 14.5 | 8.5 | Yes | Yes | 2011-01-22 |  | 0
FALSE | TPA042H4N*G | 1606 | 3081395 | LENNOX INDUSTRIES, INC. | TPA042H4N*Y | HP | Split System: Heat Pump with Remote Outdoor Unit-Air-Source | TPA042H4N*Y |  | CX34-62D+TDR | 13 | 15 | 9 | Yes | Yes | 2011-01-22 |  | 1
FALSE | TPA042H4N*G | 1606 | 3081396 | LENNOX INDUSTRIES, INC. | TPA042H4N*Y | HP | Split System: Heat Pump with Remote Outdoor Unit-Air-Source | TPA042H4N*Y |  | CR33-60+TDR+TXV | 12 | 14.5 | 8.5 | Yes | Yes | 2011-01-22 |  | 0
FALSE | TPA042H4N*G | 1606 | 3081397 | LENNOX INDUSTRIES, INC. | TPA042H4N*Y | HP | Split System: Heat Pump with Remote Outdoor Unit-Air-Source | TPA042H4N*Y |  | CH33-60D+TDR+TXV | 12 | 14.5 | 8.2 | Yes | Yes | 2011-01-22 |  | Below V5.0 Req.
FALSE | TPA042H4N*G | 1606 | 3081398 | LENNOX INDUSTRIES, INC. | TPA042H4N*Y | HP | Split System: Heat Pump with Remote Outdoor Unit-Air-Source | TPA042H4N*Y |  | CH33-62D+TDR+TXV | 12 | 14.5 | 8.2 | Yes | Yes | 2011-01-22 |  | Below V5.0 Req.
FALSE | TPA042H4N*G | 1606 | 3081412 | LENNOX INDUSTRIES, INC. | TPA042H4N*G | HP | Split System: Heat Pump with Remote Outdoor Unit-Air-Source | TPA042H4N*G |  | CBX32MV-048*+TDR | 12.5 | 14.5 | 8.2 | Yes | Yes | 2011-01-22 |  | Below V5.0 Req.
FALSE | TPA042H4N*G | 1606 | 3081414 | LENNOX INDUSTRIES, INC. | TPA042H4N*G | HP | Split System: Heat Pump with Remote Outdoor Unit-Air-Source | TPA042H4N*G |  | CX34-49+TDR | 12.5 | 15 | 8.5 | Yes | Yes | 2011-01-22 |  | 1
FALSE | TPA042H4N*G | 1606 | 3081415 | LENNOX INDUSTRIES, INC. | TPA042H4N*G | HP | Split System: Heat Pump with Remote Outdoor Unit-Air-Source | TPA042H4N*G |  | CX34-49+TDR | 12 | 14.5 | 8.5 | Yes | Yes | 2011-01-22 |  | 0
FALSE | TPA042H4N*G | 1606 | 3081417 | LENNOX INDUSTRIES, INC. | TPA042H4N*G | HP | Split System: Heat Pump with Remote Outdoor Unit-Air-Source | TPA042H4N*G |  | CX34-49+TDR | 12 | 14.5 | 8.2 | Yes | Yes | 2011-01-22 |  | Below V5.0 Req.
FALSE | TPA042H4N*G | 1606 | 3081437 | LENNOX INDUSTRIES, INC. | TPA042H4N*G | HP | Split System: Heat Pump with Remote Outdoor Unit-Air-Source | TPA042H4N*G |  | CR33-50/60+TDR+TXV | 12 | 14.5 | 8.5 | Yes | Yes | 2011-01-22 |  | 0
FALSE | TPA042H4N*G | 1606 | 3081438 | LENNOX INDUSTRIES, INC. | TPA042H4N*G | HP | Split System: Heat Pump with Remote Outdoor Unit-Air-Source | TPA042H4N*G |  | CR33-50/60+TDR+TXV | 12 | 14.5 | 8.5 | Yes | Yes | 2011-01-22 |  | 0
FALSE | TPA042H4N*G | 1606 | 3081439 | LENNOX INDUSTRIES, INC. | TPA042H4N*G | HP | Split System: Heat Pump with Remote Outdoor Unit-Air-Source | TPA042H4N*G |  | CR33-60+TDR+TXV | 12 | 14.5 | 8.5 | Yes | Yes | 2011-01-22 |  | 0
FALSE | TPA042H4N*G | 1606 | 3081440 | LENNOX INDUSTRIES, INC. | TPA042H4N*G | HP | Split System: Heat Pump with Remote Outdoor Unit-Air-Source | TPA042H4N*G |  | CR33-60+TDR+TXV | 12 | 14.5 | 8.5 | Yes | Yes | 2011-01-22 |  | 0
FALSE | TPA042H4N*G | 1606 | 3081441 | LENNOX INDUSTRIES, INC. | TPA042H4N*G | HP | Split System: Heat Pump with Remote Outdoor Unit-Air-Source | TPA042H4N*G |  | CH23-68+TDR+TXV | 12 | 14.5 | 8.5 | Yes | Yes | 2011-01-22 |  | 0
FALSE | TPA042H4N*G | 1606 | 3081442 | LENNOX INDUSTRIES, INC. | TPA042H4N*G | HP | Split System: Heat Pump with Remote Outdoor Unit-Air-Source | TPA042H4N*G |  | CH23-68+TDR+TXV | 12 | 14.5 | 8.5 | Yes | Yes | 2011-01-22 |  | 0
FALSE | TPA042H4N*G | 1606 | 3081443 | LENNOX INDUSTRIES, INC. | TPA042H4N*G | HP | Split System: Heat Pump with Remote Outdoor Unit-Air-Source | TPA042H4N*G |  | CH23-68+TDR+TXV | 12 | 14.5 | 8.5 | Yes | Yes | 2011-01-22 |  | 0
FALSE | TPA042H4N*G | 1606 | 3081444 | LENNOX INDUSTRIES, INC. | TPA042H4N*G | HP | Split System: Heat Pump with Remote Outdoor Unit-Air-Source | TPA042H4N*G |  | CH23-68+TDR+TXV | 12 | 14.5 | 8.5 | Yes | Yes | 2011-01-22 |  | 0
FALSE | TPA042H4N*G | 1606 | 3081445 | LENNOX INDUSTRIES, INC. | TPA042H4N*G | HP | Split System: Heat Pump with Remote Outdoor Unit-Air-Source | TPA042H4N*G |  | CH23-68+TDR+TXV | 12 | 14.5 | 8.5 | Yes | Yes | 2011-01-22 |  | 0
FALSE | TPA042H4N*G | 1606 | 3081446 | LENNOX INDUSTRIES, INC. | TPA042H4N*G | HP | Split System: Heat Pump with Remote Outdoor Unit-Air-Source | TPA042H4N*G |  | CH23-68+TDR+TXV | 12 | 14.5 | 8.5 | Yes | Yes | 2011-01-22 |  | 0
FALSE | TPA042H4N*G | 1606 | 3081447 | LENNOX INDUSTRIES, INC. | TPA042H4N*G | HP | Split System: Heat Pump with Remote Outdoor Unit-Air-Source | TPA042H4N*G |  | CH33-43B+TDR+TXV | 12 | 14.5 | 8.5 | Yes | Yes | 2011-01-22 |  | 0
FALSE | TPA042H4N*G | 1606 | 3081451 | LENNOX INDUSTRIES, INC. | TPA042H4N*G | HP | Split System: Heat Pump with Remote Outdoor Unit-Air-Source | TPA042H4N*G |  | CH33-43C+TDR+TXV | 12 | 14.5 | 8.2 | Yes | Yes | 2011-01-22 |  | Below V5.0 Req.
FALSE | TPA042H4N*G | 1606 | 3081452 | LENNOX INDUSTRIES, INC. | TPA042H4N*G | HP | Split System: Heat Pump with Remote Outdoor Unit-Air-Source | TPA042H4N*G |  | CH33-43C+TDR+TXV | 12 | 14.5 | 8.2 | Yes | Yes | 2011-01-22 |  | Below V5.0 Req.
FALSE | TPA042H4N*G | 1606 | 3081454 | LENNOX INDUSTRIES, INC. | TPA042H4N*G | HP | Split System: Heat Pump with Remote Outdoor Unit-Air-Source | TPA042H4N*G |  | CH33-43C+TDR+TXV | 12 | 14.5 | 8.2 | Yes | Yes | 2011-01-22 |  | Below V5.0 Req.
FALSE | TPA042H4N*G | 1606 | 3081455 | LENNOX INDUSTRIES, INC. | TPA042H4N*G | HP | Split System: Heat Pump with Remote Outdoor Unit-Air-Source | TPA042H4N*G |  | CH33-43C+TDR+TXV | 12 | 14.5 | 8.2 | Yes | Yes | 2011-01-22 |  | Below V5.0 Req.
FALSE | TPA042H4N*G | 1606 | 3081457 | LENNOX INDUSTRIES, INC. | TPA042H4N*G | HP | Split System: Heat Pump with Remote Outdoor Unit-Air-Source | TPA042H4N*G |  | CH33-43C+TDR+TXV | 12 | 14.5 | 8.2 | Yes | Yes | 2011-01-22 |  | Below V5.0 Req.
FALSE | TPA042H4N*G | 1606 | 3081458 | LENNOX INDUSTRIES, INC. | TPA042H4N*G | HP | Split System: Heat Pump with Remote Outdoor Unit-Air-Source | TPA042H4N*G |  | CH33-50/60C+TDR+TXV | 12 | 14.5 | 8.2 | Yes | Yes | 2011-01-22 |  | Below V5.0 Req.
FALSE | TPA042H4N*G | 1606 | 3081459 | LENNOX INDUSTRIES, INC. | TPA042H4N*G | HP | Split System: Heat Pump with Remote Outdoor Unit-Air-Source | TPA042H4N*G |  | CH33-50/60C+TDR+TXV | 12 | 14.5 | 8.2 | Yes | Yes | 2011-01-22 |  | Below V5.0 Req.
FALSE | TPA042H4N*G | 1606 | 3081486 | LENNOX INDUSTRIES, INC. | TPA042H4N*G | HP | Split System: Heat Pump with Remote Outdoor Unit-Air-Source | TPA042H4N*G |  | CH33-50/60C+TDR+TXV | 12 | 14.5 | 8.2 | Yes | Yes | 2011-01-22 |  | Below V5.0 Req.
FALSE | TPA042H4N*G | 1606 | 3081487 | LENNOX INDUSTRIES, INC. | TPA042H4N*G | HP | Split System: Heat Pump with Remote Outdoor Unit-Air-Source | TPA042H4N*G |  | CX34-49+TDR | 12 | 14.5 | 8.2 | Yes | Yes | 2011-01-22 |  | Below V5.0 Req.
FALSE | TPA042H4N*G | 1606 | 3081488 | LENNOX INDUSTRIES, INC. | TPA042H4N*G | HP | Split System: Heat Pump with Remote Outdoor Unit-Air-Source | TPA042H4N*G |  | CX34-62C+TDR | 12.5 | 15 | 8.5 | Yes | Yes | 2011-01-22 |  | 1
FALSE | TPA042H4N*G | 1606 | 3081489 | LENNOX INDUSTRIES, INC. | TPA042H4N*G | HP | Split System: Heat Pump with Remote Outdoor Unit-Air-Source | TPA042H4N*G |  | CR33-50/60+TDR+TXV | 12 | 14.5 | 8.5 | Yes | Yes | 2011-01-22 |  | 0
FALSE | TPA042H4N*G | 1606 | 3081490 | LENNOX INDUSTRIES, INC. | TPA042H4N*G | HP | Split System: Heat Pump with Remote Outdoor Unit-Air-Source | TPA042H4N*G |  | CH23-68+TDR+TXV | 12 | 14.5 | 8.5 | Yes | Yes | 2011-01-22 |  | 0
FALSE | TPA042H4N*G | 1606 | 3081492 | LENNOX INDUSTRIES, INC. | TPA042H4N*G | HP | Split System: Heat Pump with Remote Outdoor Unit-Air-Source | TPA042H4N*G |  | CH33-50/60C+TDR+TXV | 12 | 14.5 | 8.2 | Yes | Yes | 2011-01-22 |  | Below V5.0 Req.
FALSE | TPA042H4N*G | 1606 | 3081493 | LENNOX INDUSTRIES, INC. | TPA042H4N*G | HP | Split System: Heat Pump with Remote Outdoor Unit-Air-Source | TPA042H4N*G |  | CX34-60D+TDR | 12 | 14.5 | 8.5 | Yes | Yes | 2011-01-22 |  | 0
FALSE | TPA042H4N*G | 1606 | 3081494 | LENNOX INDUSTRIES, INC. | TPA042H4N*G | HP | Split System: Heat Pump with Remote Outdoor Unit-Air-Source | TPA042H4N*G |  | CX34-62D+TDR | 13 | 15 | 9 | Yes | Yes | 2011-01-22 |  | 1
FALSE | TPA042H4N*G | 1606 | 3081495 | LENNOX INDUSTRIES, INC. | TPA042H4N*G | HP | Split System: Heat Pump with Remote Outdoor Unit-Air-Source | TPA042H4N*G |  | CR33-60+TDR+TXV | 12 | 14.5 | 8.5 | Yes | Yes | 2011-01-22 |  | 0
FALSE | TPA042H4N*G | 1606 | 3081496 | LENNOX INDUSTRIES, INC. | TPA042H4N*G | HP | Split System: Heat Pump with Remote Outdoor Unit-Air-Source | TPA042H4N*G |  | CH33-60D+TDR+TXV | 12 | 14.5 | 8.2 | Yes | Yes | 2011-01-22 |  | Below V5.0 Req.
FALSE | TPA042H4N*G | 1606 | 3081497 | LENNOX INDUSTRIES, INC. | TPA042H4N*G | HP | Split System: Heat Pump with Remote Outdoor Unit-Air-Source | TPA042H4N*G |  | CH33-62D+TDR+TXV | 12 | 14.5 | 8.2 | Yes | Yes | 2011-01-22 |  | Below V5.0 Req.
FALSE | TPA048H4N*G | 1610 | 3081512 | LENNOX INDUSTRIES, INC. | TPA048H4N*Y | HP | Split System: Heat Pump with Remote Outdoor Unit-Air-Source | TPA048H4N*Y |  | CBX32MV-068*+TDR | 12 | 14.5 | 8.5 | Yes | Yes | 2011-01-22 |  | 0
FALSE | TPA048H4N*G | 1610 | 3081513 | LENNOX INDUSTRIES, INC. | TPA048H4N*Y | HP | Split System: Heat Pump with Remote Outdoor Unit-Air-Source | TPA048H4N*Y |  | CX34-49+TDR | 12 | 14.5 | 8.2 | Yes | Yes | 2011-01-22 |  | Below V5.0 Req.
FALSE | TPA048H4N*G | 1610 | 3081519 | LENNOX INDUSTRIES, INC. | TPA048H4N*Y | HP | Split System: Heat Pump with Remote Outdoor Unit-Air-Source | TPA048H4N*Y |  | CX34-62C+TDR | 12 | 14.5 | 8.2 | Yes | Yes | 2011-01-22 |  | Below V5.0 Req.
FALSE | TPA048H4N*G | 1610 | 3081520 | LENNOX INDUSTRIES, INC. | TPA048H4N*Y | HP | Split System: Heat Pump with Remote Outdoor Unit-Air-Source | TPA048H4N*Y |  | CX34-62C+TDR | 12 | 14.5 | 8.2 | Yes | Yes | 2011-01-22 |  | Below V5.0 Req.
FALSE | TPA048H4N*G | 1610 | 3081521 | LENNOX INDUSTRIES, INC. | TPA048H4N*Y | HP | Split System: Heat Pump with Remote Outdoor Unit-Air-Source | TPA048H4N*Y |  | CX34-62C+TDR | 12 | 14.5 | 8.2 | Yes | Yes | 2011-01-22 |  | Below V5.0 Req.
FALSE | TPA048H4N*G | 1610 | 3081523 | LENNOX INDUSTRIES, INC. | TPA048H4N*Y | HP | Split System: Heat Pump with Remote Outdoor Unit-Air-Source | TPA048H4N*Y |  | CX34-62C+TDR | 12 | 14.5 | 8.2 | Yes | Yes | 2011-01-22 |  | Below V5.0 Req.
FALSE | TPA048H4N*G | 1610 | 3081524 | LENNOX INDUSTRIES, INC. | TPA048H4N*Y | HP | Split System: Heat Pump with Remote Outdoor Unit-Air-Source | TPA048H4N*Y |  | CX34-62C+TDR | 12 | 14.5 | 8.2 | Yes | Yes | 2011-01-22 |  | Below V5.0 Req.
FALSE | TPA048H4N*G | 1610 | 3081563 | LENNOX INDUSTRIES, INC. | TPA048H4N*Y | HP | Split System: Heat Pump with Remote Outdoor Unit-Air-Source | TPA048H4N*Y |  | CH23-68+TDR+TXV | 12 | 14.5 | 8.2 | Yes | Yes | 2011-01-22 |  | Below V5.0 Req.
FALSE | TPA048H4N*G | 1610 | 3081566 | LENNOX INDUSTRIES, INC. | TPA048H4N*Y | HP | Split System: Heat Pump with Remote Outdoor Unit-Air-Source | TPA048H4N*Y |  | CX34-62C+TDR | 12 | 14.5 | 8.2 | Yes | Yes | 2011-01-22 |  | Below V5.0 Req.
FALSE | TPA048H4N*G | 1610 | 3081568 | LENNOX INDUSTRIES, INC. | TPA048H4N*Y | HP | Split System: Heat Pump with Remote Outdoor Unit-Air-Source | TPA048H4N*Y |  | CH23-68+TDR+TXV | 12 | 14.5 | 8.2 | Yes | Yes | 2011-01-22 |  | Below V5.0 Req.
FALSE | TPA048H4N*G | 1610 | 3081570 | LENNOX INDUSTRIES, INC. | TPA048H4N*Y | HP | Split System: Heat Pump with Remote Outdoor Unit-Air-Source | TPA048H4N*Y |  | CX34-60D+TDR | 12 | 14.5 | 8.2 | Yes | Yes | 2011-01-22 |  | Below V5.0 Req.
FALSE | TPA048H4N*G | 1610 | 3081571 | LENNOX INDUSTRIES, INC. | TPA048H4N*Y | HP | Split System: Heat Pump with Remote Outdoor Unit-Air-Source | TPA048H4N*Y |  | CX34-62D+TDR | 12 | 14.5 | 8.2 | Yes | Yes | 2011-01-22 |  | Below V5.0 Req.
FALSE | TPA048H4N*G | 1610 | 3081573 | LENNOX INDUSTRIES, INC. | TPA048H4N*Y | HP | Split System: Heat Pump with Remote Outdoor Unit-Air-Source | TPA048H4N*Y |  | CH23-68+TDR+TXV | 12 | 14.5 | 8.2 | Yes | Yes | 2011-01-22 |  | Below V5.0 Req.
FALSE | TPA048H4N*G | 1610 | 3081588 | LENNOX INDUSTRIES, INC. | TPA048H4N*G | HP | Split System: Heat Pump with Remote Outdoor Unit-Air-Source | TPA048H4N*G |  | CBX32MV-068*+TDR | 12 | 14.5 | 8.5 | Yes | Yes | 2011-01-22 |  | 0
FALSE | TPA048H4N*G | 1610 | 3081589 | LENNOX INDUSTRIES, INC. | TPA048H4N*G | HP | Split System: Heat Pump with Remote Outdoor Unit-Air-Source | TPA048H4N*G |  | CX34-49+TDR | 12 | 14.5 | 8.2 | Yes | Yes | 2011-01-22 |  | Below V5.0 Req.
FALSE | TPA048H4N*G | 1610 | 3081595 | LENNOX INDUSTRIES, INC. | TPA048H4N*G | HP | Split System: Heat Pump with Remote Outdoor Unit-Air-Source | TPA048H4N*G |  | CX34-62C+TDR | 12 | 14.5 | 8.2 | Yes | Yes | 2011-01-22 |  | Below V5.0 Req.
FALSE | TPA048H4N*G | 1610 | 3081596 | LENNOX INDUSTRIES, INC. | TPA048H4N*G | HP | Split System: Heat Pump with Remote Outdoor Unit-Air-Source | TPA048H4N*G |  | CX34-62C+TDR | 12 | 14.5 | 8.2 | Yes | Yes | 2011-01-22 |  | Below V5.0 Req.
FALSE | TPA048H4N*G | 1610 | 3081597 | LENNOX INDUSTRIES, INC. | TPA048H4N*G | HP | Split System: Heat Pump with Remote Outdoor Unit-Air-Source | TPA048H4N*G |  | CX34-62C+TDR | 12 | 14.5 | 8.2 | Yes | Yes | 2011-01-22 |  | Below V5.0 Req.
FALSE | TPA048H4N*G | 1610 | 3081599 | LENNOX INDUSTRIES, INC. | TPA048H4N*G | HP | Split System: Heat Pump with Remote Outdoor Unit-Air-Source | TPA048H4N*G |  | CX34-62C+TDR | 12 | 14.5 | 8.2 | Yes | Yes | 2011-01-22 |  | Below V5.0 Req.
FALSE | TPA048H4N*G | 1610 | 3081600 | LENNOX INDUSTRIES, INC. | TPA048H4N*G | HP | Split System: Heat Pump with Remote Outdoor Unit-Air-Source | TPA048H4N*G |  | CX34-62C+TDR | 12 | 14.5 | 8.2 | Yes | Yes | 2011-01-22 |  | Below V5.0 Req.
FALSE | TPA048H4N*G | 1610 | 3081601 | LENNOX INDUSTRIES, INC. | TPA048H4N*G | HP | Split System: Heat Pump with Remote Outdoor Unit-Air-Source | TPA048H4N*G |  | CX34-60D+TDR | 12 | 14.5 | 8.2 | Yes | Yes | 2011-01-22 |  | Below V5.0 Req.
FALSE | TPA048H4N*G | 1610 | 3081602 | LENNOX INDUSTRIES, INC. | TPA048H4N*G | HP | Split System: Heat Pump with Remote Outdoor Unit-Air-Source | TPA048H4N*G |  | CX34-60D+TDR | 12 | 14.5 | 8.2 | Yes | Yes | 2011-01-22 |  | Below V5.0 Req.
FALSE | TPA048H4N*G | 1610 | 3081603 | LENNOX INDUSTRIES, INC. | TPA048H4N*G | HP | Split System: Heat Pump with Remote Outdoor Unit-Air-Source | TPA048H4N*G |  | CX34-62D+TDR | 12 | 14.5 | 8.2 | Yes | Yes | 2011-01-22 |  | Below V5.0 Req.
FALSE | TPA048H4N*G | 1610 | 3081604 | LENNOX INDUSTRIES, INC. | TPA048H4N*G | HP | Split System: Heat Pump with Remote Outdoor Unit-Air-Source | TPA048H4N*G |  | CX34-62D+TDR | 12 | 14.5 | 8.2 | Yes | Yes | 2011-01-22 |  | Below V5.0 Req.
FALSE | TPA048H4N*G | 1610 | 3081611 | LENNOX INDUSTRIES, INC. | TPA048H4N*G | HP | Split System: Heat Pump with Remote Outdoor Unit-Air-Source | TPA048H4N*G |  | CR33-60+TDR+TXV | 12 | 14.5 | 8.2 | Yes | Yes | 2011-01-22 |  | Below V5.0 Req.
FALSE | TPA048H4N*G | 1610 | 3081649 | LENNOX INDUSTRIES, INC. | TPA048H4N*G | HP | Split System: Heat Pump with Remote Outdoor Unit-Air-Source | TPA048H4N*G |  | CH23-68+TDR+TXV | 12 | 14.5 | 8.2 | Yes | Yes | 2011-01-22 |  | Below V5.0 Req.
FALSE | TPA060H4N*Y | 1623 | 3081669 | LENNOX INDUSTRIES, INC. | TPA060H4N*Y | HP | Split System: Heat Pump with Remote Outdoor Unit-Air-Source | TPA060H4N*Y |  | CX34-62D+TDR | 12 | 14.5 | 8.2 | Yes | Yes | 2011-01-22 |  | Below V5.0 Req.
FALSE | TPA060H4N*Y | 1623 | 3081673 | LENNOX INDUSTRIES, INC. | TPA060H4N*Y | HP | Split System: Heat Pump with Remote Outdoor Unit-Air-Source | TPA060H4N*Y |  | CH23-68+TDR+TXV | 12 | 14.5 | 8.2 | Yes | Yes | 2011-01-22 |  | Below V5.0 Req.
FALSE | TPA060H4N*Y | 1623 | 3081688 | LENNOX INDUSTRIES, INC. | TPA060H4N*Y | HP | Split System: Heat Pump with Remote Outdoor Unit-Air-Source | TPA060H4N*Y |  | CBX27UH-060-230*+TDR | 12.5 | 15 | 8.5 | Yes | Yes | 2011-01-22 |  | 1
FALSE | TPA060H4N*Y | 1623 | 3081693 | LENNOX INDUSTRIES, INC. | TPA060H4N*Y | HP | Split System: Heat Pump with Remote Outdoor Unit-Air-Source | TPA060H4N*Y |  | CB27UH-060-230*+TDR+TXV | 12.5 | 15 | 8.5 | Yes | Yes | 2011-01-22 |  | 1
FALSE | TPA060H4N*Y | 1623 | 3081718 | LENNOX INDUSTRIES, INC. | TPA060H4N*G | HP | Split System: Heat Pump with Remote Outdoor Unit-Air-Source | TPA060H4N*G |  | CX34-62D+TDR | 12 | 14.5 | 8.2 | Yes | Yes | 2011-01-22 |  | Below V5.0 Req.
FALSE | TPA060H4N*Y | 1623 | 3081722 | LENNOX INDUSTRIES, INC. | TPA060H4N*G | HP | Split System: Heat Pump with Remote Outdoor Unit-Air-Source | TPA060H4N*G |  | CH23-68+TDR+TXV | 12 | 14.5 | 8.2 | Yes | Yes | 2011-01-22 |  | Below V5.0 Req.
FALSE | TPA060H4N*Y | 1623 | 3081737 | LENNOX INDUSTRIES, INC. | TPA060H4N*G | HP | Split System: Heat Pump with Remote Outdoor Unit-Air-Source | TPA060H4N*G |  | CBX27UH-060-230*+TDR | 12.5 | 15 | 8.5 | Yes | Yes | 2011-01-22 |  | 1
FALSE | TPA060H4N*Y | 1623 | 3081742 | LENNOX INDUSTRIES, INC. | TPA060H4N*G | HP | Split System: Heat Pump with Remote Outdoor Unit-Air-Source | TPA060H4N*G |  | CB27UH-060-230*+TDR+TXV | 12.5 | 15 | 8.5 | Yes | Yes | 2011-01-22 |  | 1
TRUE | T4BF-024KA | 1866 | 3085186 | MAYTAG | PSH4BF024KA | HP | Split System: Heat Pump with Remote Outdoor Unit-Air-Source | T4BF-024KA |  | B4VM-X24K-B | 13 | 16 | 9 | Yes | Yes | 2011-02-08 |  | 2
FALSE | T4BF-036KA | 1871 | 3085187 | MAYTAG | PSH4BF036KA | HP | Split System: Heat Pump with Remote Outdoor Unit-Air-Source | T4BF-036KA |  | B4VM-X36K-B | 12.5 | 16 | 9 | Yes | Yes | 2011-02-08 |  | 1
FALSE | T4BF-048KA | 1876 | 3085188 | MAYTAG | PSH4BF048KA | HP | Split System: Heat Pump with Remote Outdoor Unit-Air-Source | T4BF-048KA |  | B4VM-X48K-C | 12.5 | 16 | 9 | Yes | Yes | 2011-02-08 |  | 1
FALSE | SSZ140311A* | 1089 | 3126640 | XENON | SSZ140301A* | HP | Split System: Heat Pump with Remote Outdoor Unit-Air-Source | SSZ140301A* |  | CT*F3642*6A*+TXV | 12.2 | 14.5 | 8.5 | Yes | Yes | 2011-02-24 |  | 0
FALSE | SSZ140311A* | 1089 | 3126641 | XENON | SSZ140301A* | HP | Split System: Heat Pump with Remote Outdoor Unit-Air-Source | SSZ140301A* |  | CT*F3642*6A*+TXV | 12.2 | 14.5 | 8.5 | Yes | Yes | 2011-02-24 |  | 0
FALSE | SSZ140311A* | 1089 | 3126644 | XENON | SSZ140301A* | HP | Split System: Heat Pump with Remote Outdoor Unit-Air-Source | SSZ140301A* |  | CT*F3642*6A*+TXV | 12 | 14.5 | 8.5 | Yes | Yes | 2011-02-24 |  | 0
FALSE | SSZ140191A* | 1072 | 3126604 | XENON | SSZ140181A* | HP | Split System: Heat Pump with Remote Outdoor Unit-Air-Source | SSZ140181A* |  | AEPF183016C*+TXV | 13 | 15 | 8.5 | Yes | Yes | 2011-02-24 |  | 1
FALSE | SSZ140191A* | 1072 | 3126605 | XENON | SSZ140181A* | HP | Split System: Heat Pump with Remote Outdoor Unit-Air-Source | SSZ140181A* |  | AR*F193116B*+TXV | 12.5 | 14.5 | 8.5 | Yes | Yes | 2011-02-24 |  | 0
FALSE | SSZ140191A* | 1072 | 3126606 | XENON | SSZ140181A* | HP | Split System: Heat Pump with Remote Outdoor Unit-Air-Source | SSZ140181A* |  | ASPF183016B*+TXV | 13 | 15 | 8.6 | Yes | Yes | 2011-02-24 |  | 1
FALSE | SSZ140191A* | 1072 | 3126607 | XENON | SSZ140181A* | HP | Split System: Heat Pump with Remote Outdoor Unit-Air-Source | SSZ140181A* |  | AT*F193116A*+TXV | 12.5 | 14.5 | 8.5 | Yes | Yes | 2011-02-24 |  | 0
FALSE | SSZ140251A* | 1079 | 3126614 | XENON | SSZ140241A* | HP | Split System: Heat Pump with Remote Outdoor Unit-Air-Source | SSZ140241A* |  | AEPF183016C*+TXV | 12.2 | 14.5 | 8.3 | Yes | Yes | 2011-02-24 |  | Below V5.0 Req.
FALSE | SSZ140251A* | 1079 | 3126615 | XENON | SSZ140241A* | HP | Split System: Heat Pump with Remote Outdoor Unit-Air-Source | SSZ140241A* |  | AEPF303616C*+TXV | 13 | 15 | 8.5 | Yes | Yes | 2011-02-24 |  | 1
FALSE | SSZ140251A* | 1079 | 3126617 | XENON | SSZ140241A* | HP | Split System: Heat Pump with Remote Outdoor Unit-Air-Source | SSZ140241A* |  | ASPF303616B*+TXV | 13 | 15 | 8.5 | Yes | Yes | 2011-02-24 |  | 1
FALSE | SSZ140251A* | 1079 | 3126619 | XENON | SSZ140241A* | HP | Split System: Heat Pump with Remote Outdoor Unit-Air-Source | SSZ140241A* |  | CA*F3636*6B*+TXV | 12.2 | 14.5 | 8.3 | Yes | Yes | 2011-02-24 |  | Below V5.0 Req.
FALSE | SSZ140251A* | 1079 | 3126620 | XENON | SSZ140241A* | HP | Split System: Heat Pump with Remote Outdoor Unit-Air-Source | SSZ140241A* |  | CA*F3636*6B*+TXV | 12.2 | 14.5 | 8.3 | Yes | Yes | 2011-02-24 |  | Below V5.0 Req.
FALSE | SSZ140251A* | 1079 | 3126621 | XENON | SSZ140241A* | HP | Split System: Heat Pump with Remote Outdoor Unit-Air-Source | SSZ140241A* |  | CA*F3636*6B*+TXV | 12.2 | 14.5 | 8.3 | Yes | Yes | 2011-02-24 |  | Below V5.0 Req.
FALSE | SSZ140251A* | 1079 | 3126622 | XENON | SSZ140241A* | HP | Split System: Heat Pump with Remote Outdoor Unit-Air-Source | SSZ140241A* |  | CT*F3636*6A*+MBE1200**-1+TXV | 12.5 | 15 | 8.3 | Yes | Yes | 2011-02-24 |  | Below V5.0 Req.
FALSE | SSZ140251A* | 1079 | 3126623 | XENON | SSZ140241A* | HP | Split System: Heat Pump with Remote Outdoor Unit-Air-Source | SSZ140241A* |  | CT*F3636*6A*+MBE1600**-1+TXV | 13 | 15 | 8.5 | Yes | Yes | 2011-02-24 |  | 1
FALSE | SSZ140251A* | 1079 | 3126625 | XENON | SSZ140241A* | HP | Split System: Heat Pump with Remote Outdoor Unit-Air-Source | SSZ140241A* |  | CT*F3636*6A*+TXV | 12.5 | 15 | 8.3 | Yes | Yes | 2011-02-24 |  | Below V5.0 Req.
FALSE | SSZ140311A* | 1089 | 3126627 | XENON | SSZ140301A* | HP | Split System: Heat Pump with Remote Outdoor Unit-Air-Source | SSZ140301A* |  | AEPF303616C*+TXV | 13 | 15 | 8.5 | Yes | Yes | 2011-02-24 |  | 1
FALSE | SSZ140311A* | 1089 | 3126631 | XENON | SSZ140301A* | HP | Split System: Heat Pump with Remote Outdoor Unit-Air-Source | SSZ140301A* |  | ASPF303616B*+TXV | 13 | 15 | 8.5 | Yes | Yes | 2011-02-24 |  | 1
FALSE | SSZ140311A* | 1089 | 3126634 | XENON | SSZ140301A* | HP | Split System: Heat Pump with Remote Outdoor Unit-Air-Source | SSZ140301A* |  | CT*F3636*6A*+MBE1200**-1+TXV | 13 | 15 | 8.5 | Yes | Yes | 2011-02-24 |  | 1
FALSE | SSZ140311A* | 1089 | 3126635 | XENON | SSZ140301A* | HP | Split System: Heat Pump with Remote Outdoor Unit-Air-Source | SSZ140301A* |  | CT*F3636*6A*+TXV | 12 | 15 | 8.5 | Yes | Yes | 2011-02-24 |  | 0
FALSE | SSZ140311A* | 1089 | 3126636 | XENON | SSZ140301A* | HP | Split System: Heat Pump with Remote Outdoor Unit-Air-Source | SSZ140301A* |  | CT*F3636*6A*+TXV | 12 | 15 | 8.5 | Yes | Yes | 2011-02-24 |  | 0
FALSE | SSZ140311A* | 1089 | 3126638 | XENON | SSZ140301A* | HP | Split System: Heat Pump with Remote Outdoor Unit-Air-Source | SSZ140301A* |  | CT*F3642*6A*+MBE1600**-1+TXV | 12.5 | 15 | 8.5 | Yes | Yes | 2011-02-24 |  | 1
FALSE | SSZ160481A* | 1120 | 3126889 | XENON | SSZ160481A* | HP | Split System: Heat Pump with Remote Outdoor Unit-Air-Source | SSZ160481A* |  | AEPF426016C*+TXV | 12.5 | 15.5 | 9 | Yes | Yes | 2011-02-24 |  | 1
FALSE | SSZ160481A* | 1120 | 3126890 | XENON | SSZ160481A* | HP | Split System: Heat Pump with Remote Outdoor Unit-Air-Source | SSZ160481A* |  | ASPF426016B*+TXV | 12.5 | 15.5 | 9 | Yes | Yes | 2011-02-24 |  | 1
FALSE | SSZ160481A* | 1120 | 3126893 | XENON | SSZ160481A* | HP | Split System: Heat Pump with Remote Outdoor Unit-Air-Source | SSZ160481A* |  | CA*F4961*6A*+TXV | 13 | 16 | 9.5 | Yes | Yes | 2011-02-24 |  | 2
FALSE | SSZ160481A* | 1120 | 3126895 | XENON | SSZ160481A* | HP | Split System: Heat Pump with Remote Outdoor Unit-Air-Source | SSZ160481A* |  | CT*F4860*6A*+MBE2000**-1+TXV | 13 | 16 | 9.5 | Yes | Yes | 2011-02-24 |  | 2
FALSE | SSZ160481A* | 1120 | 3126896 | XENON | SSZ160481A* | HP | Split System: Heat Pump with Remote Outdoor Unit-Air-Source | SSZ160481A* |  | CT*F4860*6A*+TXV | 13 | 16 | 9.5 | Yes | Yes | 2011-02-24 |  | 2
FALSE | SSZ160481A* | 1120 | 3126897 | XENON | SSZ160481A* | HP | Split System: Heat Pump with Remote Outdoor Unit-Air-Source | SSZ160481A* |  | CT*F4860*6A*+TXV | 13 | 16 | 9.5 | Yes | Yes | 2011-02-24 |  | 2
FALSE | SSZ140601A* | 3035 | 3126815 | XENON | SSZ140601A* | HP | Split System: Heat Pump with Remote Outdoor Unit-Air-Source | SSZ140601A* |  | AEPF426016C* | 12 | 14.5 | 8.75 | Yes | Yes | 2011-02-24 |  | 0
FALSE | SSZ140601A* | 3035 | 3126816 | XENON | SSZ140601A* | HP | Split System: Heat Pump with Remote Outdoor Unit-Air-Source | SSZ140601A* |  | AEPF426016C*+TXV | 12 | 14.5 | 8.75 | Yes | Yes | 2011-02-24 |  | 0
FALSE | SSZ140601A* | 3035 | 3126826 | XENON | SSZ140601A* | HP | Split System: Heat Pump with Remote Outdoor Unit-Air-Source | SSZ140601A* |  | ASPF426016B* | 12 | 14.5 | 8.75 | Yes | Yes | 2011-02-24 |  | 0
FALSE | SSZ140601A* | 3035 | 3126827 | XENON | SSZ140601A* | HP | Split System: Heat Pump with Remote Outdoor Unit-Air-Source | SSZ140601A* |  | ASPF426016B*+TXV | 12 | 14.5 | 8.75 | Yes | Yes | 2011-02-24 |  | 0
FALSE | SSZ140601A* | 3035 | 3126840 | XENON | SSZ140601A* | HP | Split System: Heat Pump with Remote Outdoor Unit-Air-Source | SSZ140601A* |  | CA*F4961*6A*+MBE2000**-1 | 12.5 | 15 | 9 | Yes | Yes | 2011-02-24 |  | 1
FALSE | SSZ140601A* | 3035 | 3126850 | XENON | SSZ140601A* | HP | Split System: Heat Pump with Remote Outdoor Unit-Air-Source | SSZ140601A* |  | CHPF4860D6C*+MBE2000**-1A* | 12.5 | 15 | 9 | Yes | Yes | 2011-02-24 |  | 1
FALSE | SSZ140601A* | 3035 | 3126858 | XENON | SSZ140601A* | HP | Split System: Heat Pump with Remote Outdoor Unit-Air-Source | SSZ140601A* |  | CT*F4860*6A*+MBE2000**-1 | 12.5 | 15 | 9 | Yes | Yes | 2011-02-24 |  | 1
FALSE | SSZ140601A* | 3035 | 3126859 | XENON | SSZ140601A* | HP | Split System: Heat Pump with Remote Outdoor Unit-Air-Source | SSZ140601A* |  | CT*F4860*6A*+MBE2000**-1+TXV | 12.5 | 15 | 9 | Yes | Yes | 2011-02-24 |  | 1
FALSE | SSZ160241A* | 1074 | 3126864 | XENON | SSZ160241A* | HP | Split System: Heat Pump with Remote Outdoor Unit-Air-Source | SSZ160241A* |  | AEPF303616C*+TXV | 13 | 16 | 9.5 | Yes | Yes | 2011-02-24 |  | 2
FALSE | SSZ160241A* | 1074 | 3126865 | XENON | SSZ160241A* | HP | Split System: Heat Pump with Remote Outdoor Unit-Air-Source | SSZ160241A* |  | ASPF303616B*+TXV | 13 | 16 | 9.5 | Yes | Yes | 2011-02-24 |  | 2
FALSE | SSZ160241A* | 1074 | 3126867 | XENON | SSZ160241A* | HP | Split System: Heat Pump with Remote Outdoor Unit-Air-Source | SSZ160241A* |  | CT*F3636*6A*+MBE1600**-1+TXV | 13 | 16 | 9.5 | Yes | Yes | 2011-02-24 |  | 2
FALSE | SSZ160241A* | 1074 | 3126870 | XENON | SSZ160241A* | HP | Split System: Heat Pump with Remote Outdoor Unit-Air-Source | SSZ160241A* |  | CT*F3636*6A*+TXV | 13 | 16 | 9.5 | Yes | Yes | 2011-02-24 |  | 2
FALSE | SSZ160241A* | 1074 | 3126871 | XENON | SSZ160241A* | HP | Split System: Heat Pump with Remote Outdoor Unit-Air-Source | SSZ160241A* |  | CT*F3636*6A*+TXV | 13 | 16 | 9.5 | Yes | Yes | 2011-02-24 |  | 2
FALSE | SSZ160241A* | 1074 | 3126872 | XENON | SSZ160241A* | HP | Split System: Heat Pump with Remote Outdoor Unit-Air-Source | SSZ160241A* |  | CT*F3642*6A*+MBE1600**-1+TXV | 13 | 16 | 9.5 | Yes | Yes | 2011-02-24 |  | 2
FALSE | SSZ160241A* | 1074 | 3126875 | XENON | SSZ160241A* | HP | Split System: Heat Pump with Remote Outdoor Unit-Air-Source | SSZ160241A* |  | CT*F3642*6A*+TXV | 13 | 16 | 9.5 | Yes | Yes | 2011-02-24 |  | 2
FALSE | SSZ160361A* | 1098 | 3126876 | XENON | SSZ160361A* | HP | Split System: Heat Pump with Remote Outdoor Unit-Air-Source | SSZ160361A* |  | AEPF426016C*+TXV | 13 | 16 | 9.75 | Yes | Yes | 2011-02-24 |  | 2
FALSE | SSZ160361A* | 1098 | 3126877 | XENON | SSZ160361A* | HP | Split System: Heat Pump with Remote Outdoor Unit-Air-Source | SSZ160361A* |  | ASPF426016B*+TXV | 13 | 16 | 9.5 | Yes | Yes | 2011-02-24 |  | 2
FALSE | SSZ160361A* | 1098 | 3126879 | XENON | SSZ160361A* | HP | Split System: Heat Pump with Remote Outdoor Unit-Air-Source | SSZ160361A* |  | CSCF4860N6C*+TXV | 12.5 | 15.5 | 9.5 | Yes | Yes | 2011-02-24 |  | 1
FALSE | SSZ160361A* | 1098 | 3126882 | XENON | SSZ160361A* | HP | Split System: Heat Pump with Remote Outdoor Unit-Air-Source | SSZ160361A* |  | CT*F3642*6A*+TXV | 13 | 16 | 9.5 | Yes | Yes | 2011-02-24 |  | 2
FALSE | SSZ160361A* | 1098 | 3126883 | XENON | SSZ160361A* | HP | Split System: Heat Pump with Remote Outdoor Unit-Air-Source | SSZ160361A* |  | CT*F3642*6A*+TXV | 13 | 16 | 9.5 | Yes | Yes | 2011-02-24 |  | 2
FALSE | SSZ160361A* | 1098 | 3126884 | XENON | SSZ160361A* | HP | Split System: Heat Pump with Remote Outdoor Unit with No Indoor Fan --Air Source | SSZ160361A* |  | CT*F4860*6A*+EEP+TXV | 12.2 | 14.5 | 9.5 | Yes | Yes | 2011-02-24 |  | 0
FALSE | SSZ160361A* | 1098 | 3126885 | XENON | SSZ160361A* | HP | Split System: Heat Pump with Remote Outdoor Unit-Air-Source | SSZ160361A* |  | CT*F4860*6A*+MBE2000**-1+TXV | 13 | 16 | 9.5 | Yes | Yes | 2011-02-24 |  | 2
FALSE | SSZ160361A* | 1098 | 3126886 | XENON | SSZ160361A* | HP | Split System: Heat Pump with Remote Outdoor Unit-Air-Source | SSZ160361A* |  | CT*F4860*6A*+TXV | 13 | 16 | 9.5 | Yes | Yes | 2011-02-24 |  | 2
FALSE | SSZ160361A* | 1098 | 3126887 | XENON | SSZ160361A* | HP | Split System: Heat Pump with Remote Outdoor Unit-Air-Source | SSZ160361A* |  | CT*F4860*6A*+TXV | 12.5 | 15.5 | 9.5 | Yes | Yes | 2011-02-24 |  | 1
FALSE | SSZ160361A* | 1098 | 3126888 | XENON | SSZ160361A* | HP | Split System: Heat Pump with Remote Outdoor Unit-Air-Source | SSZ160361A* |  | CT*F4860*6A*+TXV | 13 | 16 | 9.5 | Yes | Yes | 2011-02-24 |  | 2
FALSE | T4BF-036KA | 1871 | 3129397 | NORDYNE, INC. | T4BF-036KA | HP | Split System: Heat Pump with Remote Outdoor Unit-Air-Source | T4BF-036KA |  | C4B(A,H)-X36(C,U)-B | 12.5 | 16 | 9 | Yes | Yes | 2011-01-22 |  | 1
FALSE | T4BF-048KA | 1876 | 3129398 | NORDYNE, INC. | T4BF-048KA | HP | Split System: Heat Pump with Remote Outdoor Unit-Air-Source | T4BF-048KA |  | C4B(A,H)-X48(C,U)-C | 12.5 | 16 | 9 | Yes | Yes | 2011-01-22 |  | 1
FALSE | XP17-030-230* | 1581 | 3129498 | LENNOX INDUSTRIES, INC. | XP15-030-230* | HP | Split System: Heat Pump with Remote Outdoor Unit-Air-Source | XP15-030-230* |  | CX34-38+TDR | 12.2 | 14.7 | 8.2 | Yes | Yes | 2011-01-22 |  | Below V5.0 Req.
FALSE | T4BF-024KB | 1866 | 3135747 | NORDYNE, INC. | T4BF-024KA | HP | Split System: Heat Pump with Remote Outdoor Unit-Air-Source | T4BF-024KA |  | C6B(A,H)-X26(C,U)-B | 13 | 15.5 | 8.8 | Yes | Yes | 2011-01-22 |  | 1
FALSE | T4BF-024KB | 1866 | 3135748 | NORDYNE, INC. | T4BF-024KA | HP | Split System: Heat Pump with Remote Outdoor Unit-Air-Source | T4BF-024KA |  | C6B(A,H)-X26(C,U)-B | 13 | 15.5 | 8.8 | Yes | Yes | 2011-01-22 |  | 1
FALSE | T4BF-036KA | 1871 | 3135750 | NORDYNE, LLC. | T4BF-036KA | HP | Split System: Heat Pump with Remote Outdoor Unit-Air-Source | T4BF-036KA |  | C6B(A,H)-X36(C,U)-C | 12.5 | 15.7 | 8.6 | Yes | Yes | 2011-01-22 |  | 1
FALSE | T4BF-036KA | 1871 | 3135752 | NORDYNE, LLC. | T4BF-036KA | HP | Split System: Heat Pump with Remote Outdoor Unit-Air-Source | T4BF-036KA |  | C6B(A,H)-X36(C,U)-C | 12.5 | 15.7 | 8.6 | Yes | Yes | 2011-01-22 |  | 1
FALSE | T4BF-024KB | 1866 | 3140882 | GIBSON | JT4BF-024KA | HP | Split System: Heat Pump with Remote Outdoor Unit-Air-Source | T4BF-024KA |  | C6B(A,H)-X26(C,U)-B | 13 | 15.5 | 8.8 | Yes | Yes | 2011-02-08 |  | 1
FALSE | T4BF-036KA | 1871 | 3140884 | GIBSON | JT4BF-036KA | HP | Split System: Heat Pump with Remote Outdoor Unit-Air-Source | T4BF-036KA |  | C6B(A,H)-X36(C,U)-C | 12.5 | 15.7 | 8.6 | Yes | Yes | 2011-02-08 |  | 1
FALSE | T4BF-024KB | 1866 | 3140885 | GIBSON | JT4BF-024KA | HP | Split System: Heat Pump with Remote Outdoor Unit-Air-Source | T4BF-024KA |  | C6B(A,H)-X26(C,U)-B | 13 | 15.5 | 8.8 | Yes | Yes | 2011-02-08 |  | 1
FALSE | T4BF-036KA | 1871 | 3140887 | GIBSON | JT4BF-036KA | HP | Split System: Heat Pump with Remote Outdoor Unit-Air-Source | T4BF-036KA |  | C6B(A,H)-X36(C,U)-C | 12.5 | 15.7 | 8.6 | Yes | Yes | 2011-02-08 |  | 1
FALSE | T4BF-024KB | 1866 | 3140888 | GRANDAIRE | JT4BF-024KA | HP | Split System: Heat Pump with Remote Outdoor Unit-Air-Source | T4BF-024KA |  | C6B(A,H)-X26(C,U)-B | 13 | 15.5 | 8.8 | Yes | Yes | 2011-02-08 |  | 1
FALSE | T4BF-036KA | 1871 | 3140890 | GRANDAIRE | JT4BF-036KA | HP | Split System: Heat Pump with Remote Outdoor Unit-Air-Source | T4BF-036KA |  | C6B(A,H)-X36(C,U)-C | 12.5 | 15.7 | 8.6 | Yes | Yes | 2011-02-08 |  | 1
FALSE | T4BF-024KB | 1866 | 3140891 | GRANDAIRE | JT4BF-024KA | HP | Split System: Heat Pump with Remote Outdoor Unit-Air-Source | T4BF-024KA |  | C6B(A,H)-X26(C,U)-B | 13 | 15.5 | 8.8 | Yes | Yes | 2011-02-08 |  | 1
FALSE | T4BF-036KA | 1871 | 3140893 | GRANDAIRE | JT4BF-036KA | HP | Split System: Heat Pump with Remote Outdoor Unit-Air-Source | T4BF-036KA |  | C6B(A,H)-X36(C,U)-C | 12.5 | 15.7 | 8.6 | Yes | Yes | 2011-02-08 |  | 1
FALSE | T4BF-048KA | 1876 | 3172630 | NORDYNE, LLC. | T4BF-048KA | HP | Split System: Heat Pump with Remote Outdoor Unit-Air-Source | T4BF-048KA |  | C6B(A,H)-X48(C,U)-C | 12.5 | 15 | 8.5 | Yes | Yes | 2011-01-22 |  | 1
FALSE | T4BF-048KA | 1876 | 3172959 | PHILCO | JT4BF-048KA | HP | Split System: Heat Pump with Remote Outdoor Unit-Air-Source | T4BF-048KA |  | C6B(A,H)-X48(C,U)-C | 12.5 | 15 | 8.5 | Yes | Yes | 2011-02-08 |  | 1
FALSE | T4BF-048KA | 1876 | 3172960 | GIBSON | JT4BF-048KA | HP | Split System: Heat Pump with Remote Outdoor Unit-Air-Source | T4BF-048KA |  | C6B(A,H)-X48(C,U)-C | 12.5 | 15 | 8.5 | Yes | Yes | 2011-02-08 |  | 1
FALSE | T4BF-048KA | 1876 | 3172961 | GRANDAIRE | JT4BF-048KA | HP | Split System: Heat Pump with Remote Outdoor Unit-Air-Source | T4BF-048KA |  | C6B(A,H)-X48(C,U)-C | 12.5 | 15 | 8.5 | Yes | Yes | 2011-02-08 |  | 1
FALSE | T4BF-048KA | 1876 | 3172962 | KELVINATOR | JT4BF-048KA | HP | Split System: Heat Pump with Remote Outdoor Unit-Air-Source | T4BF-048KA |  | C6B(A,H)-X48(C,U)-C | 12.5 | 15 | 8.5 | Yes | Yes | 2011-02-08 |  | 1
FALSE | T4BF-048KA | 1876 | 3172967 | WESTINGHOUSE | FT4BF-048KA | HP | Split System: Heat Pump with Remote Outdoor Unit-Air-Source | T4BF-048KA |  | C6B(A,H)-X48(C,U)-C | 12.5 | 15 | 8.5 | Yes | Yes | 2011-02-08 |  | 1
FALSE | T4BF-048KA | 1876 | 3172968 | TAPPAN | FT4BF-048KA | HP | Split System: Heat Pump with Remote Outdoor Unit-Air-Source | T4BF-048KA |  | C6B(A,H)-X48(C,U)-C | 12.5 | 15 | 8.5 | Yes | Yes | 2011-02-08 |  | 1
TRUE | H4H524GKD* | 1388 | 3198795 | HEIL | H4H524GKD* | HP | Split System: Heat Pump with Remote Outdoor Unit-Air-Source | H4H524GKD* |  | FVM4X36**** | 12.4 | 15.5 | 8.5 | Yes | Yes | 2011-01-22 |  | 0
TRUE | H4H548GKD* | 1413 | 3198828 | HEIL | H4H548GKD* | HP | Split System: Heat Pump with Remote Outdoor Unit-Air-Source | H4H548GKD* |  | FVM4X60**** | 12.2 | 15.5 | 9 | Yes | Yes | 2011-01-22 |  | 0
TRUE | H4H736GKD* | 1398 | 3198924 | HEIL | H4H736GKD* | HP | Split System: Heat Pump with Remote Outdoor Unit-Air-Source | H4H736GKD* |  | FVM4X60**** | 13.1 | 17.5 | 9.5 | Yes | Yes | 2011-01-22 |  | 2
TRUE | 4A6Z0048A1 | 148 | 3220941 | AMERICAN STANDARD, INC. | 4A6Z0048A1 | HP | Split System: Heat Pump with Remote Outdoor Unit-Air-Source | 4A6Z0048A1 |  | 4TEE3C07A1 | 12 | 17.25 | 9 | Yes | Yes | 2011-01-22 |  | 0
TRUE | 4A6Z0036A1 | 135 | 3221082 | TRANE | 4TWZ0036A1 | HP | Split System: Heat Pump with Remote Outdoor Unit-Air-Source | 4A6Z0036A1 |  | 4TEE3C04A1 | 13 | 18.6 | 9 | Yes | Yes | 2011-02-28 |  | 2
TRUE | 4A6Z0048A1 | 148 | 3221161 | TRANE | 4TWZ0048A1 | HP | Split System: Heat Pump with Remote Outdoor Unit-Air-Source | 4A6Z0048A1 |  | 4TEE3C07A1 | 12 | 17.25 | 9 | Yes | Yes | 2011-02-28 |  | 0
FALSE | T4BF-024KB | 1866 | 3238076 | NORDYNE, INC. | T4BF-024KA | HP | Split System: Heat Pump with Remote Outdoor Unit-Air-Source | T4BF-024KA |  | C6B(A,H)-X26(C,U)-B | 13 | 15.5 | 8.8 | Yes | Yes | 2011-01-22 |  | 1
FALSE | T4BF-036KA | 1871 | 3238078 | NORDYNE, LLC. | T4BF-036KA | HP | Split System: Heat Pump with Remote Outdoor Unit-Air-Source | T4BF-036KA |  | C6B(A,H)-X36(C,U)-C | 12.5 | 15.7 | 8.6 | Yes | Yes | 2011-01-22 |  | 1
FALSE | T4BF-048KA | 1876 | 3238079 | NORDYNE, LLC. | T4BF-048KA | HP | Split System: Heat Pump with Remote Outdoor Unit-Air-Source | T4BF-048KA |  | C6B(A,H)-X48(C,U)-C | 12.5 | 15 | 8.5 | Yes | Yes | 2011-01-22 |  | 1
FALSE | T4BF-024KB | 1866 | 3238389 | WESTINGHOUSE | FT4BF-024KA | HP | Split System: Heat Pump with Remote Outdoor Unit-Air-Source | T4BF-024KA |  | C6B(A,H)-X26(C,U)-B | 13 | 15.5 | 8.8 | Yes | Yes | 2011-02-08 |  | 1
FALSE | T4BF-036KA | 1871 | 3238391 | WESTINGHOUSE | FT4BF-036KA | HP | Split System: Heat Pump with Remote Outdoor Unit-Air-Source | T4BF-036KA |  | C6B(A,H)-X36(C,U)-C | 12.5 | 15.7 | 8.6 | Yes | Yes | 2011-02-08 |  | 1
FALSE | T4BF-048KA | 1876 | 3238392 | WESTINGHOUSE | FT4BF-048KA | HP | Split System: Heat Pump with Remote Outdoor Unit-Air-Source | T4BF-048KA |  | C6B(A,H)-X48(C,U)-C | 12.5 | 15 | 8.5 | Yes | Yes | 2011-02-08 |  | 1
FALSE | T4BF-024KB | 1866 | 3238421 | NUTONE | FT4BF-024KA | HP | Split System: Heat Pump with Remote Outdoor Unit-Air-Source | T4BF-024KA |  | C6B(A,H)-X26(C,U)-B | 13 | 15.5 | 8.8 | Yes | Yes | 2011-02-08 |  | 1
FALSE | T4BF-036KA | 1871 | 3238423 | NUTONE | FT4BF-036KA | HP | Split System: Heat Pump with Remote Outdoor Unit-Air-Source | T4BF-036KA |  | C6B(A,H)-X36(C,U)-C | 12.5 | 15.7 | 8.6 | Yes | Yes | 2011-02-08 |  | 1
FALSE | T4BF-048KA | 1876 | 3238424 | NUTONE | FT4BF-048KA | HP | Split System: Heat Pump with Remote Outdoor Unit-Air-Source | T4BF-048KA |  | C6B(A,H)-X48(C,U)-C | 12.5 | 15 | 8.5 | Yes | Yes | 2011-02-08 |  | 1
FALSE | T4BF-024KB | 1866 | 3238453 | MAYTAG | PSH4BF024KA | HP | Split System: Heat Pump with Remote Outdoor Unit-Air-Source | T4BF-024KA |  | C6B(A,H)-X26(C,U)-B | 13 | 15.5 | 8.8 | Yes | Yes | 2011-02-08 |  | 1
FALSE | T4BF-036KA | 1871 | 3238455 | MAYTAG | PSH4BF036KA | HP | Split System: Heat Pump with Remote Outdoor Unit-Air-Source | T4BF-036KA |  | C6B(A,H)-X36(C,U)-C | 12.5 | 15.7 | 8.6 | Yes | Yes | 2011-02-08 |  | 1
FALSE | T4BF-048KA | 1876 | 3238456 | MAYTAG | PSH4BF048KA | HP | Split System: Heat Pump with Remote Outdoor Unit-Air-Source | T4BF-048KA |  | C6B(A,H)-X48(C,U)-C | 12.5 | 15 | 8.5 | Yes | Yes | 2011-02-08 |  | 1
FALSE | XP17-024-230* | 1566 | 3291882 | LENNOX INDUSTRIES, INC. | XP15-024-230* | HP | Split System: Heat Pump with Remote Outdoor Unit-Air-Source | XP15-024-230* |  | CBX40UHV-030*+TDR | 12.5 | 16.2 | 8.5 | Yes | Yes | 2011-01-22 |  | 1
FALSE | XP17-030-230* | 1581 | 3291884 | LENNOX INDUSTRIES, INC. | XP15-030-230* | HP | Split System: Heat Pump with Remote Outdoor Unit-Air-Source | XP15-030-230* |  | CBX40UHV-030*+TDR | 12.5 | 15.2 | 8.2 | Yes | Yes | 2011-01-22 |  | Below V5.0 Req.
FALSE | XP17-024-230* | 1566 | 3291928 | LENNOX INDUSTRIES, INC. | XP15-024-230* | HP | Split System: Heat Pump with Remote Outdoor Unit-Air-Source | XP15-024-230* |  | CBX40UHV-036*+TDR | 12.5 | 15.5 | 8.5 | Yes | Yes | 2011-01-22 |  | 1
FALSE | TPA036H4N*G | 1588 | 3291943 | LENNOX INDUSTRIES, INC. | 14HPX-036-230* | HP | Split System: Heat Pump with Remote Outdoor Unit-Air-Source | 14HPX-036-230* |  | CBX40UHV-042*+TDR | 13 | 15 | 8.75 | Yes | Yes | 2011-01-22 |  | 1
FALSE | TPA042H4N*G | 1606 | 3291944 | LENNOX INDUSTRIES, INC. | 14HPX-042-230* | HP | Split System: Heat Pump with Remote Outdoor Unit-Air-Source | 14HPX-042-230* |  | CBX40UHV-042*+TDR | 13 | 15 | 8.5 | Yes | Yes | 2011-01-22 |  | 1
FALSE | TPA036H4N*G | 1588 | 3291946 | LENNOX INDUSTRIES, INC. | TPA036H4N*G | HP | Split System: Heat Pump with Remote Outdoor Unit-Air-Source | TPA036H4N*G |  | CBX40UHV-042*+TDR | 13 | 15 | 8.75 | Yes | Yes | 2011-01-22 |  | 1
FALSE | TPA036H4N*G | 1588 | 3291947 | LENNOX INDUSTRIES, INC. | TPA036H4N*Y | HP | Split System: Heat Pump with Remote Outdoor Unit-Air-Source | TPA036H4N*Y |  | CBX40UHV-042*+TDR | 13 | 15 | 8.75 | Yes | Yes | 2011-01-22 |  | 1
FALSE | XP17-048-230* | 1616 | 3292074 | LENNOX INDUSTRIES, INC. | XP15-048-230* | HP | Split System: Heat Pump with Remote Outdoor Unit-Air-Source | XP15-048-230* |  | CBX40UHV-060*+TDR | 12.5 | 15.5 | 8.5 | Yes | Yes | 2011-01-22 |  | 1
TRUE | XPG20-036-230* | 1637 | 3302612 | LENNOX INDUSTRIES, INC. | XPG20-036-230* | HP | Split System: Heat Pump with Remote Outdoor Unit-Air-Source | XPG20-036-230* |  | CBX32MV-048*+TDR | 12.7 | 18.2 | 9.7 | Yes | Yes | 2011-01-22 |  | 1
TRUE | XPG20-036-230/* | 1637 | 3302703 | LENNOX INDUSTRIES, INC. | XPG20-036-230/* | HP | Split System: Heat Pump with Remote Outdoor Unit-Air-Source | XPG20-036-230/* |  | CBX32MV-048*+TDR | 12.7 | 18.2 | 8.85 | Yes | Yes | 2011-01-22 |  | 1
FALSE | T4BF-024KB | 1866 | 3355379 | NORDYNE, INC. | T4BF-024KA | HP | Split System: Heat Pump with Remote Outdoor Unit-Air-Source | T4BF-024KA |  | C6B(A,H)-F42(C,U)-B+TXV-X2.0 | 13 | 15.5 | 8.8 | Yes | Yes | 2011-01-22 |  | 1
FALSE | T4BF-024KB | 1866 | 3355380 | NORDYNE, INC. | T4BF-024KA | HP | Split System: Heat Pump with Remote Outdoor Unit-Air-Source | T4BF-024KA |  | C6B(A,H)-F42(C,U)-B+TXV-X2.0 | 13 | 15.5 | 8.8 | Yes | Yes | 2011-01-22 |  | 1
FALSE | T4BF-024KB | 1866 | 3355381 | NORDYNE, INC. | T4BF-024KA | HP | Split System: Heat Pump with Remote Outdoor Unit-Air-Source | T4BF-024KA |  | C6B(A,H)-F42(C,U)-B+TXV-X2.0 | 13 | 15.5 | 8.8 | Yes | Yes | 2011-01-22 |  | 1
TRUE | T4BF-024KA | 1866 | 3368364 | GIBSON | JT4BF-024KA | HP | Split System: Heat Pump with Remote Outdoor Unit-Air-Source | T4BF-024KA |  | B4VM-X24K-B | 13 | 16 | 9 | Yes | Yes | 2011-02-08 |  | 2
FALSE | T4BF-036KA | 1871 | 3368366 | GIBSON | JT4BF-036KA | HP | Split System: Heat Pump with Remote Outdoor Unit-Air-Source | T4BF-036KA |  | B4VM-X36K-B | 12.5 | 16 | 9 | Yes | Yes | 2011-02-08 |  | 1
FALSE | T4BF-048KA | 1876 | 3368367 | GIBSON | JT4BF-048KA | HP | Split System: Heat Pump with Remote Outdoor Unit-Air-Source | T4BF-048KA |  | B4VM-X48K-C | 12.5 | 16 | 9 | Yes | Yes | 2011-02-08 |  | 1
TRUE | T4BF-024KA | 1866 | 3368368 | GRANDAIRE | JT4BF-024KA | HP | Split System: Heat Pump with Remote Outdoor Unit-Air-Source | T4BF-024KA |  | B4VM-X24K-B | 13 | 16 | 9 | Yes | Yes | 2011-02-08 |  | 2
FALSE | T4BF-036KA | 1871 | 3368370 | GRANDAIRE | JT4BF-036KA | HP | Split System: Heat Pump with Remote Outdoor Unit-Air-Source | T4BF-036KA |  | B4VM-X36K-B | 12.5 | 16 | 9 | Yes | Yes | 2011-02-08 |  | 1
FALSE | T4BF-048KA | 1876 | 3368371 | GRANDAIRE | JT4BF-048KA | HP | Split System: Heat Pump with Remote Outdoor Unit-Air-Source | T4BF-048KA |  | B4VM-X48K-C | 12.5 | 16 | 9 | Yes | Yes | 2011-02-08 |  | 1
TRUE | T4BF-024KA | 1866 | 3368372 | PHILCO | JT4BF-024KA | HP | Split System: Heat Pump with Remote Outdoor Unit-Air-Source | T4BF-024KA |  | B4VM-X24K-B | 13 | 16 | 9 | Yes | Yes | 2011-02-08 |  | 2
FALSE | T4BF-036KA | 1871 | 3368374 | PHILCO | JT4BF-036KA | HP | Split System: Heat Pump with Remote Outdoor Unit-Air-Source | T4BF-036KA |  | B4VM-X36K-B | 12.5 | 16 | 9 | Yes | Yes | 2011-02-08 |  | 1
FALSE | T4BF-048KA | 1876 | 3368375 | PHILCO | JT4BF-048KA | HP | Split System: Heat Pump with Remote Outdoor Unit-Air-Source | T4BF-048KA |  | B4VM-X48K-C | 12.5 | 16 | 9 | Yes | Yes | 2011-02-08 |  | 1
TRUE | T4BF-024KA | 1866 | 3368376 | KELVINATOR | JT4BF-024KA | HP | Split System: Heat Pump with Remote Outdoor Unit-Air-Source | T4BF-024KA |  | B4VM-X24K-B | 13 | 16 | 9 | Yes | Yes | 2011-02-08 |  | 2
FALSE | T4BF-036KA | 1871 | 3368378 | KELVINATOR | JT4BF-036KA | HP | Split System: Heat Pump with Remote Outdoor Unit-Air-Source | T4BF-036KA |  | B4VM-X36K-B | 12.5 | 16 | 9 | Yes | Yes | 2011-02-08 |  | 1
FALSE | T4BF-048KA | 1876 | 3368379 | KELVINATOR | JT4BF-048KA | HP | Split System: Heat Pump with Remote Outdoor Unit-Air-Source | T4BF-048KA |  | B4VM-X48K-C | 12.5 | 16 | 9 | Yes | Yes | 2011-02-08 |  | 1
TRUE | T4BF-024KA | 1866 | 3368380 | NUTONE | JT4BF-024KA | HP | Split System: Heat Pump with Remote Outdoor Unit-Air-Source | T4BF-024KA |  | B4VM-X24K-B | 13 | 16 | 9 | Yes | Yes | 2011-02-08 |  | 2
FALSE | T4BF-036KA | 1871 | 3368382 | NUTONE | JT4BF-036KA | HP | Split System: Heat Pump with Remote Outdoor Unit-Air-Source | T4BF-036KA |  | B4VM-X36K-B | 12.5 | 16 | 9 | Yes | Yes | 2011-02-08 |  | 1
FALSE | T4BF-048KA | 1876 | 3368383 | NUTONE | JT4BF-048KA | HP | Split System: Heat Pump with Remote Outdoor Unit-Air-Source | T4BF-048KA |  | B4VM-X48K-C | 12.5 | 16 | 9 | Yes | Yes | 2011-02-08 |  | 1
FALSE | YHJD18S41S7 | 2711 | 3369201 | YORK BY JOHNSON CONTROLS | YHJF18S41S1 | HP | Split System: Heat Pump with Remote Outdoor Unit-Air-Source | YHJF18S41S1 |  | AHX30 | 12.5 | 15 | 8.5 | Yes | Yes | 2011-01-22 |  | 1
FALSE | YHJD18S41S7 | 2711 | 3369213 | YORK BY JOHNSON CONTROLS | YHJF18S41S1 | HP | Split System: Heat Pump with Remote Outdoor Unit-Air-Source | YHJF18S41S1 |  | AHX30+TXV | 12.5 | 15 | 8.5 | Yes | Yes | 2011-01-22 |  | 1
TRUE | T4BF-024KA | 1866 | 3374688 | BROAN | JT4BF-024KA | HP | Split System: Heat Pump with Remote Outdoor Unit-Air-Source | T4BF-024KA |  | B4VM-X24K-B | 13 | 16 | 9 | Yes | Yes | 2011-02-08 |  | 2
FALSE | T4BF-036KA | 1871 | 3374689 | BROAN | JT4BF-036KA | HP | Split System: Heat Pump with Remote Outdoor Unit-Air-Source | T4BF-036KA |  | B4VM-X36K-B | 12.5 | 16 | 9 | Yes | Yes | 2011-02-08 |  | 1
FALSE | T4BF-048KA | 1876 | 3374690 | BROAN | JT4BF-048KA | HP | Split System: Heat Pump with Remote Outdoor Unit-Air-Source | T4BF-048KA |  | B4VM-X48K-C | 12.5 | 16 | 9 | Yes | Yes | 2011-02-08 |  | 1
TRUE | T4BF-024KA | 1866 | 3375403 | BROAN | FT4BF-024KA | HP | Split System: Heat Pump with Remote Outdoor Unit-Air-Source | T4BF-024KA |  | B4VM-X24K-B | 13 | 16 | 9 | Yes | Yes | 2011-02-08 |  | 2
FALSE | T4BF-024KB | 1866 | 3375404 | BROAN | FT4BF-024KA | HP | Split System: Heat Pump with Remote Outdoor Unit-Air-Source | T4BF-024KA |  | C6B(A,H)-X26(C,U)-B | 13 | 15.5 | 8.8 | Yes | Yes | 2011-02-08 |  | 1
FALSE | T4BF-024KB | 1866 | 3375405 | BROAN | FT4BF-024KA | HP | Split System: Heat Pump with Remote Outdoor Unit-Air-Source | T4BF-024KA |  | C6B(A,H)-X26(C,U)-B | 13 | 15.5 | 8.8 | Yes | Yes | 2011-02-08 |  | 1
FALSE | T4BF-024KB | 1866 | 3375406 | BROAN | FT4BF-024KA | HP | Split System: Heat Pump with Remote Outdoor Unit-Air-Source | T4BF-024KA |  | C6B(A,H)-X26(C,U)-B | 13 | 15.5 | 8.8 | Yes | Yes | 2011-02-08 |  | 1
FALSE | T4BF-024KB | 1866 | 3375407 | BROAN | FT4BF-024KA | HP | Split System: Heat Pump with Remote Outdoor Unit-Air-Source | T4BF-024KA |  | C6B(A,H)-X26(C,U)-B | 13 | 16 | 9 | Yes | Yes | 2011-02-08 |  | 2
FALSE | T4BF-024KB | 1866 | 3388553 | BROAN | JT4BF-024KA | HP | Split System: Heat Pump with Remote Outdoor Unit-Air-Source | T4BF-024KA |  | C6B(A,H)-X26(C,U)-B | 13 | 15.5 | 8.8 | Yes | Yes | 2011-02-08 |  | 1
FALSE | T4BF-024KB | 1866 | 3388554 | BROAN | JT4BF-024KA | HP | Split System: Heat Pump with Remote Outdoor Unit-Air-Source | T4BF-024KA |  | C6B(A,H)-X26(C,U)-B | 13 | 15.5 | 8.8 | Yes | Yes | 2011-02-08 |  | 1
FALSE | T4BF-036KA | 1871 | 3388557 | BROAN | JT4BF-036KA | HP | Split System: Heat Pump with Remote Outdoor Unit-Air-Source | T4BF-036KA |  | C6B(A,H)-X36(C,U)-C | 12.5 | 15.7 | 8.6 | Yes | Yes | 2011-02-08 |  | 1
FALSE | T4BF-036KA | 1871 | 3388558 | BROAN | JT4BF-036KA | HP | Split System: Heat Pump with Remote Outdoor Unit-Air-Source | T4BF-036KA |  | C6B(A,H)-X36(C,U)-C | 12.5 | 15.7 | 8.6 | Yes | Yes | 2011-02-08 |  | 1
FALSE | T4BF-048KA | 1876 | 3388559 | BROAN | JT4BF-048KA | HP | Split System: Heat Pump with Remote Outdoor Unit-Air-Source | T4BF-048KA |  | C6B(A,H)-X48(C,U)-C | 12.5 | 15 | 8.5 | Yes | Yes | 2011-02-08 |  | 1
FALSE | T4BF-048KA | 1876 | 3388560 | BROAN | JT4BF-048KA | HP | Split System: Heat Pump with Remote Outdoor Unit-Air-Source | T4BF-048KA |  | C6B(A,H)-X48(C,U)-C | 12.5 | 15 | 8.5 | Yes | Yes | 2011-02-08 |  | 1
FALSE | T4BF-024KB | 1866 | 3390758 | NORDYNE, INC. | T4BF-024KA | HP | Split System: Heat Pump with Remote Outdoor Unit-Air-Source | T4BF-024KA |  | C6B(A,H)-F42(C,U)-B+TXV-X2.0 | 13 | 15.5 | 8.8 | Yes | Yes | 2011-01-22 |  | 1
FALSE | T4BF-024KB | 1866 | 3390759 | NORDYNE, INC. | T4BF-024KA | HP | Split System: Heat Pump with Remote Outdoor Unit-Air-Source | T4BF-024KA |  | C6B(A,H)-F42(C,U)-B+TXV-X2.0 | 13 | 15.5 | 8.8 | Yes | Yes | 2011-01-22 |  | 1
FALSE | T4BF-024KB | 1866 | 3390760 | NORDYNE, INC. | T4BF-024KA | HP | Split System: Heat Pump with Remote Outdoor Unit-Air-Source | T4BF-024KA |  | C6B(A,H)-X26(C,U)-B | 13 | 15.5 | 8.8 | Yes | Yes | 2011-01-22 |  | 1
FALSE | T4BF-024KB | 1866 | 3390761 | NORDYNE, INC. | T4BF-024KA | HP | Split System: Heat Pump with Remote Outdoor Unit-Air-Source | T4BF-024KA |  | C6B(A,H)-X26(C,U)-B | 13 | 15.5 | 8.8 | Yes | Yes | 2011-01-22 |  | 1
FALSE | T4BF-036KA | 1871 | 3390764 | NORDYNE, LLC. | T4BF-036KA | HP | Split System: Heat Pump with Remote Outdoor Unit-Air-Source | T4BF-036KA |  | C6B(A,H)-F48(C,U)-C+TXV-X3.0 | 12.5 | 15.7 | 8.6 | Yes | Yes | 2011-01-22 |  | 1
FALSE | T4BF-036KA | 1871 | 3390765 | NORDYNE, LLC. | T4BF-036KA | HP | Split System: Heat Pump with Remote Outdoor Unit-Air-Source | T4BF-036KA |  | C6B(A,H)-F48(C,U)-C+TXV-X3.0 | 12.5 | 15.7 | 8.6 | Yes | Yes | 2011-01-22 |  | 1
FALSE | T4BF-036KA | 1871 | 3390768 | NORDYNE, LLC. | T4BF-036KA | HP | Split System: Heat Pump with Remote Outdoor Unit-Air-Source | T4BF-036KA |  | C6B(A,H)-X36(C,U)-C | 12.5 | 15.7 | 8.6 | Yes | Yes | 2011-01-22 |  | 1
FALSE | T4BF-036KA | 1871 | 3390769 | NORDYNE, LLC. | T4BF-036KA | HP | Split System: Heat Pump with Remote Outdoor Unit-Air-Source | T4BF-036KA |  | C6B(A,H)-X36(C,U)-C | 12.5 | 15.7 | 8.6 | Yes | Yes | 2011-01-22 |  | 1
FALSE | T4BF-048KA | 1876 | 3390770 | NORDYNE, LLC. | T4BF-048KA | HP | Split System: Heat Pump with Remote Outdoor Unit-Air-Source | T4BF-048KA |  | C6B(A,H)-F60(C,U)-C+TXV-X4.0 | 12.5 | 15 | 8.5 | Yes | Yes | 2011-01-22 |  | 1
FALSE | T4BF-048KA | 1876 | 3390771 | NORDYNE, LLC. | T4BF-048KA | HP | Split System: Heat Pump with Remote Outdoor Unit-Air-Source | T4BF-048KA |  | C6B(A,H)-F60(C,U)-C+TXV-X4.0 | 12.5 | 15 | 8.5 | Yes | Yes | 2011-01-22 |  | 1
FALSE | T4BF-048KA | 1876 | 3390772 | NORDYNE, LLC. | T4BF-048KA | HP | Split System: Heat Pump with Remote Outdoor Unit-Air-Source | T4BF-048KA |  | C6B(A,H)-X48(C,U)-C | 12.5 | 15 | 8.5 | Yes | Yes | 2011-01-22 |  | 1
FALSE | T4BF-048KA | 1876 | 3390773 | NORDYNE, LLC. | T4BF-048KA | HP | Split System: Heat Pump with Remote Outdoor Unit-Air-Source | T4BF-048KA |  | C6B(A,H)-X48(C,U)-C | 12.5 | 15 | 8.5 | Yes | Yes | 2011-01-22 |  | 1
TRUE | RPQL-030JAZ | 3128 | 3393438 | RHEEM SALES COMPANY, INC. | RPQL-030JAZ | HP | Split System: Heat Pump with Remote Outdoor Unit-Air-Source | RPQL-030JAZ |  | RHLL-HM3617+RCSL-H*3617 | 13 | 15.5 | 9 | Yes | Yes | 2011-01-22 |  | 1
TRUE | RPQL-030JEZ | 3128 | 3393439 | RHEEM SALES COMPANY, INC. | RPQL-030JEZ | HP | Split System: Heat Pump with Remote Outdoor Unit-Air-Source | RPQL-030JEZ |  | RHLL-HM3617+RCSL-H*3617 | 13 | 15.5 | 9 | Yes | Yes | 2011-01-22 |  | 1
TRUE | RPQL-036JEZ | 40 | 3393440 | RHEEM SALES COMPANY, INC. | RPQL-036JEZ | HP | Split System: Heat Pump with Remote Outdoor Unit-Air-Source | RPQL-036JEZ |  | RHLL-HM3617+RCSL-H*3617 | 12.5 | 15 | 9 | Yes | Yes | 2011-01-22 |  | 1
TRUE | RPQL-036JAZ | 40 | 3393918 | RHEEM SALES COMPANY, INC. | RPQL-036JAZ | HP | Split System: Heat Pump with Remote Outdoor Unit-Air-Source | RPQL-036JAZ |  | RHLL-HM3617+RCSL-H*3617 | 12.5 | 15 | 9 | Yes | Yes | 2011-01-22 |  | 1
TRUE | RPQL-030JAZ | 3128 | 3394097 | RHEEM SALES COMPANY, INC. | UPQL-030JAZ | HP | Split System: Heat Pump with Remote Outdoor Unit-Air-Source | RPQL-030JAZ |  | RHLL-HM3617+RCSL-H*3617 | 13 | 15.5 | 9 | Yes | Yes | 2011-03-08 |  | 1
FALSE | T4BF-024KB | 1866 | 3394696 | FRIGIDAIRE | FT4BF-024KA | HP | Split System: Heat Pump with Remote Outdoor Unit-Air-Source | T4BF-024KA |  | C6B(A,H)-F42(C,U)-B+TXV-X2.0 | 13 | 15.5 | 8.8 | Yes | Yes | 2011-02-08 |  | 1
FALSE | T4BF-024KB | 1866 | 3394697 | FRIGIDAIRE | FT4BF-024KA | HP | Split System: Heat Pump with Remote Outdoor Unit-Air-Source | T4BF-024KA |  | C6B(A,H)-X26(C,U)-B | 13 | 15.5 | 8.8 | Yes | Yes | 2011-02-08 |  | 1
FALSE | T4BF-036KA | 1871 | 3394700 | FRIGIDAIRE | FT4BF-036KA | HP | Split System: Heat Pump with Remote Outdoor Unit-Air-Source | T4BF-036KA |  | C6B(A,H)-F48(C,U)-C+TXV-X3.0 | 12.5 | 15.7 | 8.6 | Yes | Yes | 2011-02-08 |  | 1
FALSE | T4BF-036KA | 1871 | 3394701 | FRIGIDAIRE | FT4BF-036KA | HP | Split System: Heat Pump with Remote Outdoor Unit-Air-Source | T4BF-036KA |  | C6B(A,H)-X36(C,U)-C | 12.5 | 15.7 | 8.6 | Yes | Yes | 2011-02-08 |  | 1
FALSE | T4BF-048KA | 1876 | 3394702 | FRIGIDAIRE | FT4BF-048KA | HP | Split System: Heat Pump with Remote Outdoor Unit-Air-Source | T4BF-048KA |  | C6B(A,H)-F60(C,U)-C+TXV-X4.0 | 12.5 | 15 | 8.5 | Yes | Yes | 2011-02-08 |  | 1
FALSE | T4BF-048KA | 1876 | 3394703 | FRIGIDAIRE | FT4BF-048KA | HP | Split System: Heat Pump with Remote Outdoor Unit-Air-Source | T4BF-048KA |  | C6B(A,H)-X48(C,U)-C | 12.5 | 15 | 8.5 | Yes | Yes | 2011-02-08 |  | 1
FALSE | T4BF-024KB | 1866 | 3394708 | FRIGIDAIRE | FT4BF-024KA | HP | Split System: Heat Pump with Remote Outdoor Unit-Air-Source | T4BF-024KA |  | C6B(A,H)-F42(C,U)-B+TXV-X2.0 | 13 | 15.5 | 8.8 | Yes | Yes | 2011-02-08 |  | 1
FALSE | T4BF-036KA | 1871 | 3394710 | FRIGIDAIRE | FT4BF-036KA | HP | Split System: Heat Pump with Remote Outdoor Unit-Air-Source | T4BF-036KA |  | C6B(A,H)-F48(C,U)-C+TXV-X3.0 | 12.5 | 15.7 | 8.6 | Yes | Yes | 2011-02-08 |  | 1
FALSE | T4BF-048KA | 1876 | 3394711 | FRIGIDAIRE | FT4BF-048KA | HP | Split System: Heat Pump with Remote Outdoor Unit-Air-Source | T4BF-048KA |  | C6B(A,H)-F60(C,U)-C+TXV-X4.0 | 12.5 | 15 | 8.5 | Yes | Yes | 2011-02-08 |  | 1
FALSE | T4BF-024KB | 1866 | 3394714 | TAPPAN | FT4BF-024KA | HP | Split System: Heat Pump with Remote Outdoor Unit-Air-Source | T4BF-024KA |  | C6B(A,H)-F42(C,U)-B+TXV-X2.0 | 13 | 15.5 | 8.8 | Yes | Yes | 2011-02-08 |  | 1
FALSE | T4BF-024KB | 1866 | 3394715 | TAPPAN | FT4BF-024KA | HP | Split System: Heat Pump with Remote Outdoor Unit-Air-Source | T4BF-024KA |  | C6B(A,H)-X26(C,U)-B | 13 | 15.5 | 8.8 | Yes | Yes | 2011-02-08 |  | 1
FALSE | T4BF-036KA | 1871 | 3394718 | TAPPAN | FT4BF-036KA | HP | Split System: Heat Pump with Remote Outdoor Unit-Air-Source | T4BF-036KA |  | C6B(A,H)-F48(C,U)-C+TXV-X3.0 | 12.5 | 15.7 | 8.6 | Yes | Yes | 2011-02-08 |  | 1
FALSE | T4BF-036KA | 1871 | 3394719 | TAPPAN | FT4BF-036KA | HP | Split System: Heat Pump with Remote Outdoor Unit-Air-Source | T4BF-036KA |  | C6B(A,H)-X36(C,U)-C | 12.5 | 15.7 | 8.6 | Yes | Yes | 2011-02-08 |  | 1
FALSE | T4BF-048KA | 1876 | 3394720 | TAPPAN | FT4BF-048KA | HP | Split System: Heat Pump with Remote Outdoor Unit-Air-Source | T4BF-048KA |  | C6B(A,H)-F60(C,U)-C+TXV-X4.0 | 12.5 | 15 | 8.5 | Yes | Yes | 2011-02-08 |  | 1
FALSE | T4BF-048KA | 1876 | 3394721 | TAPPAN | FT4BF-048KA | HP | Split System: Heat Pump with Remote Outdoor Unit-Air-Source | T4BF-048KA |  | C6B(A,H)-X48(C,U)-C | 12.5 | 15 | 8.5 | Yes | Yes | 2011-02-08 |  | 1
FALSE | T4BF-024KB | 1866 | 3394724 | TAPPAN | FT4BF-024KA | HP | Split System: Heat Pump with Remote Outdoor Unit-Air-Source | T4BF-024KA |  | C6B(A,H)-F42(C,U)-B+TXV-X2.0 | 13 | 15.5 | 8.8 | Yes | Yes | 2011-02-08 |  | 1
FALSE | T4BF-024KB | 1866 | 3394725 | TAPPAN | FT4BF-024KA | HP | Split System: Heat Pump with Remote Outdoor Unit-Air-Source | T4BF-024KA |  | C6B(A,H)-X26(C,U)-B | 13 | 15.5 | 8.8 | Yes | Yes | 2011-02-08 |  | 1
FALSE | T4BF-036KA | 1871 | 3394728 | TAPPAN | FT4BF-036KA | HP | Split System: Heat Pump with Remote Outdoor Unit-Air-Source | T4BF-036KA |  | C6B(A,H)-F48(C,U)-C+TXV-X3.0 | 12.5 | 15.7 | 8.6 | Yes | Yes | 2011-02-08 |  | 1
FALSE | T4BF-036KA | 1871 | 3394729 | TAPPAN | FT4BF-036KA | HP | Split System: Heat Pump with Remote Outdoor Unit-Air-Source | T4BF-036KA |  | C6B(A,H)-X36(C,U)-C | 12.5 | 15.7 | 8.6 | Yes | Yes | 2011-02-08 |  | 1
FALSE | T4BF-048KA | 1876 | 3394730 | TAPPAN | FT4BF-048KA | HP | Split System: Heat Pump with Remote Outdoor Unit-Air-Source | T4BF-048KA |  | C6B(A,H)-F60(C,U)-C+TXV-X4.0 | 12.5 | 15 | 8.5 | Yes | Yes | 2011-02-08 |  | 1
FALSE | T4BF-048KA | 1876 | 3394731 | TAPPAN | FT4BF-048KA | HP | Split System: Heat Pump with Remote Outdoor Unit-Air-Source | T4BF-048KA |  | C6B(A,H)-X48(C,U)-C | 12.5 | 15 | 8.5 | Yes | Yes | 2011-02-08 |  | 1
FALSE | T4BF-024KB | 1866 | 3394736 | TAPPAN | FT4BF-024KA | HP | Split System: Heat Pump with Remote Outdoor Unit-Air-Source | T4BF-024KA |  | C6B(A,H)-F42(C,U)-B+TXV-X2.0 | 13 | 15.5 | 8.8 | Yes | Yes | 2011-02-08 |  | 1
FALSE | T4BF-036KA | 1871 | 3394738 | TAPPAN | FT4BF-036KA | HP | Split System: Heat Pump with Remote Outdoor Unit-Air-Source | T4BF-036KA |  | C6B(A,H)-F48(C,U)-C+TXV-X3.0 | 12.5 | 15.7 | 8.6 | Yes | Yes | 2011-02-08 |  | 1
FALSE | T4BF-048KA | 1876 | 3394739 | TAPPAN | FT4BF-048KA | HP | Split System: Heat Pump with Remote Outdoor Unit-Air-Source | T4BF-048KA |  | C6B(A,H)-F60(C,U)-C+TXV-X4.0 | 12.5 | 15 | 8.5 | Yes | Yes | 2011-02-08 |  | 1
FALSE | T4BF-024KB | 1866 | 3394742 | WESTINGHOUSE | FT4BF-024KA | HP | Split System: Heat Pump with Remote Outdoor Unit-Air-Source | T4BF-024KA |  | C6B(A,H)-F42(C,U)-B+TXV-X2.0 | 13 | 15.5 | 8.8 | Yes | Yes | 2011-02-08 |  | 1
FALSE | T4BF-024KB | 1866 | 3394743 | WESTINGHOUSE | FT4BF-024KA | HP | Split System: Heat Pump with Remote Outdoor Unit-Air-Source | T4BF-024KA |  | C6B(A,H)-X26(C,U)-B | 13 | 15.5 | 8.8 | Yes | Yes | 2011-02-08 |  | 1
FALSE | T4BF-036KA | 1871 | 3394746 | WESTINGHOUSE | FT4BF-036KA | HP | Split System: Heat Pump with Remote Outdoor Unit-Air-Source | T4BF-036KA |  | C6B(A,H)-F48(C,U)-C+TXV-X3.0 | 12.5 | 15.7 | 8.6 | Yes | Yes | 2011-02-08 |  | 1
FALSE | T4BF-036KA | 1871 | 3394747 | WESTINGHOUSE | FT4BF-036KA | HP | Split System: Heat Pump with Remote Outdoor Unit-Air-Source | T4BF-036KA |  | C6B(A,H)-X36(C,U)-C | 12.5 | 15.7 | 8.6 | Yes | Yes | 2011-02-08 |  | 1
FALSE | T4BF-048KA | 1876 | 3394748 | WESTINGHOUSE | FT4BF-048KA | HP | Split System: Heat Pump with Remote Outdoor Unit-Air-Source | T4BF-048KA |  | C6B(A,H)-F60(C,U)-C+TXV-X4.0 | 12.5 | 15 | 8.5 | Yes | Yes | 2011-02-08 |  | 1
FALSE | T4BF-048KA | 1876 | 3394749 | WESTINGHOUSE | FT4BF-048KA | HP | Split System: Heat Pump with Remote Outdoor Unit-Air-Source | T4BF-048KA |  | C6B(A,H)-X48(C,U)-C | 12.5 | 15 | 8.5 | Yes | Yes | 2011-02-08 |  | 1
FALSE | T4BF-024KB | 1866 | 3394808 | BROAN | FT4BF-024KA | HP | Split System: Heat Pump with Remote Outdoor Unit-Air-Source | T4BF-024KA |  | C6B(A,H)-F42(C,U)-B+TXV-X2.0 | 13 | 15.5 | 8.8 | Yes | Yes | 2011-02-08 |  | 1
FALSE | T4BF-024KB | 1866 | 3394809 | BROAN | FT4BF-024KA | HP | Split System: Heat Pump with Remote Outdoor Unit-Air-Source | T4BF-024KA |  | C6B(A,H)-X26(C,U)-B | 13 | 15.5 | 8.8 | Yes | Yes | 2011-02-08 |  | 1
FALSE | T4BF-036KA | 1871 | 3394812 | BROAN | FT4BF-036KA | HP | Split System: Heat Pump with Remote Outdoor Unit-Air-Source | T4BF-036KA |  | C6B(A,H)-F48(C,U)-C+TXV-X3.0 | 12.5 | 15.7 | 8.6 | Yes | Yes | 2011-02-08 |  | 1
FALSE | T4BF-036KA | 1871 | 3394813 | BROAN | FT4BF-036KA | HP | Split System: Heat Pump with Remote Outdoor Unit-Air-Source | T4BF-036KA |  | C6B(A,H)-X36(C,U)-C | 12.5 | 15.7 | 8.6 | Yes | Yes | 2011-02-08 |  | 1
FALSE | T4BF-048KA | 1876 | 3394814 | BROAN | FT4BF-048KA | HP | Split System: Heat Pump with Remote Outdoor Unit-Air-Source | T4BF-048KA |  | C6B(A,H)-F60(C,U)-C+TXV-X4.0 | 12.5 | 15 | 8.5 | Yes | Yes | 2011-02-08 |  | 1
FALSE | T4BF-048KA | 1876 | 3394815 | BROAN | FT4BF-048KA | HP | Split System: Heat Pump with Remote Outdoor Unit-Air-Source | T4BF-048KA |  | C6B(A,H)-X48(C,U)-C | 12.5 | 15 | 8.5 | Yes | Yes | 2011-02-08 |  | 1
FALSE | T4BF-024KB | 1866 | 3394820 | BROAN | FT4BF-024KA | HP | Split System: Heat Pump with Remote Outdoor Unit-Air-Source | T4BF-024KA |  | C6B(A,H)-F42(C,U)-B+TXV-X2.0 | 13 | 15.5 | 8.8 | Yes | Yes | 2011-02-08 |  | 1
FALSE | T4BF-036KA | 1871 | 3394822 | BROAN | FT4BF-036KA | HP | Split System: Heat Pump with Remote Outdoor Unit-Air-Source | T4BF-036KA |  | C6B(A,H)-F48(C,U)-C+TXV-X3.0 | 12.5 | 15.7 | 8.6 | Yes | Yes | 2011-02-08 |  | 1
FALSE | T4BF-048KA | 1876 | 3394823 | BROAN | FT4BF-048KA | HP | Split System: Heat Pump with Remote Outdoor Unit-Air-Source | T4BF-048KA |  | C6B(A,H)-F60(C,U)-C+TXV-X4.0 | 12.5 | 15 | 8.5 | Yes | Yes | 2011-02-08 |  | 1
FALSE | T4BF-024KB | 1866 | 3394826 | MAYTAG | PSH4BF024KA | HP | Split System: Heat Pump with Remote Outdoor Unit-Air-Source | T4BF-024KA |  | C6B(A,H)-F42(C,U)-B+TXV-X2.0 | 13 | 15.5 | 8.8 | Yes | Yes | 2011-02-08 |  | 1
FALSE | T4BF-024KB | 1866 | 3394827 | MAYTAG | PSH4BF024KA | HP | Split System: Heat Pump with Remote Outdoor Unit-Air-Source | T4BF-024KA |  | C6B(A,H)-X26(C,U)-B | 13 | 15.5 | 8.8 | Yes | Yes | 2011-02-08 |  | 1
FALSE | T4BF-036KA | 1871 | 3394775 | NUTONE | FT4BF-036KA | HP | Split System: Heat Pump with Remote Outdoor Unit-Air-Source | T4BF-036KA |  | C6B(A,H)-X36(C,U)-C | 12.5 | 15.7 | 8.6 | Yes | Yes | 2011-02-08 |  | 1
FALSE | T4BF-048KA | 1876 | 3394776 | NUTONE | FT4BF-048KA | HP | Split System: Heat Pump with Remote Outdoor Unit-Air-Source | T4BF-048KA |  | C6B(A,H)-F60(C,U)-C+TXV-X4.0 | 12.5 | 15 | 8.5 | Yes | Yes | 2011-02-08 |  | 1
FALSE | T4BF-048KA | 1876 | 3394777 | NUTONE | FT4BF-048KA | HP | Split System: Heat Pump with Remote Outdoor Unit-Air-Source | T4BF-048KA |  | C6B(A,H)-X48(C,U)-C | 12.5 | 15 | 8.5 | Yes | Yes | 2011-02-08 |  | 1
FALSE | T4BF-024KB | 1866 | 3394780 | NUTONE | FT4BF-024KA | HP | Split System: Heat Pump with Remote Outdoor Unit-Air-Source | T4BF-024KA |  | C6B(A,H)-F42(C,U)-B+TXV-X2.0 | 13 | 15.5 | 8.8 | Yes | Yes | 2011-02-08 |  | 1
FALSE | T4BF-024KB | 1866 | 3394781 | NUTONE | FT4BF-024KA | HP | Split System: Heat Pump with Remote Outdoor Unit-Air-Source | T4BF-024KA |  | C6B(A,H)-X26(C,U)-B | 13 | 15.5 | 8.8 | Yes | Yes | 2011-02-08 |  | 1
FALSE | T4BF-036KA | 1871 | 3394784 | NUTONE | FT4BF-036KA | HP | Split System: Heat Pump with Remote Outdoor Unit-Air-Source | T4BF-036KA |  | C6B(A,H)-F48(C,U)-C+TXV-X3.0 | 12.5 | 15.7 | 8.6 | Yes | Yes | 2011-02-08 |  | 1
FALSE | T4BF-036KA | 1871 | 3394785 | NUTONE | FT4BF-036KA | HP | Split System: Heat Pump with Remote Outdoor Unit-Air-Source | T4BF-036KA |  | C6B(A,H)-X36(C,U)-C | 12.5 | 15.7 | 8.6 | Yes | Yes | 2011-02-08 |  | 1
FALSE | T4BF-048KA | 1876 | 3394786 | NUTONE | FT4BF-048KA | HP | Split System: Heat Pump with Remote Outdoor Unit-Air-Source | T4BF-048KA |  | C6B(A,H)-F60(C,U)-C+TXV-X4.0 | 12.5 | 15 | 8.5 | Yes | Yes | 2011-02-08 |  | 1
FALSE | T4BF-048KA | 1876 | 3394787 | NUTONE | FT4BF-048KA | HP | Split System: Heat Pump with Remote Outdoor Unit-Air-Source | T4BF-048KA |  | C6B(A,H)-X48(C,U)-C | 12.5 | 15 | 8.5 | Yes | Yes | 2011-02-08 |  | 1
FALSE | T4BF-024KB | 1866 | 3394792 | NUTONE | FT4BF-024KA | HP | Split System: Heat Pump with Remote Outdoor Unit-Air-Source | T4BF-024KA |  | C6B(A,H)-F42(C,U)-B+TXV-X2.0 | 13 | 15.5 | 8.8 | Yes | Yes | 2011-02-08 |  | 1
FALSE | T4BF-036KA | 1871 | 3394794 | NUTONE | FT4BF-036KA | HP | Split System: Heat Pump with Remote Outdoor Unit-Air-Source | T4BF-036KA |  | C6B(A,H)-F48(C,U)-C+TXV-X3.0 | 12.5 | 15.7 | 8.6 | Yes | Yes | 2011-02-08 |  | 1
FALSE | T4BF-048KA | 1876 | 3394795 | NUTONE | FT4BF-048KA | HP | Split System: Heat Pump with Remote Outdoor Unit-Air-Source | T4BF-048KA |  | C6B(A,H)-F60(C,U)-C+TXV-X4.0 | 12.5 | 15 | 8.5 | Yes | Yes | 2011-02-08 |  | 1
FALSE | T4BF-024KB | 1866 | 3394798 | BROAN | FT4BF-024KA | HP | Split System: Heat Pump with Remote Outdoor Unit-Air-Source | T4BF-024KA |  | C6B(A,H)-F42(C,U)-B+TXV-X2.0 | 13 | 15.5 | 8.8 | Yes | Yes | 2011-02-08 |  | 1
FALSE | T4BF-024KB | 1866 | 3394799 | BROAN | FT4BF-024KA | HP | Split System: Heat Pump with Remote Outdoor Unit-Air-Source | T4BF-024KA |  | C6B(A,H)-X26(C,U)-B | 13 | 15.5 | 8.8 | Yes | Yes | 2011-02-08 |  | 1
FALSE | T4BF-036KA | 1871 | 3394802 | BROAN | FT4BF-036KA | HP | Split System: Heat Pump with Remote Outdoor Unit-Air-Source | T4BF-036KA |  | C6B(A,H)-F48(C,U)-C+TXV-X3.0 | 12.5 | 15.7 | 8.6 | Yes | Yes | 2011-02-08 |  | 1
FALSE | T4BF-036KA | 1871 | 3394803 | BROAN | FT4BF-036KA | HP | Split System: Heat Pump with Remote Outdoor Unit-Air-Source | T4BF-036KA |  | C6B(A,H)-X36(C,U)-C | 12.5 | 15.7 | 8.6 | Yes | Yes | 2011-02-08 |  | 1
FALSE | T4BF-048KA | 1876 | 3394804 | BROAN | FT4BF-048KA | HP | Split System: Heat Pump with Remote Outdoor Unit-Air-Source | T4BF-048KA |  | C6B(A,H)-F60(C,U)-C+TXV-X4.0 | 12.5 | 15 | 8.5 | Yes | Yes | 2011-02-08 |  | 1
FALSE | T4BF-048KA | 1876 | 3394805 | BROAN | FT4BF-048KA | HP | Split System: Heat Pump with Remote Outdoor Unit-Air-Source | T4BF-048KA |  | C6B(A,H)-X48(C,U)-C | 12.5 | 15 | 8.5 | Yes | Yes | 2011-02-08 |  | 1
FALSE | T4BF-036KA | 1871 | 3394830 | MAYTAG | PSH4BF036KA | HP | Split System: Heat Pump with Remote Outdoor Unit-Air-Source | T4BF-036KA |  | C6B(A,H)-F48(C,U)-C+TXV-X3.0 | 12.5 | 15.7 | 8.6 | Yes | Yes | 2011-02-08 |  | 1
FALSE | T4BF-036KA | 1871 | 3394831 | MAYTAG | PSH4BF036KA | HP | Split System: Heat Pump with Remote Outdoor Unit-Air-Source | T4BF-036KA |  | C6B(A,H)-X36(C,U)-C | 12.5 | 15.7 | 8.6 | Yes | Yes | 2011-02-08 |  | 1
FALSE | T4BF-048KA | 1876 | 3394832 | MAYTAG | PSH4BF048KA | HP | Split System: Heat Pump with Remote Outdoor Unit-Air-Source | T4BF-048KA |  | C6B(A,H)-F60(C,U)-C+TXV-X4.0 | 12.5 | 15 | 8.5 | Yes | Yes | 2011-02-08 |  | 1
FALSE | T4BF-048KA | 1876 | 3394833 | MAYTAG | PSH4BF048KA | HP | Split System: Heat Pump with Remote Outdoor Unit-Air-Source | T4BF-048KA |  | C6B(A,H)-X48(C,U)-C | 12.5 | 15 | 8.5 | Yes | Yes | 2011-02-08 |  | 1
FALSE | T4BF-024KB | 1866 | 3394848 | MAYTAG | PSH4BF024KA | HP | Split System: Heat Pump with Remote Outdoor Unit-Air-Source | T4BF-024KA |  | C6B(A,H)-F42(C,U)-B+TXV-X2.0 | 13 | 15.5 | 8.8 | Yes | Yes | 2011-02-08 |  | 1
FALSE | T4BF-024KB | 1866 | 3394849 | MAYTAG | PSH4BF024KA | HP | Split System: Heat Pump with Remote Outdoor Unit-Air-Source | T4BF-024KA |  | C6B(A,H)-X26(C,U)-B | 13 | 15.5 | 8.8 | Yes | Yes | 2011-02-08 |  | 1
FALSE | T4BF-036KA | 1871 | 3394852 | MAYTAG | PSH4BF036KA | HP | Split System: Heat Pump with Remote Outdoor Unit-Air-Source | T4BF-036KA |  | C6B(A,H)-F48(C,U)-C+TXV-X3.0 | 12.5 | 15.7 | 8.6 | Yes | Yes | 2011-02-08 |  | 1
FALSE | T4BF-036KA | 1871 | 3394853 | MAYTAG | PSH4BF036KA | HP | Split System: Heat Pump with Remote Outdoor Unit-Air-Source | T4BF-036KA |  | C6B(A,H)-X36(C,U)-C | 12.5 | 15.7 | 8.6 | Yes | Yes | 2011-02-08 |  | 1
FALSE | T4BF-048KA | 1876 | 3394854 | MAYTAG | PSH4BF048KA | HP | Split System: Heat Pump with Remote Outdoor Unit-Air-Source | T4BF-048KA |  | C6B(A,H)-F60(C,U)-C+TXV-X4.0 | 12.5 | 15 | 8.5 | Yes | Yes | 2011-02-08 |  | 1
FALSE | T4BF-048KA | 1876 | 3394855 | MAYTAG | PSH4BF048KA | HP | Split System: Heat Pump with Remote Outdoor Unit-Air-Source | T4BF-048KA |  | C6B(A,H)-X48(C,U)-C | 12.5 | 15 | 8.5 | Yes | Yes | 2011-02-08 |  | 1
FALSE | T4BF-024KB | 1866 | 3394859 | GIBSON | JT4BF-024KA | HP | Split System: Heat Pump with Remote Outdoor Unit-Air-Source | T4BF-024KA |  | C6B(A,H)-F42(C,U)-B+TXV-X2.0 | 13 | 15.5 | 8.8 | Yes | Yes | 2011-02-08 |  | 1
FALSE | T4BF-024KB | 1866 | 3394860 | GIBSON | JT4BF-024KA | HP | Split System: Heat Pump with Remote Outdoor Unit-Air-Source | T4BF-024KA |  | C6B(A,H)-X26(C,U)-B | 13 | 15.5 | 8.8 | Yes | Yes | 2011-02-08 |  | 1
FALSE | T4BF-036KA | 1871 | 3394863 | GIBSON | JT4BF-036KA | HP | Split System: Heat Pump with Remote Outdoor Unit-Air-Source | T4BF-036KA |  | C6B(A,H)-F48(C,U)-C+TXV-X3.0 | 12.5 | 15.7 | 8.6 | Yes | Yes | 2011-02-08 |  | 1
FALSE | T4BF-036KA | 1871 | 3394864 | GIBSON | JT4BF-036KA | HP | Split System: Heat Pump with Remote Outdoor Unit-Air-Source | T4BF-036KA |  | C6B(A,H)-X36(C,U)-C | 12.5 | 15.7 | 8.6 | Yes | Yes | 2011-02-08 |  | 1
FALSE | T4BF-048KA | 1876 | 3394865 | GIBSON | JT4BF-048KA | HP | Split System: Heat Pump with Remote Outdoor Unit-Air-Source | T4BF-048KA |  | C6B(A,H)-F60(C,U)-C+TXV-X4.0 | 12.5 | 15 | 8.5 | Yes | Yes | 2011-02-08 |  | 1
FALSE | T4BF-048KA | 1876 | 3394866 | GIBSON | JT4BF-048KA | HP | Split System: Heat Pump with Remote Outdoor Unit-Air-Source | T4BF-048KA |  | C6B(A,H)-X48(C,U)-C | 12.5 | 15 | 8.5 | Yes | Yes | 2011-02-08 |  | 1
FALSE | T4BF-024KB | 1866 | 3394869 | GIBSON | JT4BF-024KA | HP | Split System: Heat Pump with Remote Outdoor Unit-Air-Source | T4BF-024KA |  | C6B(A,H)-F42(C,U)-B+TXV-X2.0 | 13 | 15.5 | 8.8 | Yes | Yes | 2011-02-08 |  | 1
FALSE | T4BF-024KB | 1866 | 3394870 | GIBSON | JT4BF-024KA | HP | Split System: Heat Pump with Remote Outdoor Unit-Air-Source | T4BF-024KA |  | C6B(A,H)-X26(C,U)-B | 13 | 15.5 | 8.8 | Yes | Yes | 2011-02-08 |  | 1
FALSE | T4BF-036KA | 1871 | 3394873 | GIBSON | JT4BF-036KA | HP | Split System: Heat Pump with Remote Outdoor Unit-Air-Source | T4BF-036KA |  | C6B(A,H)-F48(C,U)-C+TXV-X3.0 | 12.5 | 15.7 | 8.6 | Yes | Yes | 2011-02-08 |  | 1
FALSE | T4BF-036KA | 1871 | 3394874 | GIBSON | JT4BF-036KA | HP | Split System: Heat Pump with Remote Outdoor Unit-Air-Source | T4BF-036KA |  | C6B(A,H)-X36(C,U)-C | 12.5 | 15.7 | 8.6 | Yes | Yes | 2011-02-08 |  | 1
FALSE | T4BF-048KA | 1876 | 3394875 | GIBSON | JT4BF-048KA | HP | Split System: Heat Pump with Remote Outdoor Unit-Air-Source | T4BF-048KA |  | C6B(A,H)-F60(C,U)-C+TXV-X4.0 | 12.5 | 15 | 8.5 | Yes | Yes | 2011-02-08 |  | 1
FALSE | T4BF-048KA | 1876 | 3394876 | GIBSON | JT4BF-048KA | HP | Split System: Heat Pump with Remote Outdoor Unit-Air-Source | T4BF-048KA |  | C6B(A,H)-X48(C,U)-C | 12.5 | 15 | 8.5 | Yes | Yes | 2011-02-08 |  | 1
FALSE | T4BF-024KB | 1866 | 3394933 | GRANDAIRE | JT4BF-024KA | HP | Split System: Heat Pump with Remote Outdoor Unit-Air-Source | T4BF-024KA |  | C6B(A,H)-F42(C,U)-B+TXV-X2.0 | 13 | 15.5 | 8.8 | Yes | Yes | 2011-02-08 |  | 1
FALSE | T4BF-024KB | 1866 | 3394934 | GRANDAIRE | JT4BF-024KA | HP | Split System: Heat Pump with Remote Outdoor Unit-Air-Source | T4BF-024KA |  | C6B(A,H)-X26(C,U)-B | 13 | 15.5 | 8.8 | Yes | Yes | 2011-02-08 |  | 1
FALSE | T4BF-036KA | 1871 | 3394937 | GRANDAIRE | JT4BF-036KA | HP | Split System: Heat Pump with Remote Outdoor Unit-Air-Source | T4BF-036KA |  | C6B(A,H)-F48(C,U)-C+TXV-X3.0 | 12.5 | 15.7 | 8.6 | Yes | Yes | 2011-02-08 |  | 1
FALSE | T4BF-036KA | 1871 | 3394938 | GRANDAIRE | JT4BF-036KA | HP | Split System: Heat Pump with Remote Outdoor Unit-Air-Source | T4BF-036KA |  | C6B(A,H)-X36(C,U)-C | 12.5 | 15.7 | 8.6 | Yes | Yes | 2011-02-08 |  | 1
FALSE | T4BF-048KA | 1876 | 3394939 | GRANDAIRE | JT4BF-048KA | HP | Split System: Heat Pump with Remote Outdoor Unit-Air-Source | T4BF-048KA |  | C6B(A,H)-F60(C,U)-C+TXV-X4.0 | 12.5 | 15 | 8.5 | Yes | Yes | 2011-02-08 |  | 1
FALSE | T4BF-048KA | 1876 | 3394940 | GRANDAIRE | JT4BF-048KA | HP | Split System: Heat Pump with Remote Outdoor Unit-Air-Source | T4BF-048KA |  | C6B(A,H)-X48(C,U)-C | 12.5 | 15 | 8.5 | Yes | Yes | 2011-02-08 |  | 1
FALSE | T4BF-024KB | 1866 | 3394945 | GRANDAIRE | JT4BF-024KA | HP | Split System: Heat Pump with Remote Outdoor Unit-Air-Source | T4BF-024KA |  | C6B(A,H)-F42(C,U)-B+TXV-X2.0 | 13 | 15.5 | 8.8 | Yes | Yes | 2011-02-08 |  | 1
FALSE | T4BF-024KB | 1866 | 3394946 | GRANDAIRE | JT4BF-024KA | HP | Split System: Heat Pump with Remote Outdoor Unit-Air-Source | T4BF-024KA |  | C6B(A,H)-X26(C,U)-B | 13 | 15.5 | 8.8 | Yes | Yes | 2011-02-08 |  | 1
FALSE | T4BF-036KA | 1871 | 3394949 | GRANDAIRE | JT4BF-036KA | HP | Split System: Heat Pump with Remote Outdoor Unit-Air-Source | T4BF-036KA |  | C6B(A,H)-F48(C,U)-C+TXV-X3.0 | 12.5 | 15.7 | 8.6 | Yes | Yes | 2011-02-08 |  | 1
FALSE | T4BF-036KA | 1871 | 3394950 | GRANDAIRE | JT4BF-036KA | HP | Split System: Heat Pump with Remote Outdoor Unit-Air-Source | T4BF-036KA |  | C6B(A,H)-X36(C,U)-C | 12.5 | 15.7 | 8.6 | Yes | Yes | 2011-02-08 |  | 1
FALSE | T4BF-048KA | 1876 | 3394951 | GRANDAIRE | JT4BF-048KA | HP | Split System: Heat Pump with Remote Outdoor Unit-Air-Source | T4BF-048KA |  | C6B(A,H)-F60(C,U)-C+TXV-X4.0 | 12.5 | 15 | 8.5 | Yes | Yes | 2011-02-08 |  | 1
FALSE | T4BF-048KA | 1876 | 3394952 | GRANDAIRE | JT4BF-048KA | HP | Split System: Heat Pump with Remote Outdoor Unit-Air-Source | T4BF-048KA |  | C6B(A,H)-X48(C,U)-C | 12.5 | 15 | 8.5 | Yes | Yes | 2011-02-08 |  | 1
FALSE | T4BF-024KB | 1866 | 3394905 | GIBSON | JT4BF-024KA | HP | Split System: Heat Pump with Remote Outdoor Unit-Air-Source | T4BF-024KA |  | C6B(A,H)-F42(C,U)-B+TXV-X2.0 | 13 | 15.5 | 8.8 | Yes | Yes | 2011-02-08 |  | 1
FALSE | T4BF-036KA | 1871 | 3394907 | GIBSON | JT4BF-036KA | HP | Split System: Heat Pump with Remote Outdoor Unit-Air-Source | T4BF-036KA |  | C6B(A,H)-F48(C,U)-C+TXV-X3.0 | 12.5 | 15.7 | 8.6 | Yes | Yes | 2011-02-08 |  | 1
FALSE | T4BF-048KA | 1876 | 3394908 | GIBSON | JT4BF-048KA | HP | Split System: Heat Pump with Remote Outdoor Unit-Air-Source | T4BF-048KA |  | C6B(A,H)-F60(C,U)-C+TXV-X4.0 | 12.5 | 15 | 8.5 | Yes | Yes | 2011-02-08 |  | 1
FALSE | T4BF-024KB | 1866 | 3394911 | GRANDAIRE | JT4BF-024KA | HP | Split System: Heat Pump with Remote Outdoor Unit-Air-Source | T4BF-024KA |  | C6B(A,H)-F42(C,U)-B+TXV-X2.0 | 13 | 15.5 | 8.8 | Yes | Yes | 2011-02-08 |  | 1
FALSE | T4BF-024KB | 1866 | 3394912 | GRANDAIRE | JT4BF-024KA | HP | Split System: Heat Pump with Remote Outdoor Unit-Air-Source | T4BF-024KA |  | C6B(A,H)-X26(C,U)-B | 13 | 15.5 | 8.8 | Yes | Yes | 2011-02-08 |  | 1
FALSE | T4BF-036KA | 1871 | 3394915 | GRANDAIRE | JT4BF-036KA | HP | Split System: Heat Pump with Remote Outdoor Unit-Air-Source | T4BF-036KA |  | C6B(A,H)-F48(C,U)-C+TXV-X3.0 | 12.5 | 15.7 | 8.6 | Yes | Yes | 2011-02-08 |  | 1
FALSE | T4BF-036KA | 1871 | 3394916 | GRANDAIRE | JT4BF-036KA | HP | Split System: Heat Pump with Remote Outdoor Unit-Air-Source | T4BF-036KA |  | C6B(A,H)-X36(C,U)-C | 12.5 | 15.7 | 8.6 | Yes | Yes | 2011-02-08 |  | 1
FALSE | T4BF-048KA | 1876 | 3394917 | GRANDAIRE | JT4BF-048KA | HP | Split System: Heat Pump with Remote Outdoor Unit-Air-Source | T4BF-048KA |  | C6B(A,H)-F60(C,U)-C+TXV-X4.0 | 12.5 | 15 | 8.5 | Yes | Yes | 2011-02-08 |  | 1
FALSE | T4BF-048KA | 1876 | 3394918 | GRANDAIRE | JT4BF-048KA | HP | Split System: Heat Pump with Remote Outdoor Unit-Air-Source | T4BF-048KA |  | C6B(A,H)-X48(C,U)-C | 12.5 | 15 | 8.5 | Yes | Yes | 2011-02-08 |  | 1
FALSE | T4BF-024KB | 1866 | 3394921 | GRANDAIRE | JT4BF-024KA | HP | Split System: Heat Pump with Remote Outdoor Unit-Air-Source | T4BF-024KA |  | C6B(A,H)-F42(C,U)-B+TXV-X2.0 | 13 | 15.5 | 8.8 | Yes | Yes | 2011-02-08 |  | 1
FALSE | T4BF-024KB | 1866 | 3394922 | GRANDAIRE | JT4BF-024KA | HP | Split System: Heat Pump with Remote Outdoor Unit-Air-Source | T4BF-024KA |  | C6B(A,H)-X26(C,U)-B | 13 | 15.5 | 8.8 | Yes | Yes | 2011-02-08 |  | 1
FALSE | T4BF-036KA | 1871 | 3394925 | GRANDAIRE | JT4BF-036KA | HP | Split System: Heat Pump with Remote Outdoor Unit-Air-Source | T4BF-036KA |  | C6B(A,H)-F48(C,U)-C+TXV-X3.0 | 12.5 | 15.7 | 8.6 | Yes | Yes | 2011-02-08 |  | 1
FALSE | T4BF-036KA | 1871 | 3394926 | GRANDAIRE | JT4BF-036KA | HP | Split System: Heat Pump with Remote Outdoor Unit-Air-Source | T4BF-036KA |  | C6B(A,H)-X36(C,U)-C | 12.5 | 15.7 | 8.6 | Yes | Yes | 2011-02-08 |  | 1
FALSE | T4BF-048KA | 1876 | 3394927 | GRANDAIRE | JT4BF-048KA | HP | Split System: Heat Pump with Remote Outdoor Unit-Air-Source | T4BF-048KA |  | C6B(A,H)-F60(C,U)-C+TXV-X4.0 | 12.5 | 15 | 8.5 | Yes | Yes | 2011-02-08 |  | 1
FALSE | T4BF-048KA | 1876 | 3394928 | GRANDAIRE | JT4BF-048KA | HP | Split System: Heat Pump with Remote Outdoor Unit-Air-Source | T4BF-048KA |  | C6B(A,H)-X48(C,U)-C | 12.5 | 15 | 8.5 | Yes | Yes | 2011-02-08 |  | 1
FALSE | T4BF-024KB | 1866 | 3394957 | GRANDAIRE | JT4BF-024KA | HP | Split System: Heat Pump with Remote Outdoor Unit-Air-Source | T4BF-024KA |  | C6B(A,H)-F42(C,U)-B+TXV-X2.0 | 13 | 15.5 | 8.8 | Yes | Yes | 2011-02-08 |  | 1
FALSE | T4BF-036KA | 1871 | 3394959 | GRANDAIRE | JT4BF-036KA | HP | Split System: Heat Pump with Remote Outdoor Unit-Air-Source | T4BF-036KA |  | C6B(A,H)-F48(C,U)-C+TXV-X3.0 | 12.5 | 15.7 | 8.6 | Yes | Yes | 2011-02-08 |  | 1
FALSE | T4BF-048KA | 1876 | 3394960 | GRANDAIRE | JT4BF-048KA | HP | Split System: Heat Pump with Remote Outdoor Unit-Air-Source | T4BF-048KA |  | C6B(A,H)-F60(C,U)-C+TXV-X4.0 | 12.5 | 15 | 8.5 | Yes | Yes | 2011-02-08 |  | 1
FALSE | T4BF-024KB | 1866 | 3394963 | PHILCO | JT4BF-024KA | HP | Split System: Heat Pump with Remote Outdoor Unit-Air-Source | T4BF-024KA |  | C6B(A,H)-F42(C,U)-B+TXV-X2.0 | 13 | 15.5 | 8.8 | Yes | Yes | 2011-02-08 |  | 1
FALSE | T4BF-024KB | 1866 | 3394964 | PHILCO | JT4BF-024KA | HP | Split System: Heat Pump with Remote Outdoor Unit-Air-Source | T4BF-024KA |  | C6B(A,H)-X26(C,U)-B | 13 | 15.5 | 8.8 | Yes | Yes | 2011-02-08 |  | 1
FALSE | T4BF-036KA | 1871 | 3394967 | PHILCO | JT4BF-036KA | HP | Split System: Heat Pump with Remote Outdoor Unit-Air-Source | T4BF-036KA |  | C6B(A,H)-F48(C,U)-C+TXV-X3.0 | 12.5 | 15.7 | 8.6 | Yes | Yes | 2011-02-08 |  | 1
FALSE | T4BF-036KA | 1871 | 3394968 | PHILCO | JT4BF-036KA | HP | Split System: Heat Pump with Remote Outdoor Unit-Air-Source | T4BF-036KA |  | C6B(A,H)-X36(C,U)-C | 12.5 | 15.7 | 8.6 | Yes | Yes | 2011-02-08 |  | 1
FALSE | T4BF-048KA | 1876 | 3394969 | PHILCO | JT4BF-048KA | HP | Split System: Heat Pump with Remote Outdoor Unit-Air-Source | T4BF-048KA |  | C6B(A,H)-F60(C,U)-C+TXV-X4.0 | 12.5 | 15 | 8.5 | Yes | Yes | 2011-02-08 |  | 1
FALSE | T4BF-048KA | 1876 | 3394970 | PHILCO | JT4BF-048KA | HP | Split System: Heat Pump with Remote Outdoor Unit-Air-Source | T4BF-048KA |  | C6B(A,H)-X48(C,U)-C | 12.5 | 15 | 8.5 | Yes | Yes | 2011-02-08 |  | 1
FALSE | T4BF-024KB | 1866 | 3394973 | PHILCO | JT4BF-024KA | HP | Split System: Heat Pump with Remote Outdoor Unit-Air-Source | T4BF-024KA |  | C6B(A,H)-F42(C,U)-B+TXV-X2.0 | 13 | 15.5 | 8.8 | Yes | Yes | 2011-02-08 |  | 1
FALSE | T4BF-024KB | 1866 | 3394974 | PHILCO | JT4BF-024KA | HP | Split System: Heat Pump with Remote Outdoor Unit-Air-Source | T4BF-024KA |  | C6B(A,H)-X26(C,U)-B | 13 | 15.5 | 8.8 | Yes | Yes | 2011-02-08 |  | 1
FALSE | T4BF-036KA | 1871 | 3394977 | PHILCO | JT4BF-036KA | HP | Split System: Heat Pump with Remote Outdoor Unit-Air-Source | T4BF-036KA |  | C6B(A,H)-F48(C,U)-C+TXV-X3.0 | 12.5 | 15.7 | 8.6 | Yes | Yes | 2011-02-08 |  | 1
FALSE | T4BF-036KA | 1871 | 3394978 | PHILCO | JT4BF-036KA | HP | Split System: Heat Pump with Remote Outdoor Unit-Air-Source | T4BF-036KA |  | C6B(A,H)-X36(C,U)-C | 12.5 | 15.7 | 8.6 | Yes | Yes | 2011-02-08 |  | 1
FALSE | T4BF-048KA | 1876 | 3394979 | PHILCO | JT4BF-048KA | HP | Split System: Heat Pump with Remote Outdoor Unit-Air-Source | T4BF-048KA |  | C6B(A,H)-F60(C,U)-C+TXV-X4.0 | 12.5 | 15 | 8.5 | Yes | Yes | 2011-02-08 |  | 1
FALSE | T4BF-048KA | 1876 | 3394980 | PHILCO | JT4BF-048KA | HP | Split System: Heat Pump with Remote Outdoor Unit-Air-Source | T4BF-048KA |  | C6B(A,H)-X48(C,U)-C | 12.5 | 15 | 8.5 | Yes | Yes | 2011-02-08 |  | 1
FALSE | T4BF-024KB | 1866 | 3394985 | PHILCO | JT4BF-024KA | HP | Split System: Heat Pump with Remote Outdoor Unit-Air-Source | T4BF-024KA |  | C6B(A,H)-F42(C,U)-B+TXV-X2.0 | 13 | 15.5 | 8.8 | Yes | Yes | 2011-02-08 |  | 1
FALSE | T4BF-024KB | 1866 | 3394986 | PHILCO | JT4BF-024KA | HP | Split System: Heat Pump with Remote Outdoor Unit-Air-Source | T4BF-024KA |  | C6B(A,H)-X26(C,U)-B | 13 | 15.5 | 8.8 | Yes | Yes | 2011-02-08 |  | 1
FALSE | T4BF-036KA | 1871 | 3394989 | PHILCO | JT4BF-036KA | HP | Split System: Heat Pump with Remote Outdoor Unit-Air-Source | T4BF-036KA |  | C6B(A,H)-F48(C,U)-C+TXV-X3.0 | 12.5 | 15.7 | 8.6 | Yes | Yes | 2011-02-08 |  | 1
FALSE | T4BF-048KA | 1876 | 3395044 | KELVINATOR | JT4BF-048KA | HP | Split System: Heat Pump with Remote Outdoor Unit-Air-Source | T4BF-048KA |  | C6B(A,H)-X48(C,U)-C | 12.5 | 15 | 8.5 | Yes | Yes | 2011-02-08 |  | 1
FALSE | T4BF-024KB | 1866 | 3395049 | KELVINATOR | JT4BF-024KA | HP | Split System: Heat Pump with Remote Outdoor Unit-Air-Source | T4BF-024KA |  | C6B(A,H)-F42(C,U)-B+TXV-X2.0 | 13 | 15.5 | 8.8 | Yes | Yes | 2011-02-08 |  | 1
FALSE | T4BF-024KB | 1866 | 3395050 | KELVINATOR | JT4BF-024KA | HP | Split System: Heat Pump with Remote Outdoor Unit-Air-Source | T4BF-024KA |  | C6B(A,H)-X26(C,U)-B | 13 | 15.5 | 8.8 | Yes | Yes | 2011-02-08 |  | 1
FALSE | T4BF-036KA | 1871 | 3395053 | KELVINATOR | JT4BF-036KA | HP | Split System: Heat Pump with Remote Outdoor Unit-Air-Source | T4BF-036KA |  | C6B(A,H)-F48(C,U)-C+TXV-X3.0 | 12.5 | 15.7 | 8.6 | Yes | Yes | 2011-02-08 |  | 1
FALSE | T4BF-036KA | 1871 | 3395054 | KELVINATOR | JT4BF-036KA | HP | Split System: Heat Pump with Remote Outdoor Unit-Air-Source | T4BF-036KA |  | C6B(A,H)-X36(C,U)-C | 12.5 | 15.7 | 8.6 | Yes | Yes | 2011-02-08 |  | 1
FALSE | T4BF-048KA | 1876 | 3395055 | KELVINATOR | JT4BF-048KA | HP | Split System: Heat Pump with Remote Outdoor Unit-Air-Source | T4BF-048KA |  | C6B(A,H)-F60(C,U)-C+TXV-X4.0 | 12.5 | 15 | 8.5 | Yes | Yes | 2011-02-08 |  | 1
FALSE | T4BF-048KA | 1876 | 3395056 | KELVINATOR | JT4BF-048KA | HP | Split System: Heat Pump with Remote Outdoor Unit-Air-Source | T4BF-048KA |  | C6B(A,H)-X48(C,U)-C | 12.5 | 15 | 8.5 | Yes | Yes | 2011-02-08 |  | 1
FALSE | T4BF-024KB | 1866 | 3395061 | KELVINATOR | JT4BF-024KA | HP | Split System: Heat Pump with Remote Outdoor Unit-Air-Source | T4BF-024KA |  | C6B(A,H)-F42(C,U)-B+TXV-X2.0 | 13 | 15.5 | 8.8 | Yes | Yes | 2011-02-08 |  | 1
FALSE | T4BF-036KA | 1871 | 3395063 | KELVINATOR | JT4BF-036KA | HP | Split System: Heat Pump with Remote Outdoor Unit-Air-Source | T4BF-036KA |  | C6B(A,H)-F48(C,U)-C+TXV-X3.0 | 12.5 | 15.7 | 8.6 | Yes | Yes | 2011-02-08 |  | 1
FALSE | T4BF-048KA | 1876 | 3395064 | KELVINATOR | JT4BF-048KA | HP | Split System: Heat Pump with Remote Outdoor Unit-Air-Source | T4BF-048KA |  | C6B(A,H)-F60(C,U)-C+TXV-X4.0 | 12.5 | 15 | 8.5 | Yes | Yes | 2011-02-08 |  | 1
FALSE | T4BF-048KA | 1876 | 3395012 | PHILCO | JT4BF-048KA | HP | Split System: Heat Pump with Remote Outdoor Unit-Air-Source | T4BF-048KA |  | C6B(A,H)-F60(C,U)-C+TXV-X4.0 | 12.5 | 15 | 8.5 | Yes | Yes | 2011-02-08 |  | 1
FALSE | T4BF-024KB | 1866 | 3395015 | KELVINATOR | JT4BF-024KA | HP | Split System: Heat Pump with Remote Outdoor Unit-Air-Source | T4BF-024KA |  | C6B(A,H)-F42(C,U)-B+TXV-X2.0 | 13 | 15.5 | 8.8 | Yes | Yes | 2011-02-08 |  | 1
FALSE | T4BF-024KB | 1866 | 3395016 | KELVINATOR | JT4BF-024KA | HP | Split System: Heat Pump with Remote Outdoor Unit-Air-Source | T4BF-024KA |  | C6B(A,H)-X26(C,U)-B | 13 | 15.5 | 8.8 | Yes | Yes | 2011-02-08 |  | 1
FALSE | T4BF-036KA | 1871 | 3395019 | KELVINATOR | JT4BF-036KA | HP | Split System: Heat Pump with Remote Outdoor Unit-Air-Source | T4BF-036KA |  | C6B(A,H)-F48(C,U)-C+TXV-X3.0 | 12.5 | 15.7 | 8.6 | Yes | Yes | 2011-02-08 |  | 1
FALSE | T4BF-036KA | 1871 | 3395020 | KELVINATOR | JT4BF-036KA | HP | Split System: Heat Pump with Remote Outdoor Unit-Air-Source | T4BF-036KA |  | C6B(A,H)-X36(C,U)-C | 12.5 | 15.7 | 8.6 | Yes | Yes | 2011-02-08 |  | 1
FALSE | T4BF-048KA | 1876 | 3395021 | KELVINATOR | JT4BF-048KA | HP | Split System: Heat Pump with Remote Outdoor Unit-Air-Source | T4BF-048KA |  | C6B(A,H)-F60(C,U)-C+TXV-X4.0 | 12.5 | 15 | 8.5 | Yes | Yes | 2011-02-08 |  | 1
FALSE | T4BF-048KA | 1876 | 3395022 | KELVINATOR | JT4BF-048KA | HP | Split System: Heat Pump with Remote Outdoor Unit-Air-Source | T4BF-048KA |  | C6B(A,H)-X48(C,U)-C | 12.5 | 15 | 8.5 | Yes | Yes | 2011-02-08 |  | 1
FALSE | T4BF-024KB | 1866 | 3395025 | KELVINATOR | JT4BF-024KA | HP | Split System: Heat Pump with Remote Outdoor Unit-Air-Source | T4BF-024KA |  | C6B(A,H)-F42(C,U)-B+TXV-X2.0 | 13 | 15.5 | 8.8 | Yes | Yes | 2011-02-08 |  | 1
FALSE | T4BF-024KB | 1866 | 3395026 | KELVINATOR | JT4BF-024KA | HP | Split System: Heat Pump with Remote Outdoor Unit-Air-Source | T4BF-024KA |  | C6B(A,H)-X26(C,U)-B | 13 | 15.5 | 8.8 | Yes | Yes | 2011-02-08 |  | 1
FALSE | T4BF-036KA | 1871 | 3395029 | KELVINATOR | JT4BF-036KA | HP | Split System: Heat Pump with Remote Outdoor Unit-Air-Source | T4BF-036KA |  | C6B(A,H)-F48(C,U)-C+TXV-X3.0 | 12.5 | 15.7 | 8.6 | Yes | Yes | 2011-02-08 |  | 1
FALSE | T4BF-036KA | 1871 | 3395030 | KELVINATOR | JT4BF-036KA | HP | Split System: Heat Pump with Remote Outdoor Unit-Air-Source | T4BF-036KA |  | C6B(A,H)-X36(C,U)-C | 12.5 | 15.7 | 8.6 | Yes | Yes | 2011-02-08 |  | 1
FALSE | T4BF-048KA | 1876 | 3395031 | KELVINATOR | JT4BF-048KA | HP | Split System: Heat Pump with Remote Outdoor Unit-Air-Source | T4BF-048KA |  | C6B(A,H)-F60(C,U)-C+TXV-X4.0 | 12.5 | 15 | 8.5 | Yes | Yes | 2011-02-08 |  | 1
FALSE | T4BF-048KA | 1876 | 3395032 | KELVINATOR | JT4BF-048KA | HP | Split System: Heat Pump with Remote Outdoor Unit-Air-Source | T4BF-048KA |  | C6B(A,H)-X48(C,U)-C | 12.5 | 15 | 8.5 | Yes | Yes | 2011-02-08 |  | 1
FALSE | T4BF-024KB | 1866 | 3395037 | KELVINATOR | JT4BF-024KA | HP | Split System: Heat Pump with Remote Outdoor Unit-Air-Source | T4BF-024KA |  | C6B(A,H)-F42(C,U)-B+TXV-X2.0 | 13 | 15.5 | 8.8 | Yes | Yes | 2011-02-08 |  | 1
FALSE | T4BF-024KB | 1866 | 3395038 | KELVINATOR | JT4BF-024KA | HP | Split System: Heat Pump with Remote Outdoor Unit-Air-Source | T4BF-024KA |  | C6B(A,H)-X26(C,U)-B | 13 | 15.5 | 8.8 | Yes | Yes | 2011-02-08 |  | 1
FALSE | T4BF-036KA | 1871 | 3395041 | KELVINATOR | JT4BF-036KA | HP | Split System: Heat Pump with Remote Outdoor Unit-Air-Source | T4BF-036KA |  | C6B(A,H)-F48(C,U)-C+TXV-X3.0 | 12.5 | 15.7 | 8.6 | Yes | Yes | 2011-02-08 |  | 1
FALSE | T4BF-036KA | 1871 | 3395042 | KELVINATOR | JT4BF-036KA | HP | Split System: Heat Pump with Remote Outdoor Unit-Air-Source | T4BF-036KA |  | C6B(A,H)-X36(C,U)-C | 12.5 | 15.7 | 8.6 | Yes | Yes | 2011-02-08 |  | 1
FALSE | T4BF-048KA | 1876 | 3395043 | KELVINATOR | JT4BF-048KA | HP | Split System: Heat Pump with Remote Outdoor Unit-Air-Source | T4BF-048KA |  | C6B(A,H)-F60(C,U)-C+TXV-X4.0 | 12.5 | 15 | 8.5 | Yes | Yes | 2011-02-08 |  | 1
FALSE | T4BF-024KB | 1866 | 3395067 | NUTONE | JT4BF-024KA | HP | Split System: Heat Pump with Remote Outdoor Unit-Air-Source | T4BF-024KA |  | C6B(A,H)-F42(C,U)-B+TXV-X2.0 | 13 | 15.5 | 8.8 | Yes | Yes | 2011-02-08 |  | 1
FALSE | T4BF-024KB | 1866 | 3395068 | NUTONE | JT4BF-024KA | HP | Split System: Heat Pump with Remote Outdoor Unit-Air-Source | T4BF-024KA |  | C6B(A,H)-X26(C,U)-B | 13 | 15.5 | 8.8 | Yes | Yes | 2011-02-08 |  | 1
FALSE | T4BF-036KA | 1871 | 3395071 | NUTONE | JT4BF-036KA | HP | Split System: Heat Pump with Remote Outdoor Unit-Air-Source | T4BF-036KA |  | C6B(A,H)-F48(C,U)-C+TXV-X3.0 | 12.5 | 15.7 | 8.6 | Yes | Yes | 2011-02-08 |  | 1
FALSE | T4BF-036KA | 1871 | 3395072 | NUTONE | JT4BF-036KA | HP | Split System: Heat Pump with Remote Outdoor Unit-Air-Source | T4BF-036KA |  | C6B(A,H)-X36(C,U)-C | 12.5 | 15.7 | 8.6 | Yes | Yes | 2011-02-08 |  | 1
FALSE | T4BF-048KA | 1876 | 3395073 | NUTONE | JT4BF-048KA | HP | Split System: Heat Pump with Remote Outdoor Unit-Air-Source | T4BF-048KA |  | C6B(A,H)-F60(C,U)-C+TXV-X4.0 | 12.5 | 15 | 8.5 | Yes | Yes | 2011-02-08 |  | 1
FALSE | T4BF-048KA | 1876 | 3395074 | NUTONE | JT4BF-048KA | HP | Split System: Heat Pump with Remote Outdoor Unit-Air-Source | T4BF-048KA |  | C6B(A,H)-X48(C,U)-C | 12.5 | 15 | 8.5 | Yes | Yes | 2011-02-08 |  | 1
FALSE | T4BF-024KB | 1866 | 3395077 | NUTONE | JT4BF-024KA | HP | Split System: Heat Pump with Remote Outdoor Unit-Air-Source | T4BF-024KA |  | C6B(A,H)-F42(C,U)-B+TXV-X2.0 | 13 | 15.5 | 8.8 | Yes | Yes | 2011-02-08 |  | 1
FALSE | T4BF-024KB | 1866 | 3395078 | NUTONE | JT4BF-024KA | HP | Split System: Heat Pump with Remote Outdoor Unit-Air-Source | T4BF-024KA |  | C6B(A,H)-X26(C,U)-B | 13 | 15.5 | 8.8 | Yes | Yes | 2011-02-08 |  | 1
FALSE | T4BF-036KA | 1871 | 3395081 | NUTONE | JT4BF-036KA | HP | Split System: Heat Pump with Remote Outdoor Unit-Air-Source | T4BF-036KA |  | C6B(A,H)-F48(C,U)-C+TXV-X3.0 | 12.5 | 15.7 | 8.6 | Yes | Yes | 2011-02-08 |  | 1
FALSE | T4BF-036KA | 1871 | 3395082 | NUTONE | JT4BF-036KA | HP | Split System: Heat Pump with Remote Outdoor Unit-Air-Source | T4BF-036KA |  | C6B(A,H)-X36(C,U)-C | 12.5 | 15.7 | 8.6 | Yes | Yes | 2011-02-08 |  | 1
FALSE | T4BF-048KA | 1876 | 3395083 | NUTONE | JT4BF-048KA | HP | Split System: Heat Pump with Remote Outdoor Unit-Air-Source | T4BF-048KA |  | C6B(A,H)-F60(C,U)-C+TXV-X4.0 | 12.5 | 15 | 8.5 | Yes | Yes | 2011-02-08 |  | 1
FALSE | T4BF-048KA | 1876 | 3395084 | NUTONE | JT4BF-048KA | HP | Split System: Heat Pump with Remote Outdoor Unit-Air-Source | T4BF-048KA |  | C6B(A,H)-X48(C,U)-C | 12.5 | 15 | 8.5 | Yes | Yes | 2011-02-08 |  | 1
FALSE | T4BF-024KB | 1866 | 3395089 | NUTONE | JT4BF-024KA | HP | Split System: Heat Pump with Remote Outdoor Unit-Air-Source | T4BF-024KA |  | C6B(A,H)-F42(C,U)-B+TXV-X2.0 | 13 | 15.5 | 8.8 | Yes | Yes | 2011-02-08 |  | 1
FALSE | T4BF-024KB | 1866 | 3395090 | NUTONE | JT4BF-024KA | HP | Split System: Heat Pump with Remote Outdoor Unit-Air-Source | T4BF-024KA |  | C6B(A,H)-X26(C,U)-B | 13 | 15.5 | 8.8 | Yes | Yes | 2011-02-08 |  | 1
FALSE | T4BF-036KA | 1871 | 3395093 | NUTONE | JT4BF-036KA | HP | Split System: Heat Pump with Remote Outdoor Unit-Air-Source | T4BF-036KA |  | C6B(A,H)-F48(C,U)-C+TXV-X3.0 | 12.5 | 15.7 | 8.6 | Yes | Yes | 2011-02-08 |  | 1
FALSE | T4BF-036KA | 1871 | 3395094 | NUTONE | JT4BF-036KA | HP | Split System: Heat Pump with Remote Outdoor Unit-Air-Source | T4BF-036KA |  | C6B(A,H)-X36(C,U)-C | 12.5 | 15.7 | 8.6 | Yes | Yes | 2011-02-08 |  | 1
FALSE | T4BF-048KA | 1876 | 3395095 | NUTONE | JT4BF-048KA | HP | Split System: Heat Pump with Remote Outdoor Unit-Air-Source | T4BF-048KA |  | C6B(A,H)-F60(C,U)-C+TXV-X4.0 | 12.5 | 15 | 8.5 | Yes | Yes | 2011-02-08 |  | 1
FALSE | T4BF-048KA | 1876 | 3395096 | NUTONE | JT4BF-048KA | HP | Split System: Heat Pump with Remote Outdoor Unit-Air-Source | T4BF-048KA |  | C6B(A,H)-X48(C,U)-C | 12.5 | 15 | 8.5 | Yes | Yes | 2011-02-08 |  | 1
FALSE | T4BF-036KA | 1871 | 3395158 | BROAN | JT4BF-036KA | HP | Split System: Heat Pump with Remote Outdoor Unit-Air-Source | T4BF-036KA |  | C6B(A,H)-X36(C,U)-C | 12.5 | 15.7 | 8.6 | Yes | Yes | 2011-02-08 |  | 1
FALSE | T4BF-048KA | 1876 | 3395159 | BROAN | JT4BF-048KA | HP | Split System: Heat Pump with Remote Outdoor Unit-Air-Source | T4BF-048KA |  | C6B(A,H)-F60(C,U)-C+TXV-X4.0 | 12.5 | 15 | 8.5 | Yes | Yes | 2011-02-08 |  | 1
FALSE | T4BF-048KA | 1876 | 3395160 | BROAN | JT4BF-048KA | HP | Split System: Heat Pump with Remote Outdoor Unit-Air-Source | T4BF-048KA |  | C6B(A,H)-X48(C,U)-C | 12.5 | 15 | 8.5 | Yes | Yes | 2011-02-08 |  | 1
FALSE | T4BF-024KB | 1866 | 3395165 | BROAN | JT4BF-024KA | HP | Split System: Heat Pump with Remote Outdoor Unit-Air-Source | T4BF-024KA |  | C6B(A,H)-F42(C,U)-B+TXV-X2.0 | 13 | 15.5 | 8.8 | Yes | Yes | 2011-02-08 |  | 1
FALSE | T4BF-036KA | 1871 | 3395167 | BROAN | JT4BF-036KA | HP | Split System: Heat Pump with Remote Outdoor Unit-Air-Source | T4BF-036KA |  | C6B(A,H)-F48(C,U)-C+TXV-X3.0 | 12.5 | 15.7 | 8.6 | Yes | Yes | 2011-02-08 |  | 1
FALSE | T4BF-048KA | 1876 | 3395168 | BROAN | JT4BF-048KA | HP | Split System: Heat Pump with Remote Outdoor Unit-Air-Source | T4BF-048KA |  | C6B(A,H)-F60(C,U)-C+TXV-X4.0 | 12.5 | 15 | 8.5 | Yes | Yes | 2011-02-08 |  | 1
FALSE | T4BF-024KB | 1866 | 3395125 | BROAN | JT4BF-024KA | HP | Split System: Heat Pump with Remote Outdoor Unit-Air-Source | T4BF-024KA |  | C6B(A,H)-F42(C,U)-B+TXV-X2.0 | 13 | 15.5 | 8.8 | Yes | Yes | 2011-02-08 |  | 1
FALSE | T4BF-024KB | 1866 | 3395126 | BROAN | JT4BF-024KA | HP | Split System: Heat Pump with Remote Outdoor Unit-Air-Source | T4BF-024KA |  | C6B(A,H)-X26(C,U)-B | 13 | 15.5 | 8.8 | Yes | Yes | 2011-02-08 |  | 1
FALSE | T4BF-036KA | 1871 | 3395129 | BROAN | JT4BF-036KA | HP | Split System: Heat Pump with Remote Outdoor Unit-Air-Source | T4BF-036KA |  | C6B(A,H)-F48(C,U)-C+TXV-X3.0 | 12.5 | 15.7 | 8.6 | Yes | Yes | 2011-02-08 |  | 1
FALSE | T4BF-036KA | 1871 | 3395130 | BROAN | JT4BF-036KA | HP | Split System: Heat Pump with Remote Outdoor Unit-Air-Source | T4BF-036KA |  | C6B(A,H)-X36(C,U)-C | 12.5 | 15.7 | 8.6 | Yes | Yes | 2011-02-08 |  | 1
FALSE | T4BF-048KA | 1876 | 3395131 | BROAN | JT4BF-048KA | HP | Split System: Heat Pump with Remote Outdoor Unit-Air-Source | T4BF-048KA |  | C6B(A,H)-F60(C,U)-C+TXV-X4.0 | 12.5 | 15 | 8.5 | Yes | Yes | 2011-02-08 |  | 1
FALSE | T4BF-048KA | 1876 | 3395132 | BROAN | JT4BF-048KA | HP | Split System: Heat Pump with Remote Outdoor Unit-Air-Source | T4BF-048KA |  | C6B(A,H)-X48(C,U)-C | 12.5 | 15 | 8.5 | Yes | Yes | 2011-02-08 |  | 1
FALSE | T4BF-024KB | 1866 | 3395135 | BROAN | JT4BF-024KA | HP | Split System: Heat Pump with Remote Outdoor Unit-Air-Source | T4BF-024KA |  | C6B(A,H)-F42(C,U)-B+TXV-X2.0 | 13 | 15.5 | 8.8 | Yes | Yes | 2011-02-08 |  | 1
FALSE | T4BF-024KB | 1866 | 3395136 | BROAN | JT4BF-024KA | HP | Split System: Heat Pump with Remote Outdoor Unit-Air-Source | T4BF-024KA |  | C6B(A,H)-X26(C,U)-B | 13 | 15.5 | 8.8 | Yes | Yes | 2011-02-08 |  | 1
FALSE | T4BF-036KA | 1871 | 3395139 | BROAN | JT4BF-036KA | HP | Split System: Heat Pump with Remote Outdoor Unit-Air-Source | T4BF-036KA |  | C6B(A,H)-F48(C,U)-C+TXV-X3.0 | 12.5 | 15.7 | 8.6 | Yes | Yes | 2011-02-08 |  | 1
FALSE | T4BF-036KA | 1871 | 3395140 | BROAN | JT4BF-036KA | HP | Split System: Heat Pump with Remote Outdoor Unit-Air-Source | T4BF-036KA |  | C6B(A,H)-X36(C,U)-C | 12.5 | 15.7 | 8.6 | Yes | Yes | 2011-02-08 |  | 1
FALSE | T4BF-048KA | 1876 | 3395141 | BROAN | JT4BF-048KA | HP | Split System: Heat Pump with Remote Outdoor Unit-Air-Source | T4BF-048KA |  | C6B(A,H)-F60(C,U)-C+TXV-X4.0 | 12.5 | 15 | 8.5 | Yes | Yes | 2011-02-08 |  | 1
FALSE | T4BF-048KA | 1876 | 3395142 | BROAN | JT4BF-048KA | HP | Split System: Heat Pump with Remote Outdoor Unit-Air-Source | T4BF-048KA |  | C6B(A,H)-X48(C,U)-C | 12.5 | 15 | 8.5 | Yes | Yes | 2011-02-08 |  | 1
FALSE | T4BF-024KB | 1866 | 3395147 | BROAN | JT4BF-024KA | HP | Split System: Heat Pump with Remote Outdoor Unit-Air-Source | T4BF-024KA |  | C6B(A,H)-F42(C,U)-B+TXV-X2.0 | 13 | 15.5 | 8.8 | Yes | Yes | 2011-02-08 |  | 1
FALSE | T4BF-036KA | 1871 | 3395149 | BROAN | JT4BF-036KA | HP | Split System: Heat Pump with Remote Outdoor Unit-Air-Source | T4BF-036KA |  | C6B(A,H)-F48(C,U)-C+TXV-X3.0 | 12.5 | 15.7 | 8.6 | Yes | Yes | 2011-02-08 |  | 1
FALSE | T4BF-048KA | 1876 | 3395150 | BROAN | JT4BF-048KA | HP | Split System: Heat Pump with Remote Outdoor Unit-Air-Source | T4BF-048KA |  | C6B(A,H)-F60(C,U)-C+TXV-X4.0 | 12.5 | 15 | 8.5 | Yes | Yes | 2011-02-08 |  | 1
FALSE | T4BF-024KB | 1866 | 3395153 | BROAN | JT4BF-024KA | HP | Split System: Heat Pump with Remote Outdoor Unit-Air-Source | T4BF-024KA |  | C6B(A,H)-F42(C,U)-B+TXV-X2.0 | 13 | 15.5 | 8.8 | Yes | Yes | 2011-02-08 |  | 1
FALSE | T4BF-024KB | 1866 | 3395154 | BROAN | JT4BF-024KA | HP | Split System: Heat Pump with Remote Outdoor Unit-Air-Source | T4BF-024KA |  | C6B(A,H)-X26(C,U)-B | 13 | 15.5 | 8.8 | Yes | Yes | 2011-02-08 |  | 1
FALSE | T4BF-036KA | 1871 | 3395157 | BROAN | JT4BF-036KA | HP | Split System: Heat Pump with Remote Outdoor Unit-Air-Source | T4BF-036KA |  | C6B(A,H)-F48(C,U)-C+TXV-X3.0 | 12.5 | 15.7 | 8.6 | Yes | Yes | 2011-02-08 |  | 1
TRUE | T4BF-024KA | 1866 | 3402980 | BROAN | JT4BF-024KA | HP | Split System: Heat Pump with Remote Outdoor Unit-Air-Source | T4BF-024KA |  | B4VM-X24K-B | 13 | 16 | 9 | Yes | Yes | 2011-02-08 |  | 2
FALSE | T4BF-036KA | 1871 | 3402981 | BROAN | JT4BF-036KA | HP | Split System: Heat Pump with Remote Outdoor Unit-Air-Source | T4BF-036KA |  | B4VM-X36K-B | 12.5 | 16 | 9 | Yes | Yes | 2011-02-08 |  | 1
FALSE | T4BF-048KA | 1876 | 3402982 | BROAN | JT4BF-048KA | HP | Split System: Heat Pump with Remote Outdoor Unit-Air-Source | T4BF-048KA |  | B4VM-X48K-C | 12.5 | 16 | 9 | Yes | Yes | 2011-02-08 |  | 1
FALSE | T4BF-024KB | 1866 | 3402984 | GIBSON | JT4BF-024KA | HP | Split System: Heat Pump with Remote Outdoor Unit-Air-Source | T4BF-024KA |  | C6B(A,H)-F42(C,U)-B+TXV-X2.0 | 13 | 15.5 | 8.8 | Yes | Yes | 2011-02-08 |  | 1
FALSE | T4BF-024KB | 1866 | 3402985 | GIBSON | JT4BF-024KA | HP | Split System: Heat Pump with Remote Outdoor Unit-Air-Source | T4BF-024KA |  | C6B(A,H)-F42(C,U)-B+TXV-X2.0 | 13 | 16 | 9 | Yes | Yes | 2011-02-08 |  | 2
FALSE | T4BF-036KA | 1871 | 3402987 | GIBSON | JT4BF-036KA | HP | Split System: Heat Pump with Remote Outdoor Unit-Air-Source | T4BF-036KA |  | C6B(A,H)-F42(C,U)-B+TXV-X3.0 | 12.5 | 16 | 9 | Yes | Yes | 2011-02-08 |  | 1
FALSE | T4BF-036KA | 1871 | 3402988 | GIBSON | JT4BF-036KA | HP | Split System: Heat Pump with Remote Outdoor Unit-Air-Source | T4BF-036KA |  | C6B(A,H)-F48(C,U)-C+TXV-X3.0 | 12.5 | 15.7 | 8.6 | Yes | Yes | 2011-02-08 |  | 1
FALSE | T4BF-036KA | 1871 | 3402989 | GIBSON | JT4BF-036KA | HP | Split System: Heat Pump with Remote Outdoor Unit-Air-Source | T4BF-036KA |  | C6B(A,H)-F48(C,U)-C+TXV-X3.0 | 12.5 | 16 | 9 | Yes | Yes | 2011-02-08 |  | 1
FALSE | T4BF-048KA | 1876 | 3402990 | GIBSON | JT4BF-048KA | HP | Split System: Heat Pump with Remote Outdoor Unit-Air-Source | T4BF-048KA |  | C6B(A,H)-F60(C,U)-C+TXV-X4.0 | 12.5 | 15 | 8.5 | Yes | Yes | 2011-02-08 |  | 1
FALSE | T4BF-048KA | 1876 | 3402991 | GIBSON | JT4BF-048KA | HP | Split System: Heat Pump with Remote Outdoor Unit-Air-Source | T4BF-048KA |  | C6B(A,H)-F60(C,U)-C+TXV-X4.0 | 12.5 | 16 | 9 | Yes | Yes | 2011-02-08 |  | 1
FALSE | T4BF-024KB | 1866 | 3402997 | GRANDAIRE | JT4BF-024KA | HP | Split System: Heat Pump with Remote Outdoor Unit-Air-Source | T4BF-024KA |  | C6B(A,H)-F42(C,U)-B+TXV-X2.0 | 13 | 15.5 | 8.8 | Yes | Yes | 2011-02-08 |  | 1
FALSE | T4BF-024KB | 1866 | 3402998 | GRANDAIRE | JT4BF-024KA | HP | Split System: Heat Pump with Remote Outdoor Unit-Air-Source | T4BF-024KA |  | C6B(A,H)-F42(C,U)-B+TXV-X2.0 | 13 | 16 | 9 | Yes | Yes | 2011-02-08 |  | 2
FALSE | T4BF-036KA | 1871 | 3403000 | GRANDAIRE | JT4BF-036KA | HP | Split System: Heat Pump with Remote Outdoor Unit-Air-Source | T4BF-036KA |  | C6B(A,H)-F42(C,U)-B+TXV-X3.0 | 12.5 | 16 | 9 | Yes | Yes | 2011-02-08 |  | 1
FALSE | T4BF-036KA | 1871 | 3403001 | GRANDAIRE | JT4BF-036KA | HP | Split System: Heat Pump with Remote Outdoor Unit-Air-Source | T4BF-036KA |  | C6B(A,H)-F48(C,U)-C+TXV-X3.0 | 12.5 | 15.7 | 8.6 | Yes | Yes | 2011-02-08 |  | 1
FALSE | T4BF-036KA | 1871 | 3403002 | GRANDAIRE | JT4BF-036KA | HP | Split System: Heat Pump with Remote Outdoor Unit-Air-Source | T4BF-036KA |  | C6B(A,H)-F48(C,U)-C+TXV-X3.0 | 12.5 | 16 | 9 | Yes | Yes | 2011-02-08 |  | 1
FALSE | T4BF-048KA | 1876 | 3403003 | GRANDAIRE | JT4BF-048KA | HP | Split System: Heat Pump with Remote Outdoor Unit-Air-Source | T4BF-048KA |  | C6B(A,H)-F60(C,U)-C+TXV-X4.0 | 12.5 | 15 | 8.5 | Yes | Yes | 2011-02-08 |  | 1
FALSE | T4BF-048KA | 1876 | 3403004 | GRANDAIRE | JT4BF-048KA | HP | Split System: Heat Pump with Remote Outdoor Unit-Air-Source | T4BF-048KA |  | C6B(A,H)-F60(C,U)-C+TXV-X4.0 | 12.5 | 16 | 9 | Yes | Yes | 2011-02-08 |  | 1
FALSE | T4BF-024KB | 1866 | 3403010 | KELVINATOR | JT4BF-024KA | HP | Split System: Heat Pump with Remote Outdoor Unit-Air-Source | T4BF-024KA |  | C6B(A,H)-F42(C,U)-B+TXV-X2.0 | 13 | 15.5 | 8.8 | Yes | Yes | 2011-02-08 |  | 1
FALSE | T4BF-024KB | 1866 | 3403011 | KELVINATOR | JT4BF-024KA | HP | Split System: Heat Pump with Remote Outdoor Unit-Air-Source | T4BF-024KA |  | C6B(A,H)-F42(C,U)-B+TXV-X2.0 | 13 | 16 | 9 | Yes | Yes | 2011-02-08 |  | 2
FALSE | T4BF-036KA | 1871 | 3403013 | KELVINATOR | JT4BF-036KA | HP | Split System: Heat Pump with Remote Outdoor Unit-Air-Source | T4BF-036KA |  | C6B(A,H)-F42(C,U)-B+TXV-X3.0 | 12.5 | 16 | 9 | Yes | Yes | 2011-02-08 |  | 1
FALSE | T4BF-036KA | 1871 | 3403014 | KELVINATOR | JT4BF-036KA | HP | Split System: Heat Pump with Remote Outdoor Unit-Air-Source | T4BF-036KA |  | C6B(A,H)-F48(C,U)-C+TXV-X3.0 | 12.5 | 15.7 | 8.6 | Yes | Yes | 2011-02-08 |  | 1
FALSE | T4BF-036KA | 1871 | 3403015 | KELVINATOR | JT4BF-036KA | HP | Split System: Heat Pump with Remote Outdoor Unit-Air-Source | T4BF-036KA |  | C6B(A,H)-F48(C,U)-C+TXV-X3.0 | 12.5 | 16 | 9 | Yes | Yes | 2011-02-08 |  | 1
FALSE | T4BF-048KA | 1876 | 3403016 | KELVINATOR | JT4BF-048KA | HP | Split System: Heat Pump with Remote Outdoor Unit-Air-Source | T4BF-048KA |  | C6B(A,H)-F60(C,U)-C+TXV-X4.0 | 12.5 | 15 | 8.5 | Yes | Yes | 2011-02-08 |  | 1
FALSE | T4BF-048KA | 1876 | 3403017 | KELVINATOR | JT4BF-048KA | HP | Split System: Heat Pump with Remote Outdoor Unit-Air-Source | T4BF-048KA |  | C6B(A,H)-F60(C,U)-C+TXV-X4.0 | 12.5 | 16 | 9 | Yes | Yes | 2011-02-08 |  | 1
FALSE | T4BF-024KB | 1866 | 3403023 | NUTONE | JT4BF-024KA | HP | Split System: Heat Pump with Remote Outdoor Unit-Air-Source | T4BF-024KA |  | C6B(A,H)-F42(C,U)-B+TXV-X2.0 | 13 | 15.5 | 8.8 | Yes | Yes | 2011-02-08 |  | 1
FALSE | T4BF-024KB | 1866 | 3403024 | NUTONE | JT4BF-024KA | HP | Split System: Heat Pump with Remote Outdoor Unit-Air-Source | T4BF-024KA |  | C6B(A,H)-F42(C,U)-B+TXV-X2.0 | 13 | 16 | 9 | Yes | Yes | 2011-02-08 |  | 2
FALSE | T4BF-036KA | 1871 | 3403026 | NUTONE | JT4BF-036KA | HP | Split System: Heat Pump with Remote Outdoor Unit-Air-Source | T4BF-036KA |  | C6B(A,H)-F42(C,U)-B+TXV-X3.0 | 12.5 | 16 | 9 | Yes | Yes | 2011-02-08 |  | 1
FALSE | T4BF-036KA | 1871 | 3403027 | NUTONE | JT4BF-036KA | HP | Split System: Heat Pump with Remote Outdoor Unit-Air-Source | T4BF-036KA |  | C6B(A,H)-F48(C,U)-C+TXV-X3.0 | 12.5 | 15.7 | 8.6 | Yes | Yes | 2011-02-08 |  | 1
FALSE | T4BF-036KA | 1871 | 3403028 | NUTONE | JT4BF-036KA | HP | Split System: Heat Pump with Remote Outdoor Unit-Air-Source | T4BF-036KA |  | C6B(A,H)-F48(C,U)-C+TXV-X3.0 | 12.5 | 16 | 9 | Yes | Yes | 2011-02-08 |  | 1
FALSE | T4BF-048KA | 1876 | 3403029 | NUTONE | JT4BF-048KA | HP | Split System: Heat Pump with Remote Outdoor Unit-Air-Source | T4BF-048KA |  | C6B(A,H)-F60(C,U)-C+TXV-X4.0 | 12.5 | 15 | 8.5 | Yes | Yes | 2011-02-08 |  | 1
FALSE | T4BF-048KA | 1876 | 3403030 | NUTONE | JT4BF-048KA | HP | Split System: Heat Pump with Remote Outdoor Unit-Air-Source | T4BF-048KA |  | C6B(A,H)-F60(C,U)-C+TXV-X4.0 | 12.5 | 16 | 9 | Yes | Yes | 2011-02-08 |  | 1
FALSE | YHJD18S41S7 | 2711 | 3415570 | YORK BY JOHNSON CONTROLS | YHJD18S41S2 | HP | Split System: Heat Pump with Remote Outdoor Unit-Air-Source | YHJD18S41S2 |  | F6FP024+TXV | 12 | 14.5 | 8.2 | Yes | Yes | 2011-01-22 |  | Below V5.0 Req.
FALSE | T4BI-024K | 1803 | 3423874 | NORDYNE, INC. | T4BI-024K | HP | Split System: Heat Pump with Remote Outdoor Unit-Air-Source | T4BI-024K |  | B4VM-E24K-B | 14.6 | 22 | 10 | Yes | Yes | 2011-01-22 |  | 3
FALSE | T4BI-036K | 1801 | 3423875 | NORDYNE, INC. | T4BI-036K | HP | Split System: Heat Pump with Remote Outdoor Unit-Air-Source | T4BI-036K |  | B4VM-E36K-B | 13 | 21 | 9.6 | Yes | Yes | 2011-01-22 |  | 2
FALSE | T4BI-048K | 1802 | 3423876 | NORDYNE, INC. | T4BI-048K | HP | Split System: Heat Pump with Remote Outdoor Unit-Air-Source | T4BI-048K |  | B4VM-E48K-C | 12.5 | 21 | 10 | Yes | Yes | 2011-01-22 |  | 1
FALSE | T4BI-024K | 1803 | 3423942 | FRIGIDAIRE | FT4BI-024K | HP | Split System: Heat Pump with Remote Outdoor Unit-Air-Source | T4BI-024K |  | B4VM-E24K-B | 14.6 | 22 | 10 | Yes | Yes | 2011-02-08 |  | 3
FALSE | T4BI-036K | 1801 | 3423943 | FRIGIDAIRE | FT4BI-036K | HP | Split System: Heat Pump with Remote Outdoor Unit-Air-Source | T4BI-036K |  | B4VM-E36K-B | 13 | 21 | 9.6 | Yes | Yes | 2011-02-08 |  | 2
FALSE | T4BI-048K | 1802 | 3423944 | FRIGIDAIRE | FT4BI-048K | HP | Split System: Heat Pump with Remote Outdoor Unit-Air-Source | T4BI-048K |  | B4VM-E48K-C | 12.5 | 21 | 10 | Yes | Yes | 2011-02-08 |  | 1
FALSE | T4BI-024K | 1803 | 3423945 | TAPPAN | FT4BI-024K | HP | Split System: Heat Pump with Remote Outdoor Unit-Air-Source | T4BI-024K |  | B4VM-E24K-B | 14.6 | 22 | 10 | Yes | Yes | 2011-02-08 |  | 3
FALSE | T4BI-036K | 1801 | 3423946 | TAPPAN | FT4BI-036K | HP | Split System: Heat Pump with Remote Outdoor Unit-Air-Source | T4BI-036K |  | B4VM-E36K-B | 13 | 21 | 9.6 | Yes | Yes | 2011-02-08 |  | 2
FALSE | T4BI-048K | 1802 | 3423947 | TAPPAN | FT4BI-048K | HP | Split System: Heat Pump with Remote Outdoor Unit-Air-Source | T4BI-048K |  | B4VM-E48K-C | 12.5 | 21 | 10 | Yes | Yes | 2011-02-08 |  | 1
FALSE | T4BI-024K | 1803 | 3423948 | WESTINGHOUSE | FT4BI-024K | HP | Split System: Heat Pump with Remote Outdoor Unit-Air-Source | T4BI-024K |  | B4VM-E24K-B | 14.6 | 22 | 10 | Yes | Yes | 2011-02-08 |  | 3
FALSE | T4BI-036K | 1801 | 3423949 | WESTINGHOUSE | FT4BI-036K | HP | Split System: Heat Pump with Remote Outdoor Unit-Air-Source | T4BI-036K |  | B4VM-E36K-B | 13 | 21 | 9.6 | Yes | Yes | 2011-02-08 |  | 2
FALSE | T4BI-048K | 1802 | 3423950 | WESTINGHOUSE | FT4BI-048K | HP | Split System: Heat Pump with Remote Outdoor Unit-Air-Source | T4BI-048K |  | B4VM-E48K-C | 12.5 | 21 | 10 | Yes | Yes | 2011-02-08 |  | 1
FALSE | T4BI-024K | 1803 | 3423951 | NUTONE | FT4BI-024K | HP | Split System: Heat Pump with Remote Outdoor Unit-Air-Source | T4BI-024K |  | B4VM-E24K-B | 14.6 | 22 | 10 | Yes | Yes | 2011-02-08 |  | 3
FALSE | T4BI-036K | 1801 | 3423952 | NUTONE | FT4BI-036K | HP | Split System: Heat Pump with Remote Outdoor Unit-Air-Source | T4BI-036K |  | B4VM-E36K-B | 13 | 21 | 9.6 | Yes | Yes | 2011-02-08 |  | 2
FALSE | T4BI-048K | 1802 | 3423953 | NUTONE | FT4BI-048K | HP | Split System: Heat Pump with Remote Outdoor Unit-Air-Source | T4BI-048K |  | B4VM-E48K-C | 12.5 | 21 | 10 | Yes | Yes | 2011-02-08 |  | 1
FALSE | T4BI-024K | 1803 | 3423954 | BROAN | FT4BI-024K | HP | Split System: Heat Pump with Remote Outdoor Unit-Air-Source | T4BI-024K |  | B4VM-E24K-B | 14.6 | 22 | 10 | Yes | Yes | 2011-02-08 |  | 3
FALSE | T4BI-036K | 1801 | 3423955 | BROAN | FT4BI-036K | HP | Split System: Heat Pump with Remote Outdoor Unit-Air-Source | T4BI-036K |  | B4VM-E36K-B | 13 | 21 | 9.6 | Yes | Yes | 2011-02-08 |  | 2
FALSE | T4BI-048K | 1802 | 3423956 | BROAN | FT4BI-048K | HP | Split System: Heat Pump with Remote Outdoor Unit-Air-Source | T4BI-048K |  | B4VM-E48K-C | 12.5 | 21 | 10 | Yes | Yes | 2011-02-08 |  | 1
FALSE | T4BI-024K | 1803 | 3423957 | MAYTAG | PSH4BI024K | HP | Split System: Heat Pump with Remote Outdoor Unit-Air-Source | T4BI-024K |  | B4VM-E24K-B | 14.6 | 22 | 10 | Yes | Yes | 2011-02-08 |  | 3
FALSE | T4BI-036K | 1801 | 3423958 | MAYTAG | PSH4BI036K | HP | Split System: Heat Pump with Remote Outdoor Unit-Air-Source | T4BI-036K |  | B4VM-E36K-B | 13 | 21 | 9.6 | Yes | Yes | 2011-02-08 |  | 2
FALSE | T4BI-048K | 1802 | 3423959 | MAYTAG | PSH4BI048K | HP | Split System: Heat Pump with Remote Outdoor Unit-Air-Source | T4BI-048K |  | B4VM-E48K-C | 12.5 | 21 | 10 | Yes | Yes | 2011-02-08 |  | 1
FALSE | 15PJL18 | 13 | 3469055 | RHEEM SALES COMPANY, INC. | 14PJM18 | HP | Split System: Heat Pump with Remote Outdoor Unit-Air-Source | 14PJM18 |  | RHKL-HM2417+RCSL-H*2417 | 12 | 14.5 | 8.2 | Yes | Yes | 2011-01-22 |  | Below V5.0 Req.
FALSE | 14PJM24 | 3122 | 3469068 | RHEEM SALES COMPANY, INC. | 14PJM24 | HP | Split System: Heat Pump with Remote Outdoor Unit-Air-Source | 14PJM24 |  | RHKL-HM2417+RCSL-H*2417 | 12 | 14.5 | 8.2 | Yes | Yes | 2011-01-22 |  | Below V5.0 Req.
FALSE | 14PJM30 | 27 | 3469092 | RHEEM SALES COMPANY, INC. | 14PJM30 | HP | Split System: Heat Pump with Remote Outdoor Unit-Air-Source | 14PJM30 |  | RHKL-HM3617+RCSL-H*3617 | 12 | 14.5 | 8.5 | Yes | Yes | 2011-01-22 |  | 0
FALSE | 14PJM36 | 3141 | 3469108 | RHEEM SALES COMPANY, INC. | 14PJM36 | HP | Split System: Heat Pump with Remote Outdoor Unit-Air-Source | 14PJM36 |  | RHKL-HM3617+RCSL-H*3617 | 12 | 14.5 | 8.5 | Yes | Yes | 2011-01-22 |  | 0
FALSE | 14PJM48 | 3163 | 3469143 | RHEEM SALES COMPANY, INC. | 14PJM48 | HP | Split System: Heat Pump with Remote Outdoor Unit-Air-Source | 14PJM48 |  | RHKL-HM4824+RCSL-H*4824 | 12 | 14.5 | 9 | Yes | Yes | 2011-01-22 |  | 0
FALSE | 14PJM48 | 3163 | 3469144 | RHEEM SALES COMPANY, INC. | 14PJM48 | HP | Split System: Heat Pump with Remote Outdoor Unit-Air-Source | 14PJM48 |  | RHLL-HM4824+RCSL-H*4824 | 12 | 14.5 | 9 | Yes | Yes | 2011-01-22 |  | 0
FALSE | 15PJL18 | 13 | 3469187 | RUUD AIR CONDITIONING DIVISION | 14PJM18 | HP | Split System: Heat Pump with Remote Outdoor Unit-Air-Source | 14PJM18 |  | RHKL-HM2417+RCSL-H*2417 | 12 | 14.5 | 8.2 | Yes | Yes | 2011-03-08 |  | Below V5.0 Req.
FALSE | 14PJM24 | 3122 | 3469236 | RUUD AIR CONDITIONING DIVISION | 14PJM24 | HP | Split System: Heat Pump with Remote Outdoor Unit-Air-Source | 14PJM24 |  | RHKL-HM2417+RCSL-H*2417 | 12 | 14.5 | 8.2 | Yes | Yes | 2011-03-08 |  | Below V5.0 Req.
FALSE | T4BI-024K | 1803 | 3477973 | NORDYNE, LLC. | T4BI-024K | HP | Split System: Heat Pump with Remote Outdoor Unit-Air-Source | T4BI-024K |  | C6BH-I24C-B | 13.8 | 20 | 10 | Yes | Yes | 2011-01-22 |  | 3
FALSE | T4BI-024K | 1803 | 3477974 | NORDYNE, LLC. | T4BI-024K | HP | Split System: Heat Pump with Remote Outdoor Unit-Air-Source | T4BI-024K |  | C6BH-I24C-B | 13.8 | 20 | 10 | Yes | Yes | 2011-01-22 |  | 3
FALSE | T4BI-024K | 1803 | 3477975 | NORDYNE, LLC. | T4BI-024K | HP | Split System: Heat Pump with Remote Outdoor Unit-Air-Source | T4BI-024K |  | C6BH-I24C-B | 13.8 | 20 | 10 | Yes | Yes | 2011-01-22 |  | 3
FALSE | T4BI-036K | 1801 | 3477976 | NORDYNE, LLC. | T4BI-036K | HP | Split System: Heat Pump with Remote Outdoor Unit-Air-Source | T4BI-036K |  | C6BH-I36C-B | 12.2 | 19 | 9.6 | Yes | Yes | 2011-01-22 |  | 0
FALSE | T4BI-036K | 1801 | 3477977 | NORDYNE, LLC. | T4BI-036K | HP | Split System: Heat Pump with Remote Outdoor Unit-Air-Source | T4BI-036K |  | C6BH-I36C-B | 12.2 | 19 | 9.6 | Yes | Yes | 2011-01-22 |  | 0
FALSE | T4BI-036K | 1801 | 3477978 | NORDYNE, LLC. | T4BI-036K | HP | Split System: Heat Pump with Remote Outdoor Unit-Air-Source | T4BI-036K |  | C6BH-I36C-B | 12.2 | 19 | 9.6 | Yes | Yes | 2011-01-22 |  | 0
FALSE | T4BI-036K | 1801 | 3477979 | NORDYNE, LLC. | T4BI-036K | HP | Split System: Heat Pump with Remote Outdoor Unit-Air-Source | T4BI-036K |  | C6BH-I36C-C | 12.2 | 19 | 9.6 | Yes | Yes | 2011-01-22 |  | 0
FALSE | T4BI-036K | 1801 | 3477980 | NORDYNE, LLC. | T4BI-036K | HP | Split System: Heat Pump with Remote Outdoor Unit-Air-Source | T4BI-036K |  | C6BH-I36C-C | 12.2 | 19 | 9.6 | Yes | Yes | 2011-01-22 |  | 0
FALSE | T4BI-036K | 1801 | 3477981 | NORDYNE, LLC. | T4BI-036K | HP | Split System: Heat Pump with Remote Outdoor Unit-Air-Source | T4BI-036K |  | C6BH-I36C-C | 12.2 | 19 | 9.6 | Yes | Yes | 2011-01-22 |  | 0
FALSE | T4BI-024K | 1803 | 3481466 | FRIGIDAIRE | FT4BI-024K | HP | Split System: Heat Pump with Remote Outdoor Unit-Air-Source | T4BI-024K |  | C6BH-I24C-B | 13.8 | 20 | 10 | Yes | Yes | 2011-02-08 |  | 3
FALSE | T4BI-024K | 1803 | 3481467 | FRIGIDAIRE | FT4BI-024K | HP | Split System: Heat Pump with Remote Outdoor Unit-Air-Source | T4BI-024K |  | C6BH-I24C-B | 13.8 | 20 | 10 | Yes | Yes | 2011-02-08 |  | 3
FALSE | T4BI-024K | 1803 | 3481468 | FRIGIDAIRE | FT4BI-024K | HP | Split System: Heat Pump with Remote Outdoor Unit-Air-Source | T4BI-024K |  | C6BH-I24C-B | 13.8 | 20 | 10 | Yes | Yes | 2011-02-08 |  | 3
FALSE | T4BI-036K | 1801 | 3481469 | FRIGIDAIRE | FT4BI-036K | HP | Split System: Heat Pump with Remote Outdoor Unit-Air-Source | T4BI-036K |  | C6BH-I36C-B | 12.2 | 19 | 9.6 | Yes | Yes | 2011-02-08 |  | 0
FALSE | T4BI-036K | 1801 | 3481470 | FRIGIDAIRE | FT4BI-036K | HP | Split System: Heat Pump with Remote Outdoor Unit-Air-Source | T4BI-036K |  | C6BH-I36C-B | 12.2 | 19 | 9.6 | Yes | Yes | 2011-02-08 |  | 0
FALSE | T4BI-036K | 1801 | 3481547 | MAYTAG | PSH4BI036K | HP | Split System: Heat Pump with Remote Outdoor Unit-Air-Source | T4BI-036K |  | C6BH-I36C-C | 12.2 | 19 | 9.6 | Yes | Yes | 2011-02-08 |  | 0
FALSE | T4BI-036K | 1801 | 3481548 | MAYTAG | PSH4BI036K | HP | Split System: Heat Pump with Remote Outdoor Unit-Air-Source | T4BI-036K |  | C6BH-I36C-C | 12.2 | 19 | 9.6 | Yes | Yes | 2011-02-08 |  | 0
FALSE | T4BI-036K | 1801 | 3481549 | MAYTAG | PSH4BI036K | HP | Split System: Heat Pump with Remote Outdoor Unit-Air-Source | T4BI-036K |  | C6BH-I36C-C | 12.2 | 19 | 9.6 | Yes | Yes | 2011-02-08 |  | 0
FALSE | T4BI-036K | 1801 | 3481503 | WESTINGHOUSE | FT4BI-036K | HP | Split System: Heat Pump with Remote Outdoor Unit-Air-Source | T4BI-036K |  | C6BH-I36C-C | 12.2 | 19 | 9.6 | Yes | Yes | 2011-02-08 |  | 0
FALSE | T4BI-036K | 1801 | 3481504 | WESTINGHOUSE | FT4BI-036K | HP | Split System: Heat Pump with Remote Outdoor Unit-Air-Source | T4BI-036K |  | C6BH-I36C-C | 12.2 | 19 | 9.6 | Yes | Yes | 2011-02-08 |  | 0
FALSE | T4BI-024K | 1803 | 3481511 | NUTONE | FT4BI-024K | HP | Split System: Heat Pump with Remote Outdoor Unit-Air-Source | T4BI-024K |  | C6BH-I24C-B | 13.8 | 20 | 10 | Yes | Yes | 2011-02-08 |  | 3
FALSE | T4BI-024K | 1803 | 3481512 | NUTONE | FT4BI-024K | HP | Split System: Heat Pump with Remote Outdoor Unit-Air-Source | T4BI-024K |  | C6BH-I24C-B | 13.8 | 20 | 10 | Yes | Yes | 2011-02-08 |  | 3
FALSE | T4BI-024K | 1803 | 3481513 | NUTONE | FT4BI-024K | HP | Split System: Heat Pump with Remote Outdoor Unit-Air-Source | T4BI-024K |  | C6BH-I24C-B | 13.8 | 20 | 10 | Yes | Yes | 2011-02-08 |  | 3
FALSE | T4BI-036K | 1801 | 3481514 | NUTONE | FT4BI-036K | HP | Split System: Heat Pump with Remote Outdoor Unit-Air-Source | T4BI-036K |  | C6BH-I36C-B | 12.2 | 19 | 9.6 | Yes | Yes | 2011-02-08 |  | 0
FALSE | T4BI-036K | 1801 | 3481515 | NUTONE | FT4BI-036K | HP | Split System: Heat Pump with Remote Outdoor Unit-Air-Source | T4BI-036K |  | C6BH-I36C-B | 12.2 | 19 | 9.6 | Yes | Yes | 2011-02-08 |  | 0
FALSE | T4BI-036K | 1801 | 3481516 | NUTONE | FT4BI-036K | HP | Split System: Heat Pump with Remote Outdoor Unit-Air-Source | T4BI-036K |  | C6BH-I36C-B | 12.2 | 19 | 9.6 | Yes | Yes | 2011-02-08 |  | 0
FALSE | T4BI-036K | 1801 | 3481517 | NUTONE | FT4BI-036K | HP | Split System: Heat Pump with Remote Outdoor Unit-Air-Source | T4BI-036K |  | C6BH-I36C-C | 12.2 | 19 | 9.6 | Yes | Yes | 2011-02-08 |  | 0
FALSE | T4BI-036K | 1801 | 3481518 | NUTONE | FT4BI-036K | HP | Split System: Heat Pump with Remote Outdoor Unit-Air-Source | T4BI-036K |  | C6BH-I36C-C | 12.2 | 19 | 9.6 | Yes | Yes | 2011-02-08 |  | 0
FALSE | T4BI-036K | 1801 | 3481519 | NUTONE | FT4BI-036K | HP | Split System: Heat Pump with Remote Outdoor Unit-Air-Source | T4BI-036K |  | C6BH-I36C-C | 12.2 | 19 | 9.6 | Yes | Yes | 2011-02-08 |  | 0
FALSE | T4BI-024K | 1803 | 3481526 | BROAN | FT4BI-024K | HP | Split System: Heat Pump with Remote Outdoor Unit-Air-Source | T4BI-024K |  | C6BH-I24C-B | 13.8 | 20 | 10 | Yes | Yes | 2011-02-08 |  | 3
FALSE | T4BI-024K | 1803 | 3481527 | BROAN | FT4BI-024K | HP | Split System: Heat Pump with Remote Outdoor Unit-Air-Source | T4BI-024K |  | C6BH-I24C-B | 13.8 | 20 | 10 | Yes | Yes | 2011-02-08 |  | 3
FALSE | T4BI-024K | 1803 | 3481528 | BROAN | FT4BI-024K | HP | Split System: Heat Pump with Remote Outdoor Unit-Air-Source | T4BI-024K |  | C6BH-I24C-B | 13.8 | 20 | 10 | Yes | Yes | 2011-02-08 |  | 3
FALSE | T4BI-036K | 1801 | 3481529 | BROAN | FT4BI-036K | HP | Split System: Heat Pump with Remote Outdoor Unit-Air-Source | T4BI-036K |  | C6BH-I36C-B | 12.2 | 19 | 9.6 | Yes | Yes | 2011-02-08 |  | 0
FALSE | T4BI-036K | 1801 | 3481530 | BROAN | FT4BI-036K | HP | Split System: Heat Pump with Remote Outdoor Unit-Air-Source | T4BI-036K |  | C6BH-I36C-B | 12.2 | 19 | 9.6 | Yes | Yes | 2011-02-08 |  | 0
FALSE | T4BI-036K | 1801 | 3481531 | BROAN | FT4BI-036K | HP | Split System: Heat Pump with Remote Outdoor Unit-Air-Source | T4BI-036K |  | C6BH-I36C-B | 12.2 | 19 | 9.6 | Yes | Yes | 2011-02-08 |  | 0
FALSE | T4BI-036K | 1801 | 3481532 | BROAN | FT4BI-036K | HP | Split System: Heat Pump with Remote Outdoor Unit-Air-Source | T4BI-036K |  | C6BH-I36C-C | 12.2 | 19 | 9.6 | Yes | Yes | 2011-02-08 |  | 0
FALSE | T4BI-036K | 1801 | 3481533 | BROAN | FT4BI-036K | HP | Split System: Heat Pump with Remote Outdoor Unit-Air-Source | T4BI-036K |  | C6BH-I36C-C | 12.2 | 19 | 9.6 | Yes | Yes | 2011-02-08 |  | 0
FALSE | T4BI-036K | 1801 | 3481534 | BROAN | FT4BI-036K | HP | Split System: Heat Pump with Remote Outdoor Unit-Air-Source | T4BI-036K |  | C6BH-I36C-C | 12.2 | 19 | 9.6 | Yes | Yes | 2011-02-08 |  | 0
FALSE | T4BI-024K | 1803 | 3481541 | MAYTAG | PSH4BI024K | HP | Split System: Heat Pump with Remote Outdoor Unit-Air-Source | T4BI-024K |  | C6BH-I24C-B | 13.8 | 20 | 10 | Yes | Yes | 2011-02-08 |  | 3
FALSE | T4BI-024K | 1803 | 3481542 | MAYTAG | PSH4BI024K | HP | Split System: Heat Pump with Remote Outdoor Unit-Air-Source | T4BI-024K |  | C6BH-I24C-B | 13.8 | 20 | 10 | Yes | Yes | 2011-02-08 |  | 3
FALSE | T4BI-024K | 1803 | 3481543 | MAYTAG | PSH4BI024K | HP | Split System: Heat Pump with Remote Outdoor Unit-Air-Source | T4BI-024K |  | C6BH-I24C-B | 13.8 | 20 | 10 | Yes | Yes | 2011-02-08 |  | 3
FALSE | T4BI-036K | 1801 | 3481544 | MAYTAG | PSH4BI036K | HP | Split System: Heat Pump with Remote Outdoor Unit-Air-Source | T4BI-036K |  | C6BH-I36C-B | 12.2 | 19 | 9.6 | Yes | Yes | 2011-02-08 |  | 0
FALSE | T4BI-036K | 1801 | 3481545 | MAYTAG | PSH4BI036K | HP | Split System: Heat Pump with Remote Outdoor Unit-Air-Source | T4BI-036K |  | C6BH-I36C-B | 12.2 | 19 | 9.6 | Yes | Yes | 2011-02-08 |  | 0
FALSE | T4BI-036K | 1801 | 3481546 | MAYTAG | PSH4BI036K | HP | Split System: Heat Pump with Remote Outdoor Unit-Air-Source | T4BI-036K |  | C6BH-I36C-B | 12.2 | 19 | 9.6 | Yes | Yes | 2011-02-08 |  | 0
TRUE | 25HPA660A30 | 666 | 3496011 | CARRIER AIR CONDITIONING | 25HPA660A30 | HP | Split System: Heat Pump with Remote Outdoor Unit-Air-Source | 25HPA660A30 |  | FV4CNB006 | 12.6 | 16 | 8.7 | Yes | Yes | 2011-01-22 |  | 1
TRUE | XPG20-048-230* | 1645 | 3509274 | LENNOX INDUSTRIES, INC. | XPG20-048-230* | HP | Split System: Heat Pump with Remote Outdoor Unit-Air-Source | XPG20-048-230* |  | CBX32MV-060*+TDR | 12.3 | 17 | 9 | Yes | Yes | 2011-01-22 |  | 0
TRUE | 4TWB4048E1 | 2564 | 3514626 | TRANE | 4TWB4048E1 | HP | Split System: Heat Pump with Remote Outdoor Unit-Air-Source | 4TWB4048E1 |  | 4TEE3F65B1 | 12.5 | 15 | 8.5 | Yes | Yes | 2011-01-22 |  | 1
TRUE | 4TWR5048E1 | 2565 | 3514632 | TRANE | 4TWR5048E1 | HP | Split System: Heat Pump with Remote Outdoor Unit-Air-Source | 4TWR5048E1 |  | 4TEE3F65B1 | 12.5 | 15 | 8.5 | Yes | Yes | 2011-01-22 |  | 1
TRUE | 4TWB4048E1 | 2564 | 3514641 | AMERICAN STANDARD, INC. | 4A6B4048E1 | HP | Split System: Heat Pump with Remote Outdoor Unit-Air-Source | 4TWB4048E1 |  | 4TEE3F65B1 | 12.5 | 15 | 8.5 | Yes | Yes | 2011-02-28 |  | 1
FALSE | 15PJL18 | 13 | 3541266 | CENTURY BY HEAT CONTROLLER | HRG1418-1B | HP | Split System: Heat Pump with Remote Outdoor Unit-Air-Source | 14PJM18 |  | RCFL-H*2417 | 12 | 14.5 | 8.2 | Yes | Yes | 2011-03-08 |  | Below V5.0 Req.
FALSE | 15PJL18 | 13 | 3541267 | HEAT CONTROLLER, INC. | HRG1418-1B | HP | Split System: Heat Pump with Remote Outdoor Unit-Air-Source | 14PJM18 |  | RCFL-H*2417 | 12 | 14.5 | 8.2 | Yes | Yes | 2011-03-08 |  | Below V5.0 Req.
FALSE | 15PJL18 | 13 | 3541268 | RHEEM SALES COMPANY, INC. | RHP14410A18J | HP | Split System: Heat Pump with Remote Outdoor Unit-Air-Source | 14PJM18 |  | RCFL-H*2417 | 12 | 14.5 | 8.2 | Yes | Yes | 2011-03-08 |  | Below V5.0 Req.
FALSE | T4BF-036KA | 1871 | 3549386 | BROAN | FT4BF-036KA | HP | Split System: Heat Pump with Remote Outdoor Unit-Air-Source | T4BF-036KA |  | C6B(A,H)-F48(C,U)-C+TXV-X3.0 | 12.5 | 15.7 | 8.6 | Yes | Yes | 2011-02-08 |  | 1
FALSE | T4BF-036KA | 1871 | 3549387 | BROAN | FT4BF-036KA | HP | Split System: Heat Pump with Remote Outdoor Unit-Air-Source | T4BF-036KA |  | C6B(A,H)-X36(C,U)-C | 12.5 | 15.7 | 8.6 | Yes | Yes | 2011-02-08 |  | 1
FALSE | T4BF-036KA | 1871 | 3549388 | MAYTAG | PSH4BF036KA | HP | Split System: Heat Pump with Remote Outdoor Unit-Air-Source | T4BF-036KA |  | C6B(A,H)-F48(C,U)-C+TXV-X3.0 | 12.5 | 15.7 | 8.6 | Yes | Yes | 2011-02-08 |  | 1
FALSE | T4BF-036KA | 1871 | 3549389 | MAYTAG | PSH4BF036KA | HP | Split System: Heat Pump with Remote Outdoor Unit-Air-Source | T4BF-036KA |  | C6B(A,H)-X36(C,U)-C | 12.5 | 15.7 | 8.6 | Yes | Yes | 2011-02-08 |  | 1
TRUE | 25HNA924A32 | 642 | 3549556 | CARRIER AIR CONDITIONING | 25HNA924A32 | HP | Split System: Heat Pump with Remote Outdoor Unit-Air-Source | 25HNA924A32 |  | FE5ANB004+UI | 14.1 | 19 | 9.2 | Yes | Yes | 2011-01-22 |  | 2
TRUE | 25HNA936A32 | 652 | 3549618 | CARRIER AIR CONDITIONING | 25HNA936A32 | HP | Split System: Heat Pump with Remote Outdoor Unit-Air-Source | 25HNA936A32 |  | FE4ANB006+UI | 13.5 | 18.2 | 9.5 | Yes | Yes | 2011-01-22 |  | 2
TRUE | 25HNA948A32 | 662 | 3549783 | CARRIER AIR CONDITIONING | 25HNA948A32 | HP | Split System: Heat Pump with Remote Outdoor Unit-Air-Source | 25HNA948A32 |  | FE4ANB006+UI | 12.6 | 16.8 | 9.3 | Yes | Yes | 2011-01-22 |  | 1
FALSE | SSZ160361A* | 1098 | 3553186 | XENON | SSZ160361A* | HP | Split System: Heat Pump with Remote Outdoor Unit with No Indoor Fan --Air Source | SSZ160361A* |  | CHPF4860D6D*+EEP+TXV | 12.2 | 14.5 | 9.5 | Yes | Yes | 2011-02-24 |  | 0
FALSE | SSZ160241A* | 1074 | 3553242 | XENON | SSZ160241A* | HP | Split System: Heat Pump with Remote Outdoor Unit-Air-Source | SSZ160241A* |  | CA*F3636*6B*+TXV | 13 | 16 | 9.5 | Yes | Yes | 2011-02-24 |  | 2
FALSE | SSZ140251A* | 1079 | 3553452 | XENON | SSZ140241A* | HP | Split System: Heat Pump with Remote Outdoor Unit-Air-Source | SSZ140241A* |  | CHPF3636B6C*+MBE1200**-1B*+TXV | 12.5 | 15 | 8.5 | Yes | Yes | 2011-02-24 |  | 1
FALSE | SSZ140251A* | 1079 | 3553454 | XENON | SSZ140241A* | HP | Split System: Heat Pump with Remote Outdoor Unit-Air-Source | SSZ140241A* |  | CHPF3636B6C*+TXV | 12.5 | 15 | 8.3 | Yes | Yes | 2011-02-24 |  | Below V5.0 Req.
FALSE | SSZ140251A* | 1079 | 3553455 | XENON | SSZ140241A* | HP | Split System: Heat Pump with Remote Outdoor Unit-Air-Source | SSZ140241A* |  | CHPF3636B6C*+TXV | 12.2 | 14.5 | 8.3 | Yes | Yes | 2011-02-24 |  | Below V5.0 Req.
FALSE | SSZ140311A* | 1089 | 3553456 | XENON | SSZ140301A* | HP | Split System: Heat Pump with Remote Outdoor Unit-Air-Source | SSZ140301A* |  | CHPF3642C6C*+MBE1600**-1B*+TXV | 12.5 | 15 | 8.5 | Yes | Yes | 2011-02-24 |  | 1
FALSE | SSZ140311A* | 1089 | 3553458 | XENON | SSZ140301A* | HP | Split System: Heat Pump with Remote Outdoor Unit-Air-Source | SSZ140301A* |  | CHPF3642C6C*+TXV | 12.2 | 14.5 | 8.5 | Yes | Yes | 2011-02-24 |  | 0
FALSE | SSZ140311A* | 1089 | 3553459 | XENON | SSZ140301A* | HP | Split System: Heat Pump with Remote Outdoor Unit-Air-Source | SSZ140301A* |  | CHPF3642C6C*+TXV | 12.2 | 14.5 | 8.5 | Yes | Yes | 2011-02-24 |  | 0
FALSE | SSZ140311A* | 1089 | 3553460 | XENON | SSZ140301A* | HP | Split System: Heat Pump with Remote Outdoor Unit-Air-Source | SSZ140301A* |  | CHPF3642C6C*+TXV | 12.2 | 14.5 | 8.5 | Yes | Yes | 2011-02-24 |  | 0
FALSE | SSZ140311A* | 1089 | 3553461 | XENON | SSZ140301A* | HP | Split System: Heat Pump with Remote Outdoor Unit-Air-Source | SSZ140301A* |  | CHPF3743C6B*+MBE1600**-1B*+TXV | 12.5 | 15 | 8.5 | Yes | Yes | 2011-02-24 |  | 1
FALSE | SSZ140311A* | 1089 | 3553463 | XENON | SSZ140301A* | HP | Split System: Heat Pump with Remote Outdoor Unit-Air-Source | SSZ140301A* |  | CHPF3743C6B*+TXV | 12.2 | 14.5 | 8.5 | Yes | Yes | 2011-02-24 |  | 0
FALSE | SSZ140601A* | 3035 | 3553483 | XENON | SSZ140601A* | HP | Split System: Heat Pump with Remote Outdoor Unit-Air-Source | SSZ140601A* |  | CHPF4860D6D*+MBE2000**-1B* | 12.5 | 15 | 9 | Yes | Yes | 2011-02-24 |  | 1
FALSE | SSZ140601A* | 3035 | 3553484 | XENON | SSZ140601A* | HP | Split System: Heat Pump with Remote Outdoor Unit-Air-Source | SSZ140601A* |  | CHPF4860D6D*+MBE2000**-1B*+TXV | 12.5 | 15 | 9 | Yes | Yes | 2011-02-24 |  | 1
FALSE | SSZ160241A* | 1074 | 3553490 | XENON | SSZ160241A* | HP | Split System: Heat Pump with Remote Outdoor Unit-Air-Source | SSZ160241A* |  | CHPF3642C6C*+MBE1600**-1B*+TXV | 13 | 16 | 9.5 | Yes | Yes | 2011-02-24 |  | 2
FALSE | SSZ160241A* | 1074 | 3553491 | XENON | SSZ160241A* | HP | Split System: Heat Pump with Remote Outdoor Unit-Air-Source | SSZ160241A* |  | CHPF3743C6B*+MBE1600**-1B*+TXV | 13 | 16 | 9.5 | Yes | Yes | 2011-02-24 |  | 2
FALSE | SSZ160361A* | 1098 | 3553492 | XENON | SSZ160361A* | HP | Split System: Heat Pump with Remote Outdoor Unit-Air-Source | SSZ160361A* |  | CHPF3743D6B*+MBE2000**-1B*+TXV | 13 | 16 | 9.75 | Yes | Yes | 2011-02-24 |  | 2
FALSE | SSZ160361A* | 1098 | 3553493 | XENON | SSZ160361A* | HP | Split System: Heat Pump with Remote Outdoor Unit-Air-Source | SSZ160361A* |  | CHPF4860D6D*+MBE2000**-1B*+TXV | 13 | 16 | 9.5 | Yes | Yes | 2011-02-24 |  | 2
FALSE | SSZ160361A* | 1098 | 3553538 | XENON | SSZ160361A* | HP | Split System: Heat Pump with Remote Outdoor Unit-Air-Source | SSZ160361A* |  | ASPF313716A*+TXV | 12.5 | 15.5 | 9.5 | Yes | Yes | 2011-02-24 |  | 1
FALSE | SSZ160241A* | 1074 | 3553870 | XENON | SSZ160241A* | HP | Split System: Heat Pump with Remote Outdoor Unit-Air-Source | SSZ160241A* |  | CSCF3642N6C* | 13 | 16 | 9.5 | Yes | Yes | 2011-02-24 |  | 2
FALSE | SSZ140251A* | 1079 | 3554104 | XENON | SSZ140241A* | HP | Split System: Heat Pump with Remote Outdoor Unit-Air-Source | SSZ140241A* |  | ASPF183016B*+TXV | 12.5 | 15 | 8.6 | Yes | Yes | 2011-02-24 |  | 1
FALSE | SSZ160481A* | 1120 | 3554105 | XENON | SSZ160481A* | HP | Split System: Heat Pump with Remote Outdoor Unit-Air-Source | SSZ160481A* |  | CA*F4961*6A*+TXV | 13 | 16 | 9.5 | Yes | Yes | 2011-02-24 |  | 2
FALSE | SSZ160481A* | 1120 | 3554108 | XENON | SSZ160481A* | HP | Split System: Heat Pump with Remote Outdoor Unit-Air-Source | SSZ160481A* |  | CA*F4961*6A*+TXV | 12.5 | 15 | 9 | Yes | Yes | 2011-02-24 |  | 1
FALSE | SSZ160361A* | 1098 | 3554109 | XENON | SSZ160361A* | HP | Split System: Heat Pump with Remote Outdoor Unit-Air-Source | SSZ160361A* |  | CA*F3743*6A*+TXV | 12.5 | 15 | 9.5 | Yes | Yes | 2011-02-24 |  | 1
FALSE | SSZ160241A* | 1074 | 3554050 | XENON | SSZ160241A* | HP | Split System: Heat Pump with Remote Outdoor Unit-Air-Source | SSZ160241A* |  | CA*F3636*6C*+TXV | 13 | 16 | 9.5 | Yes | Yes | 2011-02-24 |  | 2
FALSE | SSZ160241A* | 1074 | 3554051 | XENON | SSZ160241A* | HP | Split System: Heat Pump with Remote Outdoor Unit-Air-Source | SSZ160241A* |  | CA*F3636*6C*+TXV | 13 | 16 | 9.5 | Yes | Yes | 2011-02-24 |  | 2
TRUE | 14PJM18 | 13 | 3567640 | RHEEM SALES COMPANY, INC. | 14PJM18 | HP | Split System: Heat Pump with Remote Outdoor Unit-Air-Source | 14PJM18 |  | RHLL-HM2417+RCSL-H*2417 | 12 | 14.5 | 8.2 | Yes | Yes | 2011-01-22 |  | Below V5.0 Req.
TRUE | 14PJM24 | 3122 | 3567642 | RHEEM SALES COMPANY, INC. | 14PJM24 | HP | Split System: Heat Pump with Remote Outdoor Unit-Air-Source | 14PJM24 |  | RHLL-HM2417+RCSL-H*2417 | 12 | 14.5 | 8.5 | Yes | Yes | 2011-01-22 |  | 0
TRUE | 14PJM30 | 27 | 3567644 | RHEEM SALES COMPANY, INC. | 14PJM30 | HP | Split System: Heat Pump with Remote Outdoor Unit-Air-Source | 14PJM30 |  | RHLL-HM3617+RCSL-H*3617 | 12 | 14.5 | 9 | Yes | Yes | 2011-01-22 |  | 0
TRUE | 14PJM36 | 3141 | 3567647 | RHEEM SALES COMPANY, INC. | 14PJM36 | HP | Split System: Heat Pump with Remote Outdoor Unit-Air-Source | 14PJM36 |  | RHLL-HM3617+RCSL-H*3617 | 12 | 14.5 | 9 | Yes | Yes | 2011-01-22 |  | 0
TRUE | 14PJM42 | 44 | 3567649 | RHEEM SALES COMPANY, INC. | 14PJM42 | HP | Split System: Heat Pump with Remote Outdoor Unit-Air-Source | 14PJM42 |  | RHLL-HM4821+RCSL-H*4821 | 12 | 14.5 | 9 | Yes | Yes | 2011-01-22 |  | 0
TRUE | 14PJM48 | 3163 | 3567651 | RHEEM SALES COMPANY, INC. | 14PJM48 | HP | Split System: Heat Pump with Remote Outdoor Unit-Air-Source | 14PJM48 |  | RHLL-HM4821+RCSL-H*4821 | 12 | 14.5 | 9 | Yes | Yes | 2011-01-22 |  | 0
TRUE | 14PJM36 | 3141 | 3567813 | WEATHERKING AIR CONDITIONING DIVISION | 14PJM36 | HP | Split System: Heat Pump with Remote Outdoor Unit-Air-Source | 14PJM36 |  | RHLL-HM3617+RCSL-H*3617 | 12 | 14.5 | 9 | Yes | Yes | 2011-03-08 |  | 0
TRUE | 14PJM42 | 44 | 3567842 | CENTURY BY HEAT CONTROLLER | HRG1442-1B | HP | Split System: Heat Pump with Remote Outdoor Unit-Air-Source | 14PJM42 |  | RHLL-HM4821+RCSL-H*4821 | 12 | 14.5 | 9 | Yes | Yes | 2011-03-08 |  | 0
TRUE | 14PJM42 | 44 | 3567843 | HEAT CONTROLLER, INC. | HRG1442-1B | HP | Split System: Heat Pump with Remote Outdoor Unit-Air-Source | 14PJM42 |  | RHLL-HM4821+RCSL-H*4821 | 12 | 14.5 | 9 | Yes | Yes | 2011-03-08 |  | 0
TRUE | 14PJM42 | 44 | 3567844 | RICHMOND | RHP14410A42J | HP | Split System: Heat Pump with Remote Outdoor Unit-Air-Source | 14PJM42 |  | RHLL-HM4821+RCSL-H*4821 | 12 | 14.5 | 9 | Yes | Yes | 2011-03-08 |  | 0
TRUE | 14PJM42 | 44 | 3567845 | RUUD AIR CONDITIONING DIVISION | 14PJM42 | HP | Split System: Heat Pump with Remote Outdoor Unit-Air-Source | 14PJM42 |  | RHLL-HM4821+RCSL-H*4821 | 12 | 14.5 | 9 | Yes | Yes | 2011-03-08 |  | 0
TRUE | 14PJM42 | 44 | 3567847 | RHEEM SALES COMPANY, INC. | RHP14410A42J | HP | Split System: Heat Pump with Remote Outdoor Unit-Air-Source | 14PJM42 |  | RHLL-HM4821+RCSL-H*4821 | 12 | 14.5 | 9 | Yes | Yes | 2011-03-08 |  | 0
TRUE | 14PJM42 | 44 | 3567849 | WEATHERKING AIR CONDITIONING DIVISION | 14PJM42 | HP | Split System: Heat Pump with Remote Outdoor Unit-Air-Source | 14PJM42 |  | RHLL-HM4821+RCSL-H*4821 | 12 | 14.5 | 9 | Yes | Yes | 2011-03-08 |  | 0
FALSE | 14PJM48 | 3163 | 3567852 | RHEEM SALES COMPANY, INC. | 14PJM48 | HP | Split System: Heat Pump with Remote Outdoor Unit-Air-Source | 14PJM48 |  | RHKL-HM4824+RCSL-H*4824 | 12 | 14.5 | 9 | Yes | Yes | 2011-03-08 |  | 0
TRUE | 14PJM48 | 3163 | 3567853 | CENTURY BY HEAT CONTROLLER | HRG1448-1B | HP | Split System: Heat Pump with Remote Outdoor Unit-Air-Source | 14PJM48 |  | RHLL-HM4821+RCSL-H*4821 | 12 | 14.5 | 9 | Yes | Yes | 2011-03-08 |  | 0
TRUE | 14PJM48 | 3163 | 3567854 | HEAT CONTROLLER, INC. | HRG1448-1B | HP | Split System: Heat Pump with Remote Outdoor Unit-Air-Source | 14PJM48 |  | RHLL-HM4821+RCSL-H*4821 | 12 | 14.5 | 9 | Yes | Yes | 2011-03-08 |  | 0
TRUE | 14PJM48 | 3163 | 3567855 | RICHMOND | RHP14410A48J | HP | Split System: Heat Pump with Remote Outdoor Unit-Air-Source | 14PJM48 |  | RHLL-HM4821+RCSL-H*4821 | 12 | 14.5 | 9 | Yes | Yes | 2011-03-08 |  | 0
TRUE | 14PJM48 | 3163 | 3567856 | RUUD AIR CONDITIONING DIVISION | 14PJM48 | HP | Split System: Heat Pump with Remote Outdoor Unit-Air-Source | 14PJM48 |  | RHLL-HM4821+RCSL-H*4821 | 12 | 14.5 | 9 | Yes | Yes | 2011-03-08 |  | 0
TRUE | 14PJM48 | 3163 | 3567858 | RHEEM SALES COMPANY, INC. | RHP14410A48J | HP | Split System: Heat Pump with Remote Outdoor Unit-Air-Source | 14PJM48 |  | RHLL-HM4821+RCSL-H*4821 | 12 | 14.5 | 9 | Yes | Yes | 2011-03-08 |  | 0
TRUE | 14PJM48 | 3163 | 3567860 | WEATHERKING AIR CONDITIONING DIVISION | 14PJM48 | HP | Split System: Heat Pump with Remote Outdoor Unit-Air-Source | 14PJM48 |  | RHLL-HM4821+RCSL-H*4821 | 12 | 14.5 | 9 | Yes | Yes | 2011-03-08 |  | 0
FALSE | 14PJM48 | 3163 | 3567861 | RHEEM SALES COMPANY, INC. | 14PJM48 | HP | Split System: Heat Pump with Remote Outdoor Unit-Air-Source | 14PJM48 |  | RHLL-HM4824+RCSL-H*4824 | 12 | 14.5 | 9 | Yes | Yes | 2011-03-08 |  | 0
TRUE | 14PJM24 | 3122 | 3567756 | RICHMOND | RHP14410A24J | HP | Split System: Heat Pump with Remote Outdoor Unit-Air-Source | 14PJM24 |  | RHLL-HM2417+RCSL-H*2417 | 12 | 14.5 | 8.5 | Yes | Yes | 2011-03-08 |  | 0
TRUE | 14PJM24 | 3122 | 3567757 | RUUD AIR CONDITIONING DIVISION | 14PJM24 | HP | Split System: Heat Pump with Remote Outdoor Unit-Air-Source | 14PJM24 |  | RHLL-HM2417+RCSL-H*2417 | 12 | 14.5 | 8.5 | Yes | Yes | 2011-03-08 |  | 0
TRUE | 14PJM24 | 3122 | 3567759 | RHEEM SALES COMPANY, INC. | RHP14410A24J | HP | Split System: Heat Pump with Remote Outdoor Unit-Air-Source | 14PJM24 |  | RHLL-HM2417+RCSL-H*2417 | 12 | 14.5 | 8.5 | Yes | Yes | 2011-03-08 |  | 0
TRUE | 14PJM24 | 3122 | 3567761 | WEATHERKING AIR CONDITIONING DIVISION | 14PJM24 | HP | Split System: Heat Pump with Remote Outdoor Unit-Air-Source | 14PJM24 |  | RHLL-HM2417+RCSL-H*2417 | 12 | 14.5 | 8.5 | Yes | Yes | 2011-03-08 |  | 0
FALSE | 14PJM30 | 27 | 3567787 | RHEEM SALES COMPANY, INC. | 14PJM30 | HP | Split System: Heat Pump with Remote Outdoor Unit-Air-Source | 14PJM30 |  | RHKL-HM3617+RCSL-H*3617 | 12 | 14.5 | 8.5 | Yes | Yes | 2011-03-08 |  | 0
TRUE | 14PJM30 | 27 | 3567788 | CENTURY BY HEAT CONTROLLER | HRG1430-1B | HP | Split System: Heat Pump with Remote Outdoor Unit-Air-Source | 14PJM30 |  | RHLL-HM3617+RCSL-H*3617 | 12 | 14.5 | 9 | Yes | Yes | 2011-03-08 |  | 0
TRUE | 14PJM30 | 27 | 3567789 | HEAT CONTROLLER, INC. | HRG1430-1B | HP | Split System: Heat Pump with Remote Outdoor Unit-Air-Source | 14PJM30 |  | RHLL-HM3617+RCSL-H*3617 | 12 | 14.5 | 9 | Yes | Yes | 2011-03-08 |  | 0
TRUE | 14PJM30 | 27 | 3567790 | RICHMOND | RHP14410A30J | HP | Split System: Heat Pump with Remote Outdoor Unit-Air-Source | 14PJM30 |  | RHLL-HM3617+RCSL-H*3617 | 12 | 14.5 | 9 | Yes | Yes | 2011-03-08 |  | 0
TRUE | 14PJM30 | 27 | 3567791 | RUUD AIR CONDITIONING DIVISION | 14PJM30 | HP | Split System: Heat Pump with Remote Outdoor Unit-Air-Source | 14PJM30 |  | RHLL-HM3617+RCSL-H*3617 | 12 | 14.5 | 9 | Yes | Yes | 2011-03-08 |  | 0
TRUE | 14PJM30 | 27 | 3567793 | RHEEM SALES COMPANY, INC. | RHP14410A30J | HP | Split System: Heat Pump with Remote Outdoor Unit-Air-Source | 14PJM30 |  | RHLL-HM3617+RCSL-H*3617 | 12 | 14.5 | 9 | Yes | Yes | 2011-03-08 |  | 0
TRUE | 14PJM30 | 27 | 3567795 | WEATHERKING AIR CONDITIONING DIVISION | 14PJM30 | HP | Split System: Heat Pump with Remote Outdoor Unit-Air-Source | 14PJM30 |  | RHLL-HM3617+RCSL-H*3617 | 12 | 14.5 | 9 | Yes | Yes | 2011-03-08 |  | 0
FALSE | 14PJM36 | 3141 | 3567805 | RHEEM SALES COMPANY, INC. | 14PJM36 | HP | Split System: Heat Pump with Remote Outdoor Unit-Air-Source | 14PJM36 |  | RHKL-HM3617+RCSL-H*3617 | 12 | 14.5 | 8.5 | Yes | Yes | 2011-03-08 |  | 0
TRUE | 14PJM36 | 3141 | 3567806 | CENTURY BY HEAT CONTROLLER | HRG1436-1B | HP | Split System: Heat Pump with Remote Outdoor Unit-Air-Source | 14PJM36 |  | RHLL-HM3617+RCSL-H*3617 | 12 | 14.5 | 9 | Yes | Yes | 2011-03-08 |  | 0
TRUE | 14PJM36 | 3141 | 3567807 | HEAT CONTROLLER, INC. | HRG1436-1B | HP | Split System: Heat Pump with Remote Outdoor Unit-Air-Source | 14PJM36 |  | RHLL-HM3617+RCSL-H*3617 | 12 | 14.5 | 9 | Yes | Yes | 2011-03-08 |  | 0
TRUE | 14PJM36 | 3141 | 3567808 | RICHMOND | RHP14410A36J | HP | Split System: Heat Pump with Remote Outdoor Unit-Air-Source | 14PJM36 |  | RHLL-HM3617+RCSL-H*3617 | 12 | 14.5 | 9 | Yes | Yes | 2011-03-08 |  | 0
TRUE | 14PJM36 | 3141 | 3567809 | RUUD AIR CONDITIONING DIVISION | 14PJM36 | HP | Split System: Heat Pump with Remote Outdoor Unit-Air-Source | 14PJM36 |  | RHLL-HM3617+RCSL-H*3617 | 12 | 14.5 | 9 | Yes | Yes | 2011-03-08 |  | 0
TRUE | 14PJM36 | 3141 | 3567811 | RHEEM SALES COMPANY, INC. | RHP14410A36J | HP | Split System: Heat Pump with Remote Outdoor Unit-Air-Source | 14PJM36 |  | RHLL-HM3617+RCSL-H*3617 | 12 | 14.5 | 9 | Yes | Yes | 2011-03-08 |  | 0
FALSE | YHJD18S41S7 | 2711 | 3580130 | LUXAIRE BY JOHNSON CONTROLS | THJD18S41S3 | HP | Split System: Heat Pump with Remote Outdoor Unit-Air-Source | YHJD18S41S2 |  | F6FP024+TXV | 12 | 14.5 | 8.2 | Yes | Yes | 2011-02-28 |  | Below V5.0 Req.
FALSE | YHJD18S41S7 | 2711 | 3580544 | FRASER-JOHNSTON BY JOHNSON CONTROLS | THJD18S41S3 | HP | Split System: Heat Pump with Remote Outdoor Unit-Air-Source | YHJD18S41S2 |  | F6FP024 | 12 | 14.5 | 8.2 | Yes | Yes | 2011-02-28 |  | Below V5.0 Req.
FALSE | YHJD18S41S7 | 2711 | 3580560 | FRASER-JOHNSTON BY JOHNSON CONTROLS | THJD18S41S3 | HP | Split System: Heat Pump with Remote Outdoor Unit-Air-Source | YHJD18S41S2 |  | F6FP024+TXV | 12 | 14.5 | 8.2 | Yes | Yes | 2011-02-28 |  | Below V5.0 Req.
FALSE | YHJD18S41S7 | 2711 | 3580114 | LUXAIRE BY JOHNSON CONTROLS | THJD18S41S3 | HP | Split System: Heat Pump with Remote Outdoor Unit-Air-Source | YHJD18S41S2 |  | F6FP024 | 12 | 14.5 | 8.2 | Yes | Yes | 2011-02-28 |  | Below V5.0 Req.
FALSE | YHJD18S41S7 | 2711 | 3582205 | COLEMAN BY JOHNSON CONTROLS | THJF18S41S3 | HP | Split System: Heat Pump with Remote Outdoor Unit-Air-Source | YHJF18S41S1 |  | AHX30+TXV | 12.5 | 15 | 8.5 | Yes | Yes | 2011-02-28 |  | 1
FALSE | YHJF24S41S1 | 2714 | 3582207 | COLEMAN BY JOHNSON CONTROLS | THJF24S41S3 | HP | Split System: Heat Pump with Remote Outdoor Unit-Air-Source | YHJF24S41S1 |  | F6FP036 | 12.5 | 15 | 8.5 | Yes | Yes | 2011-02-28 |  | 1
FALSE | YHJF24S41S1 | 2714 | 3582209 | COLEMAN BY JOHNSON CONTROLS | THJF24S41S3 | HP | Split System: Heat Pump with Remote Outdoor Unit-Air-Source | YHJF24S41S1 |  | AHX36 | 12.5 | 15 | 8.5 | Yes | Yes | 2011-02-28 |  | 1
FALSE | YHJF30S41S1 | 2715 | 3582219 | COLEMAN BY JOHNSON CONTROLS | THJF30S41S3 | HP | Split System: Heat Pump with Remote Outdoor Unit-Air-Source | YHJF30S41S1 |  | F6FP042 | 12.5 | 15 | 9 | Yes | Yes | 2011-02-28 |  | 1
FALSE | YHJD18S41S7 | 2711 | 3582221 | COLEMAN BY JOHNSON CONTROLS | THJF18S41S3 | HP | Split System: Heat Pump with Remote Outdoor Unit-Air-Source | YHJF18S41S1 |  | F6FP030 | 12.5 | 15 | 8.5 | Yes | Yes | 2011-02-28 |  | 1
FALSE | YHJF30S41S1 | 2715 | 3582223 | COLEMAN BY JOHNSON CONTROLS | THJF30S41S3 | HP | Split System: Heat Pump with Remote Outdoor Unit-Air-Source | YHJF30S41S1 |  | F6FP042+TXV | 12.5 | 15 | 9 | Yes | Yes | 2011-02-28 |  | 1
FALSE | YHJF24S41S1 | 2714 | 3582180 | COLEMAN BY JOHNSON CONTROLS | THJF24S41S3 | HP | Split System: Heat Pump with Remote Outdoor Unit-Air-Source | YHJF24S41S1 |  | AHX30 | 12.5 | 15 | 8.5 | Yes | Yes | 2011-02-28 |  | 1
FALSE | YHJF30S41S1 | 2715 | 3582188 | COLEMAN BY JOHNSON CONTROLS | THJF30S41S3 | HP | Split System: Heat Pump with Remote Outdoor Unit-Air-Source | YHJF30S41S1 |  | AHX36 | 12.5 | 15 | 9 | Yes | Yes | 2011-02-28 |  | 1
FALSE | YHJF24S41S1 | 2714 | 3582244 | COLEMAN BY JOHNSON CONTROLS | THJF24S41S3 | HP | Split System: Heat Pump with Remote Outdoor Unit-Air-Source | YHJF24S41S1 |  | F6FP030+TXV | 12 | 14.5 | 8.2 | Yes | Yes | 2011-02-28 |  | Below V5.0 Req.
FALSE | YHJF24S41S1 | 2714 | 3582246 | COLEMAN BY JOHNSON CONTROLS | THJF24S41S3 | HP | Split System: Heat Pump with Remote Outdoor Unit-Air-Source | YHJF24S41S1 |  | F6FP036+TXV | 12.5 | 15 | 8.5 | Yes | Yes | 2011-02-28 |  | 1
FALSE | YHJD18S41S7 | 2711 | 3582252 | COLEMAN BY JOHNSON CONTROLS | THJF18S41S3 | HP | Split System: Heat Pump with Remote Outdoor Unit-Air-Source | YHJF18S41S1 |  | F6FP030+TXV | 12.5 | 15 | 8.5 | Yes | Yes | 2011-02-28 |  | 1
FALSE | YHJF24S41S1 | 2714 | 3582276 | COLEMAN BY JOHNSON CONTROLS | THJF24S41S3 | HP | Split System: Heat Pump with Remote Outdoor Unit-Air-Source | YHJF24S41S1 |  | F6FP030 | 12 | 14.5 | 8.2 | Yes | Yes | 2011-02-28 |  | Below V5.0 Req.
FALSE | YHJD18S41S7 | 2711 | 3582278 | COLEMAN BY JOHNSON CONTROLS | THJF18S41S3 | HP | Split System: Heat Pump with Remote Outdoor Unit-Air-Source | YHJF18S41S1 |  | AHX30 | 12.5 | 15 | 8.5 | Yes | Yes | 2011-02-28 |  | 1
FALSE | YHJF24S41S1 | 2714 | 3582763 | LUXAIRE BY JOHNSON CONTROLS | THJF24S41S3 | HP | Split System: Heat Pump with Remote Outdoor Unit-Air-Source | YHJF24S41S1 |  | AHX30 | 12.5 | 15 | 8.5 | Yes | Yes | 2011-02-28 |  | 1
FALSE | YHJF30S41S1 | 2715 | 3582772 | LUXAIRE BY JOHNSON CONTROLS | THJF30S41S3 | HP | Split System: Heat Pump with Remote Outdoor Unit-Air-Source | YHJF30S41S1 |  | AHX36 | 12.5 | 15 | 9 | Yes | Yes | 2011-02-28 |  | 1
FALSE | YHJF24S41S1 | 2714 | 3582876 | LUXAIRE BY JOHNSON CONTROLS | THJF24S41S3 | HP | Split System: Heat Pump with Remote Outdoor Unit-Air-Source | YHJF24S41S1 |  | AHX36+TXV | 12.5 | 15 | 8.5 | Yes | Yes | 2011-02-28 |  | 1
FALSE | YHJF30S41S1 | 2715 | 3582891 | LUXAIRE BY JOHNSON CONTROLS | THJF30S41S3 | HP | Split System: Heat Pump with Remote Outdoor Unit-Air-Source | YHJF30S41S1 |  | AHX36+TXV | 12.5 | 15 | 9 | Yes | Yes | 2011-02-28 |  | 1
FALSE | YHJF24S41S1 | 2714 | 3582895 | LUXAIRE BY JOHNSON CONTROLS | THJF24S41S3 | HP | Split System: Heat Pump with Remote Outdoor Unit-Air-Source | YHJF24S41S1 |  | AHX30+TXV | 12.5 | 15 | 8.5 | Yes | Yes | 2011-02-28 |  | 1
FALSE | YHJF24S41S1 | 2714 | 3582826 | LUXAIRE BY JOHNSON CONTROLS | THJF24S41S3 | HP | Split System: Heat Pump with Remote Outdoor Unit-Air-Source | YHJF24S41S1 |  | F6FP030+TXV | 12 | 14.5 | 8.2 | Yes | Yes | 2011-02-28 |  | Below V5.0 Req.
FALSE | YHJF24S41S1 | 2714 | 3582829 | LUXAIRE BY JOHNSON CONTROLS | THJF24S41S3 | HP | Split System: Heat Pump with Remote Outdoor Unit-Air-Source | YHJF24S41S1 |  | F6FP036+TXV | 12.5 | 15 | 8.5 | Yes | Yes | 2011-02-28 |  | 1
FALSE | YHJD18S41S7 | 2711 | 3582835 | LUXAIRE BY JOHNSON CONTROLS | THJF18S41S3 | HP | Split System: Heat Pump with Remote Outdoor Unit-Air-Source | YHJF18S41S1 |  | F6FP030+TXV | 12.5 | 15 | 8.5 | Yes | Yes | 2011-02-28 |  | 1
FALSE | YHJF24S41S1 | 2714 | 3582860 | LUXAIRE BY JOHNSON CONTROLS | THJF24S41S3 | HP | Split System: Heat Pump with Remote Outdoor Unit-Air-Source | YHJF24S41S1 |  | F6FP030 | 12 | 14.5 | 8.2 | Yes | Yes | 2011-02-28 |  | Below V5.0 Req.
FALSE | YHJD18S41S7 | 2711 | 3582861 | LUXAIRE BY JOHNSON CONTROLS | THJF18S41S3 | HP | Split System: Heat Pump with Remote Outdoor Unit-Air-Source | YHJF18S41S1 |  | AHX30 | 12.5 | 15 | 8.5 | Yes | Yes | 2011-02-28 |  | 1
FALSE | YHJF30S41S1 | 2715 | 3583298 | FRASER-JOHNSTON BY JOHNSON CONTROLS | THJF30S41S3 | HP | Split System: Heat Pump with Remote Outdoor Unit-Air-Source | YHJF30S41S1 |  | AHX36 | 12.5 | 15 | 9 | Yes | Yes | 2011-02-28 |  | 1
FALSE | YHJD18S41S7 | 2711 | 3583306 | FRASER-JOHNSTON BY JOHNSON CONTROLS | THJF18S41S3 | HP | Split System: Heat Pump with Remote Outdoor Unit-Air-Source | YHJF18S41S1 |  | AHX30+TXV | 12.5 | 15 | 8.5 | Yes | Yes | 2011-02-28 |  | 1
FALSE | YHJF24S41S1 | 2714 | 3583307 | FRASER-JOHNSTON BY JOHNSON CONTROLS | THJF24S41S3 | HP | Split System: Heat Pump with Remote Outdoor Unit-Air-Source | YHJF24S41S1 |  | F6FP036 | 12.5 | 15 | 8.5 | Yes | Yes | 2011-02-28 |  | 1
FALSE | YHJF24S41S1 | 2714 | 3583308 | FRASER-JOHNSTON BY JOHNSON CONTROLS | THJF24S41S3 | HP | Split System: Heat Pump with Remote Outdoor Unit-Air-Source | YHJF24S41S1 |  | AHX36 | 12.5 | 15 | 8.5 | Yes | Yes | 2011-02-28 |  | 1
FALSE | YHJF30S41S1 | 2715 | 3583313 | FRASER-JOHNSTON BY JOHNSON CONTROLS | THJF30S41S3 | HP | Split System: Heat Pump with Remote Outdoor Unit-Air-Source | YHJF30S41S1 |  | F6FP042 | 12.5 | 15 | 9 | Yes | Yes | 2011-02-28 |  | 1
FALSE | YHJD18S41S7 | 2711 | 3583314 | FRASER-JOHNSTON BY JOHNSON CONTROLS | THJF18S41S3 | HP | Split System: Heat Pump with Remote Outdoor Unit-Air-Source | YHJF18S41S1 |  | F6FP030 | 12.5 | 15 | 8.5 | Yes | Yes | 2011-02-28 |  | 1
FALSE | YHJF30S41S1 | 2715 | 3583315 | FRASER-JOHNSTON BY JOHNSON CONTROLS | THJF30S41S3 | HP | Split System: Heat Pump with Remote Outdoor Unit-Air-Source | YHJF30S41S1 |  | F6FP042+TXV | 12.5 | 15 | 9 | Yes | Yes | 2011-02-28 |  | 1
FALSE | YHJF24S41S1 | 2714 | 3583325 | FRASER-JOHNSTON BY JOHNSON CONTROLS | THJF24S41S3 | HP | Split System: Heat Pump with Remote Outdoor Unit-Air-Source | YHJF24S41S1 |  | F6FP030+TXV | 12 | 14.5 | 8.2 | Yes | Yes | 2011-02-28 |  | Below V5.0 Req.
FALSE | YHJF24S41S1 | 2714 | 3583326 | FRASER-JOHNSTON BY JOHNSON CONTROLS | THJF24S41S3 | HP | Split System: Heat Pump with Remote Outdoor Unit-Air-Source | YHJF24S41S1 |  | F6FP036+TXV | 12.5 | 15 | 8.5 | Yes | Yes | 2011-02-28 |  | 1
FALSE | YHJD18S41S7 | 2711 | 3583329 | FRASER-JOHNSTON BY JOHNSON CONTROLS | THJF18S41S3 | HP | Split System: Heat Pump with Remote Outdoor Unit-Air-Source | YHJF18S41S1 |  | F6FP030+TXV | 12.5 | 15 | 8.5 | Yes | Yes | 2011-02-28 |  | 1
FALSE | YHJF30S41S1 | 2715 | 3583357 | FRASER-JOHNSTON BY JOHNSON CONTROLS | THJF30S41S3 | HP | Split System: Heat Pump with Remote Outdoor Unit-Air-Source | YHJF30S41S1 |  | AHX36+TXV | 12.5 | 15 | 9 | Yes | Yes | 2011-02-28 |  | 1
FALSE | YHJF24S41S1 | 2714 | 3583359 | FRASER-JOHNSTON BY JOHNSON CONTROLS | THJF24S41S3 | HP | Split System: Heat Pump with Remote Outdoor Unit-Air-Source | YHJF24S41S1 |  | AHX30+TXV | 12.5 | 15 | 8.5 | Yes | Yes | 2011-02-28 |  | 1
FALSE | SSZ160481A* | 1120 | 3584847 | XENON | SSZ160481A* | HP | Split System: Heat Pump with Remote Outdoor Unit-Air-Source | SSZ160481A* |  | CA*F4961*6A*+TXV | 12 | 15 | 9 | Yes | Yes | 2011-02-24 |  | 0
FALSE | T4BF-024KB | 1866 | 3587482 | INTERTHERM | DT4BF-024KA | HP | Split System: Heat Pump with Remote Outdoor Unit-Air-Source | T4BF-024KA |  | C6B(A,H)-X26(C,U)-B | 13 | 15.5 | 8.8 | Yes | Yes | 2011-02-08 |  | 1
FALSE | T4BF-024KB | 1866 | 3587483 | INTERTHERM | DT4BF-024KA | HP | Split System: Heat Pump with Remote Outdoor Unit-Air-Source | T4BF-024KA |  | C6B(A,H)-X26(C,U)-B | 13 | 15.5 | 8.8 | Yes | Yes | 2011-02-08 |  | 1
FALSE | T4BF-036KA | 1871 | 3587485 | INTERTHERM | DT4BF-036KA | HP | Split System: Heat Pump with Remote Outdoor Unit-Air-Source | T4BF-036KA |  | C6B(A,H)-X36(C,U)-C | 12.5 | 15.7 | 8.6 | Yes | Yes | 2011-02-08 |  | 1
FALSE | T4BF-036KA | 1871 | 3587487 | INTERTHERM | DT4BF-036KA | HP | Split System: Heat Pump with Remote Outdoor Unit-Air-Source | T4BF-036KA |  | C6B(A,H)-X36(C,U)-C | 12.5 | 15.7 | 8.6 | Yes | Yes | 2011-02-08 |  | 1
FALSE | T4BF-048KA | 1876 | 3587489 | INTERTHERM | DT4BF-048KA | HP | Split System: Heat Pump with Remote Outdoor Unit-Air-Source | T4BF-048KA |  | C6B(A,H)-X48(C,U)-C | 12.5 | 15 | 8.5 | Yes | Yes | 2011-02-08 |  | 1
FALSE | T4BF-048KA | 1876 | 3587490 | INTERTHERM | DT4BF-048KA | HP | Split System: Heat Pump with Remote Outdoor Unit-Air-Source | T4BF-048KA |  | C6B(A,H)-X48(C,U)-C | 12.5 | 15 | 8.5 | Yes | Yes | 2011-02-08 |  | 1
FALSE | T4BF-036KA | 1871 | 3587401 | INTERTHERM | DT4BF-036KA | HP | Split System: Heat Pump with Remote Outdoor Unit-Air-Source | T4BF-036KA |  | C6B(A,H)-X36(C,U)-B | 12.5 | 16 | 9 | Yes | Yes | 2011-02-08 |  | 1
FALSE | T4BF-036KA | 1871 | 3587402 | INTERTHERM | DT4BF-036KA | HP | Split System: Heat Pump with Remote Outdoor Unit-Air-Source | T4BF-036KA |  | C6B(A,H)-X36(C,U)-C | 12.5 | 16 | 9 | Yes | Yes | 2011-02-08 |  | 1
TRUE | T4BF-024KA | 1866 | 3587405 | INTERTHERM | DT4BF-024KA | HP | Split System: Heat Pump with Remote Outdoor Unit-Air-Source | T4BF-024KA |  | B4VM-X24K-B | 13 | 16 | 9 | Yes | Yes | 2011-02-08 |  | 2
FALSE | T4BF-048KA | 1876 | 3587407 | INTERTHERM | DT4BF-048KA | HP | Split System: Heat Pump with Remote Outdoor Unit-Air-Source | T4BF-048KA |  | C6B(A,H)-X48(C,U)-C | 12.5 | 16 | 9 | Yes | Yes | 2011-02-08 |  | 1
FALSE | T4BF-036KA | 1871 | 3587409 | INTERTHERM | DT4BF-036KA | HP | Split System: Heat Pump with Remote Outdoor Unit-Air-Source | T4BF-036KA |  | B4VM-X36K-B | 12.5 | 16 | 9 | Yes | Yes | 2011-02-08 |  | 1
FALSE | T4BF-048KA | 1876 | 3587410 | INTERTHERM | DT4BF-048KA | HP | Split System: Heat Pump with Remote Outdoor Unit-Air-Source | T4BF-048KA |  | B4VM-X48K-C | 12.5 | 16 | 9 | Yes | Yes | 2011-02-08 |  | 1
FALSE | T4BF-024KB | 1866 | 3587411 | INTERTHERM | DT4BF-024KA | HP | Split System: Heat Pump with Remote Outdoor Unit-Air-Source | T4BF-024KA |  | C6B(A,H)-X26(C,U)-B | 13 | 16 | 9 | Yes | Yes | 2011-02-08 |  | 2
FALSE | T4BF-024KB | 1866 | 3587709 | INTERTHERM | DT4BF-024KA | HP | Split System: Heat Pump with Remote Outdoor Unit-Air-Source | T4BF-024KA |  | C6B(A,H)-F42(C,U)-B+TXV-X2.0 | 13 | 15.5 | 8.8 | Yes | Yes | 2011-02-08 |  | 1
FALSE | T4BF-024KB | 1866 | 3587710 | INTERTHERM | DT4BF-024KA | HP | Split System: Heat Pump with Remote Outdoor Unit-Air-Source | T4BF-024KA |  | C6B(A,H)-F42(C,U)-B+TXV-X2.0 | 13 | 15.5 | 8.8 | Yes | Yes | 2011-02-08 |  | 1
FALSE | T4BF-024KB | 1866 | 3587711 | INTERTHERM | DT4BF-024KA | HP | Split System: Heat Pump with Remote Outdoor Unit-Air-Source | T4BF-024KA |  | C6B(A,H)-F42(C,U)-B+TXV-X2.0 | 13 | 16 | 9 | Yes | Yes | 2011-02-08 |  | 2
FALSE | T4BF-036KA | 1871 | 3587714 | INTERTHERM | DT4BF-036KA | HP | Split System: Heat Pump with Remote Outdoor Unit-Air-Source | T4BF-036KA |  | C6B(A,H)-F42(C,U)-B+TXV-X3.0 | 12.5 | 16 | 9 | Yes | Yes | 2011-02-08 |  | 1
FALSE | T4BF-036KA | 1871 | 3587715 | INTERTHERM | DT4BF-036KA | HP | Split System: Heat Pump with Remote Outdoor Unit-Air-Source | T4BF-036KA |  | C6B(A,H)-F48(C,U)-C+TXV-X3.0 | 12.5 | 15.7 | 8.6 | Yes | Yes | 2011-02-08 |  | 1
FALSE | T4BF-036KA | 1871 | 3587716 | INTERTHERM | DT4BF-036KA | HP | Split System: Heat Pump with Remote Outdoor Unit-Air-Source | T4BF-036KA |  | C6B(A,H)-F48(C,U)-C+TXV-X3.0 | 12.5 | 15.7 | 8.6 | Yes | Yes | 2011-02-08 |  | 1
FALSE | T4BF-036KA | 1871 | 3587717 | INTERTHERM | DT4BF-036KA | HP | Split System: Heat Pump with Remote Outdoor Unit-Air-Source | T4BF-036KA |  | C6B(A,H)-F48(C,U)-C+TXV-X3.0 | 12.5 | 16 | 9 | Yes | Yes | 2011-02-08 |  | 1
FALSE | T4BF-048KA | 1876 | 3587718 | INTERTHERM | DT4BF-048KA | HP | Split System: Heat Pump with Remote Outdoor Unit-Air-Source | T4BF-048KA |  | C6B(A,H)-F60(C,U)-C+TXV-X4.0 | 12.5 | 15 | 8.5 | Yes | Yes | 2011-02-08 |  | 1
FALSE | T4BF-048KA | 1876 | 3587719 | INTERTHERM | DT4BF-048KA | HP | Split System: Heat Pump with Remote Outdoor Unit-Air-Source | T4BF-048KA |  | C6B(A,H)-F60(C,U)-C+TXV-X4.0 | 12.5 | 15 | 8.5 | Yes | Yes | 2011-02-08 |  | 1
FALSE | T4BF-048KA | 1876 | 3587720 | INTERTHERM | DT4BF-048KA | HP | Split System: Heat Pump with Remote Outdoor Unit-Air-Source | T4BF-048KA |  | C6B(A,H)-F60(C,U)-C+TXV-X4.0 | 12.5 | 16 | 9 | Yes | Yes | 2011-02-08 |  | 1
FALSE | T4BF-024KB | 1866 | 3587728 | INTERTHERM | DT4BF-024KA | HP | Split System: Heat Pump with Remote Outdoor Unit-Air-Source | T4BF-024KA |  | C6B(A,H)-F42(C,U)-B+TXV-X2.0 | 13 | 15.5 | 8.8 | Yes | Yes | 2011-02-08 |  | 1
FALSE | T4BF-024KB | 1866 | 3587729 | INTERTHERM | DT4BF-024KA | HP | Split System: Heat Pump with Remote Outdoor Unit-Air-Source | T4BF-024KA |  | C6B(A,H)-X26(C,U)-B | 13 | 15.5 | 8.8 | Yes | Yes | 2011-02-08 |  | 1
FALSE | T4BF-036KA | 1871 | 3587733 | INTERTHERM | DT4BF-036KA | HP | Split System: Heat Pump with Remote Outdoor Unit-Air-Source | T4BF-036KA |  | C6B(A,H)-F48(C,U)-C+TXV-X3.0 | 12.5 | 15.7 | 8.6 | Yes | Yes | 2011-02-08 |  | 1
FALSE | T4BF-036KA | 1871 | 3587735 | INTERTHERM | DT4BF-036KA | HP | Split System: Heat Pump with Remote Outdoor Unit-Air-Source | T4BF-036KA |  | C6B(A,H)-X36(C,U)-C | 12.5 | 15.7 | 8.6 | Yes | Yes | 2011-02-08 |  | 1
FALSE | T4BF-048KA | 1876 | 3587736 | INTERTHERM | DT4BF-048KA | HP | Split System: Heat Pump with Remote Outdoor Unit-Air-Source | T4BF-048KA |  | C6B(A,H)-F60(C,U)-C+TXV-X4.0 | 12.5 | 15 | 8.5 | Yes | Yes | 2011-02-08 |  | 1
FALSE | T4BF-048KA | 1876 | 3587737 | INTERTHERM | DT4BF-048KA | HP | Split System: Heat Pump with Remote Outdoor Unit-Air-Source | T4BF-048KA |  | C6B(A,H)-X48(C,U)-C | 12.5 | 15 | 8.5 | Yes | Yes | 2011-02-08 |  | 1
FALSE | T4BF-024KB | 1866 | 3587960 | MILLER | DT4BF-024KA | HP | Split System: Heat Pump with Remote Outdoor Unit-Air-Source | T4BF-024KA |  | C6B(A,H)-X26(C,U)-B | 13 | 15.5 | 8.8 | Yes | Yes | 2011-02-08 |  | 1
FALSE | T4BF-024KB | 1866 | 3587961 | MILLER | DT4BF-024KA | HP | Split System: Heat Pump with Remote Outdoor Unit-Air-Source | T4BF-024KA |  | C6B(A,H)-X26(C,U)-B | 13 | 15.5 | 8.8 | Yes | Yes | 2011-02-08 |  | 1
FALSE | T4BF-036KA | 1871 | 3587963 | MILLER | DT4BF-036KA | HP | Split System: Heat Pump with Remote Outdoor Unit-Air-Source | T4BF-036KA |  | C6B(A,H)-X36(C,U)-C | 12.5 | 15.7 | 8.6 | Yes | Yes | 2011-02-08 |  | 1
FALSE | T4BF-036KA | 1871 | 3587965 | MILLER | DT4BF-036KA | HP | Split System: Heat Pump with Remote Outdoor Unit-Air-Source | T4BF-036KA |  | C6B(A,H)-X36(C,U)-C | 12.5 | 15.7 | 8.6 | Yes | Yes | 2011-02-08 |  | 1
FALSE | T4BF-048KA | 1876 | 3587967 | MILLER | DT4BF-048KA | HP | Split System: Heat Pump with Remote Outdoor Unit-Air-Source | T4BF-048KA |  | C6B(A,H)-X48(C,U)-C | 12.5 | 15 | 8.5 | Yes | Yes | 2011-02-08 |  | 1
FALSE | T4BF-048KA | 1876 | 3587968 | MILLER | DT4BF-048KA | HP | Split System: Heat Pump with Remote Outdoor Unit-Air-Source | T4BF-048KA |  | C6B(A,H)-X48(C,U)-C | 12.5 | 15 | 8.5 | Yes | Yes | 2011-02-08 |  | 1
FALSE | T4BF-036KA | 1871 | 3588211 | MILLER | DT4BF-036KA | HP | Split System: Heat Pump with Remote Outdoor Unit-Air-Source | T4BF-036KA |  | C6B(A,H)-F48(C,U)-C+TXV-X3.0 | 12.5 | 15.7 | 8.6 | Yes | Yes | 2011-02-08 |  | 1
FALSE | T4BF-036KA | 1871 | 3588213 | MILLER | DT4BF-036KA | HP | Split System: Heat Pump with Remote Outdoor Unit-Air-Source | T4BF-036KA |  | C6B(A,H)-X36(C,U)-C | 12.5 | 15.7 | 8.6 | Yes | Yes | 2011-02-08 |  | 1
FALSE | T4BF-048KA | 1876 | 3588214 | MILLER | DT4BF-048KA | HP | Split System: Heat Pump with Remote Outdoor Unit-Air-Source | T4BF-048KA |  | C6B(A,H)-F60(C,U)-C+TXV-X4.0 | 12.5 | 15 | 8.5 | Yes | Yes | 2011-02-08 |  | 1
FALSE | T4BF-048KA | 1876 | 3588215 | MILLER | DT4BF-048KA | HP | Split System: Heat Pump with Remote Outdoor Unit-Air-Source | T4BF-048KA |  | C6B(A,H)-X48(C,U)-C | 12.5 | 15 | 8.5 | Yes | Yes | 2011-02-08 |  | 1
FALSE | T4BF-024KB | 1866 | 3588187 | MILLER | DT4BF-024KA | HP | Split System: Heat Pump with Remote Outdoor Unit-Air-Source | T4BF-024KA |  | C6B(A,H)-F42(C,U)-B+TXV-X2.0 | 13 | 15.5 | 8.8 | Yes | Yes | 2011-02-08 |  | 1
FALSE | T4BF-024KB | 1866 | 3588188 | MILLER | DT4BF-024KA | HP | Split System: Heat Pump with Remote Outdoor Unit-Air-Source | T4BF-024KA |  | C6B(A,H)-F42(C,U)-B+TXV-X2.0 | 13 | 15.5 | 8.8 | Yes | Yes | 2011-02-08 |  | 1
FALSE | T4BF-024KB | 1866 | 3588189 | MILLER | DT4BF-024KA | HP | Split System: Heat Pump with Remote Outdoor Unit-Air-Source | T4BF-024KA |  | C6B(A,H)-F42(C,U)-B+TXV-X2.0 | 13 | 16 | 9 | Yes | Yes | 2011-02-08 |  | 2
FALSE | T4BF-036KA | 1871 | 3588192 | MILLER | DT4BF-036KA | HP | Split System: Heat Pump with Remote Outdoor Unit-Air-Source | T4BF-036KA |  | C6B(A,H)-F42(C,U)-B+TXV-X3.0 | 12.5 | 16 | 9 | Yes | Yes | 2011-02-08 |  | 1
FALSE | T4BF-036KA | 1871 | 3588193 | MILLER | DT4BF-036KA | HP | Split System: Heat Pump with Remote Outdoor Unit-Air-Source | T4BF-036KA |  | C6B(A,H)-F48(C,U)-C+TXV-X3.0 | 12.5 | 15.7 | 8.6 | Yes | Yes | 2011-02-08 |  | 1
FALSE | T4BF-036KA | 1871 | 3588194 | MILLER | DT4BF-036KA | HP | Split System: Heat Pump with Remote Outdoor Unit-Air-Source | T4BF-036KA |  | C6B(A,H)-F48(C,U)-C+TXV-X3.0 | 12.5 | 15.7 | 8.6 | Yes | Yes | 2011-02-08 |  | 1
FALSE | T4BF-036KA | 1871 | 3588195 | MILLER | DT4BF-036KA | HP | Split System: Heat Pump with Remote Outdoor Unit-Air-Source | T4BF-036KA |  | C6B(A,H)-F48(C,U)-C+TXV-X3.0 | 12.5 | 16 | 9 | Yes | Yes | 2011-02-08 |  | 1
FALSE | T4BF-048KA | 1876 | 3588196 | MILLER | DT4BF-048KA | HP | Split System: Heat Pump with Remote Outdoor Unit-Air-Source | T4BF-048KA |  | C6B(A,H)-F60(C,U)-C+TXV-X4.0 | 12.5 | 15 | 8.5 | Yes | Yes | 2011-02-08 |  | 1
FALSE | T4BF-048KA | 1876 | 3588197 | MILLER | DT4BF-048KA | HP | Split System: Heat Pump with Remote Outdoor Unit-Air-Source | T4BF-048KA |  | C6B(A,H)-F60(C,U)-C+TXV-X4.0 | 12.5 | 15 | 8.5 | Yes | Yes | 2011-02-08 |  | 1
FALSE | T4BF-048KA | 1876 | 3588198 | MILLER | DT4BF-048KA | HP | Split System: Heat Pump with Remote Outdoor Unit-Air-Source | T4BF-048KA |  | C6B(A,H)-F60(C,U)-C+TXV-X4.0 | 12.5 | 16 | 9 | Yes | Yes | 2011-02-08 |  | 1
FALSE | T4BF-024KB | 1866 | 3588206 | MILLER | DT4BF-024KA | HP | Split System: Heat Pump with Remote Outdoor Unit-Air-Source | T4BF-024KA |  | C6B(A,H)-F42(C,U)-B+TXV-X2.0 | 13 | 15.5 | 8.8 | Yes | Yes | 2011-02-08 |  | 1
FALSE | T4BF-024KB | 1866 | 3588207 | MILLER | DT4BF-024KA | HP | Split System: Heat Pump with Remote Outdoor Unit-Air-Source | T4BF-024KA |  | C6B(A,H)-X26(C,U)-B | 13 | 15.5 | 8.8 | Yes | Yes | 2011-02-08 |  | 1
TRUE | RPQL-018JEZ | 3114 | 3592047 | RHEEM SALES COMPANY, INC. | RPQL-018JEZ | HP | Split System: Heat Pump with Remote Outdoor Unit-Air-Source | RPQL-018JEZ |  | RHLL-HM2417+RCSL-H*2417 | 13 | 15.5 | 9 | Yes | Yes | 2011-01-22 |  | 1
TRUE | RPQL-060JEZ | 70 | 3592101 | RHEEM SALES COMPANY, INC. | RPQL-060JEZ | HP | Split System: Heat Pump with Remote Outdoor Unit-Air-Source | RPQL-060JEZ |  | RHLL-HM6024+RCSL-H*6024 | 12 | 14.5 | 9 | Yes | Yes | 2011-01-22 |  | 0
TRUE | RPQL-018JAZ | 3114 | 3592147 | RHEEM SALES COMPANY, INC. | UPQL-018JAZ | HP | Split System: Heat Pump with Remote Outdoor Unit-Air-Source | RPQL-018JAZ |  | RHLL-HM2417+RCSL-H*2417 | 13 | 15.5 | 9 | Yes | Yes | 2011-03-08 |  | 1
TRUE | RPQL-048JAZ | 58 | 3592301 | RHEEM SALES COMPANY, INC. | RPQL-048JAZ | HP | Split System: Heat Pump with Remote Outdoor Unit-Air-Source | RPQL-048JAZ |  | RHLL-HM4821+RCSL-H*4821 | 12.5 | 15 | 8.5 | Yes | Yes | 2011-01-22 |  | 1
TRUE | RPQL-048JEZ | 58 | 3592302 | RHEEM SALES COMPANY, INC. | RPQL-048JEZ | HP | Split System: Heat Pump with Remote Outdoor Unit-Air-Source | RPQL-048JEZ |  | RHLL-HM4821+RCSL-H*4821 | 12.5 | 15 | 8.5 | Yes | Yes | 2011-01-22 |  | 1
TRUE | RPQL-018JEZ | 3114 | 3612040 | RHEEM SALES COMPANY, INC. | UPQL-018JEZ | HP | Split System: Heat Pump with Remote Outdoor Unit-Air-Source | RPQL-018JEZ |  | RHLL-HM2417+RCSL-H*2417 | 13 | 15.5 | 9 | Yes | Yes | 2011-03-08 |  | 1
FALSE | 15PJL18 | 13 | 3621238 | RHEEM SALES COMPANY, INC. | 14PJM18 | HP | Split System: Heat Pump with Remote Outdoor Unit-Air-Source | 14PJM18 |  | RCFL-H*2417 | 12 | 14.5 | 8.2 | Yes | Yes | 2011-01-22 |  | Below V5.0 Req.
FALSE | 15PJL18 | 13 | 3621239 | RHEEM SALES COMPANY, INC. | 14PJM18 | HP | Split System: Heat Pump with Remote Outdoor Unit-Air-Source | 14PJM18 |  | RCFL-H*2417 | 12 | 14.5 | 8.2 | Yes | Yes | 2011-01-22 |  | Below V5.0 Req.
FALSE | 15PJL18 | 13 | 3621240 | RHEEM SALES COMPANY, INC. | 14PJM18 | HP | Split System: Heat Pump with Remote Outdoor Unit-Air-Source | 14PJM18 |  | RCFL-H*2417 | 12 | 14.5 | 8.2 | Yes | Yes | 2011-01-22 |  | Below V5.0 Req.
FALSE | 15PJL18 | 13 | 3621241 | RHEEM SALES COMPANY, INC. | 14PJM18 | HP | Split System: Heat Pump with Remote Outdoor Unit-Air-Source | 14PJM18 |  | RCFL-H*2417 | 12 | 14.5 | 8.2 | Yes | Yes | 2011-01-22 |  | Below V5.0 Req.
FALSE | 15PJL18 | 13 | 3624277 | WEATHERKING AIR CONDITIONING DIVISION | 14PJM18 | HP | Split System: Heat Pump with Remote Outdoor Unit-Air-Source | 14PJM18 |  | RCFL-H*2417 | 12 | 14.5 | 8.2 | Yes | Yes | 2011-03-08 |  | Below V5.0 Req.
FALSE | 15PJL18 | 13 | 3624278 | WEATHERKING AIR CONDITIONING DIVISION | 14PJM18 | HP | Split System: Heat Pump with Remote Outdoor Unit-Air-Source | 14PJM18 |  | RCFL-H*2417 | 12 | 14.5 | 8.2 | Yes | Yes | 2011-03-08 |  | Below V5.0 Req.
FALSE | 15PJL18 | 13 | 3624279 | WEATHERKING AIR CONDITIONING DIVISION | 14PJM18 | HP | Split System: Heat Pump with Remote Outdoor Unit-Air-Source | 14PJM18 |  | RCFL-H*2417 | 12 | 14.5 | 8.2 | Yes | Yes | 2011-03-08 |  | Below V5.0 Req.
FALSE | 14PJM30 | 27 | 3624295 | RUUD AIR CONDITIONING DIVISION | 14PJM30 | HP | Split System: Heat Pump with Remote Outdoor Unit-Air-Source | 14PJM30 |  | RCFL-H*3621 | 12 | 14.5 | 8.5 | Yes | Yes | 2011-03-08 |  | 0
FALSE | 14PJM30 | 27 | 3624296 | RHEEM SALES COMPANY, INC. | 14PJM30 | HP | Split System: Heat Pump with Remote Outdoor Unit-Air-Source | 14PJM30 |  | RCFL-H*3621 | 12 | 14.5 | 8.5 | Yes | Yes | 2011-03-08 |  | 0
FALSE | 14PJM30 | 27 | 3624297 | WEATHERKING AIR CONDITIONING DIVISION | 14PJM30 | HP | Split System: Heat Pump with Remote Outdoor Unit-Air-Source | 14PJM30 |  | RCFL-H*3621 | 12 | 14.5 | 8.5 | Yes | Yes | 2011-03-08 |  | 0
FALSE | 14PJM30 | 27 | 3624303 | WEATHERKING AIR CONDITIONING DIVISION | 14PJM30 | HP | Split System: Heat Pump with Remote Outdoor Unit-Air-Source | 14PJM30 |  | RCFL-H*3621 | 12 | 14.5 | 8.5 | Yes | Yes | 2011-03-08 |  | 0
FALSE | T4BF-024KB | 1866 | 3664787 | GIBSON | JT4BF-024KA | HP | Split System: Heat Pump with Remote Outdoor Unit-Air-Source | T4BF-024KA |  | C6B(A,H)-X26(C,U)-B | 13 | 15.5 | 8.8 | Yes | Yes | 2011-02-08 |  | 1
FALSE | T4BF-036KA | 1871 | 3664788 | GIBSON | JT4BF-036KA | HP | Split System: Heat Pump with Remote Outdoor Unit-Air-Source | T4BF-036KA |  | C6B(A,H)-F48(C,U)-C+TXV-X3.0 | 12.5 | 15.7 | 8.6 | Yes | Yes | 2011-02-08 |  | 1
FALSE | T4BF-048KA | 1876 | 3664789 | GIBSON | JT4BF-048KA | HP | Split System: Heat Pump with Remote Outdoor Unit-Air-Source | T4BF-048KA |  | C6B(A,H)-X48(C,U)-C | 12.2 | 16 | 8.5 | Yes | Yes | 2011-02-08 |  | 0
FALSE | T4BF-048KA | 1876 | 3664790 | GIBSON | JT4BF-048KA | HP | Split System: Heat Pump with Remote Outdoor Unit-Air-Source | T4BF-048KA |  | C6B(A,H)-F60(C,U)-C+TXV-X4.0 | 12.2 | 16 | 8.5 | Yes | Yes | 2011-02-08 |  | 0
FALSE | T4BF-036KA | 1871 | 3664791 | GIBSON | JT4BF-036KA | HP | Split System: Heat Pump with Remote Outdoor Unit-Air-Source | T4BF-036KA |  | C6B(A,H)-X36(C,U)-C | 12.5 | 15.7 | 8.6 | Yes | Yes | 2011-02-08 |  | 1
FALSE | T4BF-024KB | 1866 | 3664792 | GRANDAIRE | JT4BF-024KA | HP | Split System: Heat Pump with Remote Outdoor Unit-Air-Source | T4BF-024KA |  | C6B(A,H)-X26(C,U)-B | 13 | 15.5 | 8.8 | Yes | Yes | 2011-02-08 |  | 1
FALSE | T4BF-036KA | 1871 | 3664793 | GRANDAIRE | JT4BF-036KA | HP | Split System: Heat Pump with Remote Outdoor Unit-Air-Source | T4BF-036KA |  | C6B(A,H)-F48(C,U)-C+TXV-X3.0 | 12.5 | 15.7 | 8.6 | Yes | Yes | 2011-02-08 |  | 1
FALSE | T4BF-048KA | 1876 | 3664794 | GRANDAIRE | JT4BF-048KA | HP | Split System: Heat Pump with Remote Outdoor Unit-Air-Source | T4BF-048KA |  | C6B(A,H)-X48(C,U)-C | 12.2 | 16 | 8.5 | Yes | Yes | 2011-02-08 |  | 0
FALSE | T4BF-048KA | 1876 | 3664795 | GRANDAIRE | JT4BF-048KA | HP | Split System: Heat Pump with Remote Outdoor Unit-Air-Source | T4BF-048KA |  | C6B(A,H)-F60(C,U)-C+TXV-X4.0 | 12.2 | 16 | 8.5 | Yes | Yes | 2011-02-08 |  | 0
FALSE | T4BF-036KA | 1871 | 3664796 | GRANDAIRE | JT4BF-036KA | HP | Split System: Heat Pump with Remote Outdoor Unit-Air-Source | T4BF-036KA |  | C6B(A,H)-X36(C,U)-C | 12.5 | 15.7 | 8.6 | Yes | Yes | 2011-02-08 |  | 1
FALSE | T4BF-024KB | 1866 | 3664797 | PHILCO | JT4BF-024KA | HP | Split System: Heat Pump with Remote Outdoor Unit-Air-Source | T4BF-024KA |  | C6B(A,H)-X26(C,U)-B | 13 | 15.5 | 8.8 | Yes | Yes | 2011-02-08 |  | 1
FALSE | T4BF-036KA | 1871 | 3664798 | PHILCO | JT4BF-036KA | HP | Split System: Heat Pump with Remote Outdoor Unit-Air-Source | T4BF-036KA |  | C6B(A,H)-F48(C,U)-C+TXV-X3.0 | 12.5 | 15.7 | 8.6 | Yes | Yes | 2011-02-08 |  | 1
FALSE | T4BF-048KA | 1876 | 3664799 | PHILCO | JT4BF-048KA | HP | Split System: Heat Pump with Remote Outdoor Unit-Air-Source | T4BF-048KA |  | C6B(A,H)-X48(C,U)-C | 12.2 | 16 | 8.5 | Yes | Yes | 2011-02-08 |  | 0
FALSE | T4BF-048KA | 1876 | 3664800 | PHILCO | JT4BF-048KA | HP | Split System: Heat Pump with Remote Outdoor Unit-Air-Source | T4BF-048KA |  | C6B(A,H)-F60(C,U)-C+TXV-X4.0 | 12.2 | 16 | 8.5 | Yes | Yes | 2011-02-08 |  | 0
FALSE | T4BF-036KA | 1871 | 3664801 | PHILCO | JT4BF-036KA | HP | Split System: Heat Pump with Remote Outdoor Unit-Air-Source | T4BF-036KA |  | C6B(A,H)-X36(C,U)-C | 12.5 | 15.7 | 8.6 | Yes | Yes | 2011-02-08 |  | 1
FALSE | T4BF-024KB | 1866 | 3664802 | KELVINATOR | JT4BF-024KA | HP | Split System: Heat Pump with Remote Outdoor Unit-Air-Source | T4BF-024KA |  | C6B(A,H)-X26(C,U)-B | 13 | 15.5 | 8.8 | Yes | Yes | 2011-02-08 |  | 1
FALSE | T4BF-036KA | 1871 | 3664803 | KELVINATOR | JT4BF-036KA | HP | Split System: Heat Pump with Remote Outdoor Unit-Air-Source | T4BF-036KA |  | C6B(A,H)-F48(C,U)-C+TXV-X3.0 | 12.5 | 15.7 | 8.6 | Yes | Yes | 2011-02-08 |  | 1
FALSE | T4BF-048KA | 1876 | 3664804 | KELVINATOR | JT4BF-048KA | HP | Split System: Heat Pump with Remote Outdoor Unit-Air-Source | T4BF-048KA |  | C6B(A,H)-X48(C,U)-C | 12.2 | 16 | 8.5 | Yes | Yes | 2011-02-08 |  | 0
FALSE | T4BF-048KA | 1876 | 3664805 | KELVINATOR | JT4BF-048KA | HP | Split System: Heat Pump with Remote Outdoor Unit-Air-Source | T4BF-048KA |  | C6B(A,H)-F60(C,U)-C+TXV-X4.0 | 12.2 | 16 | 8.5 | Yes | Yes | 2011-02-08 |  | 0
FALSE | T4BF-036KA | 1871 | 3664806 | KELVINATOR | JT4BF-036KA | HP | Split System: Heat Pump with Remote Outdoor Unit-Air-Source | T4BF-036KA |  | C6B(A,H)-X36(C,U)-C | 12.5 | 15.7 | 8.6 | Yes | Yes | 2011-02-08 |  | 1
TRUE | XP16-024-230-05 | 1632 | 3671214 | LENNOX INDUSTRIES, INC. | XP16-024-230-05 | HP | Split System: Heat Pump with Remote Outdoor Unit-Air-Source | XP16-024-230-05 |  | CBX32MV-024/030*+TDR | 12.5 | 16 | 8.5 | Yes | Yes | 2011-01-22 |  | 1
FALSE | XP16-024-230-11 | 1632 | 3671215 | LENNOX INDUSTRIES, INC. | XP16-024-230-05 | HP | Split System: Heat Pump with Remote Outdoor Unit-Air-Source | XP16-024-230-05 |  | CBX32MV-036*+TDR | 12.5 | 16.5 | 8.5 | Yes | Yes | 2011-01-22 |  | 1
FALSE | XP16-024-230-11 | 1632 | 3671216 | LENNOX INDUSTRIES, INC. | XP16-024-230-05 | HP | Split System: Heat Pump with Remote Outdoor Unit-Air-Source | XP16-024-230-05 |  | CBX40UHV-024*+TDR | 12.2 | 15.7 | 8.5 | Yes | Yes | 2011-01-22 |  | 0
FALSE | XP16-024-230-11 | 1632 | 3671217 | LENNOX INDUSTRIES, INC. | XP16-024-230-05 | HP | Split System: Heat Pump with Remote Outdoor Unit-Air-Source | XP16-024-230-05 |  | CBX40UHV-030*+TDR | 12.2 | 15.5 | 8.5 | Yes | Yes | 2011-01-22 |  | 0
FALSE | XP16-024-230-11 | 1632 | 3671218 | LENNOX INDUSTRIES, INC. | XP16-024-230-05 | HP | Split System: Heat Pump with Remote Outdoor Unit-Air-Source | XP16-024-230-05 |  | CBX40UHV-036*+TDR | 12.5 | 15.5 | 8.5 | Yes | Yes | 2011-01-22 |  | 1
FALSE | XP16-024-230-11 | 1632 | 3671219 | LENNOX INDUSTRIES, INC. | XP16-024-230-05 | HP | Split System: Heat Pump with Remote Outdoor Unit-Air-Source | XP16-024-230-05 |  | CH33-31B+TDR+TXV | 12.2 | 15.7 | 8.2 | Yes | Yes | 2011-01-22 |  | Below V5.0 Req.
FALSE | XP16-024-230-11 | 1632 | 3671220 | LENNOX INDUSTRIES, INC. | XP16-024-230-05 | HP | Split System: Heat Pump with Remote Outdoor Unit-Air-Source | XP16-024-230-05 |  | CH33-31B+TDR+TXV | 12.2 | 16 | 8.2 | Yes | Yes | 2011-01-22 |  | Below V5.0 Req.
FALSE | XP16-024-230-11 | 1632 | 3671221 | LENNOX INDUSTRIES, INC. | XP16-024-230-05 | HP | Split System: Heat Pump with Remote Outdoor Unit-Air-Source | XP16-024-230-05 |  | CH33-31B+TDR+TXV | 12.2 | 16 | 8.2 | Yes | Yes | 2011-01-22 |  | Below V5.0 Req.
FALSE | XP16-024-230-11 | 1632 | 3671222 | LENNOX INDUSTRIES, INC. | XP16-024-230-05 | HP | Split System: Heat Pump with Remote Outdoor Unit-Air-Source | XP16-024-230-05 |  | CH33-31B+TDR+TXV | 12.2 | 16 | 8.2 | Yes | Yes | 2011-01-22 |  | Below V5.0 Req.
FALSE | XP16-024-230-11 | 1632 | 3671224 | LENNOX INDUSTRIES, INC. | XP16-024-230-05 | HP | Split System: Heat Pump with Remote Outdoor Unit-Air-Source | XP16-024-230-05 |  | CR33-30/36+TDR+TXV | 12.2 | 15.7 | 8.5 | Yes | Yes | 2011-01-22 |  | 0
FALSE | XP16-024-230-11 | 1632 | 3671225 | LENNOX INDUSTRIES, INC. | XP16-024-230-05 | HP | Split System: Heat Pump with Remote Outdoor Unit-Air-Source | XP16-024-230-05 |  | CR33-30/36+TDR+TXV | 12.5 | 16.5 | 8.5 | Yes | Yes | 2011-01-22 |  | 1
FALSE | XP16-024-230-11 | 1632 | 3671226 | LENNOX INDUSTRIES, INC. | XP16-024-230-05 | HP | Split System: Heat Pump with Remote Outdoor Unit-Air-Source | XP16-024-230-05 |  | CR33-30/36+TDR+TXV | 12.2 | 15.7 | 8.5 | Yes | Yes | 2011-01-22 |  | 0
FALSE | XP16-024-230-11 | 1632 | 3671227 | LENNOX INDUSTRIES, INC. | XP16-024-230-05 | HP | Split System: Heat Pump with Remote Outdoor Unit-Air-Source | XP16-024-230-05 |  | CR33-30/36+TDR+TXV | 12.5 | 16 | 8.5 | Yes | Yes | 2011-01-22 |  | 1
FALSE | XP16-024-230-11 | 1632 | 3671228 | LENNOX INDUSTRIES, INC. | XP16-024-230-05 | HP | Split System: Heat Pump with Remote Outdoor Unit-Air-Source | XP16-024-230-05 |  | CR33-30/36+TDR+TXV | 12.5 | 16 | 8.5 | Yes | Yes | 2011-01-22 |  | 1
FALSE | XP16-024-230-11 | 1632 | 3671229 | LENNOX INDUSTRIES, INC. | XP16-024-230-05 | HP | Split System: Heat Pump with Remote Outdoor Unit-Air-Source | XP16-024-230-05 |  | CR33-30/36+TDR+TXV | 12.5 | 16 | 8.5 | Yes | Yes | 2011-01-22 |  | 1
FALSE | XP16-024-230-11 | 1632 | 3671231 | LENNOX INDUSTRIES, INC. | XP16-024-230-05 | HP | Split System: Heat Pump with Remote Outdoor Unit-Air-Source | XP16-024-230-05 |  | CX34-31+TDR | 12.5 | 16 | 8.2 | Yes | Yes | 2011-01-22 |  | Below V5.0 Req.
FALSE | XP16-024-230-11 | 1632 | 3671232 | LENNOX INDUSTRIES, INC. | XP16-024-230-05 | HP | Split System: Heat Pump with Remote Outdoor Unit-Air-Source | XP16-024-230-05 |  | CX34-31+TDR | 12.5 | 16.2 | 8.2 | Yes | Yes | 2011-01-22 |  | Below V5.0 Req.
FALSE | XP16-024-230-11 | 1632 | 3671233 | LENNOX INDUSTRIES, INC. | XP16-024-230-05 | HP | Split System: Heat Pump with Remote Outdoor Unit-Air-Source | XP16-024-230-05 |  | CX34-31+TDR | 12.5 | 15.7 | 8.2 | Yes | Yes | 2011-01-22 |  | Below V5.0 Req.
TRUE | XP16-060-230-05 | 1652 | 3671562 | LENNOX INDUSTRIES, INC. | XP16-060-230-05 | HP | Split System: Heat Pump with Remote Outdoor Unit-Air-Source | XP16-060-230-05 |  | CBX32MV-060*+TDR | 12.5 | 15.5 | 8.5 | Yes | Yes | 2011-01-22 |  | 1
FALSE | SPB060H4S48Y | 1652 | 3671564 | LENNOX INDUSTRIES, INC. | XP16-060-230-05 | HP | Split System: Heat Pump with Remote Outdoor Unit-Air-Source | XP16-060-230-05 |  | CBX40UHV-060*+TDR | 12.5 | 15.5 | 8.5 | Yes | Yes | 2011-01-22 |  | 1
TRUE | XP16-060-230/05 | 1652 | 3671593 | LENNOX INDUSTRIES, INC. | XP16-060-230/05 | HP | Split System: Heat Pump with Remote Outdoor Unit-Air-Source | XP16-060-230/05 |  | CBX32MV-060*+TDR | 12.5 | 15.5 | 8.5 | Yes | Yes | 2011-01-22 |  | 1
FALSE | SPB060H4S48Y | 1652 | 3671595 | LENNOX INDUSTRIES, INC. | XP16-060-230/05 | HP | Split System: Heat Pump with Remote Outdoor Unit-Air-Source | XP16-060-230/05 |  | CBX40UHV-060*+TDR | 12.5 | 15.5 | 8.5 | Yes | Yes | 2011-01-22 |  | 1
TRUE | SPB036H4N45Y | 1642 | 3671624 | LENNOX INDUSTRIES, INC. | SPB036H4N45Y | HP | Split System: Heat Pump with Remote Outdoor Unit-Air-Source | SPB036H4N45Y |  | CBX32MV-036*+TDR | 12.5 | 16.2 | 8.5 | Yes | Yes | 2011-01-22 |  | 1
TRUE | SPB048H4N45Y | 1647 | 3671788 | LENNOX INDUSTRIES, INC. | SPB048H4N45Y | HP | Split System: Heat Pump with Remote Outdoor Unit-Air-Source | SPB048H4N45Y |  | CBX32MV-060*+TDR | 12.5 | 16.2 | 8.5 | Yes | Yes | 2011-01-22 |  | 1
TRUE | SPB048H4N4/5Y | 1647 | 3671847 | LENNOX INDUSTRIES, INC. | SPB048H4N4/5Y | HP | Split System: Heat Pump with Remote Outdoor Unit-Air-Source | SPB048H4N4/5Y |  | CBX32MV-060*+TDR | 12.5 | 16.2 | 8.2 | Yes | Yes | 2011-01-22 |  | Below V5.0 Req.
TRUE | SPB060H4N45Y | 1652 | 3671905 | LENNOX INDUSTRIES, INC. | SPB060H4N45Y | HP | Split System: Heat Pump with Remote Outdoor Unit-Air-Source | SPB060H4N45Y |  | CBX32MV-060*+TDR | 12.5 | 15.5 | 8.5 | Yes | Yes | 2011-01-22 |  | 1
TRUE | 25HPA524A31 | 539 | 3686920 | CARRIER AIR CONDITIONING | 25HPA524A31 | HP | Split System: Heat Pump with Remote Outdoor Unit-Air-Source | 25HPA524A31 |  | FX4DNF025 | 12.5 | 15.5 | 8.5 | Yes | Yes | 2011-01-22 |  | 1
TRUE | 25HPA530A31 | 554 | 3686962 | CARRIER AIR CONDITIONING | 25HPA530A31 | HP | Split System: Heat Pump with Remote Outdoor Unit-Air-Source | 25HPA530A31 |  | FB4CNF030+TXV | 12.5 | 15 | 8.3 | Yes | Yes | 2011-01-22 |  | Below V5.0 Req.
TRUE | 25HPA542A31 | 596 | 3687062 | CARRIER AIR CONDITIONING | 25HPA542A31 | HP | Split System: Heat Pump with Remote Outdoor Unit-Air-Source | 25HPA542A31 |  | FX4DN(B,F)049 | 12.5 | 15.5 | 8.5 | Yes | Yes | 2011-01-22 |  | 1
TRUE | 25HPA548A31 | 613 | 3687097 | CARRIER AIR CONDITIONING | 25HPA548A31 | HP | Split System: Heat Pump with Remote Outdoor Unit-Air-Source | 25HPA548A31 |  | FX4DN(B,F)061 | 13 | 15.5 | 8.6 | Yes | Yes | 2011-01-22 |  | 1
FALSE | 15PJL18 | 13 | 3704948 | RHEEM SALES COMPANY, INC. | 15PJL18 | HP | Split System: Heat Pump with Remote Outdoor Unit-Air-Source | 15PJL18 |  | RHBL-FR24T | 12.5 | 15 | 8.2 | Yes | Yes | 2011-01-22 |  | Below V5.0 Req.
FALSE | 15PJL18 | 13 | 3704957 | RHEEM SALES COMPANY, INC. | 15PJL18 | HP | Split System: Heat Pump with Remote Outdoor Unit-Air-Source | 15PJL18 |  | RCFL-H*2417 | 12.5 | 15 | 8.2 | Yes | Yes | 2011-01-22 |  | Below V5.0 Req.
FALSE | 15PJL18 | 13 | 3704958 | RHEEM SALES COMPANY, INC. | 15PJL18 | HP | Split System: Heat Pump with Remote Outdoor Unit-Air-Source | 15PJL18 |  | RCFL-H*2417 | 12.5 | 15 | 8.2 | Yes | Yes | 2011-01-22 |  | Below V5.0 Req.
FALSE | 15PJL24 | 15 | 3704989 | RHEEM SALES COMPANY, INC. | 15PJL24 | HP | Split System: Heat Pump with Remote Outdoor Unit-Air-Source | 15PJL24 |  | RCFL-H*2417 | 12.5 | 15 | 8.2 | Yes | Yes | 2011-01-22 |  | Below V5.0 Req.
FALSE | 15PJL24 | 15 | 3704990 | RHEEM SALES COMPANY, INC. | 15PJL24 | HP | Split System: Heat Pump with Remote Outdoor Unit-Air-Source | 15PJL24 |  | RCFL-H*2417 | 12.5 | 15 | 8.2 | Yes | Yes | 2011-01-22 |  | Below V5.0 Req.
FALSE | 15PJL24 | 15 | 3704991 | RHEEM SALES COMPANY, INC. | 15PJL24 | HP | Split System: Heat Pump with Remote Outdoor Unit-Air-Source | 15PJL24 |  | RCFL-H*2417 | 12.5 | 15 | 8.5 | Yes | Yes | 2011-01-22 |  | 1
FALSE | 15PJL24 | 15 | 3704993 | RHEEM SALES COMPANY, INC. | 15PJL24 | HP | Split System: Heat Pump with Remote Outdoor Unit-Air-Source | 15PJL24 |  | RCFL-H*2417 | 12.5 | 15 | 8.2 | Yes | Yes | 2011-01-22 |  | Below V5.0 Req.
FALSE | 15PJL24 | 15 | 3704994 | RHEEM SALES COMPANY, INC. | 15PJL24 | HP | Split System: Heat Pump with Remote Outdoor Unit-Air-Source | 15PJL24 |  | RCFL-H*2417 | 12.5 | 15 | 8.2 | Yes | Yes | 2011-01-22 |  | Below V5.0 Req.
FALSE | 15PJL24 | 15 | 3704997 | RHEEM SALES COMPANY, INC. | 15PJL24 | HP | Split System: Heat Pump with Remote Outdoor Unit-Air-Source | 15PJL24 |  | RCFL-H*2417 | 12 | 14.5 | 8.2 | Yes | Yes | 2011-01-22 |  | Below V5.0 Req.
FALSE | 15PJL24 | 15 | 3704998 | RHEEM SALES COMPANY, INC. | 15PJL24 | HP | Split System: Heat Pump with Remote Outdoor Unit-Air-Source | 15PJL24 |  | RCFL-H*2417 | 12 | 14.5 | 8.2 | Yes | Yes | 2011-01-22 |  | Below V5.0 Req.
FALSE | 15PJL24 | 15 | 3705000 | RHEEM SALES COMPANY, INC. | 15PJL24 | HP | Split System: Heat Pump with Remote Outdoor Unit-Air-Source | 15PJL24 |  | RCFL-H*2417 | 12.5 | 15 | 8.5 | Yes | Yes | 2011-01-22 |  | 1
FALSE | 15PJL24 | 15 | 3705001 | RHEEM SALES COMPANY, INC. | 15PJL24 | HP | Split System: Heat Pump with Remote Outdoor Unit-Air-Source | 15PJL24 |  | RHKL-HM2417+RCSL-H*2417 | 12.5 | 15 | 8.5 | Yes | Yes | 2011-01-22 |  | 1
TRUE | 15PJL24 | 15 | 3705002 | RHEEM SALES COMPANY, INC. | 15PJL24 | HP | Split System: Heat Pump with Remote Outdoor Unit-Air-Source | 15PJL24 |  | RHLL-HM2417+RCSL-H*2417 | 12.5 | 15 | 8.5 | Yes | Yes | 2011-01-22 |  | 1
FALSE | 15PJL30 | 23 | 3705004 | RHEEM SALES COMPANY, INC. | 15PJL30 | HP | Split System: Heat Pump with Remote Outdoor Unit-Air-Source | 15PJL30 |  | RHBL-FR36T | 12.5 | 15 | 8.5 | Yes | Yes | 2011-01-22 |  | 1
FALSE | 15PJL30 | 23 | 3705015 | RHEEM SALES COMPANY, INC. | 15PJL30 | HP | Split System: Heat Pump with Remote Outdoor Unit-Air-Source | 15PJL30 |  | RCFL-H*3617 | 12 | 14.5 | 8.2 | Yes | Yes | 2011-01-22 |  | Below V5.0 Req.
FALSE | 15PJL30 | 23 | 3705018 | RHEEM SALES COMPANY, INC. | 15PJL30 | HP | Split System: Heat Pump with Remote Outdoor Unit-Air-Source | 15PJL30 |  | RCFL-H*3617 | 12 | 14.5 | 8.2 | Yes | Yes | 2011-01-22 |  | Below V5.0 Req.
FALSE | 15PJL30 | 23 | 3705024 | RHEEM SALES COMPANY, INC. | 15PJL30 | HP | Split System: Heat Pump with Remote Outdoor Unit-Air-Source | 15PJL30 |  | RCFL-H*3617 | 12 | 14.5 | 8.2 | Yes | Yes | 2011-01-22 |  | Below V5.0 Req.
FALSE | 15PJL30 | 23 | 3705035 | RHEEM SALES COMPANY, INC. | 15PJL30 | HP | Split System: Heat Pump with Remote Outdoor Unit-Air-Source | 15PJL30 |  | RCFL-H*3621 | 12 | 14.5 | 8.2 | Yes | Yes | 2011-01-22 |  | Below V5.0 Req.
FALSE | 15PJL30 | 23 | 3705036 | RHEEM SALES COMPANY, INC. | 15PJL30 | HP | Split System: Heat Pump with Remote Outdoor Unit-Air-Source | 15PJL30 |  | RCFL-H*3621 | 12 | 14.5 | 8.2 | Yes | Yes | 2011-01-22 |  | Below V5.0 Req.
FALSE | 15PJL30 | 23 | 3705039 | RHEEM SALES COMPANY, INC. | 15PJL30 | HP | Split System: Heat Pump with Remote Outdoor Unit-Air-Source | 15PJL30 |  | RCFL-H*3621 | 12 | 14.5 | 8.5 | Yes | Yes | 2011-01-22 |  | 0
FALSE | 15PJL36 | 3135 | 3705079 | RHEEM SALES COMPANY, INC. | 15PJL36 | HP | Split System: Heat Pump with Remote Outdoor Unit-Air-Source | 15PJL36 |  | RCFL-H*3621 | 12 | 14.5 | 8.2 | Yes | Yes | 2011-01-22 |  | Below V5.0 Req.
FALSE | 15PJL36 | 3135 | 3705080 | RHEEM SALES COMPANY, INC. | 15PJL36 | HP | Split System: Heat Pump with Remote Outdoor Unit-Air-Source | 15PJL36 |  | RCFL-H*3621 | 12 | 14.5 | 8.2 | Yes | Yes | 2011-01-22 |  | Below V5.0 Req.
FALSE | 15PJL36 | 3135 | 3705082 | RHEEM SALES COMPANY, INC. | 15PJL36 | HP | Split System: Heat Pump with Remote Outdoor Unit-Air-Source | 15PJL36 |  | RCFL-H*3621 | 12 | 14.5 | 8.2 | Yes | Yes | 2011-01-22 |  | Below V5.0 Req.
FALSE | 15PJL36 | 3135 | 3705083 | RHEEM SALES COMPANY, INC. | 15PJL36 | HP | Split System: Heat Pump with Remote Outdoor Unit-Air-Source | 15PJL36 |  | RCFL-H*3621 | 12 | 14.5 | 8.2 | Yes | Yes | 2011-01-22 |  | Below V5.0 Req.
FALSE | 15PJL36 | 3135 | 3705085 | RHEEM SALES COMPANY, INC. | 15PJL36 | HP | Split System: Heat Pump with Remote Outdoor Unit-Air-Source | 15PJL36 |  | RCFL-H*3621 | 12 | 14.5 | 8.2 | Yes | Yes | 2011-01-22 |  | Below V5.0 Req.
FALSE | 15PJL36 | 3135 | 3705086 | RHEEM SALES COMPANY, INC. | 15PJL36 | HP | Split System: Heat Pump with Remote Outdoor Unit-Air-Source | 15PJL36 |  | RCFL-H*3621 | 12.5 | 15 | 8.5 | Yes | Yes | 2011-01-22 |  | 1
FALSE | 15PJL36 | 3135 | 3705092 | RHEEM SALES COMPANY, INC. | 15PJL36 | HP | Split System: Heat Pump with Remote Outdoor Unit-Air-Source | 15PJL36 |  | RCFL-H*3621 | 12.5 | 15 | 8.5 | Yes | Yes | 2011-01-22 |  | 1
FALSE | 15PJL36 | 3135 | 3705093 | RHEEM SALES COMPANY, INC. | 15PJL36 | HP | Split System: Heat Pump with Remote Outdoor Unit-Air-Source | 15PJL36 |  | RCFL-H*3621 | 12.5 | 15 | 8.5 | Yes | Yes | 2011-01-22 |  | 1
FALSE | 15PJL36 | 3135 | 3705099 | RHEEM SALES COMPANY, INC. | 15PJL36 | HP | Split System: Heat Pump with Remote Outdoor Unit-Air-Source | 15PJL36 |  | RCFL-H*3621 | 12 | 14.5 | 8.2 | Yes | Yes | 2011-01-22 |  | Below V5.0 Req.
FALSE | 15PJL36 | 3135 | 3705100 | RHEEM SALES COMPANY, INC. | 15PJL36 | HP | Split System: Heat Pump with Remote Outdoor Unit-Air-Source | 15PJL36 |  | RCFL-H*3621 | 12.5 | 15 | 8.5 | Yes | Yes | 2011-01-22 |  | 1
FALSE | 15PJL36 | 3135 | 3705101 | RHEEM SALES COMPANY, INC. | 15PJL36 | HP | Split System: Heat Pump with Remote Outdoor Unit-Air-Source | 15PJL36 |  | RCFL-H*3621 | 12.5 | 15 | 8.5 | Yes | Yes | 2011-01-22 |  | 1
FALSE | 15PJL36 | 3135 | 3705102 | RHEEM SALES COMPANY, INC. | 15PJL36 | HP | Split System: Heat Pump with Remote Outdoor Unit-Air-Source | 15PJL36 |  | RHKL-HM3617+RCSL-H*3617 | 12.5 | 15 | 8.5 | Yes | Yes | 2011-01-22 |  | 1
TRUE | 15PJL36 | 3135 | 3705103 | RHEEM SALES COMPANY, INC. | 15PJL36 | HP | Split System: Heat Pump with Remote Outdoor Unit-Air-Source | 15PJL36 |  | RHLL-HM3617+RCSL-H*3617 | 12.5 | 15 | 8.5 | Yes | Yes | 2011-01-22 |  | 1
FALSE | 15PJL42 | 44 | 3705113 | RHEEM SALES COMPANY, INC. | 15PJL42 | HP | Split System: Heat Pump with Remote Outdoor Unit-Air-Source | 15PJL42 |  | RCFL-H*4821 | 12 | 14.5 | 8.2 | Yes | Yes | 2011-01-22 |  | Below V5.0 Req.
FALSE | 15PJL42 | 44 | 3705116 | RHEEM SALES COMPANY, INC. | 15PJL42 | HP | Split System: Heat Pump with Remote Outdoor Unit-Air-Source | 15PJL42 |  | RCFL-H*4821 | 12 | 14.5 | 8.2 | Yes | Yes | 2011-01-22 |  | Below V5.0 Req.
FALSE | 15PJL42 | 44 | 3705117 | RHEEM SALES COMPANY, INC. | 15PJL42 | HP | Split System: Heat Pump with Remote Outdoor Unit-Air-Source | 15PJL42 |  | RCFL-H*4821 | 12 | 14.5 | 8.2 | Yes | Yes | 2011-01-22 |  | Below V5.0 Req.
FALSE | 15PJL42 | 44 | 3705120 | RHEEM SALES COMPANY, INC. | 15PJL42 | HP | Split System: Heat Pump with Remote Outdoor Unit-Air-Source | 15PJL42 |  | RCFL-H*4821 | 12 | 14.5 | 8.2 | Yes | Yes | 2011-01-22 |  | Below V5.0 Req.
FALSE | 15PJL60 | 3171 | 3705175 | RHEEM SALES COMPANY, INC. | 15PJL60 | HP | Split System: Heat Pump with Remote Outdoor Unit-Air-Source | 15PJL60 |  | RCFL-H*6024 | 12 | 14.5 | 8.2 | Yes | Yes | 2011-01-22 |  | Below V5.0 Req.
FALSE | 15PJL60 | 3171 | 3705176 | RHEEM SALES COMPANY, INC. | 15PJL60 | HP | Split System: Heat Pump with Remote Outdoor Unit-Air-Source | 15PJL60 |  | RCFL-H*6024 | 12 | 14.5 | 8.2 | Yes | Yes | 2011-01-22 |  | Below V5.0 Req.
FALSE | 15PJL60 | 3171 | 3705177 | RHEEM SALES COMPANY, INC. | 15PJL60 | HP | Split System: Heat Pump with Remote Outdoor Unit-Air-Source | 15PJL60 |  | RCFL-H*6024 | 12 | 14.5 | 8.2 | Yes | Yes | 2011-01-22 |  | Below V5.0 Req.
FALSE | 15PJL60 | 3171 | 3705178 | RHEEM SALES COMPANY, INC. | 15PJL60 | HP | Split System: Heat Pump with Remote Outdoor Unit-Air-Source | 15PJL60 |  | RCFL-H*6024 | 12 | 14.5 | 8.2 | Yes | Yes | 2011-01-22 |  | Below V5.0 Req.
FALSE | 15PJL60 | 3171 | 3705182 | RHEEM SALES COMPANY, INC. | 15PJL60 | HP | Split System: Heat Pump with Remote Outdoor Unit-Air-Source | 15PJL60 |  | RCFL-H*6024 | 12 | 14.5 | 8.2 | Yes | Yes | 2011-01-22 |  | Below V5.0 Req.
FALSE | 15PJL60 | 3171 | 3705183 | RHEEM SALES COMPANY, INC. | 15PJL60 | HP | Split System: Heat Pump with Remote Outdoor Unit-Air-Source | 15PJL60 |  | RCFL-H*6024 | 12 | 14.5 | 8.2 | Yes | Yes | 2011-01-22 |  | Below V5.0 Req.
FALSE | 15PJL60 | 3171 | 3705184 | RHEEM SALES COMPANY, INC. | 15PJL60 | HP | Split System: Heat Pump with Remote Outdoor Unit-Air-Source | 15PJL60 |  | RCFL-H*6024 | 12 | 14.5 | 8.2 | Yes | Yes | 2011-01-22 |  | Below V5.0 Req.
FALSE | 15PJL60 | 3171 | 3705188 | RHEEM SALES COMPANY, INC. | 15PJL60 | HP | Split System: Heat Pump with Remote Outdoor Unit-Air-Source | 15PJL60 |  | RCFL-H*6024 | 12 | 14.5 | 8.2 | Yes | Yes | 2011-01-22 |  | Below V5.0 Req.
FALSE | 15PJL60 | 3171 | 3705189 | RHEEM SALES COMPANY, INC. | 15PJL60 | HP | Split System: Heat Pump with Remote Outdoor Unit-Air-Source | 15PJL60 |  | RCFL-H*6024 | 12 | 14.5 | 8.2 | Yes | Yes | 2011-01-22 |  | Below V5.0 Req.
FALSE | 15PJL60 | 3171 | 3705191 | RHEEM SALES COMPANY, INC. | 15PJL60 | HP | Split System: Heat Pump with Remote Outdoor Unit-Air-Source | 15PJL60 |  | RHKL-HM6024+RCSL-H*6024 | 12.5 | 15 | 8.5 | Yes | Yes | 2011-01-22 |  | 1
TRUE | 15PJL60 | 3171 | 3705192 | RHEEM SALES COMPANY, INC. | 15PJL60 | HP | Split System: Heat Pump with Remote Outdoor Unit-Air-Source | 15PJL60 |  | RHLL-HM6024+RCSL-H*6024 | 12.5 | 15 | 8.5 | Yes | Yes | 2011-01-22 |  | 1
FALSE | 15PJL18 | 13 | 3705206 | CENTURY BY HEAT CONTROLLER | HRG1518-1A | HP | Split System: Heat Pump with Remote Outdoor Unit-Air-Source | 15PJL18 |  | RCFL-H*2417 | 12.5 | 15 | 8.2 | Yes | Yes | 2011-03-08 |  | Below V5.0 Req.
FALSE | 15PJL18 | 13 | 3705207 | HEAT CONTROLLER, INC. | HRG1518-1A | HP | Split System: Heat Pump with Remote Outdoor Unit-Air-Source | 15PJL18 |  | RCFL-H*2417 | 12.5 | 15 | 8.2 | Yes | Yes | 2011-03-08 |  | Below V5.0 Req.
FALSE | 15PJL18 | 13 | 3705208 | RICHMOND | RHP15410A18J | HP | Split System: Heat Pump with Remote Outdoor Unit-Air-Source | 15PJL18 |  | RCFL-H*2417 | 12.5 | 15 | 8.2 | Yes | Yes | 2011-03-08 |  | Below V5.0 Req.
FALSE | 15PJL18 | 13 | 3705209 | RHEEM SALES COMPANY, INC. | RHP15410A18J | HP | Split System: Heat Pump with Remote Outdoor Unit-Air-Source | 15PJL18 |  | RCFL-H*2417 | 12.5 | 15 | 8.2 | Yes | Yes | 2011-03-08 |  | Below V5.0 Req.
FALSE | 15PJL18 | 13 | 3705211 | CENTURY BY HEAT CONTROLLER | HRG1518-1A | HP | Split System: Heat Pump with Remote Outdoor Unit-Air-Source | 15PJL18 |  | RCFL-H*2417 | 12.5 | 15 | 8.2 | Yes | Yes | 2011-03-08 |  | Below V5.0 Req.
FALSE | 15PJL18 | 13 | 3705212 | HEAT CONTROLLER, INC. | HRG1518-1A | HP | Split System: Heat Pump with Remote Outdoor Unit-Air-Source | 15PJL18 |  | RCFL-H*2417 | 12.5 | 15 | 8.2 | Yes | Yes | 2011-03-08 |  | Below V5.0 Req.
FALSE | 15PJL18 | 13 | 3705213 | RICHMOND | RHP15410A18J | HP | Split System: Heat Pump with Remote Outdoor Unit-Air-Source | 15PJL18 |  | RCFL-H*2417 | 12.5 | 15 | 8.2 | Yes | Yes | 2011-03-08 |  | Below V5.0 Req.
FALSE | 15PJL18 | 13 | 3705214 | RHEEM SALES COMPANY, INC. | RHP15410A18J | HP | Split System: Heat Pump with Remote Outdoor Unit-Air-Source | 15PJL18 |  | RCFL-H*2417 | 12.5 | 15 | 8.2 | Yes | Yes | 2011-03-08 |  | Below V5.0 Req.
FALSE | 15PJL18 | 13 | 3705216 | CENTURY BY HEAT CONTROLLER | HRG1518-1A | HP | Split System: Heat Pump with Remote Outdoor Unit-Air-Source | 15PJL18 |  | RCFL-H*2417 | 12.5 | 15 | 8.2 | Yes | Yes | 2011-03-08 |  | Below V5.0 Req.
FALSE | 15PJL18 | 13 | 3705217 | HEAT CONTROLLER, INC. | HRG1518-1A | HP | Split System: Heat Pump with Remote Outdoor Unit-Air-Source | 15PJL18 |  | RCFL-H*2417 | 12.5 | 15 | 8.2 | Yes | Yes | 2011-03-08 |  | Below V5.0 Req.
FALSE | 15PJL30 | 23 | 3705327 | CENTURY BY HEAT CONTROLLER | HRG1530-1A | HP | Split System: Heat Pump with Remote Outdoor Unit-Air-Source | 15PJL30 |  | RCFL-H*3621 | 12 | 14.5 | 8.2 | Yes | Yes | 2011-03-08 |  | Below V5.0 Req.
FALSE | 15PJL30 | 23 | 3705328 | HEAT CONTROLLER, INC. | HRG1530-1A | HP | Split System: Heat Pump with Remote Outdoor Unit-Air-Source | 15PJL30 |  | RCFL-H*3621 | 12 | 14.5 | 8.2 | Yes | Yes | 2011-03-08 |  | Below V5.0 Req.
FALSE | 15PJL30 | 23 | 3705329 | RICHMOND | RHP15410A30J | HP | Split System: Heat Pump with Remote Outdoor Unit-Air-Source | 15PJL30 |  | RCFL-H*3621 | 12 | 14.5 | 8.2 | Yes | Yes | 2011-03-08 |  | Below V5.0 Req.
FALSE | 15PJL30 | 23 | 3705330 | RHEEM SALES COMPANY, INC. | RHP15410A30J | HP | Split System: Heat Pump with Remote Outdoor Unit-Air-Source | 15PJL30 |  | RCFL-H*3621 | 12 | 14.5 | 8.2 | Yes | Yes | 2011-03-08 |  | Below V5.0 Req.
FALSE | 15PJL30 | 23 | 3705337 | CENTURY BY HEAT CONTROLLER | HRG1530-1A | HP | Split System: Heat Pump with Remote Outdoor Unit-Air-Source | 15PJL30 |  | RCFL-H*3617 | 12 | 14.5 | 8.2 | Yes | Yes | 2011-03-08 |  | Below V5.0 Req.
FALSE | 15PJL30 | 23 | 3705338 | HEAT CONTROLLER, INC. | HRG1530-1A | HP | Split System: Heat Pump with Remote Outdoor Unit-Air-Source | 15PJL30 |  | RCFL-H*3617 | 12 | 14.5 | 8.2 | Yes | Yes | 2011-03-08 |  | Below V5.0 Req.
FALSE | 15PJL30 | 23 | 3705339 | RICHMOND | RHP15410A30J | HP | Split System: Heat Pump with Remote Outdoor Unit-Air-Source | 15PJL30 |  | RCFL-H*3617 | 12 | 14.5 | 8.2 | Yes | Yes | 2011-03-08 |  | Below V5.0 Req.
FALSE | 15PJL30 | 23 | 3705340 | RHEEM SALES COMPANY, INC. | RHP15410A30J | HP | Split System: Heat Pump with Remote Outdoor Unit-Air-Source | 15PJL30 |  | RCFL-H*3617 | 12 | 14.5 | 8.2 | Yes | Yes | 2011-03-08 |  | Below V5.0 Req.
FALSE | 15PJL30 | 23 | 3705342 | CENTURY BY HEAT CONTROLLER | HRG1530-1A | HP | Split System: Heat Pump with Remote Outdoor Unit-Air-Source | 15PJL30 |  | RCFL-H*3621 | 12 | 14.5 | 8.2 | Yes | Yes | 2011-03-08 |  | Below V5.0 Req.
FALSE | 15PJL30 | 23 | 3705343 | HEAT CONTROLLER, INC. | HRG1530-1A | HP | Split System: Heat Pump with Remote Outdoor Unit-Air-Source | 15PJL30 |  | RCFL-H*3621 | 12 | 14.5 | 8.2 | Yes | Yes | 2011-03-08 |  | Below V5.0 Req.
FALSE | 15PJL30 | 23 | 3705344 | RICHMOND | RHP15410A30J | HP | Split System: Heat Pump with Remote Outdoor Unit-Air-Source | 15PJL30 |  | RCFL-H*3621 | 12 | 14.5 | 8.2 | Yes | Yes | 2011-03-08 |  | Below V5.0 Req.
FALSE | 15PJL30 | 23 | 3705345 | RHEEM SALES COMPANY, INC. | RHP15410A30J | HP | Split System: Heat Pump with Remote Outdoor Unit-Air-Source | 15PJL30 |  | RCFL-H*3621 | 12 | 14.5 | 8.2 | Yes | Yes | 2011-03-08 |  | Below V5.0 Req.
FALSE | 15PJL30 | 23 | 3705347 | CENTURY BY HEAT CONTROLLER | HRG1530-1A | HP | Split System: Heat Pump with Remote Outdoor Unit-Air-Source | 15PJL30 |  | RCFL-H*3621 | 12.5 | 15 | 8.5 | Yes | Yes | 2011-03-08 |  | 1
FALSE | 15PJL30 | 23 | 3705348 | HEAT CONTROLLER, INC. | HRG1530-1A | HP | Split System: Heat Pump with Remote Outdoor Unit-Air-Source | 15PJL30 |  | RCFL-H*3621 | 12.5 | 15 | 8.5 | Yes | Yes | 2011-03-08 |  | 1
FALSE | 15PJL30 | 23 | 3705349 | RICHMOND | RHP15410A30J | HP | Split System: Heat Pump with Remote Outdoor Unit-Air-Source | 15PJL30 |  | RCFL-H*3621 | 12.5 | 15 | 8.5 | Yes | Yes | 2011-03-08 |  | 1
FALSE | 15PJL30 | 23 | 3705350 | RHEEM SALES COMPANY, INC. | RHP15410A30J | HP | Split System: Heat Pump with Remote Outdoor Unit-Air-Source | 15PJL30 |  | RCFL-H*3621 | 12.5 | 15 | 8.5 | Yes | Yes | 2011-03-08 |  | 1
FALSE | 15PJL24 | 15 | 3705251 | RICHMOND | RHP15410A24J | HP | Split System: Heat Pump with Remote Outdoor Unit-Air-Source | 15PJL24 |  | RCFL-H*2417 | 12 | 14.5 | 8.2 | Yes | Yes | 2011-03-08 |  | Below V5.0 Req.
FALSE | 15PJL24 | 15 | 3705252 | RHEEM SALES COMPANY, INC. | RHP15410A24J | HP | Split System: Heat Pump with Remote Outdoor Unit-Air-Source | 15PJL24 |  | RCFL-H*2417 | 12 | 14.5 | 8.2 | Yes | Yes | 2011-03-08 |  | Below V5.0 Req.
FALSE | 15PJL24 | 15 | 3705254 | CENTURY BY HEAT CONTROLLER | HRG1524-1A | HP | Split System: Heat Pump with Remote Outdoor Unit-Air-Source | 15PJL24 |  | RCFL-H*2417 | 12 | 14.5 | 8.2 | Yes | Yes | 2011-03-08 |  | Below V5.0 Req.
FALSE | 15PJL24 | 15 | 3705255 | HEAT CONTROLLER, INC. | HRG1524-1A | HP | Split System: Heat Pump with Remote Outdoor Unit-Air-Source | 15PJL24 |  | RCFL-H*2417 | 12 | 14.5 | 8.2 | Yes | Yes | 2011-03-08 |  | Below V5.0 Req.
FALSE | 15PJL24 | 15 | 3705256 | RICHMOND | RHP15410A24J | HP | Split System: Heat Pump with Remote Outdoor Unit-Air-Source | 15PJL24 |  | RCFL-H*2417 | 12 | 14.5 | 8.2 | Yes | Yes | 2011-03-08 |  | Below V5.0 Req.
FALSE | 15PJL24 | 15 | 3705257 | RHEEM SALES COMPANY, INC. | RHP15410A24J | HP | Split System: Heat Pump with Remote Outdoor Unit-Air-Source | 15PJL24 |  | RCFL-H*2417 | 12 | 14.5 | 8.2 | Yes | Yes | 2011-03-08 |  | Below V5.0 Req.
FALSE | 15PJL24 | 15 | 3705264 | CENTURY BY HEAT CONTROLLER | HRG1524-1A | HP | Split System: Heat Pump with Remote Outdoor Unit-Air-Source | 15PJL24 |  | RCFL-H*2417 | 12.5 | 15 | 8.5 | Yes | Yes | 2011-03-08 |  | 1
FALSE | 15PJL24 | 15 | 3705265 | HEAT CONTROLLER, INC. | HRG1524-1A | HP | Split System: Heat Pump with Remote Outdoor Unit-Air-Source | 15PJL24 |  | RCFL-H*2417 | 12.5 | 15 | 8.5 | Yes | Yes | 2011-03-08 |  | 1
FALSE | 15PJL24 | 15 | 3705266 | RICHMOND | RHP15410A24J | HP | Split System: Heat Pump with Remote Outdoor Unit-Air-Source | 15PJL24 |  | RCFL-H*2417 | 12.5 | 15 | 8.5 | Yes | Yes | 2011-03-08 |  | 1
FALSE | 15PJL24 | 15 | 3705267 | RHEEM SALES COMPANY, INC. | RHP15410A24J | HP | Split System: Heat Pump with Remote Outdoor Unit-Air-Source | 15PJL24 |  | RCFL-H*2417 | 12.5 | 15 | 8.5 | Yes | Yes | 2011-03-08 |  | 1
FALSE | 15PJL24 | 15 | 3705269 | CENTURY BY HEAT CONTROLLER | HRG1524-1A | HP | Split System: Heat Pump with Remote Outdoor Unit-Air-Source | 15PJL24 |  | RHKL-HM2417+RCSL-H*2417 | 12.5 | 15 | 8.5 | Yes | Yes | 2011-03-08 |  | 1
FALSE | 15PJL24 | 15 | 3705270 | HEAT CONTROLLER, INC. | HRG1524-1A | HP | Split System: Heat Pump with Remote Outdoor Unit-Air-Source | 15PJL24 |  | RHKL-HM2417+RCSL-H*2417 | 12.5 | 15 | 8.5 | Yes | Yes | 2011-03-08 |  | 1
TRUE | 15PJL24 | 15 | 3705272 | CENTURY BY HEAT CONTROLLER | HRG1524-1A | HP | Split System: Heat Pump with Remote Outdoor Unit-Air-Source | 15PJL24 |  | RHLL-HM2417+RCSL-H*2417 | 12.5 | 15 | 8.5 | Yes | Yes | 2011-03-08 |  | 1
TRUE | 15PJL24 | 15 | 3705273 | HEAT CONTROLLER, INC. | HRG1524-1A | HP | Split System: Heat Pump with Remote Outdoor Unit-Air-Source | 15PJL24 |  | RHLL-HM2417+RCSL-H*2417 | 12.5 | 15 | 8.5 | Yes | Yes | 2011-03-08 |  | 1
TRUE | 15PJL24 | 15 | 3705274 | RICHMOND | RHP15410A24J | HP | Split System: Heat Pump with Remote Outdoor Unit-Air-Source | 15PJL24 |  | RHLL-HM2417+RCSL-H*2417 | 12.5 | 15 | 8.5 | Yes | Yes | 2011-03-08 |  | 1
TRUE | 15PJL24 | 15 | 3705275 | RHEEM SALES COMPANY, INC. | RHP15410A24J | HP | Split System: Heat Pump with Remote Outdoor Unit-Air-Source | 15PJL24 |  | RHLL-HM2417+RCSL-H*2417 | 12.5 | 15 | 8.5 | Yes | Yes | 2011-03-08 |  | 1
FALSE | 15PJL30 | 23 | 3705352 | CENTURY BY HEAT CONTROLLER | HRG1530-1A | HP | Split System: Heat Pump with Remote Outdoor Unit-Air-Source | 15PJL30 |  | RCFL-H*3621 | 12 | 14.5 | 8.2 | Yes | Yes | 2011-03-08 |  | Below V5.0 Req.
FALSE | 15PJL30 | 23 | 3705353 | HEAT CONTROLLER, INC. | HRG1530-1A | HP | Split System: Heat Pump with Remote Outdoor Unit-Air-Source | 15PJL30 |  | RCFL-H*3621 | 12 | 14.5 | 8.2 | Yes | Yes | 2011-03-08 |  | Below V5.0 Req.
FALSE | 15PJL30 | 23 | 3705354 | RICHMOND | RHP15410A30J | HP | Split System: Heat Pump with Remote Outdoor Unit-Air-Source | 15PJL30 |  | RCFL-H*3621 | 12 | 14.5 | 8.2 | Yes | Yes | 2011-03-08 |  | Below V5.0 Req.
FALSE | 15PJL30 | 23 | 3705355 | RHEEM SALES COMPANY, INC. | RHP15410A30J | HP | Split System: Heat Pump with Remote Outdoor Unit-Air-Source | 15PJL30 |  | RCFL-H*3621 | 12 | 14.5 | 8.2 | Yes | Yes | 2011-03-08 |  | Below V5.0 Req.
FALSE | 15PJL30 | 23 | 3705357 | CENTURY BY HEAT CONTROLLER | HRG1530-1A | HP | Split System: Heat Pump with Remote Outdoor Unit-Air-Source | 15PJL30 |  | RHKL-HM3617+RCSL-H*3617 | 12.5 | 15 | 8.5 | Yes | Yes | 2011-03-08 |  | 1
FALSE | 15PJL30 | 23 | 3705358 | HEAT CONTROLLER, INC. | HRG1530-1A | HP | Split System: Heat Pump with Remote Outdoor Unit-Air-Source | 15PJL30 |  | RHKL-HM3617+RCSL-H*3617 | 12.5 | 15 | 8.5 | Yes | Yes | 2011-03-08 |  | 1
TRUE | 15PJL30 | 23 | 3705360 | CENTURY BY HEAT CONTROLLER | HRG1530-1A | HP | Split System: Heat Pump with Remote Outdoor Unit-Air-Source | 15PJL30 |  | RHLL-HM3617+RCSL-H*3617 | 12.5 | 15 | 8.5 | Yes | Yes | 2011-03-08 |  | 1
TRUE | 15PJL30 | 23 | 3705361 | HEAT CONTROLLER, INC. | HRG1530-1A | HP | Split System: Heat Pump with Remote Outdoor Unit-Air-Source | 15PJL30 |  | RHLL-HM3617+RCSL-H*3617 | 12.5 | 15 | 8.5 | Yes | Yes | 2011-03-08 |  | 1
TRUE | 15PJL30 | 23 | 3705362 | RICHMOND | RHP15410A30J | HP | Split System: Heat Pump with Remote Outdoor Unit-Air-Source | 15PJL30 |  | RHLL-HM3617+RCSL-H*3617 | 12.5 | 15 | 8.5 | Yes | Yes | 2011-03-08 |  | 1
TRUE | 15PJL30 | 23 | 3705363 | RHEEM SALES COMPANY, INC. | RHP15410A30J | HP | Split System: Heat Pump with Remote Outdoor Unit-Air-Source | 15PJL30 |  | RHLL-HM3617+RCSL-H*3617 | 12.5 | 15 | 8.5 | Yes | Yes | 2011-03-08 |  | 1
FALSE | 15PJL36 | 3135 | 3705390 | CENTURY BY HEAT CONTROLLER | HRG1536-1A | HP | Split System: Heat Pump with Remote Outdoor Unit-Air-Source | 15PJL36 |  | RCFL-H*3617 | 12 | 14.5 | 8.2 | Yes | Yes | 2011-03-08 |  | Below V5.0 Req.
FALSE | 15PJL36 | 3135 | 3705391 | HEAT CONTROLLER, INC. | HRG1536-1A | HP | Split System: Heat Pump with Remote Outdoor Unit-Air-Source | 15PJL36 |  | RCFL-H*3617 | 12 | 14.5 | 8.2 | Yes | Yes | 2011-03-08 |  | Below V5.0 Req.
FALSE | 15PJL36 | 3135 | 3705392 | RICHMOND | RHP15410A36J | HP | Split System: Heat Pump with Remote Outdoor Unit-Air-Source | 15PJL36 |  | RCFL-H*3617 | 12 | 14.5 | 8.2 | Yes | Yes | 2011-03-08 |  | Below V5.0 Req.
FALSE | 15PJL36 | 3135 | 3705393 | RHEEM SALES COMPANY, INC. | RHP15410A36J | HP | Split System: Heat Pump with Remote Outdoor Unit-Air-Source | 15PJL36 |  | RCFL-H*3617 | 12 | 14.5 | 8.2 | Yes | Yes | 2011-03-08 |  | Below V5.0 Req.
FALSE | 15PJL36 | 3135 | 3705395 | CENTURY BY HEAT CONTROLLER | HRG1536-1A | HP | Split System: Heat Pump with Remote Outdoor Unit-Air-Source | 15PJL36 |  | RCFL-H*3621 | 12 | 14.5 | 8.2 | Yes | Yes | 2011-03-08 |  | Below V5.0 Req.
FALSE | 15PJL36 | 3135 | 3705396 | HEAT CONTROLLER, INC. | HRG1536-1A | HP | Split System: Heat Pump with Remote Outdoor Unit-Air-Source | 15PJL36 |  | RCFL-H*3621 | 12 | 14.5 | 8.2 | Yes | Yes | 2011-03-08 |  | Below V5.0 Req.
FALSE | 15PJL42 | 44 | 3705463 | CENTURY BY HEAT CONTROLLER | HRG1542-1A | HP | Split System: Heat Pump with Remote Outdoor Unit-Air-Source | 15PJL42 |  | RHKL-HM4821+RCSL-H*4821 | 12 | 14.5 | 8.5 | Yes | Yes | 2011-03-08 |  | 0
FALSE | 15PJL42 | 44 | 3705464 | HEAT CONTROLLER, INC. | HRG1542-1A | HP | Split System: Heat Pump with Remote Outdoor Unit-Air-Source | 15PJL42 |  | RHKL-HM4821+RCSL-H*4821 | 12 | 14.5 | 8.5 | Yes | Yes | 2011-03-08 |  | 0
TRUE | 15PJL42 | 44 | 3705466 | CENTURY BY HEAT CONTROLLER | HRG1542-1A | HP | Split System: Heat Pump with Remote Outdoor Unit-Air-Source | 15PJL42 |  | RHLL-HM4821+RCSL-H*4821 | 12.5 | 15 | 8.5 | Yes | Yes | 2011-03-08 |  | 1
TRUE | 15PJL42 | 44 | 3705467 | HEAT CONTROLLER, INC. | HRG1542-1A | HP | Split System: Heat Pump with Remote Outdoor Unit-Air-Source | 15PJL42 |  | RHLL-HM4821+RCSL-H*4821 | 12.5 | 15 | 8.5 | Yes | Yes | 2011-03-08 |  | 1
TRUE | 15PJL42 | 44 | 3705468 | RICHMOND | RHP15410A42J | HP | Split System: Heat Pump with Remote Outdoor Unit-Air-Source | 15PJL42 |  | RHLL-HM4821+RCSL-H*4821 | 12.5 | 15 | 8.5 | Yes | Yes | 2011-03-08 |  | 1
TRUE | 15PJL42 | 44 | 3705469 | RHEEM SALES COMPANY, INC. | RHP15410A42J | HP | Split System: Heat Pump with Remote Outdoor Unit-Air-Source | 15PJL42 |  | RHLL-HM4821+RCSL-H*4821 | 12.5 | 15 | 8.5 | Yes | Yes | 2011-03-08 |  | 1
FALSE | 15PJL48 | 56 | 3705501 | CENTURY BY HEAT CONTROLLER | HRG1548-1A | HP | Split System: Heat Pump with Remote Outdoor Unit-Air-Source | 15PJL48 |  | RHKL-HM6024+RCSL-H*6024 | 12.5 | 15 | 8.5 | Yes | Yes | 2011-03-08 |  | 1
FALSE | 15PJL48 | 56 | 3705502 | HEAT CONTROLLER, INC. | HRG1548-1A | HP | Split System: Heat Pump with Remote Outdoor Unit-Air-Source | 15PJL48 |  | RHKL-HM6024+RCSL-H*6024 | 12.5 | 15 | 8.5 | Yes | Yes | 2011-03-08 |  | 1
TRUE | 15PJL36 | 3135 | 3705416 | RHEEM SALES COMPANY, INC. | RHP15410A36J | HP | Split System: Heat Pump with Remote Outdoor Unit-Air-Source | 15PJL36 |  | RHLL-HM3617+RCSL-H*3617 | 12.5 | 15 | 8.5 | Yes | Yes | 2011-03-08 |  | 1
FALSE | 15PJL42 | 44 | 3705438 | CENTURY BY HEAT CONTROLLER | HRG1542-1A | HP | Split System: Heat Pump with Remote Outdoor Unit-Air-Source | 15PJL42 |  | RCFL-H*4821 | 12 | 14.5 | 8.2 | Yes | Yes | 2011-03-08 |  | Below V5.0 Req.
FALSE | 15PJL42 | 44 | 3705439 | HEAT CONTROLLER, INC. | HRG1542-1A | HP | Split System: Heat Pump with Remote Outdoor Unit-Air-Source | 15PJL42 |  | RCFL-H*4821 | 12 | 14.5 | 8.2 | Yes | Yes | 2011-03-08 |  | Below V5.0 Req.
FALSE | 15PJL42 | 44 | 3705440 | RICHMOND | RHP15410A42J | HP | Split System: Heat Pump with Remote Outdoor Unit-Air-Source | 15PJL42 |  | RCFL-H*4821 | 12 | 14.5 | 8.2 | Yes | Yes | 2011-03-08 |  | Below V5.0 Req.
FALSE | 15PJL42 | 44 | 3705441 | RHEEM SALES COMPANY, INC. | RHP15410A42J | HP | Split System: Heat Pump with Remote Outdoor Unit-Air-Source | 15PJL42 |  | RCFL-H*4821 | 12 | 14.5 | 8.2 | Yes | Yes | 2011-03-08 |  | Below V5.0 Req.
FALSE | 15PJL42 | 44 | 3705443 | CENTURY BY HEAT CONTROLLER | HRG1542-1A | HP | Split System: Heat Pump with Remote Outdoor Unit-Air-Source | 15PJL42 |  | RCFL-H*4824 | 12 | 14.5 | 8.2 | Yes | Yes | 2011-03-08 |  | Below V5.0 Req.
FALSE | 15PJL42 | 44 | 3705444 | HEAT CONTROLLER, INC. | HRG1542-1A | HP | Split System: Heat Pump with Remote Outdoor Unit-Air-Source | 15PJL42 |  | RCFL-H*4824 | 12 | 14.5 | 8.2 | Yes | Yes | 2011-03-08 |  | Below V5.0 Req.
FALSE | 15PJL42 | 44 | 3705445 | RICHMOND | RHP15410A42J | HP | Split System: Heat Pump with Remote Outdoor Unit-Air-Source | 15PJL42 |  | RCFL-H*4824 | 12 | 14.5 | 8.2 | Yes | Yes | 2011-03-08 |  | Below V5.0 Req.
FALSE | 15PJL42 | 44 | 3705446 | RHEEM SALES COMPANY, INC. | RHP15410A42J | HP | Split System: Heat Pump with Remote Outdoor Unit-Air-Source | 15PJL42 |  | RCFL-H*4824 | 12 | 14.5 | 8.2 | Yes | Yes | 2011-03-08 |  | Below V5.0 Req.
TRUE | 15PJL48 | 56 | 3705504 | CENTURY BY HEAT CONTROLLER | HRG1548-1A | HP | Split System: Heat Pump with Remote Outdoor Unit-Air-Source | 15PJL48 |  | RHLL-HM6024+RCSL-H*6024 | 12.5 | 15 | 8.5 | Yes | Yes | 2011-03-08 |  | 1
TRUE | 15PJL48 | 56 | 3705505 | HEAT CONTROLLER, INC. | HRG1548-1A | HP | Split System: Heat Pump with Remote Outdoor Unit-Air-Source | 15PJL48 |  | RHLL-HM6024+RCSL-H*6024 | 12.5 | 15 | 8.5 | Yes | Yes | 2011-03-08 |  | 1
TRUE | 15PJL48 | 56 | 3705506 | RICHMOND | RHP15410A48J | HP | Split System: Heat Pump with Remote Outdoor Unit-Air-Source | 15PJL48 |  | RHLL-HM6024+RCSL-H*6024 | 12.5 | 15 | 8.5 | Yes | Yes | 2011-03-08 |  | 1
TRUE | 15PJL48 | 56 | 3705507 | RHEEM SALES COMPANY, INC. | RHP15410A48J | HP | Split System: Heat Pump with Remote Outdoor Unit-Air-Source | 15PJL48 |  | RHLL-HM6024+RCSL-H*6024 | 12.5 | 15 | 8.5 | Yes | Yes | 2011-03-08 |  | 1
FALSE | 15PJL60 | 3171 | 3705516 | CENTURY BY HEAT CONTROLLER | HRG1560-1A | HP | Split System: Heat Pump with Remote Outdoor Unit-Air-Source | 15PJL60 |  | RCFL-H*6024 | 12 | 14.5 | 8.2 | Yes | Yes | 2011-03-08 |  | Below V5.0 Req.
FALSE | 15PJL60 | 3171 | 3705517 | HEAT CONTROLLER, INC. | HRG1560-1A | HP | Split System: Heat Pump with Remote Outdoor Unit-Air-Source | 15PJL60 |  | RCFL-H*6024 | 12 | 14.5 | 8.2 | Yes | Yes | 2011-03-08 |  | Below V5.0 Req.
FALSE | 15PJL60 | 3171 | 3705518 | RICHMOND | RPH15410A060J | HP | Split System: Heat Pump with Remote Outdoor Unit-Air-Source | 15PJL60 |  | RCFL-H*6024 | 12 | 14.5 | 8.2 | Yes | Yes | 2011-03-08 |  | Below V5.0 Req.
FALSE | 15PJL60 | 3171 | 3705519 | RHEEM SALES COMPANY, INC. | RPH15410A060J | HP | Split System: Heat Pump with Remote Outdoor Unit-Air-Source | 15PJL60 |  | RCFL-H*6024 | 12 | 14.5 | 8.2 | Yes | Yes | 2011-03-08 |  | Below V5.0 Req.
FALSE | 15PJL60 | 3171 | 3705521 | CENTURY BY HEAT CONTROLLER | HRG1560-1A | HP | Split System: Heat Pump with Remote Outdoor Unit-Air-Source | 15PJL60 |  | RCFL-H*6024 | 12 | 14.5 | 8.2 | Yes | Yes | 2011-03-08 |  | Below V5.0 Req.
FALSE | 15PJL60 | 3171 | 3705522 | HEAT CONTROLLER, INC. | HRG1560-1A | HP | Split System: Heat Pump with Remote Outdoor Unit-Air-Source | 15PJL60 |  | RCFL-H*6024 | 12 | 14.5 | 8.2 | Yes | Yes | 2011-03-08 |  | Below V5.0 Req.
FALSE | 15PJL60 | 3171 | 3705523 | RICHMOND | RPH15410A060J | HP | Split System: Heat Pump with Remote Outdoor Unit-Air-Source | 15PJL60 |  | RCFL-H*6024 | 12 | 14.5 | 8.2 | Yes | Yes | 2011-03-08 |  | Below V5.0 Req.
FALSE | 15PJL60 | 3171 | 3705524 | RHEEM SALES COMPANY, INC. | RPH15410A060J | HP | Split System: Heat Pump with Remote Outdoor Unit-Air-Source | 15PJL60 |  | RCFL-H*6024 | 12 | 14.5 | 8.2 | Yes | Yes | 2011-03-08 |  | Below V5.0 Req.
FALSE | 15PJL60 | 3171 | 3705526 | CENTURY BY HEAT CONTROLLER | HRG1560-1A | HP | Split System: Heat Pump with Remote Outdoor Unit-Air-Source | 15PJL60 |  | RHKL-HM6024+RCSL-H*6024 | 12.5 | 15 | 8.5 | Yes | Yes | 2011-03-08 |  | 1
FALSE | 15PJL60 | 3171 | 3705527 | HEAT CONTROLLER, INC. | HRG1560-1A | HP | Split System: Heat Pump with Remote Outdoor Unit-Air-Source | 15PJL60 |  | RHKL-HM6024+RCSL-H*6024 | 12.5 | 15 | 8.5 | Yes | Yes | 2011-03-08 |  | 1
TRUE | 15PJL60 | 3171 | 3705529 | CENTURY BY HEAT CONTROLLER | HRG1560-1A | HP | Split System: Heat Pump with Remote Outdoor Unit-Air-Source | 15PJL60 |  | RHLL-HM6024+RCSL-H*6024 | 12.5 | 15 | 8.5 | Yes | Yes | 2011-03-08 |  | 1
TRUE | 15PJL60 | 3171 | 3705530 | HEAT CONTROLLER, INC. | HRG1560-1A | HP | Split System: Heat Pump with Remote Outdoor Unit-Air-Source | 15PJL60 |  | RHLL-HM6024+RCSL-H*6024 | 12.5 | 15 | 8.5 | Yes | Yes | 2011-03-08 |  | 1
TRUE | 15PJL60 | 3171 | 3705531 | RICHMOND | RPH15410A060J | HP | Split System: Heat Pump with Remote Outdoor Unit-Air-Source | 15PJL60 |  | RHLL-HM6024+RCSL-H*6024 | 12.5 | 15 | 8.5 | Yes | Yes | 2011-03-08 |  | 1
TRUE | 15PJL60 | 3171 | 3705532 | RHEEM SALES COMPANY, INC. | RPH15410A060J | HP | Split System: Heat Pump with Remote Outdoor Unit-Air-Source | 15PJL60 |  | RHLL-HM6024+RCSL-H*6024 | 12.5 | 15 | 8.5 | Yes | Yes | 2011-03-08 |  | 1
FALSE | 15PJL18 | 13 | 3705611 | RUUD AIR CONDITIONING DIVISION | 15PJL18 | HP | Split System: Heat Pump with Remote Outdoor Unit-Air-Source | 15PJL18 |  | RCFL-H*2417 | 12.5 | 15 | 8.2 | Yes | Yes | 2011-03-08 |  | Below V5.0 Req.
FALSE | 15PJL18 | 13 | 3705612 | RHEEM SALES COMPANY, INC. | 15PJL18 | HP | Split System: Heat Pump with Remote Outdoor Unit-Air-Source | 15PJL18 |  | RCFL-H*2417 | 12.5 | 15 | 8.2 | Yes | Yes | 2011-03-08 |  | Below V5.0 Req.
FALSE | 15PJL18 | 13 | 3705613 | WEATHERKING AIR CONDITIONING DIVISION | 15PJL18 | HP | Split System: Heat Pump with Remote Outdoor Unit-Air-Source | 15PJL18 |  | RCFL-H*2417 | 12.5 | 15 | 8.2 | Yes | Yes | 2011-03-08 |  | Below V5.0 Req.
FALSE | 15PJL18 | 13 | 3705614 | RUUD AIR CONDITIONING DIVISION | 15PJL18 | HP | Split System: Heat Pump with Remote Outdoor Unit-Air-Source | 15PJL18 |  | RCFL-H*2417 | 12.5 | 15 | 8.2 | Yes | Yes | 2011-03-08 |  | Below V5.0 Req.
FALSE | 15PJL18 | 13 | 3705615 | RHEEM SALES COMPANY, INC. | 15PJL18 | HP | Split System: Heat Pump with Remote Outdoor Unit-Air-Source | 15PJL18 |  | RCFL-H*2417 | 12.5 | 15 | 8.2 | Yes | Yes | 2011-03-08 |  | Below V5.0 Req.
FALSE | 15PJL18 | 13 | 3705616 | WEATHERKING AIR CONDITIONING DIVISION | 15PJL18 | HP | Split System: Heat Pump with Remote Outdoor Unit-Air-Source | 15PJL18 |  | RCFL-H*2417 | 12.5 | 15 | 8.2 | Yes | Yes | 2011-03-08 |  | Below V5.0 Req.
FALSE | 15PJL18 | 13 | 3705617 | RUUD AIR CONDITIONING DIVISION | 15PJL18 | HP | Split System: Heat Pump with Remote Outdoor Unit-Air-Source | 15PJL18 |  | RCFL-H*2417 | 12.5 | 15 | 8.2 | Yes | Yes | 2011-03-08 |  | Below V5.0 Req.
FALSE | 15PJL18 | 13 | 3705618 | RHEEM SALES COMPANY, INC. | 15PJL18 | HP | Split System: Heat Pump with Remote Outdoor Unit-Air-Source | 15PJL18 |  | RCFL-H*2417 | 12.5 | 15 | 8.2 | Yes | Yes | 2011-03-08 |  | Below V5.0 Req.
FALSE | 15PJL18 | 13 | 3705619 | WEATHERKING AIR CONDITIONING DIVISION | 15PJL18 | HP | Split System: Heat Pump with Remote Outdoor Unit-Air-Source | 15PJL18 |  | RCFL-H*2417 | 12.5 | 15 | 8.2 | Yes | Yes | 2011-03-08 |  | Below V5.0 Req.
FALSE | 15PJL18 | 13 | 3705620 | RUUD AIR CONDITIONING DIVISION | 15PJL18 | HP | Split System: Heat Pump with Remote Outdoor Unit-Air-Source | 15PJL18 |  | RCFL-H*2417 | 12.5 | 15 | 8.2 | Yes | Yes | 2011-03-08 |  | Below V5.0 Req.
FALSE | 15PJL18 | 13 | 3705621 | RHEEM SALES COMPANY, INC. | 15PJL18 | HP | Split System: Heat Pump with Remote Outdoor Unit-Air-Source | 15PJL18 |  | RCFL-H*2417 | 12.5 | 15 | 8.2 | Yes | Yes | 2011-03-08 |  | Below V5.0 Req.
FALSE | 15PJL18 | 13 | 3705622 | WEATHERKING AIR CONDITIONING DIVISION | 15PJL18 | HP | Split System: Heat Pump with Remote Outdoor Unit-Air-Source | 15PJL18 |  | RCFL-H*2417 | 12.5 | 15 | 8.2 | Yes | Yes | 2011-03-08 |  | Below V5.0 Req.
FALSE | 15PJL18 | 13 | 3705623 | RUUD AIR CONDITIONING DIVISION | 15PJL18 | HP | Split System: Heat Pump with Remote Outdoor Unit-Air-Source | 15PJL18 |  | RHKL-HM2417+RCSL-H*2417 | 12.5 | 15 | 8.2 | Yes | Yes | 2011-03-08 |  | Below V5.0 Req.
FALSE | 15PJL18 | 13 | 3705624 | RHEEM SALES COMPANY, INC. | 15PJL18 | HP | Split System: Heat Pump with Remote Outdoor Unit-Air-Source | 15PJL18 |  | RHKL-HM2417+RCSL-H*2417 | 12.5 | 15 | 8.2 | Yes | Yes | 2011-03-08 |  | Below V5.0 Req.
TRUE | 15PJL18 | 13 | 3705625 | RUUD AIR CONDITIONING DIVISION | 15PJL18 | HP | Split System: Heat Pump with Remote Outdoor Unit-Air-Source | 15PJL18 |  | RHLL-HM2417+RCSL-H*2417 | 12.5 | 15 | 8.5 | Yes | Yes | 2011-03-08 |  | 1
TRUE | 15PJL18 | 13 | 3705626 | RHEEM SALES COMPANY, INC. | 15PJL18 | HP | Split System: Heat Pump with Remote Outdoor Unit-Air-Source | 15PJL18 |  | RHLL-HM2417+RCSL-H*2417 | 12.5 | 15 | 8.5 | Yes | Yes | 2011-03-08 |  | 1
TRUE | 15PJL18 | 13 | 3705627 | WEATHERKING AIR CONDITIONING DIVISION | 15PJL18 | HP | Split System: Heat Pump with Remote Outdoor Unit-Air-Source | 15PJL18 |  | RHLL-HM2417+RCSL-H*2417 | 12.5 | 15 | 8.5 | Yes | Yes | 2011-03-08 |  | 1
FALSE | 15PJL24 | 15 | 3705653 | RUUD AIR CONDITIONING DIVISION | 15PJL24 | HP | Split System: Heat Pump with Remote Outdoor Unit-Air-Source | 15PJL24 |  | RCFL-H*2417 | 12.5 | 15 | 8.2 | Yes | Yes | 2011-03-08 |  | Below V5.0 Req.
FALSE | 15PJL24 | 15 | 3705654 | RHEEM SALES COMPANY, INC. | 15PJL24 | HP | Split System: Heat Pump with Remote Outdoor Unit-Air-Source | 15PJL24 |  | RCFL-H*2417 | 12.5 | 15 | 8.2 | Yes | Yes | 2011-03-08 |  | Below V5.0 Req.
FALSE | 15PJL24 | 15 | 3705655 | WEATHERKING AIR CONDITIONING DIVISION | 15PJL24 | HP | Split System: Heat Pump with Remote Outdoor Unit-Air-Source | 15PJL24 |  | RCFL-H*2417 | 12.5 | 15 | 8.2 | Yes | Yes | 2011-03-08 |  | Below V5.0 Req.
FALSE | 15PJL24 | 15 | 3705656 | RUUD AIR CONDITIONING DIVISION | 15PJL24 | HP | Split System: Heat Pump with Remote Outdoor Unit-Air-Source | 15PJL24 |  | RCFL-H*2417 | 12.5 | 15 | 8.2 | Yes | Yes | 2011-03-08 |  | Below V5.0 Req.
FALSE | 15PJL24 | 15 | 3705657 | RHEEM SALES COMPANY, INC. | 15PJL24 | HP | Split System: Heat Pump with Remote Outdoor Unit-Air-Source | 15PJL24 |  | RCFL-H*2417 | 12.5 | 15 | 8.2 | Yes | Yes | 2011-03-08 |  | Below V5.0 Req.
FALSE | 15PJL24 | 15 | 3705658 | WEATHERKING AIR CONDITIONING DIVISION | 15PJL24 | HP | Split System: Heat Pump with Remote Outdoor Unit-Air-Source | 15PJL24 |  | RCFL-H*2417 | 12.5 | 15 | 8.2 | Yes | Yes | 2011-03-08 |  | Below V5.0 Req.
FALSE | 15PJL24 | 15 | 3705667 | RUUD AIR CONDITIONING DIVISION | 15PJL24 | HP | Split System: Heat Pump with Remote Outdoor Unit-Air-Source | 15PJL24 |  | RCFL-H*2417 | 12.5 | 15 | 8.2 | Yes | Yes | 2011-03-08 |  | Below V5.0 Req.
FALSE | 15PJL30 | 23 | 3705769 | RUUD AIR CONDITIONING DIVISION | 15PJL30 | HP | Split System: Heat Pump with Remote Outdoor Unit-Air-Source | 15PJL30 |  | RCFL-H*3621 | 12 | 14.5 | 8.2 | Yes | Yes | 2011-03-08 |  | Below V5.0 Req.
FALSE | 15PJL30 | 23 | 3705770 | RHEEM SALES COMPANY, INC. | 15PJL30 | HP | Split System: Heat Pump with Remote Outdoor Unit-Air-Source | 15PJL30 |  | RCFL-H*3621 | 12 | 14.5 | 8.2 | Yes | Yes | 2011-03-08 |  | Below V5.0 Req.
FALSE | 15PJL30 | 23 | 3705771 | WEATHERKING AIR CONDITIONING DIVISION | 15PJL30 | HP | Split System: Heat Pump with Remote Outdoor Unit-Air-Source | 15PJL30 |  | RCFL-H*3621 | 12 | 14.5 | 8.2 | Yes | Yes | 2011-03-08 |  | Below V5.0 Req.
FALSE | 15PJL30 | 23 | 3705772 | RUUD AIR CONDITIONING DIVISION | 15PJL30 | HP | Split System: Heat Pump with Remote Outdoor Unit-Air-Source | 15PJL30 |  | RCFL-H*3621 | 12 | 14.5 | 8.2 | Yes | Yes | 2011-03-08 |  | Below V5.0 Req.
FALSE | 15PJL30 | 23 | 3705773 | RHEEM SALES COMPANY, INC. | 15PJL30 | HP | Split System: Heat Pump with Remote Outdoor Unit-Air-Source | 15PJL30 |  | RCFL-H*3621 | 12 | 14.5 | 8.2 | Yes | Yes | 2011-03-08 |  | Below V5.0 Req.
FALSE | 15PJL30 | 23 | 3705774 | WEATHERKING AIR CONDITIONING DIVISION | 15PJL30 | HP | Split System: Heat Pump with Remote Outdoor Unit-Air-Source | 15PJL30 |  | RCFL-H*3621 | 12 | 14.5 | 8.2 | Yes | Yes | 2011-03-08 |  | Below V5.0 Req.
FALSE | 15PJL30 | 23 | 3705787 | RUUD AIR CONDITIONING DIVISION | 15PJL30 | HP | Split System: Heat Pump with Remote Outdoor Unit-Air-Source | 15PJL30 |  | RCFL-H*3621 | 12 | 14.5 | 8.5 | Yes | Yes | 2011-03-08 |  | 0
FALSE | 15PJL30 | 23 | 3705788 | RHEEM SALES COMPANY, INC. | 15PJL30 | HP | Split System: Heat Pump with Remote Outdoor Unit-Air-Source | 15PJL30 |  | RCFL-H*3621 | 12 | 14.5 | 8.5 | Yes | Yes | 2011-03-08 |  | 0
FALSE | 15PJL30 | 23 | 3705789 | WEATHERKING AIR CONDITIONING DIVISION | 15PJL30 | HP | Split System: Heat Pump with Remote Outdoor Unit-Air-Source | 15PJL30 |  | RCFL-H*3621 | 12 | 14.5 | 8.5 | Yes | Yes | 2011-03-08 |  | 0
FALSE | 15PJL30 | 23 | 3705790 | RUUD AIR CONDITIONING DIVISION | 15PJL30 | HP | Split System: Heat Pump with Remote Outdoor Unit-Air-Source | 15PJL30 |  | RCFL-H*3621 | 12 | 14.5 | 8.5 | Yes | Yes | 2011-03-08 |  | 0
FALSE | 15PJL30 | 23 | 3705791 | RHEEM SALES COMPANY, INC. | 15PJL30 | HP | Split System: Heat Pump with Remote Outdoor Unit-Air-Source | 15PJL30 |  | RCFL-H*3621 | 12 | 14.5 | 8.5 | Yes | Yes | 2011-03-08 |  | 0
FALSE | 15PJL30 | 23 | 3705792 | WEATHERKING AIR CONDITIONING DIVISION | 15PJL30 | HP | Split System: Heat Pump with Remote Outdoor Unit-Air-Source | 15PJL30 |  | RCFL-H*3621 | 12 | 14.5 | 8.5 | Yes | Yes | 2011-03-08 |  | 0
FALSE | 15PJL30 | 23 | 3705793 | RUUD AIR CONDITIONING DIVISION | 15PJL30 | HP | Split System: Heat Pump with Remote Outdoor Unit-Air-Source | 15PJL30 |  | RCFL-H*3617 | 12 | 14.5 | 8.2 | Yes | Yes | 2011-03-08 |  | Below V5.0 Req.
FALSE | 15PJL30 | 23 | 3705794 | RHEEM SALES COMPANY, INC. | 15PJL30 | HP | Split System: Heat Pump with Remote Outdoor Unit-Air-Source | 15PJL30 |  | RCFL-H*3617 | 12 | 14.5 | 8.2 | Yes | Yes | 2011-03-08 |  | Below V5.0 Req.
FALSE | 15PJL30 | 23 | 3705795 | RUUD AIR CONDITIONING DIVISION | 15PJL30 | HP | Split System: Heat Pump with Remote Outdoor Unit-Air-Source | 15PJL30 |  | RCFL-H*3621 | 12 | 14.5 | 8.2 | Yes | Yes | 2011-03-08 |  | Below V5.0 Req.
FALSE | 15PJL30 | 23 | 3705796 | RHEEM SALES COMPANY, INC. | 15PJL30 | HP | Split System: Heat Pump with Remote Outdoor Unit-Air-Source | 15PJL30 |  | RCFL-H*3621 | 12 | 14.5 | 8.2 | Yes | Yes | 2011-03-08 |  | Below V5.0 Req.
FALSE | 15PJL30 | 23 | 3705797 | RUUD AIR CONDITIONING DIVISION | 15PJL30 | HP | Split System: Heat Pump with Remote Outdoor Unit-Air-Source | 15PJL30 |  | RCFL-H*3621 | 12.5 | 15 | 8.5 | Yes | Yes | 2011-03-08 |  | 1
FALSE | 15PJL30 | 23 | 3705798 | RHEEM SALES COMPANY, INC. | 15PJL30 | HP | Split System: Heat Pump with Remote Outdoor Unit-Air-Source | 15PJL30 |  | RCFL-H*3621 | 12.5 | 15 | 8.5 | Yes | Yes | 2011-03-08 |  | 1
FALSE | 15PJL30 | 23 | 3705819 | RUUD AIR CONDITIONING DIVISION | 15PJL30 | HP | Split System: Heat Pump with Remote Outdoor Unit-Air-Source | 15PJL30 |  | RCFL-H*3617 | 12 | 14.5 | 8.2 | Yes | Yes | 2011-03-08 |  | Below V5.0 Req.
FALSE | 15PJL30 | 23 | 3705820 | RHEEM SALES COMPANY, INC. | 15PJL30 | HP | Split System: Heat Pump with Remote Outdoor Unit-Air-Source | 15PJL30 |  | RCFL-H*3617 | 12 | 14.5 | 8.2 | Yes | Yes | 2011-03-08 |  | Below V5.0 Req.
FALSE | 15PJL30 | 23 | 3705821 | RUUD AIR CONDITIONING DIVISION | 15PJL30 | HP | Split System: Heat Pump with Remote Outdoor Unit-Air-Source | 15PJL30 |  | RCFL-H*3621 | 12 | 14.5 | 8.2 | Yes | Yes | 2011-03-08 |  | Below V5.0 Req.
FALSE | 15PJL30 | 23 | 3705822 | RHEEM SALES COMPANY, INC. | 15PJL30 | HP | Split System: Heat Pump with Remote Outdoor Unit-Air-Source | 15PJL30 |  | RCFL-H*3621 | 12 | 14.5 | 8.2 | Yes | Yes | 2011-03-08 |  | Below V5.0 Req.
FALSE | 15PJL30 | 23 | 3705823 | RUUD AIR CONDITIONING DIVISION | 15PJL30 | HP | Split System: Heat Pump with Remote Outdoor Unit-Air-Source | 15PJL30 |  | RCFL-H*3621 | 12.5 | 15 | 8.5 | Yes | Yes | 2011-03-08 |  | 1
FALSE | 15PJL30 | 23 | 3705824 | RHEEM SALES COMPANY, INC. | 15PJL30 | HP | Split System: Heat Pump with Remote Outdoor Unit-Air-Source | 15PJL30 |  | RCFL-H*3621 | 12.5 | 15 | 8.5 | Yes | Yes | 2011-03-08 |  | 1
FALSE | 15PJL30 | 23 | 3705825 | RUUD AIR CONDITIONING DIVISION | 15PJL30 | HP | Split System: Heat Pump with Remote Outdoor Unit-Air-Source | 15PJL30 |  | RCFL-H*3621 | 12.5 | 15 | 8.5 | Yes | Yes | 2011-03-08 |  | 1
FALSE | 15PJL30 | 23 | 3705826 | RHEEM SALES COMPANY, INC. | 15PJL30 | HP | Split System: Heat Pump with Remote Outdoor Unit-Air-Source | 15PJL30 |  | RCFL-H*3621 | 12.5 | 15 | 8.5 | Yes | Yes | 2011-03-08 |  | 1
FALSE | 15PJL36 | 3135 | 3705924 | RUUD AIR CONDITIONING DIVISION | 15PJL36 | HP | Split System: Heat Pump with Remote Outdoor Unit-Air-Source | 15PJL36 |  | RCFL-H*3621 | 12 | 14.5 | 8.2 | Yes | Yes | 2011-03-08 |  | Below V5.0 Req.
FALSE | 15PJL36 | 3135 | 3705925 | RHEEM SALES COMPANY, INC. | 15PJL36 | HP | Split System: Heat Pump with Remote Outdoor Unit-Air-Source | 15PJL36 |  | RCFL-H*3621 | 12 | 14.5 | 8.2 | Yes | Yes | 2011-03-08 |  | Below V5.0 Req.
FALSE | 15PJL36 | 3135 | 3705926 | WEATHERKING AIR CONDITIONING DIVISION | 15PJL36 | HP | Split System: Heat Pump with Remote Outdoor Unit-Air-Source | 15PJL36 |  | RCFL-H*3621 | 12 | 14.5 | 8.2 | Yes | Yes | 2011-03-08 |  | Below V5.0 Req.
FALSE | 15PJL36 | 3135 | 3705927 | RUUD AIR CONDITIONING DIVISION | 15PJL36 | HP | Split System: Heat Pump with Remote Outdoor Unit-Air-Source | 15PJL36 |  | RCFL-H*3621 | 12 | 14.5 | 8.2 | Yes | Yes | 2011-03-08 |  | Below V5.0 Req.
FALSE | 15PJL36 | 3135 | 3705928 | RHEEM SALES COMPANY, INC. | 15PJL36 | HP | Split System: Heat Pump with Remote Outdoor Unit-Air-Source | 15PJL36 |  | RCFL-H*3621 | 12 | 14.5 | 8.2 | Yes | Yes | 2011-03-08 |  | Below V5.0 Req.
FALSE | 15PJL36 | 3135 | 3705929 | WEATHERKING AIR CONDITIONING DIVISION | 15PJL36 | HP | Split System: Heat Pump with Remote Outdoor Unit-Air-Source | 15PJL36 |  | RCFL-H*3621 | 12 | 14.5 | 8.2 | Yes | Yes | 2011-03-08 |  | Below V5.0 Req.
FALSE | 15PJL36 | 3135 | 3705934 | RUUD AIR CONDITIONING DIVISION | 15PJL36 | HP | Split System: Heat Pump with Remote Outdoor Unit-Air-Source | 15PJL36 |  | RCFL-H*3621 | 12.5 | 15 | 8.5 | Yes | Yes | 2011-03-08 |  | 1
FALSE | 15PJL36 | 3135 | 3705935 | RHEEM SALES COMPANY, INC. | 15PJL36 | HP | Split System: Heat Pump with Remote Outdoor Unit-Air-Source | 15PJL36 |  | RCFL-H*3621 | 12.5 | 15 | 8.5 | Yes | Yes | 2011-03-08 |  | 1
FALSE | 15PJL36 | 3135 | 3705958 | RUUD AIR CONDITIONING DIVISION | 15PJL36 | HP | Split System: Heat Pump with Remote Outdoor Unit-Air-Source | 15PJL36 |  | RCFL-H*3621 | 12.5 | 15 | 8.5 | Yes | Yes | 2011-03-08 |  | 1
FALSE | 15PJL36 | 3135 | 3705959 | RHEEM SALES COMPANY, INC. | 15PJL36 | HP | Split System: Heat Pump with Remote Outdoor Unit-Air-Source | 15PJL36 |  | RCFL-H*3621 | 12.5 | 15 | 8.5 | Yes | Yes | 2011-03-08 |  | 1
FALSE | 15PJL36 | 3135 | 3705960 | RUUD AIR CONDITIONING DIVISION | 15PJL36 | HP | Split System: Heat Pump with Remote Outdoor Unit-Air-Source | 15PJL36 |  | RCFL-H*3621 | 12.5 | 15 | 8.5 | Yes | Yes | 2011-03-08 |  | 1
FALSE | 15PJL36 | 3135 | 3705961 | RHEEM SALES COMPANY, INC. | 15PJL36 | HP | Split System: Heat Pump with Remote Outdoor Unit-Air-Source | 15PJL36 |  | RCFL-H*3621 | 12.5 | 15 | 8.5 | Yes | Yes | 2011-03-08 |  | 1
FALSE | 15PJL36 | 3135 | 3705984 | RUUD AIR CONDITIONING DIVISION | 15PJL36 | HP | Split System: Heat Pump with Remote Outdoor Unit-Air-Source | 15PJL36 |  | RCFL-H*3617 | 12 | 14.5 | 8.2 | Yes | Yes | 2011-03-08 |  | Below V5.0 Req.
FALSE | 15PJL36 | 3135 | 3705985 | RHEEM SALES COMPANY, INC. | 15PJL36 | HP | Split System: Heat Pump with Remote Outdoor Unit-Air-Source | 15PJL36 |  | RCFL-H*3617 | 12 | 14.5 | 8.2 | Yes | Yes | 2011-03-08 |  | Below V5.0 Req.
FALSE | 15PJL36 | 3135 | 3705986 | WEATHERKING AIR CONDITIONING DIVISION | 15PJL36 | HP | Split System: Heat Pump with Remote Outdoor Unit-Air-Source | 15PJL36 |  | RCFL-H*3617 | 12 | 14.5 | 8.2 | Yes | Yes | 2011-03-08 |  | Below V5.0 Req.
FALSE | 15PJL36 | 3135 | 3705987 | RUUD AIR CONDITIONING DIVISION | 15PJL36 | HP | Split System: Heat Pump with Remote Outdoor Unit-Air-Source | 15PJL36 |  | RCFL-H*3621 | 12 | 14.5 | 8.2 | Yes | Yes | 2011-03-08 |  | Below V5.0 Req.
FALSE | 15PJL36 | 3135 | 3705988 | RHEEM SALES COMPANY, INC. | 15PJL36 | HP | Split System: Heat Pump with Remote Outdoor Unit-Air-Source | 15PJL36 |  | RCFL-H*3621 | 12 | 14.5 | 8.2 | Yes | Yes | 2011-03-08 |  | Below V5.0 Req.
FALSE | 15PJL36 | 3135 | 3705989 | WEATHERKING AIR CONDITIONING DIVISION | 15PJL36 | HP | Split System: Heat Pump with Remote Outdoor Unit-Air-Source | 15PJL36 |  | RCFL-H*3621 | 12 | 14.5 | 8.2 | Yes | Yes | 2011-03-08 |  | Below V5.0 Req.
FALSE | 15PJL36 | 3135 | 3705990 | RUUD AIR CONDITIONING DIVISION | 15PJL36 | HP | Split System: Heat Pump with Remote Outdoor Unit-Air-Source | 15PJL36 |  | RCFL-H*3621 | 12.5 | 15 | 8.5 | Yes | Yes | 2011-03-08 |  | 1
FALSE | 15PJL36 | 3135 | 3705991 | RHEEM SALES COMPANY, INC. | 15PJL36 | HP | Split System: Heat Pump with Remote Outdoor Unit-Air-Source | 15PJL36 |  | RCFL-H*3621 | 12.5 | 15 | 8.5 | Yes | Yes | 2011-03-08 |  | 1
FALSE | 15PJL36 | 3135 | 3705992 | WEATHERKING AIR CONDITIONING DIVISION | 15PJL36 | HP | Split System: Heat Pump with Remote Outdoor Unit-Air-Source | 15PJL36 |  | RCFL-H*3621 | 12.5 | 15 | 8.5 | Yes | Yes | 2011-03-08 |  | 1
FALSE | 15PJL36 | 3135 | 3705993 | RUUD AIR CONDITIONING DIVISION | 15PJL36 | HP | Split System: Heat Pump with Remote Outdoor Unit-Air-Source | 15PJL36 |  | RCFL-H*3621 | 12.5 | 15 | 8.5 | Yes | Yes | 2011-03-08 |  | 1
FALSE | 15PJL36 | 3135 | 3705994 | RHEEM SALES COMPANY, INC. | 15PJL36 | HP | Split System: Heat Pump with Remote Outdoor Unit-Air-Source | 15PJL36 |  | RCFL-H*3621 | 12.5 | 15 | 8.5 | Yes | Yes | 2011-03-08 |  | 1
FALSE | 15PJL36 | 3135 | 3705995 | WEATHERKING AIR CONDITIONING DIVISION | 15PJL36 | HP | Split System: Heat Pump with Remote Outdoor Unit-Air-Source | 15PJL36 |  | RCFL-H*3621 | 12.5 | 15 | 8.5 | Yes | Yes | 2011-03-08 |  | 1
FALSE | 15PJL36 | 3135 | 3705996 | RUUD AIR CONDITIONING DIVISION | 15PJL36 | HP | Split System: Heat Pump with Remote Outdoor Unit-Air-Source | 15PJL36 |  | RHKL-HM3617+RCSL-H*3617 | 12.5 | 15 | 8.5 | Yes | Yes | 2011-03-08 |  | 1
FALSE | 15PJL36 | 3135 | 3705997 | RHEEM SALES COMPANY, INC. | 15PJL36 | HP | Split System: Heat Pump with Remote Outdoor Unit-Air-Source | 15PJL36 |  | RHKL-HM3617+RCSL-H*3617 | 12.5 | 15 | 8.5 | Yes | Yes | 2011-03-08 |  | 1
TRUE | 15PJL36 | 3135 | 3705998 | RUUD AIR CONDITIONING DIVISION | 15PJL36 | HP | Split System: Heat Pump with Remote Outdoor Unit-Air-Source | 15PJL36 |  | RHLL-HM3617+RCSL-H*3617 | 12.5 | 15 | 8.5 | Yes | Yes | 2011-03-08 |  | 1
TRUE | 15PJL36 | 3135 | 3706000 | WEATHERKING AIR CONDITIONING DIVISION | 15PJL36 | HP | Split System: Heat Pump with Remote Outdoor Unit-Air-Source | 15PJL36 |  | RHLL-HM3617+RCSL-H*3617 | 12.5 | 15 | 8.5 | Yes | Yes | 2011-03-08 |  | 1
FALSE | 15PJL42 | 44 | 3706056 | RUUD AIR CONDITIONING DIVISION | 15PJL42 | HP | Split System: Heat Pump with Remote Outdoor Unit-Air-Source | 15PJL42 |  | RCFL-H*4824 | 12 | 14.5 | 8.2 | Yes | Yes | 2011-03-08 |  | Below V5.0 Req.
FALSE | 15PJL42 | 44 | 3706057 | RHEEM SALES COMPANY, INC. | 15PJL42 | HP | Split System: Heat Pump with Remote Outdoor Unit-Air-Source | 15PJL42 |  | RCFL-H*4824 | 12 | 14.5 | 8.2 | Yes | Yes | 2011-03-08 |  | Below V5.0 Req.
FALSE | 15PJL42 | 44 | 3706133 | RUUD AIR CONDITIONING DIVISION | 15PJL42 | HP | Split System: Heat Pump with Remote Outdoor Unit-Air-Source | 15PJL42 |  | RHKL-HM4821+RCSL-H*4821 | 12 | 14.5 | 8.5 | Yes | Yes | 2011-03-08 |  | 0
FALSE | 15PJL42 | 44 | 3706134 | RHEEM SALES COMPANY, INC. | 15PJL42 | HP | Split System: Heat Pump with Remote Outdoor Unit-Air-Source | 15PJL42 |  | RHKL-HM4821+RCSL-H*4821 | 12 | 14.5 | 8.5 | Yes | Yes | 2011-03-08 |  | 0
TRUE | 15PJL42 | 44 | 3706135 | RUUD AIR CONDITIONING DIVISION | 15PJL42 | HP | Split System: Heat Pump with Remote Outdoor Unit-Air-Source | 15PJL42 |  | RHLL-HM4821+RCSL-H*4821 | 12.5 | 15 | 8.5 | Yes | Yes | 2011-03-08 |  | 1
TRUE | 15PJL42 | 44 | 3706137 | WEATHERKING AIR CONDITIONING DIVISION | 15PJL42 | HP | Split System: Heat Pump with Remote Outdoor Unit-Air-Source | 15PJL42 |  | RHLL-HM4821+RCSL-H*4821 | 12.5 | 15 | 8.5 | Yes | Yes | 2011-03-08 |  | 1
FALSE | 15PJL48 | 56 | 3706149 | RUUD AIR CONDITIONING DIVISION | 15PJL48 | HP | Split System: Heat Pump with Remote Outdoor Unit-Air-Source | 15PJL48 |  | RCFL-H*6024 | 12 | 14.5 | 8.2 | Yes | Yes | 2011-03-08 |  | Below V5.0 Req.
FALSE | 15PJL48 | 56 | 3706150 | RHEEM SALES COMPANY, INC. | 15PJL48 | HP | Split System: Heat Pump with Remote Outdoor Unit-Air-Source | 15PJL48 |  | RCFL-H*6024 | 12 | 14.5 | 8.2 | Yes | Yes | 2011-03-08 |  | Below V5.0 Req.
FALSE | 15PJL48 | 56 | 3706151 | RUUD AIR CONDITIONING DIVISION | 15PJL48 | HP | Split System: Heat Pump with Remote Outdoor Unit-Air-Source | 15PJL48 |  | RCFL-H*6024 | 12 | 14.5 | 8.2 | Yes | Yes | 2011-03-08 |  | Below V5.0 Req.
FALSE | 15PJL48 | 56 | 3706152 | RHEEM SALES COMPANY, INC. | 15PJL48 | HP | Split System: Heat Pump with Remote Outdoor Unit-Air-Source | 15PJL48 |  | RCFL-H*6024 | 12 | 14.5 | 8.2 | Yes | Yes | 2011-03-08 |  | Below V5.0 Req.
FALSE | 15PJL48 | 56 | 3706167 | RUUD AIR CONDITIONING DIVISION | 15PJL48 | HP | Split System: Heat Pump with Remote Outdoor Unit-Air-Source | 15PJL48 |  | RCFL-H*6024 | 12 | 14.5 | 8.2 | Yes | Yes | 2011-03-08 |  | Below V5.0 Req.
FALSE | 15PJL48 | 56 | 3706168 | RHEEM SALES COMPANY, INC. | 15PJL48 | HP | Split System: Heat Pump with Remote Outdoor Unit-Air-Source | 15PJL48 |  | RCFL-H*6024 | 12 | 14.5 | 8.2 | Yes | Yes | 2011-03-08 |  | Below V5.0 Req.
FALSE | 15PJL48 | 56 | 3706169 | RUUD AIR CONDITIONING DIVISION | 15PJL48 | HP | Split System: Heat Pump with Remote Outdoor Unit-Air-Source | 15PJL48 |  | RCFL-H*6024 | 12 | 14.5 | 8.2 | Yes | Yes | 2011-03-08 |  | Below V5.0 Req.
FALSE | 15PJL48 | 56 | 3706170 | RHEEM SALES COMPANY, INC. | 15PJL48 | HP | Split System: Heat Pump with Remote Outdoor Unit-Air-Source | 15PJL48 |  | RCFL-H*6024 | 12 | 14.5 | 8.2 | Yes | Yes | 2011-03-08 |  | Below V5.0 Req.
FALSE | 15PJL48 | 56 | 3706195 | RUUD AIR CONDITIONING DIVISION | 15PJL48 | HP | Split System: Heat Pump with Remote Outdoor Unit-Air-Source | 15PJL48 |  | RHKL-HM6024+RCSL-H*6024 | 12.5 | 15 | 8.5 | Yes | Yes | 2011-03-08 |  | 1
FALSE | 15PJL48 | 56 | 3706196 | RHEEM SALES COMPANY, INC. | 15PJL48 | HP | Split System: Heat Pump with Remote Outdoor Unit-Air-Source | 15PJL48 |  | RHKL-HM6024+RCSL-H*6024 | 12.5 | 15 | 8.5 | Yes | Yes | 2011-03-08 |  | 1
FALSE | 15PJL48 | 56 | 3706197 | WEATHERKING AIR CONDITIONING DIVISION | 15PJL48 | HP | Split System: Heat Pump with Remote Outdoor Unit-Air-Source | 15PJL48 |  | RHKL-HM6024+RCSL-H*6024 | 12.5 | 15 | 8.5 | Yes | Yes | 2011-03-08 |  | 1
TRUE | 15PJL48 | 56 | 3706198 | RUUD AIR CONDITIONING DIVISION | 15PJL48 | HP | Split System: Heat Pump with Remote Outdoor Unit-Air-Source | 15PJL48 |  | RHLL-HM6024+RCSL-H*6024 | 12.5 | 15 | 8.5 | Yes | Yes | 2011-03-08 |  | 1
TRUE | 15PJL48 | 56 | 3706200 | WEATHERKING AIR CONDITIONING DIVISION | 15PJL48 | HP | Split System: Heat Pump with Remote Outdoor Unit-Air-Source | 15PJL48 |  | RHLL-HM6024+RCSL-H*6024 | 12.5 | 15 | 8.5 | Yes | Yes | 2011-03-08 |  | 1
FALSE | 15PJL60 | 3171 | 3706206 | RUUD AIR CONDITIONING DIVISION | 15PJL60 | HP | Split System: Heat Pump with Remote Outdoor Unit-Air-Source | 15PJL60 |  | RCFL-H*6024 | 12 | 14.5 | 8.2 | Yes | Yes | 2011-03-08 |  | Below V5.0 Req.
FALSE | 15PJL60 | 3171 | 3706207 | RHEEM SALES COMPANY, INC. | 15PJL60 | HP | Split System: Heat Pump with Remote Outdoor Unit-Air-Source | 15PJL60 |  | RCFL-H*6024 | 12 | 14.5 | 8.2 | Yes | Yes | 2011-03-08 |  | Below V5.0 Req.
FALSE | 15PJL60 | 3171 | 3706208 | WEATHERKING AIR CONDITIONING DIVISION | 15PJL60 | HP | Split System: Heat Pump with Remote Outdoor Unit-Air-Source | 15PJL60 |  | RCFL-H*6024 | 12 | 14.5 | 8.2 | Yes | Yes | 2011-03-08 |  | Below V5.0 Req.
FALSE | 15PJL60 | 3171 | 3706209 | RUUD AIR CONDITIONING DIVISION | 15PJL60 | HP | Split System: Heat Pump with Remote Outdoor Unit-Air-Source | 15PJL60 |  | RCFL-H*6024 | 12 | 14.5 | 8.2 | Yes | Yes | 2011-03-08 |  | Below V5.0 Req.
FALSE | 15PJL60 | 3171 | 3706210 | RHEEM SALES COMPANY, INC. | 15PJL60 | HP | Split System: Heat Pump with Remote Outdoor Unit-Air-Source | 15PJL60 |  | RCFL-H*6024 | 12 | 14.5 | 8.2 | Yes | Yes | 2011-03-08 |  | Below V5.0 Req.
FALSE | 15PJL60 | 3171 | 3706211 | WEATHERKING AIR CONDITIONING DIVISION | 15PJL60 | HP | Split System: Heat Pump with Remote Outdoor Unit-Air-Source | 15PJL60 |  | RCFL-H*6024 | 12 | 14.5 | 8.2 | Yes | Yes | 2011-03-08 |  | Below V5.0 Req.
FALSE | 15PJL60 | 3171 | 3706212 | RUUD AIR CONDITIONING DIVISION | 15PJL60 | HP | Split System: Heat Pump with Remote Outdoor Unit-Air-Source | 15PJL60 |  | RCFL-H*6024 | 12 | 14.5 | 8.2 | Yes | Yes | 2011-03-08 |  | Below V5.0 Req.
FALSE | 15PJL60 | 3171 | 3706213 | RHEEM SALES COMPANY, INC. | 15PJL60 | HP | Split System: Heat Pump with Remote Outdoor Unit-Air-Source | 15PJL60 |  | RCFL-H*6024 | 12 | 14.5 | 8.2 | Yes | Yes | 2011-03-08 |  | Below V5.0 Req.
FALSE | 15PJL60 | 3171 | 3706214 | RUUD AIR CONDITIONING DIVISION | 15PJL60 | HP | Split System: Heat Pump with Remote Outdoor Unit-Air-Source | 15PJL60 |  | RCFL-H*6024 | 12 | 14.5 | 8.2 | Yes | Yes | 2011-03-08 |  | Below V5.0 Req.
FALSE | 15PJL60 | 3171 | 3706215 | RHEEM SALES COMPANY, INC. | 15PJL60 | HP | Split System: Heat Pump with Remote Outdoor Unit-Air-Source | 15PJL60 |  | RCFL-H*6024 | 12 | 14.5 | 8.2 | Yes | Yes | 2011-03-08 |  | Below V5.0 Req.
TRUE | 285BNA018****A | 391 | 3707321 | BRYANT HEATING AND COOLING SYSTEMS | 285BNA018****A | HP | Split System: Heat Pump with Remote Outdoor Unit-Air-Source | 285BNA018****A |  | FX4DNF019 | 12.6 | 15.2 | 8.5 | Yes | Yes | 2011-01-22 |  | 1
TRUE | 285BNA024****A | 396 | 3707388 | BRYANT HEATING AND COOLING SYSTEMS | 285BNA024****A | HP | Split System: Heat Pump with Remote Outdoor Unit-Air-Source | 285BNA024****A |  | FX4DNF025 | 12.5 | 15.2 | 8.7 | Yes | Yes | 2011-01-22 |  | 1
TRUE | 285BNA030****A | 403 | 3707528 | BRYANT HEATING AND COOLING SYSTEMS | 285BNA030****A | HP | Split System: Heat Pump with Remote Outdoor Unit-Air-Source | 285BNA030****A |  | FX4DN(B,F)031 | 12.5 | 15.2 | 8.5 | Yes | Yes | 2011-01-22 |  | 1
TRUE | 285BNA036****A | 415 | 3707703 | BRYANT HEATING AND COOLING SYSTEMS | 285BNA036****A | HP | Split System: Heat Pump with Remote Outdoor Unit-Air-Source | 285BNA036****A |  | FX4DN(B,F)037 | 12.5 | 15 | 8.5 | Yes | Yes | 2011-01-22 |  | 1
TRUE | 285BNA042****A | 431 | 3707918 | BRYANT HEATING AND COOLING SYSTEMS | 285BNA042****A | HP | Split System: Heat Pump with Remote Outdoor Unit-Air-Source | 285BNA042****A |  | FX4DN(B,F)043 | 12.5 | 15 | 8.5 | Yes | Yes | 2011-01-22 |  | 1
TRUE | 285BNA048****A | 440 | 3708122 | BRYANT HEATING AND COOLING SYSTEMS | 285BNA048****A | HP | Split System: Heat Pump with Remote Outdoor Unit-Air-Source | 285BNA048****A |  | FX4DN(B,F)049 | 12.5 | 15 | 8.5 | Yes | Yes | 2011-01-22 |  | 1
TRUE | 285BNA060****A | 444 | 3708282 | BRYANT HEATING AND COOLING SYSTEMS | 285BNA060****A | HP | Split System: Heat Pump with Remote Outdoor Unit-Air-Source | 285BNA060****A |  | FX4DN(B,F)061 | 12.5 | 15 | 8.5 | Yes | Yes | 2011-01-22 |  | 1
FALSE | T4BI-024K | 1803 | 3735132 | MAYTAG | PSH4BI024K | HP | Split System: Heat Pump with Remote Outdoor Unit-Air-Source | T4BI-024K |  | B4VM-E24K-B | 14.6 | 22 | 10 | Yes | Yes | 2011-02-08 |  | 3
FALSE | T4BI-036K | 1801 | 3735133 | MAYTAG | PSH4BI036K | HP | Split System: Heat Pump with Remote Outdoor Unit-Air-Source | T4BI-036K |  | B4VM-E36K-B | 13 | 21 | 9.6 | Yes | Yes | 2011-02-08 |  | 2
FALSE | T4BI-048K | 1802 | 3735134 | MAYTAG | PSH4BI048K | HP | Split System: Heat Pump with Remote Outdoor Unit-Air-Source | T4BI-048K |  | B4VM-E48K-C | 12.5 | 21 | 10 | Yes | Yes | 2011-02-08 |  | 1
TRUE | RPQL-056JAZ | 68 | 3766370 | RHEEM SALES COMPANY, INC. | RPQL-056JAZ | HP | Split System: Heat Pump with Remote Outdoor Unit-Air-Source | RPQL-056JAZ |  | RHLL-HM6024+RCSL-H*6024 | 12.5 | 15 | 8.5 | Yes | Yes | 2011-01-22 |  | 1
TRUE | RPQL-056JEZ | 68 | 3766391 | RHEEM SALES COMPANY, INC. | RPQL-056JEZ | HP | Split System: Heat Pump with Remote Outdoor Unit-Air-Source | RPQL-056JEZ |  | RHLL-HM6024+RCSL-H*6024 | 12.5 | 15 | 8.5 | Yes | Yes | 2011-01-22 |  | 1
TRUE | RPQL-056JAZ | 68 | 3766514 | RHEEM SALES COMPANY, INC. | UPQL-056JAZ | HP | Split System: Heat Pump with Remote Outdoor Unit-Air-Source | RPQL-056JAZ |  | RHLL-HM6024+RCSL-H*6024 | 12.5 | 15 | 8.5 | Yes | Yes | 2011-03-08 |  | 1
FALSE | YHJF30S41S1 | 2715 | 3796406 | YORK BY JOHNSON CONTROLS | THGF30S41S3 | HP | Split System: Heat Pump with Remote Outdoor Unit-Air-Source | THGF30S41S3 |  | AHX36+TXV | 12.5 | 15 | 9 | Yes | Yes | 2011-01-22 |  | 1
FALSE | YHJF24S41S1 | 2714 | 3796470 | YORK BY JOHNSON CONTROLS | THGF24S41S3 | HP | Split System: Heat Pump with Remote Outdoor Unit-Air-Source | THGF24S41S3 |  | AHX30 | 12.5 | 15 | 8.5 | Yes | Yes | 2011-01-22 |  | 1
FALSE | YHJF24S41S1 | 2714 | 3796471 | YORK BY JOHNSON CONTROLS | THGF24S41S3 | HP | Split System: Heat Pump with Remote Outdoor Unit-Air-Source | THGF24S41S3 |  | F6FP030 | 12 | 14.5 | 8.2 | Yes | Yes | 2011-01-22 |  | Below V5.0 Req.
FALSE | YHJF24S41S1 | 2714 | 3796472 | YORK BY JOHNSON CONTROLS | THGF24S41S3 | HP | Split System: Heat Pump with Remote Outdoor Unit-Air-Source | THGF24S41S3 |  | F6FP036 | 12.5 | 15 | 8.5 | Yes | Yes | 2011-01-22 |  | 1
FALSE | YHJF24S41S1 | 2714 | 3796473 | YORK BY JOHNSON CONTROLS | THGF24S41S3 | HP | Split System: Heat Pump with Remote Outdoor Unit-Air-Source | THGF24S41S3 |  | AHX36 | 12.5 | 15 | 8.5 | Yes | Yes | 2011-01-22 |  | 1
TRUE | THGF36S41S3 | 2667 | 3828161 | COLEMAN BY JOHNSON CONTROLS | THGF36S41S3 | HP | Split System: Heat Pump with Remote Outdoor Unit-Air-Source | THGF36S41S3 |  | AHX36 | 12 | 14.5 | 8.5 | Yes | Yes | 2011-02-28 |  | 0
FALSE | YHJD18S41S7 | 2711 | 3828170 | COLEMAN BY JOHNSON CONTROLS | THGF18S41S3 | HP | Split System: Heat Pump with Remote Outdoor Unit-Air-Source | THGF18S41S3 |  | F6FP030 | 12.5 | 15 | 8.5 | Yes | Yes | 2011-02-28 |  | 1
FALSE | YHJF24S41S1 | 2714 | 3828263 | COLEMAN BY JOHNSON CONTROLS | THGF24S41S3 | HP | Split System: Heat Pump with Remote Outdoor Unit-Air-Source | THGF24S41S3 |  | F6FP036 | 12.5 | 15 | 8.5 | Yes | Yes | 2011-02-28 |  | 1
FALSE | YHJF30S41S1 | 2715 | 3828266 | COLEMAN BY JOHNSON CONTROLS | THGF30S41S3 | HP | Split System: Heat Pump with Remote Outdoor Unit-Air-Source | THGF30S41S3 |  | F6FP042 | 12.5 | 15 | 9 | Yes | Yes | 2011-02-28 |  | 1
FALSE | YHJF30S41S1 | 2715 | 3828267 | COLEMAN BY JOHNSON CONTROLS | THGF30S41S3 | HP | Split System: Heat Pump with Remote Outdoor Unit-Air-Source | THGF30S41S3 |  | F6FP042+TXV | 12.5 | 15 | 9 | Yes | Yes | 2011-02-28 |  | 1
FALSE | YHJD18S41S7 | 2711 | 3828329 | COLEMAN BY JOHNSON CONTROLS | THGF18S41S3 | HP | Split System: Heat Pump with Remote Outdoor Unit-Air-Source | THGF18S41S3 |  | AHX30 | 12.5 | 15 | 8.5 | Yes | Yes | 2011-02-28 |  | 1
FALSE | YHJF24S41S1 | 2714 | 3828338 | COLEMAN BY JOHNSON CONTROLS | THGF24S41S3 | HP | Split System: Heat Pump with Remote Outdoor Unit-Air-Source | THGF24S41S3 |  | F6FP036+TXV | 12.5 | 15 | 8.5 | Yes | Yes | 2011-02-28 |  | 1
FALSE | YHJF30S41S1 | 2715 | 3828339 | COLEMAN BY JOHNSON CONTROLS | THGF30S41S3 | HP | Split System: Heat Pump with Remote Outdoor Unit-Air-Source | THGF30S41S3 |  | AHX36+TXV | 12.5 | 15 | 9 | Yes | Yes | 2011-02-28 |  | 1
FALSE | YHJF24S41S1 | 2714 | 3828306 | COLEMAN BY JOHNSON CONTROLS | THGF24S41S3 | HP | Split System: Heat Pump with Remote Outdoor Unit-Air-Source | THGF24S41S3 |  | F6FP030 | 12 | 14.5 | 8.2 | Yes | Yes | 2011-02-28 |  | Below V5.0 Req.
FALSE | YHJD18S41S7 | 2711 | 3828309 | COLEMAN BY JOHNSON CONTROLS | THGF18S41S3 | HP | Split System: Heat Pump with Remote Outdoor Unit-Air-Source | THGF18S41S3 |  | F6FP030+TXV | 12.5 | 15 | 8.5 | Yes | Yes | 2011-02-28 |  | 1
FALSE | YHJF24S41S1 | 2714 | 3828350 | COLEMAN BY JOHNSON CONTROLS | THGF24S41S3 | HP | Split System: Heat Pump with Remote Outdoor Unit-Air-Source | THGF24S41S3 |  | AHX30 | 12.5 | 15 | 8.5 | Yes | Yes | 2011-02-28 |  | 1
FALSE | YHJF24S41S1 | 2714 | 3828384 | COLEMAN BY JOHNSON CONTROLS | THGF24S41S3 | HP | Split System: Heat Pump with Remote Outdoor Unit-Air-Source | THGF24S41S3 |  | F6FP030+TXV | 12 | 14.5 | 8.2 | Yes | Yes | 2011-02-28 |  | Below V5.0 Req.
FALSE | YHJF24S41S1 | 2714 | 3828395 | COLEMAN BY JOHNSON CONTROLS | THGF24S41S3 | HP | Split System: Heat Pump with Remote Outdoor Unit-Air-Source | THGF24S41S3 |  | AHX36 | 12.5 | 15 | 8.5 | Yes | Yes | 2011-02-28 |  | 1
TRUE | THGF36S41S3 | 2667 | 3828519 | LUXAIRE BY JOHNSON CONTROLS | THGF36S41S3 | HP | Split System: Heat Pump with Remote Outdoor Unit-Air-Source | THGF36S41S3 |  | AHX36 | 12 | 14.5 | 8.5 | Yes | Yes | 2011-02-28 |  | 0
FALSE | YHJD18S41S7 | 2711 | 3828528 | LUXAIRE BY JOHNSON CONTROLS | THGF18S41S3 | HP | Split System: Heat Pump with Remote Outdoor Unit-Air-Source | THGF18S41S3 |  | F6FP030 | 12.5 | 15 | 8.5 | Yes | Yes | 2011-02-28 |  | 1
FALSE | YHJD18S41S7 | 2711 | 3828562 | LUXAIRE BY JOHNSON CONTROLS | THGF18S41S3 | HP | Split System: Heat Pump with Remote Outdoor Unit-Air-Source | THGF18S41S3 |  | AHX30+TXV | 12.5 | 15 | 8.5 | Yes | Yes | 2011-02-28 |  | 1
FALSE | YHJF30S41S1 | 2715 | 3828567 | LUXAIRE BY JOHNSON CONTROLS | THGF30S41S3 | HP | Split System: Heat Pump with Remote Outdoor Unit-Air-Source | THGF30S41S3 |  | AHX36 | 12.5 | 15 | 9 | Yes | Yes | 2011-02-28 |  | 1
FALSE | YHJF24S41S1 | 2714 | 3828568 | LUXAIRE BY JOHNSON CONTROLS | THGF24S41S3 | HP | Split System: Heat Pump with Remote Outdoor Unit-Air-Source | THGF24S41S3 |  | AHX36+TXV | 12.5 | 15 | 8.5 | Yes | Yes | 2011-02-28 |  | 1
FALSE | YHJF24S41S1 | 2714 | 3828662 | LUXAIRE BY JOHNSON CONTROLS | THGF24S41S3 | HP | Split System: Heat Pump with Remote Outdoor Unit-Air-Source | THGF24S41S3 |  | F6FP030 | 12 | 14.5 | 8.2 | Yes | Yes | 2011-02-28 |  | Below V5.0 Req.
FALSE | YHJD18S41S7 | 2711 | 3828665 | LUXAIRE BY JOHNSON CONTROLS | THGF18S41S3 | HP | Split System: Heat Pump with Remote Outdoor Unit-Air-Source | THGF18S41S3 |  | F6FP030+TXV | 12.5 | 15 | 8.5 | Yes | Yes | 2011-02-28 |  | 1
FALSE | YHJF24S41S1 | 2714 | 3828643 | LUXAIRE BY JOHNSON CONTROLS | THGF24S41S3 | HP | Split System: Heat Pump with Remote Outdoor Unit-Air-Source | THGF24S41S3 |  | AHX30+TXV | 12.5 | 15 | 8.5 | Yes | Yes | 2011-02-28 |  | 1
FALSE | YHJD18S41S7 | 2711 | 3828685 | LUXAIRE BY JOHNSON CONTROLS | THGF18S41S3 | HP | Split System: Heat Pump with Remote Outdoor Unit-Air-Source | THGF18S41S3 |  | AHX30 | 12.5 | 15 | 8.5 | Yes | Yes | 2011-02-28 |  | 1
FALSE | YHJF24S41S1 | 2714 | 3828694 | LUXAIRE BY JOHNSON CONTROLS | THGF24S41S3 | HP | Split System: Heat Pump with Remote Outdoor Unit-Air-Source | THGF24S41S3 |  | F6FP036+TXV | 12.5 | 15 | 8.5 | Yes | Yes | 2011-02-28 |  | 1
FALSE | YHJF24S41S1 | 2714 | 3828740 | LUXAIRE BY JOHNSON CONTROLS | THGF24S41S3 | HP | Split System: Heat Pump with Remote Outdoor Unit-Air-Source | THGF24S41S3 |  | F6FP030+TXV | 12 | 14.5 | 8.2 | Yes | Yes | 2011-02-28 |  | Below V5.0 Req.
FALSE | YHJF24S41S1 | 2714 | 3828750 | LUXAIRE BY JOHNSON CONTROLS | THGF24S41S3 | HP | Split System: Heat Pump with Remote Outdoor Unit-Air-Source | THGF24S41S3 |  | AHX36 | 12.5 | 15 | 8.5 | Yes | Yes | 2011-02-28 |  | 1
FALSE | YHJD18S41S7 | 2711 | 3829045 | FRASER-JOHNSTON BY JOHNSON CONTROLS | THGF18S41S3 | HP | Split System: Heat Pump with Remote Outdoor Unit-Air-Source | THGF18S41S3 |  | F6FP030 | 12.5 | 15 | 8.5 | Yes | Yes | 2011-02-28 |  | 1
FALSE | YHJD18S41S7 | 2711 | 3829050 | FRASER-JOHNSTON BY JOHNSON CONTROLS | THGF18S41S3 | HP | Split System: Heat Pump with Remote Outdoor Unit-Air-Source | THGF18S41S3 |  | AHX30+TXV | 12.5 | 15 | 8.5 | Yes | Yes | 2011-02-28 |  | 1
FALSE | YHJF30S41S1 | 2715 | 3829051 | FRASER-JOHNSTON BY JOHNSON CONTROLS | THGF30S41S3 | HP | Split System: Heat Pump with Remote Outdoor Unit-Air-Source | THGF30S41S3 |  | AHX36 | 12.5 | 15 | 9 | Yes | Yes | 2011-02-28 |  | 1
FALSE | YHJF24S41S1 | 2714 | 3829052 | FRASER-JOHNSTON BY JOHNSON CONTROLS | THGF24S41S3 | HP | Split System: Heat Pump with Remote Outdoor Unit-Air-Source | THGF24S41S3 |  | AHX36+TXV | 12.5 | 15 | 8.5 | Yes | Yes | 2011-02-28 |  | 1
FALSE | YHJF24S41S1 | 2714 | 3829059 | FRASER-JOHNSTON BY JOHNSON CONTROLS | THGF24S41S3 | HP | Split System: Heat Pump with Remote Outdoor Unit-Air-Source | THGF24S41S3 |  | F6FP036 | 12.5 | 15 | 8.5 | Yes | Yes | 2011-02-28 |  | 1
FALSE | YHJF30S41S1 | 2715 | 3829062 | FRASER-JOHNSTON BY JOHNSON CONTROLS | THGF30S41S3 | HP | Split System: Heat Pump with Remote Outdoor Unit-Air-Source | THGF30S41S3 |  | F6FP042 | 12.5 | 15 | 9 | Yes | Yes | 2011-02-28 |  | 1
FALSE | YHJF30S41S1 | 2715 | 3829063 | FRASER-JOHNSTON BY JOHNSON CONTROLS | THGF30S41S3 | HP | Split System: Heat Pump with Remote Outdoor Unit-Air-Source | THGF30S41S3 |  | F6FP042+TXV | 12.5 | 15 | 9 | Yes | Yes | 2011-02-28 |  | 1
FALSE | YHJF24S41S1 | 2714 | 3829066 | FRASER-JOHNSTON BY JOHNSON CONTROLS | THGF24S41S3 | HP | Split System: Heat Pump with Remote Outdoor Unit-Air-Source | THGF24S41S3 |  | AHX30+TXV | 12.5 | 15 | 8.5 | Yes | Yes | 2011-02-28 |  | 1
FALSE | YHJF24S41S1 | 2714 | 3829070 | FRASER-JOHNSTON BY JOHNSON CONTROLS | THGF24S41S3 | HP | Split System: Heat Pump with Remote Outdoor Unit-Air-Source | THGF24S41S3 |  | F6FP030 | 12 | 14.5 | 8.2 | Yes | Yes | 2011-02-28 |  | Below V5.0 Req.
FALSE | YHJD18S41S7 | 2711 | 3829072 | FRASER-JOHNSTON BY JOHNSON CONTROLS | THGF18S41S3 | HP | Split System: Heat Pump with Remote Outdoor Unit-Air-Source | THGF18S41S3 |  | F6FP030+TXV | 12.5 | 15 | 8.5 | Yes | Yes | 2011-02-28 |  | 1
FALSE | YHJD18S41S7 | 2711 | 3829075 | FRASER-JOHNSTON BY JOHNSON CONTROLS | THGF18S41S3 | HP | Split System: Heat Pump with Remote Outdoor Unit-Air-Source | THGF18S41S3 |  | AHX30 | 12.5 | 15 | 8.5 | Yes | Yes | 2011-02-28 |  | 1
FALSE | YHJF24S41S1 | 2714 | 3829077 | FRASER-JOHNSTON BY JOHNSON CONTROLS | THGF24S41S3 | HP | Split System: Heat Pump with Remote Outdoor Unit-Air-Source | THGF24S41S3 |  | F6FP036+TXV | 12.5 | 15 | 8.5 | Yes | Yes | 2011-02-28 |  | 1
FALSE | YHJF30S41S1 | 2715 | 3829078 | FRASER-JOHNSTON BY JOHNSON CONTROLS | THGF30S41S3 | HP | Split System: Heat Pump with Remote Outdoor Unit-Air-Source | THGF30S41S3 |  | AHX36+TXV | 12.5 | 15 | 9 | Yes | Yes | 2011-02-28 |  | 1
FALSE | YHJF24S41S1 | 2714 | 3829082 | FRASER-JOHNSTON BY JOHNSON CONTROLS | THGF24S41S3 | HP | Split System: Heat Pump with Remote Outdoor Unit-Air-Source | THGF24S41S3 |  | AHX30 | 12.5 | 15 | 8.5 | Yes | Yes | 2011-02-28 |  | 1
TRUE | YZE02411 | 2722 | 3830183 | COLEMAN BY JOHNSON CONTROLS | HC5B024F3 | HP | Split System: Heat Pump with Remote Outdoor Unit-Air-Source | YZE02411 |  | FC/MC36B+MV12B+TXV | 12 | 15 | 8.2 | Yes | Yes | 2011-02-28 |  | Below V5.0 Req.
TRUE | YZE03611 | 2725 | 3830385 | COLEMAN BY JOHNSON CONTROLS | HC5B036F3 | HP | Split System: Heat Pump with Remote Outdoor Unit-Air-Source | YZE03611 |  | FC/MC48C+MV16C+TXV | 12 | 15 | 8.5 | Yes | Yes | 2011-02-28 |  | 0
TRUE | YZE02411 | 2722 | 3830623 | LUXAIRE BY JOHNSON CONTROLS | HL5B024F3 | HP | Split System: Heat Pump with Remote Outdoor Unit-Air-Source | YZE02411 |  | FC/MC36B+MV12B+TXV | 12 | 15 | 8.2 | Yes | Yes | 2011-02-28 |  | Below V5.0 Req.
TRUE | YZE03611 | 2725 | 3830825 | LUXAIRE BY JOHNSON CONTROLS | HL5B036F3 | HP | Split System: Heat Pump with Remote Outdoor Unit-Air-Source | YZE03611 |  | FC/MC48C+MV16C+TXV | 12 | 15 | 8.5 | Yes | Yes | 2011-02-28 |  | 0
TRUE | YZE02411 | 2722 | 3831277 | FRASER-JOHNSTON BY JOHNSON CONTROLS | HL5B024F3 | HP | Split System: Heat Pump with Remote Outdoor Unit-Air-Source | YZE02411 |  | FC/MC36B+MV12B+TXV | 12 | 15 | 8.2 | Yes | Yes | 2011-02-28 |  | Below V5.0 Req.
TRUE | YZE04811 | 2726 | 3831289 | FRASER - JOHNSTON, UNITARY PRODUCTS GROUP | HL5B048F3 | HP | Split System: Heat Pump with Remote Outdoor Unit-Air-Source | YZE04811 |  | FC/MC60D+MV20D+TXV | 12 | 15.5 | 8.8 | Yes | Yes | 2011-02-28 |  | 0
TRUE | YZE03611 | 2725 | 3831296 | FRASER-JOHNSTON BY JOHNSON CONTROLS | HL5B036F3 | HP | Split System: Heat Pump with Remote Outdoor Unit-Air-Source | YZE03611 |  | FC/MC48C+MV16C+TXV | 12 | 15 | 8.5 | Yes | Yes | 2011-02-28 |  | 0
TRUE | YZH02411 | 2721 | 3831399 | COLEMAN BY JOHNSON CONTROLS | HC8B024F3 | HP | Split System: Heat Pump with Remote Outdoor Unit-Air-Source | YZH02411 |  | FC/MC48D+MV12D+TXV | 14 | 17 | 9.8 | Yes | Yes | 2011-02-28 |  | 2
TRUE | YZH04811 | 2727 | 3831542 | COLEMAN BY JOHNSON CONTROLS | HC8B048F3 | HP | Split System: Heat Pump with Remote Outdoor Unit-Air-Source | YZH04811 |  | FC/MC62D+MV20D+TXV | 12.5 | 17 | 9.8 | Yes | Yes | 2011-02-28 |  | 1
TRUE | YZH03611 | 2724 | 3831749 | LUXAIRE BY JOHNSON CONTROLS | HL8B036F3 | HP | Split System: Heat Pump with Remote Outdoor Unit-Air-Source | YZH03611 |  | FC/MC62D+MV12D+TXV | 13.35 | 17.5 | 10 | Yes | Yes | 2011-02-28 |  | 2
TRUE | YZH02411 | 2721 | 3831803 | LUXAIRE BY JOHNSON CONTROLS | HL8B024F3 | HP | Split System: Heat Pump with Remote Outdoor Unit-Air-Source | YZH02411 |  | FC/MC48D+MV12D+TXV | 14 | 17 | 9.8 | Yes | Yes | 2011-02-28 |  | 2
TRUE | YZH04811 | 2727 | 3831946 | LUXAIRE BY JOHNSON CONTROLS | HL8B048F3 | HP | Split System: Heat Pump with Remote Outdoor Unit-Air-Source | YZH04811 |  | FC/MC62D+MV20D+TXV | 12.5 | 17 | 9.8 | Yes | Yes | 2011-02-28 |  | 1
TRUE | YZH03611 | 2724 | 3832390 | FRASER-JOHNSTON BY JOHNSON CONTROLS | HL8B036F3 | HP | Split System: Heat Pump with Remote Outdoor Unit-Air-Source | YZH03611 |  | FC/MC62D+MV12D+TXV | 13.35 | 17.5 | 10 | Yes | Yes | 2011-02-28 |  | 2
TRUE | YZH02411 | 2721 | 3832396 | FRASER-JOHNSTON BY JOHNSON CONTROLS | HL8B024F3 | HP | Split System: Heat Pump with Remote Outdoor Unit-Air-Source | YZH02411 |  | FC/MC48D+MV12D+TXV | 14 | 17 | 9.8 | Yes | Yes | 2011-02-28 |  | 2
TRUE | YZH04811 | 2727 | 3832410 | FRASER-JOHNSTON BY JOHNSON CONTROLS | HL8B048F3 | HP | Split System: Heat Pump with Remote Outdoor Unit-Air-Source | YZH04811 |  | FC/MC62D+MV20D+TXV | 12.5 | 17 | 9.8 | Yes | Yes | 2011-02-28 |  | 1
FALSE | XP17-024-230* | 1566 | 3839711 | LENNOX INDUSTRIES, INC. | XP17-024-230* | HP | Split System: Heat Pump with Remote Outdoor Unit-Air-Source | XP17-024-230* |  | CBX40UHV-036*+TDR | 14 | 17 | 9.5 | Yes | Yes | 2011-01-22 |  | 2
FALSE | XP17-024-230* | 1566 | 3839712 | LENNOX INDUSTRIES, INC. | XP17-024-230* | HP | Split System: Heat Pump with Remote Outdoor Unit-Air-Source | XP17-024-230* |  | CBX27UH-024-230*+TDR | 14 | 17 | 9 | Yes | Yes | 2011-01-22 |  | 2
FALSE | XP17-024-230* | 1566 | 3839713 | LENNOX INDUSTRIES, INC. | XP17-024-230* | HP | Split System: Heat Pump with Remote Outdoor Unit-Air-Source | XP17-024-230* |  | CBX27UH-030-230*+TDR | 14.5 | 17.7 | 9.5 | Yes | Yes | 2011-01-22 |  | 2
FALSE | XP17-024-230* | 1566 | 3839714 | LENNOX INDUSTRIES, INC. | XP17-024-230* | HP | Split System: Heat Pump with Remote Outdoor Unit-Air-Source | XP17-024-230* |  | CBX32M-030*+TDR | 13.2 | 15.7 | 9 | Yes | Yes | 2011-01-22 |  | 1
FALSE | XP17-024-230* | 1566 | 3839715 | LENNOX INDUSTRIES, INC. | XP17-024-230* | HP | Split System: Heat Pump with Remote Outdoor Unit-Air-Source | XP17-024-230* |  | CBX32M-036*+TDR | 13.2 | 15.7 | 8.7 | Yes | Yes | 2011-01-22 |  | 1
FALSE | XP17-024-230* | 1566 | 3839716 | LENNOX INDUSTRIES, INC. | XP17-024-230* | HP | Split System: Heat Pump with Remote Outdoor Unit with No Indoor Fan --Air Source | XP17-024-230* |  | CX34-31+TDR | 12.7 | 15 | 8.2 | Yes | Yes | 2011-01-22 |  | Below V5.0 Req.
FALSE | XP17-024-230* | 1566 | 3839717 | LENNOX INDUSTRIES, INC. | XP17-024-230* | HP | Split System: Heat Pump with Remote Outdoor Unit-Air-Source | XP17-024-230* |  | CX34-31+TDR | 14.5 | 17.2 | 9 | Yes | Yes | 2011-01-22 |  | 2
FALSE | XP17-024-230* | 1566 | 3839718 | LENNOX INDUSTRIES, INC. | XP17-024-230* | HP | Split System: Heat Pump with Remote Outdoor Unit-Air-Source | XP17-024-230* |  | CX34-31+TDR | 14.5 | 17.7 | 8.7 | Yes | Yes | 2011-01-22 |  | 1
FALSE | XP17-024-230* | 1566 | 3839719 | LENNOX INDUSTRIES, INC. | XP17-024-230* | HP | Split System: Heat Pump with Remote Outdoor Unit-Air-Source | XP17-024-230* |  | CX34-31+TDR | 14.2 | 17.2 | 9 | Yes | Yes | 2011-01-22 |  | 2
FALSE | XP17-024-230* | 1566 | 3839720 | LENNOX INDUSTRIES, INC. | XP17-024-230* | HP | Split System: Heat Pump with Remote Outdoor Unit-Air-Source | XP17-024-230* |  | CX34-31+TDR | 14.5 | 17.2 | 9 | Yes | Yes | 2011-01-22 |  | 2
FALSE | XP17-024-230* | 1566 | 3839721 | LENNOX INDUSTRIES, INC. | XP17-024-230* | HP | Split System: Heat Pump with Remote Outdoor Unit-Air-Source | XP17-024-230* |  | CX34-31+TDR | 14.5 | 17.2 | 9 | Yes | Yes | 2011-01-22 |  | 2
FALSE | XP17-024-230* | 1566 | 3839722 | LENNOX INDUSTRIES, INC. | XP17-024-230* | HP | Split System: Heat Pump with Remote Outdoor Unit-Air-Source | XP17-024-230* |  | CX34-31+TDR | 14.2 | 17.2 | 9 | Yes | Yes | 2011-01-22 |  | 2
FALSE | XP17-024-230* | 1566 | 3839723 | LENNOX INDUSTRIES, INC. | XP17-024-230* | HP | Split System: Heat Pump with Remote Outdoor Unit with No Indoor Fan --Air Source | XP17-024-230* |  | CX34-38+TDR | 12.5 | 15 | 8.5 | Yes | Yes | 2011-01-22 |  | 1
FALSE | XP17-024-230* | 1566 | 3839724 | LENNOX INDUSTRIES, INC. | XP17-024-230* | HP | Split System: Heat Pump with Remote Outdoor Unit-Air-Source | XP17-024-230* |  | CX34-38+TDR | 14 | 17 | 9 | Yes | Yes | 2011-01-22 |  | 2
FALSE | XP17-024-230* | 1566 | 3839725 | LENNOX INDUSTRIES, INC. | XP17-024-230* | HP | Split System: Heat Pump with Remote Outdoor Unit-Air-Source | XP17-024-230* |  | CX34-38+TDR | 14.2 | 17.2 | 9 | Yes | Yes | 2011-01-22 |  | 2
FALSE | XP17-024-230* | 1566 | 3839726 | LENNOX INDUSTRIES, INC. | XP17-024-230* | HP | Split System: Heat Pump with Remote Outdoor Unit-Air-Source | XP17-024-230* |  | CX34-38+TDR | 14.2 | 17 | 9 | Yes | Yes | 2011-01-22 |  | 2
FALSE | XP17-024-230* | 1566 | 3839727 | LENNOX INDUSTRIES, INC. | XP17-024-230* | HP | Split System: Heat Pump with Remote Outdoor Unit-Air-Source | XP17-024-230* |  | CX34-38+TDR | 14.2 | 17 | 9 | Yes | Yes | 2011-01-22 |  | 2
FALSE | XP17-024-230* | 1566 | 3839728 | LENNOX INDUSTRIES, INC. | XP17-024-230* | HP | Split System: Heat Pump with Remote Outdoor Unit-Air-Source | XP17-024-230* |  | CX34-38+TDR | 14.2 | 17 | 9 | Yes | Yes | 2011-01-22 |  | 2
FALSE | XP17-024-230* | 1566 | 3839729 | LENNOX INDUSTRIES, INC. | XP17-024-230* | HP | Split System: Heat Pump with Remote Outdoor Unit-Air-Source | XP17-024-230* |  | CX34-38+TDR | 14.2 | 17 | 9 | Yes | Yes | 2011-01-22 |  | 2
FALSE | XP17-030-230* | 1581 | 3839783 | LENNOX INDUSTRIES, INC. | XP17-030-230* | HP | Split System: Heat Pump with Remote Outdoor Unit-Air-Source | XP17-030-230* |  | CX34-43+TDR | 13.7 | 16.5 | 8.7 | Yes | Yes | 2011-01-22 |  | 1
FALSE | XP17-030-230* | 1581 | 3839784 | LENNOX INDUSTRIES, INC. | XP17-030-230* | HP | Split System: Heat Pump with Remote Outdoor Unit-Air-Source | XP17-030-230* |  | CX34-43+TDR | 13.2 | 16 | 8.5 | Yes | Yes | 2011-01-22 |  | 1
FALSE | XP17-030-230* | 1581 | 3839785 | LENNOX INDUSTRIES, INC. | XP17-030-230* | HP | Split System: Heat Pump with Remote Outdoor Unit-Air-Source | XP17-030-230* |  | CX34-43+TDR | 13.2 | 16 | 8.5 | Yes | Yes | 2011-01-22 |  | 1
FALSE | XP17-030-230* | 1581 | 3839786 | LENNOX INDUSTRIES, INC. | XP17-030-230* | HP | Split System: Heat Pump with Remote Outdoor Unit-Air-Source | XP17-030-230* |  | CX34-43+TDR | 13.2 | 16 | 8.5 | Yes | Yes | 2011-01-22 |  | 1
FALSE | XP17-030-230* | 1581 | 3839787 | LENNOX INDUSTRIES, INC. | XP17-030-230* | HP | Split System: Heat Pump with Remote Outdoor Unit-Air-Source | XP17-030-230* |  | CX34-43+TDR | 13.2 | 16 | 8.5 | Yes | Yes | 2011-01-22 |  | 1
FALSE | XP17-030-230* | 1581 | 3839788 | LENNOX INDUSTRIES, INC. | XP17-030-230* | HP | Split System: Heat Pump with Remote Outdoor Unit-Air-Source | XP17-030-230* |  | CX34-43+TDR | 13.7 | 16.5 | 8.7 | Yes | Yes | 2011-01-22 |  | 1
FALSE | XP17-030-230* | 1581 | 3839789 | LENNOX INDUSTRIES, INC. | XP17-030-230* | HP | Split System: Heat Pump with Remote Outdoor Unit-Air-Source | XP17-030-230* |  | CX34-43+TDR | 13.7 | 16.5 | 8.7 | Yes | Yes | 2011-01-22 |  | 1
FALSE | XP17-030-230* | 1581 | 3839790 | LENNOX INDUSTRIES, INC. | XP17-030-230* | HP | Split System: Heat Pump with Remote Outdoor Unit with No Indoor Fan --Air Source | XP17-030-230* |  | C33-31+TDR+TXV | 12.2 | 14.5 | 8.2 | Yes | Yes | 2011-01-22 |  | Below V5.0 Req.
FALSE | XP17-030-230* | 1581 | 3839791 | LENNOX INDUSTRIES, INC. | XP17-030-230* | HP | Split System: Heat Pump with Remote Outdoor Unit-Air-Source | XP17-030-230* |  | C33-31+TDR+TXV | 13.2 | 16 | 8.5 | Yes | Yes | 2011-01-22 |  | 1
FALSE | XP17-030-230* | 1581 | 3839792 | LENNOX INDUSTRIES, INC. | XP17-030-230* | HP | Split System: Heat Pump with Remote Outdoor Unit-Air-Source | XP17-030-230* |  | C33-31+TDR+TXV | 13.5 | 16.2 | 8.7 | Yes | Yes | 2011-01-22 |  | 1
FALSE | XP17-030-230* | 1581 | 3839793 | LENNOX INDUSTRIES, INC. | XP17-030-230* | HP | Split System: Heat Pump with Remote Outdoor Unit-Air-Source | XP17-030-230* |  | C33-31+TDR+TXV | 13.2 | 15.7 | 8.5 | Yes | Yes | 2011-01-22 |  | 1
FALSE | XP17-030-230* | 1581 | 3839794 | LENNOX INDUSTRIES, INC. | XP17-030-230* | HP | Split System: Heat Pump with Remote Outdoor Unit-Air-Source | XP17-030-230* |  | C33-31+TDR+TXV | 13.2 | 16 | 8.5 | Yes | Yes | 2011-01-22 |  | 1
FALSE | XP17-030-230* | 1581 | 3839795 | LENNOX INDUSTRIES, INC. | XP17-030-230* | HP | Split System: Heat Pump with Remote Outdoor Unit-Air-Source | XP17-030-230* |  | C33-31+TDR+TXV | 13.2 | 16 | 8.5 | Yes | Yes | 2011-01-22 |  | 1
FALSE | XP17-030-230* | 1581 | 3839796 | LENNOX INDUSTRIES, INC. | XP17-030-230* | HP | Split System: Heat Pump with Remote Outdoor Unit-Air-Source | XP17-030-230* |  | C33-31+TDR+TXV | 13.2 | 15.7 | 8.5 | Yes | Yes | 2011-01-22 |  | 1
FALSE | XP17-030-230* | 1581 | 3839797 | LENNOX INDUSTRIES, INC. | XP17-030-230* | HP | Split System: Heat Pump with Remote Outdoor Unit with No Indoor Fan --Air Source | XP17-030-230* |  | C33-38+TDR+TXV | 12.2 | 14.7 | 8.2 | Yes | Yes | 2011-01-22 |  | Below V5.0 Req.
FALSE | XP17-030-230* | 1581 | 3839798 | LENNOX INDUSTRIES, INC. | XP17-030-230* | HP | Split System: Heat Pump with Remote Outdoor Unit-Air-Source | XP17-030-230* |  | C33-38+TDR+TXV | 13.5 | 16.2 | 8.7 | Yes | Yes | 2011-01-22 |  | 1
FALSE | XP17-030-230* | 1581 | 3839799 | LENNOX INDUSTRIES, INC. | XP17-030-230* | HP | Split System: Heat Pump with Remote Outdoor Unit-Air-Source | XP17-030-230* |  | C33-38+TDR+TXV | 13.7 | 16.5 | 8.7 | Yes | Yes | 2011-01-22 |  | 1
FALSE | XP17-030-230* | 1581 | 3839800 | LENNOX INDUSTRIES, INC. | XP17-030-230* | HP | Split System: Heat Pump with Remote Outdoor Unit-Air-Source | XP17-030-230* |  | C33-38+TDR+TXV | 13.2 | 16 | 8.5 | Yes | Yes | 2011-01-22 |  | 1
FALSE | XP17-030-230* | 1581 | 3839801 | LENNOX INDUSTRIES, INC. | XP17-030-230* | HP | Split System: Heat Pump with Remote Outdoor Unit-Air-Source | XP17-030-230* |  | C33-38+TDR+TXV | 13.2 | 16 | 8.5 | Yes | Yes | 2011-01-22 |  | 1
FALSE | XP17-030-230* | 1581 | 3839820 | LENNOX INDUSTRIES, INC. | XP17-030-230* | HP | Split System: Heat Pump with Remote Outdoor Unit-Air-Source | XP17-030-230* |  | CH33-43+TDR+TXV | 13.5 | 16.2 | 8.7 | Yes | Yes | 2011-01-22 |  | 1
FALSE | XP17-030-230* | 1581 | 3839821 | LENNOX INDUSTRIES, INC. | XP17-030-230* | HP | Split System: Heat Pump with Remote Outdoor Unit-Air-Source | XP17-030-230* |  | CH33-43+TDR+TXV | 13.5 | 16.2 | 8.7 | Yes | Yes | 2011-01-22 |  | 1
FALSE | XP17-030-230* | 1581 | 3839822 | LENNOX INDUSTRIES, INC. | XP17-030-230* | HP | Split System: Heat Pump with Remote Outdoor Unit-Air-Source | XP17-030-230* |  | CH33-43+TDR+TXV | 13.5 | 16.2 | 8.7 | Yes | Yes | 2011-01-22 |  | 1
FALSE | XP17-030-230* | 1581 | 3839823 | LENNOX INDUSTRIES, INC. | XP17-030-230* | HP | Split System: Heat Pump with Remote Outdoor Unit with No Indoor Fan --Air Source | XP17-030-230* |  | CH33-44/48+TDR+TXV | 12.2 | 14.7 | 8.2 | Yes | Yes | 2011-01-22 |  | Below V5.0 Req.
FALSE | XP17-030-230* | 1581 | 3839824 | LENNOX INDUSTRIES, INC. | XP17-030-230* | HP | Split System: Heat Pump with Remote Outdoor Unit-Air-Source | XP17-030-230* |  | CH33-44/48+TDR+TXV | 13.7 | 16.5 | 9 | Yes | Yes | 2011-01-22 |  | 2
FALSE | XP17-030-230* | 1581 | 3839825 | LENNOX INDUSTRIES, INC. | XP17-030-230* | HP | Split System: Heat Pump with Remote Outdoor Unit-Air-Source | XP17-030-230* |  | CH33-44/48+TDR+TXV | 13.2 | 16 | 8.7 | Yes | Yes | 2011-01-22 |  | 1
FALSE | XP17-030-230* | 1581 | 3839826 | LENNOX INDUSTRIES, INC. | XP17-030-230* | HP | Split System: Heat Pump with Remote Outdoor Unit-Air-Source | XP17-030-230* |  | CH33-44/48+TDR+TXV | 13.2 | 16 | 8.7 | Yes | Yes | 2011-01-22 |  | 1
FALSE | XP17-030-230* | 1581 | 3839827 | LENNOX INDUSTRIES, INC. | XP17-030-230* | HP | Split System: Heat Pump with Remote Outdoor Unit-Air-Source | XP17-030-230* |  | CH33-44/48+TDR+TXV | 13.2 | 16 | 8.7 | Yes | Yes | 2011-01-22 |  | 1
FALSE | XP17-030-230* | 1581 | 3839828 | LENNOX INDUSTRIES, INC. | XP17-030-230* | HP | Split System: Heat Pump with Remote Outdoor Unit-Air-Source | XP17-030-230* |  | CH33-44/48+TDR+TXV | 13.2 | 16 | 8.7 | Yes | Yes | 2011-01-22 |  | 1
FALSE | XP17-030-230* | 1581 | 3839829 | LENNOX INDUSTRIES, INC. | XP17-030-230* | HP | Split System: Heat Pump with Remote Outdoor Unit with No Indoor Fan --Air Source | XP17-030-230* |  | CH33-42+TDR+TXV | 12.2 | 14.5 | 8.2 | Yes | Yes | 2011-01-22 |  | Below V5.0 Req.
FALSE | XP17-030-230* | 1581 | 3839830 | LENNOX INDUSTRIES, INC. | XP17-030-230* | HP | Split System: Heat Pump with Remote Outdoor Unit-Air-Source | XP17-030-230* |  | CH33-42+TDR+TXV | 13.5 | 16.2 | 8.7 | Yes | Yes | 2011-01-22 |  | 1
FALSE | XP17-030-230* | 1581 | 3839831 | LENNOX INDUSTRIES, INC. | XP17-030-230* | HP | Split System: Heat Pump with Remote Outdoor Unit-Air-Source | XP17-030-230* |  | CH33-42+TDR+TXV | 13.2 | 15.7 | 8.5 | Yes | Yes | 2011-01-22 |  | 1
FALSE | XP17-030-230* | 1581 | 3839832 | LENNOX INDUSTRIES, INC. | XP17-030-230* | HP | Split System: Heat Pump with Remote Outdoor Unit-Air-Source | XP17-030-230* |  | CH33-42+TDR+TXV | 13.2 | 15.7 | 8.5 | Yes | Yes | 2011-01-22 |  | 1
FALSE | XP17-030-230* | 1581 | 3839833 | LENNOX INDUSTRIES, INC. | XP17-030-230* | HP | Split System: Heat Pump with Remote Outdoor Unit-Air-Source | XP17-030-230* |  | CH33-42+TDR+TXV | 13.2 | 15.7 | 8.5 | Yes | Yes | 2011-01-22 |  | 1
FALSE | XP17-030-230* | 1581 | 3839834 | LENNOX INDUSTRIES, INC. | XP17-030-230* | HP | Split System: Heat Pump with Remote Outdoor Unit-Air-Source | XP17-030-230* |  | CH33-42+TDR+TXV | 13.2 | 15.7 | 8.5 | Yes | Yes | 2011-01-22 |  | 1
FALSE | XP17-030-230* | 1581 | 3839836 | LENNOX INDUSTRIES, INC. | XP17-030-230* | HP | Split System: Heat Pump with Remote Outdoor Unit-Air-Source | XP17-030-230* |  | CR33-48+TDR+TXV | 12.5 | 15 | 8.5 | Yes | Yes | 2011-01-22 |  | 1
FALSE | XP17-030-230* | 1581 | 3839837 | LENNOX INDUSTRIES, INC. | XP17-030-230* | HP | Split System: Heat Pump with Remote Outdoor Unit-Air-Source | XP17-030-230* |  | CR33-48+TDR+TXV | 12.5 | 15 | 8.5 | Yes | Yes | 2011-01-22 |  | 1
FALSE | XP17-030-230* | 1581 | 3839838 | LENNOX INDUSTRIES, INC. | XP17-030-230* | HP | Split System: Heat Pump with Remote Outdoor Unit-Air-Source | XP17-030-230* |  | CR33-48+TDR+TXV | 12.5 | 15 | 8.5 | Yes | Yes | 2011-01-22 |  | 1
FALSE | XP17-036-230* | 1590 | 3839856 | LENNOX INDUSTRIES, INC. | XP17-036-230* | HP | Split System: Heat Pump with Remote Outdoor Unit-Air-Source | XP17-036-230* |  | CX34-38+TDR | 12.5 | 15.2 | 8.2 | Yes | Yes | 2011-01-22 |  | Below V5.0 Req.
FALSE | XP17-036-230* | 1590 | 3839857 | LENNOX INDUSTRIES, INC. | XP17-036-230* | HP | Split System: Heat Pump with Remote Outdoor Unit-Air-Source | XP17-036-230* |  | CX34-38+TDR | 12.5 | 15.2 | 8.2 | Yes | Yes | 2011-01-22 |  | Below V5.0 Req.
FALSE | XP17-036-230* | 1590 | 3839858 | LENNOX INDUSTRIES, INC. | XP17-036-230* | HP | Split System: Heat Pump with Remote Outdoor Unit-Air-Source | XP17-036-230* |  | CX34-38+TDR | 12.5 | 15.2 | 8.2 | Yes | Yes | 2011-01-22 |  | Below V5.0 Req.
FALSE | XP17-036-230* | 1590 | 3839859 | LENNOX INDUSTRIES, INC. | XP17-036-230* | HP | Split System: Heat Pump with Remote Outdoor Unit-Air-Source | XP17-036-230* |  | CX34-38+TDR | 12.5 | 15.2 | 8.2 | Yes | Yes | 2011-01-22 |  | Below V5.0 Req.
FALSE | XP17-036-230* | 1590 | 3839860 | LENNOX INDUSTRIES, INC. | XP17-036-230* | HP | Split System: Heat Pump with Remote Outdoor Unit with No Indoor Fan --Air Source | XP17-036-230* |  | CX34-43+TDR | 12 | 14.5 | 8.2 | Yes | Yes | 2011-01-22 |  | Below V5.0 Req.
FALSE | XP17-036-230* | 1590 | 3839861 | LENNOX INDUSTRIES, INC. | XP17-036-230* | HP | Split System: Heat Pump with Remote Outdoor Unit-Air-Source | XP17-036-230* |  | CX34-43+TDR | 13 | 15.7 | 8.5 | Yes | Yes | 2011-01-22 |  | 1
FALSE | XP17-036-230* | 1590 | 3839862 | LENNOX INDUSTRIES, INC. | XP17-036-230* | HP | Split System: Heat Pump with Remote Outdoor Unit-Air-Source | XP17-036-230* |  | CX34-43+TDR | 12.7 | 15.2 | 8.2 | Yes | Yes | 2011-01-22 |  | Below V5.0 Req.
FALSE | XP17-036-230* | 1590 | 3839863 | LENNOX INDUSTRIES, INC. | XP17-036-230* | HP | Split System: Heat Pump with Remote Outdoor Unit-Air-Source | XP17-036-230* |  | CX34-43+TDR | 12.7 | 15.5 | 8.2 | Yes | Yes | 2011-01-22 |  | Below V5.0 Req.
FALSE | XP17-036-230* | 1590 | 3839864 | LENNOX INDUSTRIES, INC. | XP17-036-230* | HP | Split System: Heat Pump with Remote Outdoor Unit-Air-Source | XP17-036-230* |  | CX34-43+TDR | 12.7 | 15.5 | 8.2 | Yes | Yes | 2011-01-22 |  | Below V5.0 Req.
FALSE | XP17-036-230* | 1590 | 3839865 | LENNOX INDUSTRIES, INC. | XP17-036-230* | HP | Split System: Heat Pump with Remote Outdoor Unit-Air-Source | XP17-036-230* |  | CX34-43+TDR | 12.7 | 15.2 | 8.2 | Yes | Yes | 2011-01-22 |  | Below V5.0 Req.
FALSE | XP17-036-230* | 1590 | 3839866 | LENNOX INDUSTRIES, INC. | XP17-036-230* | HP | Split System: Heat Pump with Remote Outdoor Unit-Air-Source | XP17-036-230* |  | CX34-43+TDR | 13.2 | 16.2 | 8.7 | Yes | Yes | 2011-01-22 |  | 1
FALSE | XP17-036-230* | 1590 | 3839867 | LENNOX INDUSTRIES, INC. | XP17-036-230* | HP | Split System: Heat Pump with Remote Outdoor Unit-Air-Source | XP17-036-230* |  | CX34-43+TDR | 13 | 15.7 | 8.5 | Yes | Yes | 2011-01-22 |  | 1
FALSE | XP17-036-230* | 1590 | 3839868 | LENNOX INDUSTRIES, INC. | XP17-036-230* | HP | Split System: Heat Pump with Remote Outdoor Unit-Air-Source | XP17-036-230* |  | CX34-43+TDR | 13 | 15.7 | 8.5 | Yes | Yes | 2011-01-22 |  | 1
FALSE | XP17-036-230* | 1590 | 3839869 | LENNOX INDUSTRIES, INC. | XP17-036-230* | HP | Split System: Heat Pump with Remote Outdoor Unit-Air-Source | XP17-036-230* |  | CX34-43+TDR | 13 | 16 | 8.7 | Yes | Yes | 2011-01-22 |  | 1
FALSE | XP17-036-230* | 1590 | 3839870 | LENNOX INDUSTRIES, INC. | XP17-036-230* | HP | Split System: Heat Pump with Remote Outdoor Unit-Air-Source | XP17-036-230* |  | CX34-43+TDR | 13 | 15.7 | 8.5 | Yes | Yes | 2011-01-22 |  | 1
FALSE | XP17-036-230* | 1590 | 3839871 | LENNOX INDUSTRIES, INC. | XP17-036-230* | HP | Split System: Heat Pump with Remote Outdoor Unit-Air-Source | XP17-036-230* |  | CX34-43+TDR | 13 | 15.7 | 8.5 | Yes | Yes | 2011-01-22 |  | 1
FALSE | XP17-036-230* | 1590 | 3839872 | LENNOX INDUSTRIES, INC. | XP17-036-230* | HP | Split System: Heat Pump with Remote Outdoor Unit-Air-Source | XP17-036-230* |  | CX34-43+TDR | 13 | 16 | 8.7 | Yes | Yes | 2011-01-22 |  | 1
FALSE | XP17-036-230* | 1590 | 3839873 | LENNOX INDUSTRIES, INC. | XP17-036-230* | HP | Split System: Heat Pump with Remote Outdoor Unit-Air-Source | XP17-036-230* |  | CX34-43+TDR | 13 | 16 | 8.7 | Yes | Yes | 2011-01-22 |  | 1
FALSE | XP17-036-230* | 1590 | 3839875 | LENNOX INDUSTRIES, INC. | XP17-036-230* | HP | Split System: Heat Pump with Remote Outdoor Unit-Air-Source | XP17-036-230* |  | CX34-44/48+TDR | 12.7 | 15.7 | 8.2 | Yes | Yes | 2011-01-22 |  | Below V5.0 Req.
FALSE | XP17-036-230* | 1590 | 3839893 | LENNOX INDUSTRIES, INC. | XP17-036-230* | HP | Split System: Heat Pump with Remote Outdoor Unit-Air-Source | XP17-036-230* |  | CX34-49+TDR | 13 | 15.7 | 8.5 | Yes | Yes | 2011-01-22 |  | 1
FALSE | XP17-036-230* | 1590 | 3839894 | LENNOX INDUSTRIES, INC. | XP17-036-230* | HP | Split System: Heat Pump with Remote Outdoor Unit-Air-Source | XP17-036-230* |  | CX34-49+TDR | 13.2 | 16 | 8.7 | Yes | Yes | 2011-01-22 |  | 1
FALSE | XP17-036-230* | 1590 | 3839895 | LENNOX INDUSTRIES, INC. | XP17-036-230* | HP | Split System: Heat Pump with Remote Outdoor Unit-Air-Source | XP17-036-230* |  | CX34-49+TDR | 13.2 | 16 | 8.7 | Yes | Yes | 2011-01-22 |  | 1
FALSE | XP17-036-230* | 1590 | 3839896 | LENNOX INDUSTRIES, INC. | XP17-036-230* | HP | Split System: Heat Pump with Remote Outdoor Unit-Air-Source | XP17-036-230* |  | CX34-49+TDR | 13.2 | 16 | 8.7 | Yes | Yes | 2011-01-22 |  | 1
FALSE | XP17-036-230* | 1590 | 3839897 | LENNOX INDUSTRIES, INC. | XP17-036-230* | HP | Split System: Heat Pump with Remote Outdoor Unit with No Indoor Fan --Air Source | XP17-036-230* |  | CX34-50/60C+TDR | 12 | 14.5 | 8.2 | Yes | Yes | 2011-01-22 |  | Below V5.0 Req.
FALSE | XP17-036-230* | 1590 | 3839898 | LENNOX INDUSTRIES, INC. | XP17-036-230* | HP | Split System: Heat Pump with Remote Outdoor Unit-Air-Source | XP17-036-230* |  | CX34-50/60C+TDR | 13.2 | 16 | 8.7 | Yes | Yes | 2011-01-22 |  | 1
FALSE | XP17-036-230* | 1590 | 3839899 | LENNOX INDUSTRIES, INC. | XP17-036-230* | HP | Split System: Heat Pump with Remote Outdoor Unit-Air-Source | XP17-036-230* |  | CX34-50/60C+TDR | 13 | 15.7 | 8.2 | Yes | Yes | 2011-01-22 |  | Below V5.0 Req.
FALSE | XP17-036-230* | 1590 | 3839900 | LENNOX INDUSTRIES, INC. | XP17-036-230* | HP | Split System: Heat Pump with Remote Outdoor Unit-Air-Source | XP17-036-230* |  | CX34-50/60C+TDR | 13 | 15.7 | 8.5 | Yes | Yes | 2011-01-22 |  | 1
FALSE | XP17-036-230* | 1590 | 3839901 | LENNOX INDUSTRIES, INC. | XP17-036-230* | HP | Split System: Heat Pump with Remote Outdoor Unit-Air-Source | XP17-036-230* |  | CX34-50/60C+TDR | 13 | 15.7 | 8.5 | Yes | Yes | 2011-01-22 |  | 1
FALSE | XP17-036-230* | 1590 | 3839902 | LENNOX INDUSTRIES, INC. | XP17-036-230* | HP | Split System: Heat Pump with Remote Outdoor Unit-Air-Source | XP17-036-230* |  | CX34-50/60C+TDR | 13 | 15.7 | 8.2 | Yes | Yes | 2011-01-22 |  | Below V5.0 Req.
FALSE | XP17-036-230* | 1590 | 3839903 | LENNOX INDUSTRIES, INC. | XP17-036-230* | HP | Split System: Heat Pump with Remote Outdoor Unit-Air-Source | XP17-036-230* |  | CX34-50/60C+TDR | 13 | 15.7 | 8.5 | Yes | Yes | 2011-01-22 |  | 1
FALSE | XP17-036-230* | 1590 | 3839904 | LENNOX INDUSTRIES, INC. | XP17-036-230* | HP | Split System: Heat Pump with Remote Outdoor Unit-Air-Source | XP17-036-230* |  | CX34-50/60C+TDR | 13 | 15.7 | 8.5 | Yes | Yes | 2011-01-22 |  | 1
FALSE | XP17-036-230* | 1590 | 3839905 | LENNOX INDUSTRIES, INC. | XP17-036-230* | HP | Split System: Heat Pump with Remote Outdoor Unit-Air-Source | XP17-036-230* |  | CX34-50/60C+TDR | 13 | 15.7 | 8.5 | Yes | Yes | 2011-01-22 |  | 1
FALSE | XP17-036-230* | 1590 | 3839906 | LENNOX INDUSTRIES, INC. | XP17-036-230* | HP | Split System: Heat Pump with Remote Outdoor Unit with No Indoor Fan --Air Source | XP17-036-230* |  | C33-38+TDR+TXV | 12 | 14.5 | 8.2 | Yes | Yes | 2011-01-22 |  | Below V5.0 Req.
FALSE | XP17-036-230* | 1590 | 3839907 | LENNOX INDUSTRIES, INC. | XP17-036-230* | HP | Split System: Heat Pump with Remote Outdoor Unit-Air-Source | XP17-036-230* |  | C33-38+TDR+TXV | 12.5 | 15.2 | 8.2 | Yes | Yes | 2011-01-22 |  | Below V5.0 Req.
FALSE | XP17-036-230* | 1590 | 3839908 | LENNOX INDUSTRIES, INC. | XP17-036-230* | HP | Split System: Heat Pump with Remote Outdoor Unit-Air-Source | XP17-036-230* |  | C33-38+TDR+TXV | 13 | 15.7 | 8.2 | Yes | Yes | 2011-01-22 |  | Below V5.0 Req.
FALSE | XP17-036-230* | 1590 | 3839909 | LENNOX INDUSTRIES, INC. | XP17-036-230* | HP | Split System: Heat Pump with Remote Outdoor Unit-Air-Source | XP17-036-230* |  | C33-38+TDR+TXV | 12.5 | 15.2 | 8.2 | Yes | Yes | 2011-01-22 |  | Below V5.0 Req.
FALSE | XP17-036-230* | 1590 | 3839910 | LENNOX INDUSTRIES, INC. | XP17-036-230* | HP | Split System: Heat Pump with Remote Outdoor Unit-Air-Source | XP17-036-230* |  | C33-38+TDR+TXV | 12.5 | 15.2 | 8.2 | Yes | Yes | 2011-01-22 |  | Below V5.0 Req.
FALSE | XP17-036-230* | 1590 | 3839911 | LENNOX INDUSTRIES, INC. | XP17-036-230* | HP | Split System: Heat Pump with Remote Outdoor Unit-Air-Source | XP17-036-230* |  | C33-38+TDR+TXV | 12.5 | 15.2 | 8.2 | Yes | Yes | 2011-01-22 |  | Below V5.0 Req.
FALSE | XP17-036-230* | 1590 | 3839930 | LENNOX INDUSTRIES, INC. | XP17-036-230* | HP | Split System: Heat Pump with Remote Outdoor Unit-Air-Source | XP17-036-230* |  | C33-48+TDR+TXV | 12.5 | 15.2 | 8.2 | Yes | Yes | 2011-01-22 |  | Below V5.0 Req.
FALSE | XP17-036-230* | 1590 | 3839931 | LENNOX INDUSTRIES, INC. | XP17-036-230* | HP | Split System: Heat Pump with Remote Outdoor Unit-Air-Source | XP17-036-230* |  | C33-48+TDR+TXV | 12.5 | 15.2 | 8.2 | Yes | Yes | 2011-01-22 |  | Below V5.0 Req.
FALSE | XP17-036-230* | 1590 | 3839932 | LENNOX INDUSTRIES, INC. | XP17-036-230* | HP | Split System: Heat Pump with Remote Outdoor Unit-Air-Source | XP17-036-230* |  | C33-48+TDR+TXV | 12.5 | 15 | 8.2 | Yes | Yes | 2011-01-22 |  | Below V5.0 Req.
FALSE | XP17-036-230* | 1590 | 3839933 | LENNOX INDUSTRIES, INC. | XP17-036-230* | HP | Split System: Heat Pump with Remote Outdoor Unit-Air-Source | XP17-036-230* |  | C33-48+TDR+TXV | 13 | 15.7 | 8.5 | Yes | Yes | 2011-01-22 |  | 1
FALSE | XP17-036-230* | 1590 | 3839934 | LENNOX INDUSTRIES, INC. | XP17-036-230* | HP | Split System: Heat Pump with Remote Outdoor Unit-Air-Source | XP17-036-230* |  | C33-48+TDR+TXV | 12.7 | 15.5 | 8.2 | Yes | Yes | 2011-01-22 |  | Below V5.0 Req.
FALSE | XP17-036-230* | 1590 | 3839935 | LENNOX INDUSTRIES, INC. | XP17-036-230* | HP | Split System: Heat Pump with Remote Outdoor Unit-Air-Source | XP17-036-230* |  | C33-48+TDR+TXV | 12.7 | 15.5 | 8.5 | Yes | Yes | 2011-01-22 |  | 1
FALSE | XP17-036-230* | 1590 | 3839936 | LENNOX INDUSTRIES, INC. | XP17-036-230* | HP | Split System: Heat Pump with Remote Outdoor Unit-Air-Source | XP17-036-230* |  | C33-48+TDR+TXV | 13 | 15.7 | 8.5 | Yes | Yes | 2011-01-22 |  | 1
FALSE | XP17-036-230* | 1590 | 3839937 | LENNOX INDUSTRIES, INC. | XP17-036-230* | HP | Split System: Heat Pump with Remote Outdoor Unit-Air-Source | XP17-036-230* |  | C33-48+TDR+TXV | 12.7 | 15.5 | 8.2 | Yes | Yes | 2011-01-22 |  | Below V5.0 Req.
FALSE | XP17-036-230* | 1590 | 3839938 | LENNOX INDUSTRIES, INC. | XP17-036-230* | HP | Split System: Heat Pump with Remote Outdoor Unit-Air-Source | XP17-036-230* |  | C33-48+TDR+TXV | 12.7 | 15.5 | 8.5 | Yes | Yes | 2011-01-22 |  | 1
FALSE | XP17-036-230* | 1590 | 3839939 | LENNOX INDUSTRIES, INC. | XP17-036-230* | HP | Split System: Heat Pump with Remote Outdoor Unit-Air-Source | XP17-036-230* |  | C33-48+TDR+TXV | 13 | 15.7 | 8.5 | Yes | Yes | 2011-01-22 |  | 1
FALSE | XP17-036-230* | 1590 | 3839940 | LENNOX INDUSTRIES, INC. | XP17-036-230* | HP | Split System: Heat Pump with Remote Outdoor Unit-Air-Source | XP17-036-230* |  | C33-48+TDR+TXV | 13 | 15.7 | 8.5 | Yes | Yes | 2011-01-22 |  | 1
FALSE | XP17-036-230* | 1590 | 3839941 | LENNOX INDUSTRIES, INC. | XP17-036-230* | HP | Split System: Heat Pump with Remote Outdoor Unit with No Indoor Fan --Air Source | XP17-036-230* |  | C33-49+TDR+TXV | 12.2 | 14.5 | 8.2 | Yes | Yes | 2011-01-22 |  | Below V5.0 Req.
FALSE | XP17-036-230* | 1590 | 3839942 | LENNOX INDUSTRIES, INC. | XP17-036-230* | HP | Split System: Heat Pump with Remote Outdoor Unit-Air-Source | XP17-036-230* |  | C33-49+TDR+TXV | 13.2 | 16.2 | 8.7 | Yes | Yes | 2011-01-22 |  | 1
FALSE | XP17-036-230* | 1590 | 3839943 | LENNOX INDUSTRIES, INC. | XP17-036-230* | HP | Split System: Heat Pump with Remote Outdoor Unit-Air-Source | XP17-036-230* |  | C33-49+TDR+TXV | 13 | 15.7 | 8.5 | Yes | Yes | 2011-01-22 |  | 1
FALSE | XP17-036-230* | 1590 | 3839944 | LENNOX INDUSTRIES, INC. | XP17-036-230* | HP | Split System: Heat Pump with Remote Outdoor Unit-Air-Source | XP17-036-230* |  | C33-49+TDR+TXV | 13.2 | 16 | 8.7 | Yes | Yes | 2011-01-22 |  | 1
FALSE | XP17-036-230* | 1590 | 3839945 | LENNOX INDUSTRIES, INC. | XP17-036-230* | HP | Split System: Heat Pump with Remote Outdoor Unit-Air-Source | XP17-036-230* |  | C33-49+TDR+TXV | 13.2 | 16 | 8.7 | Yes | Yes | 2011-01-22 |  | 1
FALSE | XP17-036-230* | 1590 | 3839946 | LENNOX INDUSTRIES, INC. | XP17-036-230* | HP | Split System: Heat Pump with Remote Outdoor Unit-Air-Source | XP17-036-230* |  | C33-49+TDR+TXV | 13 | 15.7 | 8.5 | Yes | Yes | 2011-01-22 |  | 1
FALSE | XP17-036-230* | 1590 | 3839947 | LENNOX INDUSTRIES, INC. | XP17-036-230* | HP | Split System: Heat Pump with Remote Outdoor Unit-Air-Source | XP17-036-230* |  | C33-49+TDR+TXV | 13.2 | 16 | 8.7 | Yes | Yes | 2011-01-22 |  | 1
FALSE | XP17-036-230* | 1590 | 3839948 | LENNOX INDUSTRIES, INC. | XP17-036-230* | HP | Split System: Heat Pump with Remote Outdoor Unit-Air-Source | XP17-036-230* |  | C33-49+TDR+TXV | 13.2 | 16 | 8.7 | Yes | Yes | 2011-01-22 |  | 1
FALSE | XP17-042-230* | 1599 | 3840094 | LENNOX INDUSTRIES, INC. | XP17-042-230* | HP | Split System: Heat Pump with Remote Outdoor Unit-Air-Source | XP17-042-230* |  | C33-48+TDR+TXV | 12 | 14.7 | 8.2 | Yes | Yes | 2011-01-22 |  | Below V5.0 Req.
FALSE | XP17-042-230* | 1599 | 3840097 | LENNOX INDUSTRIES, INC. | XP17-042-230* | HP | Split System: Heat Pump with Remote Outdoor Unit-Air-Source | XP17-042-230* |  | C33-48+TDR+TXV | 12.2 | 15 | 8.2 | Yes | Yes | 2011-01-22 |  | Below V5.0 Req.
FALSE | XP17-042-230* | 1599 | 3840098 | LENNOX INDUSTRIES, INC. | XP17-042-230* | HP | Split System: Heat Pump with Remote Outdoor Unit-Air-Source | XP17-042-230* |  | C33-48+TDR+TXV | 12.2 | 14.7 | 8.2 | Yes | Yes | 2011-01-22 |  | Below V5.0 Req.
FALSE | XP17-042-230* | 1599 | 3840100 | LENNOX INDUSTRIES, INC. | XP17-042-230* | HP | Split System: Heat Pump with Remote Outdoor Unit-Air-Source | XP17-042-230* |  | C33-48+TDR+TXV | 12 | 14.7 | 8.2 | Yes | Yes | 2011-01-22 |  | Below V5.0 Req.
FALSE | XP17-042-230* | 1599 | 3840102 | LENNOX INDUSTRIES, INC. | XP17-042-230* | HP | Split System: Heat Pump with Remote Outdoor Unit-Air-Source | XP17-042-230* |  | C33-48+TDR+TXV | 12 | 14.7 | 8.2 | Yes | Yes | 2011-01-22 |  | Below V5.0 Req.
FALSE | XP17-042-230* | 1599 | 3840103 | LENNOX INDUSTRIES, INC. | XP17-042-230* | HP | Split System: Heat Pump with Remote Outdoor Unit-Air-Source | XP17-042-230* |  | C33-48+TDR+TXV | 12 | 14.5 | 8.2 | Yes | Yes | 2011-01-22 |  | Below V5.0 Req.
FALSE | XP17-042-230* | 1599 | 3840104 | LENNOX INDUSTRIES, INC. | XP17-042-230* | HP | Split System: Heat Pump with Remote Outdoor Unit-Air-Source | XP17-042-230* |  | C33-48+TDR+TXV | 12 | 14.7 | 8.2 | Yes | Yes | 2011-01-22 |  | Below V5.0 Req.
FALSE | XP17-042-230* | 1599 | 3840105 | LENNOX INDUSTRIES, INC. | XP17-042-230* | HP | Split System: Heat Pump with Remote Outdoor Unit-Air-Source | XP17-042-230* |  | C33-48+TDR+TXV | 12 | 14.7 | 8.2 | Yes | Yes | 2011-01-22 |  | Below V5.0 Req.
FALSE | XP17-042-230* | 1599 | 3840106 | LENNOX INDUSTRIES, INC. | XP17-042-230* | HP | Split System: Heat Pump with Remote Outdoor Unit-Air-Source | XP17-042-230* |  | C33-48+TDR+TXV | 12 | 14.7 | 8.2 | Yes | Yes | 2011-01-22 |  | Below V5.0 Req.
FALSE | XP17-042-230* | 1599 | 3840108 | LENNOX INDUSTRIES, INC. | XP17-042-230* | HP | Split System: Heat Pump with Remote Outdoor Unit-Air-Source | XP17-042-230* |  | C33-49+TDR+TXV | 12.7 | 15.5 | 8.7 | Yes | Yes | 2011-01-22 |  | 1
FALSE | XP17-042-230* | 1599 | 3840109 | LENNOX INDUSTRIES, INC. | XP17-042-230* | HP | Split System: Heat Pump with Remote Outdoor Unit-Air-Source | XP17-042-230* |  | C33-49+TDR+TXV | 12.5 | 15.2 | 8.7 | Yes | Yes | 2011-01-22 |  | 1
FALSE | XP17-042-230* | 1599 | 3840110 | LENNOX INDUSTRIES, INC. | XP17-042-230* | HP | Split System: Heat Pump with Remote Outdoor Unit-Air-Source | XP17-042-230* |  | C33-49+TDR+TXV | 12.2 | 15 | 8.7 | Yes | Yes | 2011-01-22 |  | 0
FALSE | XP17-042-230* | 1599 | 3840111 | LENNOX INDUSTRIES, INC. | XP17-042-230* | HP | Split System: Heat Pump with Remote Outdoor Unit-Air-Source | XP17-042-230* |  | C33-49+TDR+TXV | 12.2 | 15 | 8.7 | Yes | Yes | 2011-01-22 |  | 0
FALSE | XP17-042-230* | 1599 | 3840112 | LENNOX INDUSTRIES, INC. | XP17-042-230* | HP | Split System: Heat Pump with Remote Outdoor Unit-Air-Source | XP17-042-230* |  | C33-49+TDR+TXV | 12.2 | 15 | 8.7 | Yes | Yes | 2011-01-22 |  | 0
FALSE | XP17-042-230* | 1599 | 3840113 | LENNOX INDUSTRIES, INC. | XP17-042-230* | HP | Split System: Heat Pump with Remote Outdoor Unit-Air-Source | XP17-042-230* |  | C33-49+TDR+TXV | 12.2 | 15 | 8.7 | Yes | Yes | 2011-01-22 |  | 0
FALSE | XP17-042-230* | 1599 | 3840114 | LENNOX INDUSTRIES, INC. | XP17-042-230* | HP | Split System: Heat Pump with Remote Outdoor Unit-Air-Source | XP17-042-230* |  | C33-49+TDR+TXV | 12.2 | 15 | 8.7 | Yes | Yes | 2011-01-22 |  | 0
FALSE | XP17-042-230* | 1599 | 3840115 | LENNOX INDUSTRIES, INC. | XP17-042-230* | HP | Split System: Heat Pump with Remote Outdoor Unit-Air-Source | XP17-042-230* |  | C33-49+TDR+TXV | 12.2 | 15.2 | 8.7 | Yes | Yes | 2011-01-22 |  | 0
FALSE | XP17-042-230* | 1599 | 3840116 | LENNOX INDUSTRIES, INC. | XP17-042-230* | HP | Split System: Heat Pump with Remote Outdoor Unit-Air-Source | XP17-042-230* |  | C33-49+TDR+TXV | 12.2 | 15.2 | 8.7 | Yes | Yes | 2011-01-22 |  | 0
FALSE | XP17-042-230* | 1599 | 3840117 | LENNOX INDUSTRIES, INC. | XP17-042-230* | HP | Split System: Heat Pump with Remote Outdoor Unit-Air-Source | XP17-042-230* |  | C33-49+TDR+TXV | 12.2 | 15.2 | 8.7 | Yes | Yes | 2011-01-22 |  | 0
FALSE | XP17-042-230* | 1599 | 3840140 | LENNOX INDUSTRIES, INC. | XP17-042-230* | HP | Split System: Heat Pump with Remote Outdoor Unit-Air-Source | XP17-042-230* |  | CH33-43C+TDR+TXV | 12.2 | 14.7 | 8.5 | Yes | Yes | 2011-01-22 |  | 0
FALSE | XP17-042-230* | 1599 | 3840141 | LENNOX INDUSTRIES, INC. | XP17-042-230* | HP | Split System: Heat Pump with Remote Outdoor Unit-Air-Source | XP17-042-230* |  | CH33-43C+TDR+TXV | 12.2 | 15 | 8.7 | Yes | Yes | 2011-01-22 |  | 0
FALSE | XP17-042-230* | 1599 | 3840142 | LENNOX INDUSTRIES, INC. | XP17-042-230* | HP | Split System: Heat Pump with Remote Outdoor Unit-Air-Source | XP17-042-230* |  | CH33-43C+TDR+TXV | 12.2 | 15 | 8.7 | Yes | Yes | 2011-01-22 |  | 0
FALSE | XP17-042-230* | 1599 | 3840143 | LENNOX INDUSTRIES, INC. | XP17-042-230* | HP | Split System: Heat Pump with Remote Outdoor Unit-Air-Source | XP17-042-230* |  | CH33-43C+TDR+TXV | 12.2 | 15 | 8.7 | Yes | Yes | 2011-01-22 |  | 0
FALSE | XP17-042-230* | 1599 | 3840145 | LENNOX INDUSTRIES, INC. | XP17-042-230* | HP | Split System: Heat Pump with Remote Outdoor Unit-Air-Source | XP17-042-230* |  | CH33-44/48+TDR+TXV | 12 | 14.7 | 8.7 | Yes | Yes | 2011-01-22 |  | 0
FALSE | XP17-042-230* | 1599 | 3840149 | LENNOX INDUSTRIES, INC. | XP17-042-230* | HP | Split System: Heat Pump with Remote Outdoor Unit-Air-Source | XP17-042-230* |  | CH33-48+TDR+TXV | 12.2 | 15 | 8.5 | Yes | Yes | 2011-01-22 |  | 0
FALSE | XP17-042-230* | 1599 | 3840150 | LENNOX INDUSTRIES, INC. | XP17-042-230* | HP | Split System: Heat Pump with Remote Outdoor Unit-Air-Source | XP17-042-230* |  | CH33-48+TDR+TXV | 12.2 | 14.7 | 8.5 | Yes | Yes | 2011-01-22 |  | 0
FALSE | XP17-042-230* | 1599 | 3840151 | LENNOX INDUSTRIES, INC. | XP17-042-230* | HP | Split System: Heat Pump with Remote Outdoor Unit-Air-Source | XP17-042-230* |  | CH33-48+TDR+TXV | 12 | 14.5 | 8.5 | Yes | Yes | 2011-01-22 |  | 0
FALSE | XP17-042-230* | 1599 | 3840152 | LENNOX INDUSTRIES, INC. | XP17-042-230* | HP | Split System: Heat Pump with Remote Outdoor Unit-Air-Source | XP17-042-230* |  | CH33-48+TDR+TXV | 12 | 14.7 | 8.5 | Yes | Yes | 2011-01-22 |  | 0
FALSE | XP17-042-230* | 1599 | 3840153 | LENNOX INDUSTRIES, INC. | XP17-042-230* | HP | Split System: Heat Pump with Remote Outdoor Unit-Air-Source | XP17-042-230* |  | CH33-48+TDR+TXV | 12 | 14.5 | 8.5 | Yes | Yes | 2011-01-22 |  | 0
FALSE | XP17-042-230* | 1599 | 3840154 | LENNOX INDUSTRIES, INC. | XP17-042-230* | HP | Split System: Heat Pump with Remote Outdoor Unit-Air-Source | XP17-042-230* |  | CH33-48+TDR+TXV | 12 | 14.7 | 8.5 | Yes | Yes | 2011-01-22 |  | 0
FALSE | XP17-042-230* | 1599 | 3840155 | LENNOX INDUSTRIES, INC. | XP17-042-230* | HP | Split System: Heat Pump with Remote Outdoor Unit-Air-Source | XP17-042-230* |  | CH33-48+TDR+TXV | 12 | 14.5 | 8.5 | Yes | Yes | 2011-01-22 |  | 0
FALSE | XP17-042-230* | 1599 | 3840156 | LENNOX INDUSTRIES, INC. | XP17-042-230* | HP | Split System: Heat Pump with Remote Outdoor Unit-Air-Source | XP17-042-230* |  | CH33-48+TDR+TXV | 12 | 14.7 | 8.5 | Yes | Yes | 2011-01-22 |  | 0
FALSE | XP17-042-230* | 1599 | 3840157 | LENNOX INDUSTRIES, INC. | XP17-042-230* | HP | Split System: Heat Pump with Remote Outdoor Unit-Air-Source | XP17-042-230* |  | CH33-48+TDR+TXV | 12 | 14.7 | 8.5 | Yes | Yes | 2011-01-22 |  | 0
FALSE | XP17-042-230* | 1599 | 3840158 | LENNOX INDUSTRIES, INC. | XP17-042-230* | HP | Split System: Heat Pump with Remote Outdoor Unit-Air-Source | XP17-042-230* |  | CH33-48+TDR+TXV | 12 | 14.7 | 8.5 | Yes | Yes | 2011-01-22 |  | 0
FALSE | XP17-042-230* | 1599 | 3840159 | LENNOX INDUSTRIES, INC. | XP17-042-230* | HP | Split System: Heat Pump with Remote Outdoor Unit-Air-Source | XP17-042-230* |  | CH33-49+TDR+TXV | 12.7 | 15.5 | 8.5 | Yes | Yes | 2011-01-22 |  | 1
FALSE | XP17-042-230* | 1599 | 3840160 | LENNOX INDUSTRIES, INC. | XP17-042-230* | HP | Split System: Heat Pump with Remote Outdoor Unit-Air-Source | XP17-042-230* |  | CH33-49+TDR+TXV | 12.7 | 15.2 | 8.5 | Yes | Yes | 2011-01-22 |  | 1
FALSE | XP17-042-230* | 1599 | 3840161 | LENNOX INDUSTRIES, INC. | XP17-042-230* | HP | Split System: Heat Pump with Remote Outdoor Unit-Air-Source | XP17-042-230* |  | CH33-49+TDR+TXV | 12.2 | 15 | 8.5 | Yes | Yes | 2011-01-22 |  | 0
FALSE | XP17-042-230* | 1599 | 3840162 | LENNOX INDUSTRIES, INC. | XP17-042-230* | HP | Split System: Heat Pump with Remote Outdoor Unit-Air-Source | XP17-042-230* |  | CH33-49+TDR+TXV | 12.5 | 15.2 | 8.5 | Yes | Yes | 2011-01-22 |  | 1
FALSE | XP17-042-230* | 1599 | 3840184 | LENNOX INDUSTRIES, INC. | XP17-042-230* | HP | Split System: Heat Pump with Remote Outdoor Unit-Air-Source | XP17-042-230* |  | CR33-48+TDR+TXV | 12 | 15 | 8.5 | Yes | Yes | 2011-01-22 |  | 0
FALSE | XP17-042-230* | 1599 | 3840185 | LENNOX INDUSTRIES, INC. | XP17-042-230* | HP | Split System: Heat Pump with Remote Outdoor Unit-Air-Source | XP17-042-230* |  | CR33-48+TDR+TXV | 12 | 14.5 | 8.5 | Yes | Yes | 2011-01-22 |  | 0
FALSE | XP17-042-230* | 1599 | 3840186 | LENNOX INDUSTRIES, INC. | XP17-042-230* | HP | Split System: Heat Pump with Remote Outdoor Unit-Air-Source | XP17-042-230* |  | CR33-48+TDR+TXV | 12 | 14.5 | 8.5 | Yes | Yes | 2011-01-22 |  | 0
FALSE | XP17-042-230* | 1599 | 3840187 | LENNOX INDUSTRIES, INC. | XP17-042-230* | HP | Split System: Heat Pump with Remote Outdoor Unit-Air-Source | XP17-042-230* |  | CR33-48+TDR+TXV | 12 | 14.5 | 8.5 | Yes | Yes | 2011-01-22 |  | 0
FALSE | XP17-042-230* | 1599 | 3840188 | LENNOX INDUSTRIES, INC. | XP17-042-230* | HP | Split System: Heat Pump with Remote Outdoor Unit-Air-Source | XP17-042-230* |  | CR33-48+TDR+TXV | 12 | 14.5 | 8.5 | Yes | Yes | 2011-01-22 |  | 0
FALSE | XP17-042-230* | 1599 | 3840189 | LENNOX INDUSTRIES, INC. | XP17-042-230* | HP | Split System: Heat Pump with Remote Outdoor Unit-Air-Source | XP17-042-230* |  | CR33-48+TDR+TXV | 12 | 14.5 | 8.5 | Yes | Yes | 2011-01-22 |  | 0
FALSE | XP17-042-230* | 1599 | 3840190 | LENNOX INDUSTRIES, INC. | XP17-042-230* | HP | Split System: Heat Pump with Remote Outdoor Unit-Air-Source | XP17-042-230* |  | CR33-48+TDR+TXV | 12 | 14.5 | 8.5 | Yes | Yes | 2011-01-22 |  | 0
FALSE | XP17-048-230* | 1616 | 3840191 | LENNOX INDUSTRIES, INC. | XP17-048-230* | HP | Split System: Heat Pump with Remote Outdoor Unit-Air-Source | XP17-048-230* |  | CBX40UHV-048*+TDR | 12.5 | 15 | 9 | Yes | Yes | 2011-01-22 |  | 1
FALSE | XP17-048-230* | 1616 | 3840192 | LENNOX INDUSTRIES, INC. | XP17-048-230* | HP | Split System: Heat Pump with Remote Outdoor Unit-Air-Source | XP17-048-230* |  | CBX40UHV-060*+TDR | 12.5 | 15 | 9 | Yes | Yes | 2011-01-22 |  | 1
FALSE | XP17-048-230* | 1616 | 3840193 | LENNOX INDUSTRIES, INC. | XP17-048-230* | HP | Split System: Heat Pump with Remote Outdoor Unit-Air-Source | XP17-048-230* |  | CBX27UH-048-230*+TDR | 12.5 | 15 | 9.2 | Yes | Yes | 2011-01-22 |  | 1
FALSE | XP17-048-230* | 1616 | 3840194 | LENNOX INDUSTRIES, INC. | XP17-048-230* | HP | Split System: Heat Pump with Remote Outdoor Unit-Air-Source | XP17-048-230* |  | CBX27UH-060-230*+TDR | 12.5 | 15 | 9.2 | Yes | Yes | 2011-01-22 |  | 1
FALSE | XP17-048-230* | 1616 | 3840195 | LENNOX INDUSTRIES, INC. | XP17-048-230* | HP | Split System: Heat Pump with Remote Outdoor Unit-Air-Source | XP17-048-230* |  | CBX32M-048*+TDR | 12.2 | 14.7 | 8.5 | Yes | Yes | 2011-01-22 |  | 0
FALSE | XP17-048-230* | 1616 | 3840196 | LENNOX INDUSTRIES, INC. | XP17-048-230* | HP | Split System: Heat Pump with Remote Outdoor Unit-Air-Source | XP17-048-230* |  | CBX32M-060*+TDR | 12.2 | 14.5 | 9 | Yes | Yes | 2011-01-22 |  | 0
FALSE | XP17-048-230* | 1616 | 3840198 | LENNOX INDUSTRIES, INC. | XP17-048-230* | HP | Split System: Heat Pump with Remote Outdoor Unit-Air-Source | XP17-048-230* |  | CX34-49+TDR | 12.5 | 15 | 8.7 | Yes | Yes | 2011-01-22 |  | 1
FALSE | XP17-048-230* | 1616 | 3840199 | LENNOX INDUSTRIES, INC. | XP17-048-230* | HP | Split System: Heat Pump with Remote Outdoor Unit-Air-Source | XP17-048-230* |  | CX34-49+TDR | 12.2 | 14.7 | 8.5 | Yes | Yes | 2011-01-22 |  | 0
FALSE | XP17-048-230* | 1616 | 3840200 | LENNOX INDUSTRIES, INC. | XP17-048-230* | HP | Split System: Heat Pump with Remote Outdoor Unit-Air-Source | XP17-048-230* |  | CX34-49+TDR | 12.2 | 14.7 | 8.5 | Yes | Yes | 2011-01-22 |  | 0
FALSE | XP17-048-230* | 1616 | 3840201 | LENNOX INDUSTRIES, INC. | XP17-048-230* | HP | Split System: Heat Pump with Remote Outdoor Unit-Air-Source | XP17-048-230* |  | CX34-49+TDR | 12.5 | 14.7 | 8.5 | Yes | Yes | 2011-01-22 |  | 0
FALSE | XP17-048-230* | 1616 | 3840202 | LENNOX INDUSTRIES, INC. | XP17-048-230* | HP | Split System: Heat Pump with Remote Outdoor Unit-Air-Source | XP17-048-230* |  | CX34-49+TDR | 12.5 | 14.7 | 8.5 | Yes | Yes | 2011-01-22 |  | 0
FALSE | XP17-048-230* | 1616 | 3840203 | LENNOX INDUSTRIES, INC. | XP17-048-230* | HP | Split System: Heat Pump with Remote Outdoor Unit-Air-Source | XP17-048-230* |  | CX34-49+TDR | 12.2 | 14.7 | 8.5 | Yes | Yes | 2011-01-22 |  | 0
FALSE | XP17-048-230* | 1616 | 3840224 | LENNOX INDUSTRIES, INC. | XP17-048-230* | HP | Split System: Heat Pump with Remote Outdoor Unit-Air-Source | XP17-048-230* |  | C33-49+TDR+TXV | 12.5 | 15 | 8.7 | Yes | Yes | 2011-01-22 |  | 1
FALSE | XP17-048-230* | 1616 | 3840225 | LENNOX INDUSTRIES, INC. | XP17-048-230* | HP | Split System: Heat Pump with Remote Outdoor Unit-Air-Source | XP17-048-230* |  | C33-49+TDR+TXV | 12.2 | 14.7 | 8.5 | Yes | Yes | 2011-01-22 |  | 0
FALSE | XP17-048-230* | 1616 | 3840226 | LENNOX INDUSTRIES, INC. | XP17-048-230* | HP | Split System: Heat Pump with Remote Outdoor Unit-Air-Source | XP17-048-230* |  | C33-49+TDR+TXV | 12.2 | 14.7 | 8.5 | Yes | Yes | 2011-01-22 |  | 0
FALSE | XP17-048-230* | 1616 | 3840227 | LENNOX INDUSTRIES, INC. | XP17-048-230* | HP | Split System: Heat Pump with Remote Outdoor Unit-Air-Source | XP17-048-230* |  | C33-49+TDR+TXV | 12.5 | 14.7 | 8.5 | Yes | Yes | 2011-01-22 |  | 0
FALSE | XP17-048-230* | 1616 | 3840228 | LENNOX INDUSTRIES, INC. | XP17-048-230* | HP | Split System: Heat Pump with Remote Outdoor Unit-Air-Source | XP17-048-230* |  | C33-49+TDR+TXV | 12.5 | 14.7 | 8.5 | Yes | Yes | 2011-01-22 |  | 0
FALSE | XP17-048-230* | 1616 | 3840229 | LENNOX INDUSTRIES, INC. | XP17-048-230* | HP | Split System: Heat Pump with Remote Outdoor Unit-Air-Source | XP17-048-230* |  | C33-49+TDR+TXV | 12.2 | 14.7 | 8.5 | Yes | Yes | 2011-01-22 |  | 0
FALSE | XP17-048-230* | 1616 | 3840230 | LENNOX INDUSTRIES, INC. | XP17-048-230* | HP | Split System: Heat Pump with Remote Outdoor Unit with No Indoor Fan --Air Source | XP17-048-230* |  | C33-62C+TDR+TXV | 12 | 14.7 | 8.5 | Yes | Yes | 2011-01-22 |  | 0
FALSE | XP17-048-230* | 1616 | 3840231 | LENNOX INDUSTRIES, INC. | XP17-048-230* | HP | Split System: Heat Pump with Remote Outdoor Unit-Air-Source | XP17-048-230* |  | C33-62C+TDR+TXV | 12.7 | 15.5 | 8.7 | Yes | Yes | 2011-01-22 |  | 1
FALSE | XP17-048-230* | 1616 | 3840232 | LENNOX INDUSTRIES, INC. | XP17-048-230* | HP | Split System: Heat Pump with Remote Outdoor Unit-Air-Source | XP17-048-230* |  | C33-62C+TDR+TXV | 12.7 | 15.2 | 8.7 | Yes | Yes | 2011-01-22 |  | 1
FALSE | XP17-048-230* | 1616 | 3840233 | LENNOX INDUSTRIES, INC. | XP17-048-230* | HP | Split System: Heat Pump with Remote Outdoor Unit-Air-Source | XP17-048-230* |  | C33-62C+TDR+TXV | 12.5 | 15 | 8.7 | Yes | Yes | 2011-01-22 |  | 1
FALSE | XP17-048-230* | 1616 | 3840234 | LENNOX INDUSTRIES, INC. | XP17-048-230* | HP | Split System: Heat Pump with Remote Outdoor Unit-Air-Source | XP17-048-230* |  | C33-62C+TDR+TXV | 12.5 | 15 | 8.7 | Yes | Yes | 2011-01-22 |  | 1
FALSE | XP17-048-230* | 1616 | 3840235 | LENNOX INDUSTRIES, INC. | XP17-048-230* | HP | Split System: Heat Pump with Remote Outdoor Unit-Air-Source | XP17-048-230* |  | C33-62C+TDR+TXV | 12.5 | 15 | 8.7 | Yes | Yes | 2011-01-22 |  | 1
FALSE | XP17-048-230* | 1616 | 3840236 | LENNOX INDUSTRIES, INC. | XP17-048-230* | HP | Split System: Heat Pump with Remote Outdoor Unit-Air-Source | XP17-048-230* |  | C33-62C+TDR+TXV | 12.5 | 15 | 8.7 | Yes | Yes | 2011-01-22 |  | 1
FALSE | XP17-048-230* | 1616 | 3840237 | LENNOX INDUSTRIES, INC. | XP17-048-230* | HP | Split System: Heat Pump with Remote Outdoor Unit-Air-Source | XP17-048-230* |  | C33-62C+TDR+TXV | 12.5 | 15 | 8.7 | Yes | Yes | 2011-01-22 |  | 1
FALSE | XP17-048-230* | 1616 | 3840238 | LENNOX INDUSTRIES, INC. | XP17-048-230* | HP | Split System: Heat Pump with Remote Outdoor Unit-Air-Source | XP17-048-230* |  | C33-62C+TDR+TXV | 12.7 | 15.2 | 8.7 | Yes | Yes | 2011-01-22 |  | 1
FALSE | XP17-048-230* | 1616 | 3840239 | LENNOX INDUSTRIES, INC. | XP17-048-230* | HP | Split System: Heat Pump with Remote Outdoor Unit-Air-Source | XP17-048-230* |  | C33-62C+TDR+TXV | 12.7 | 15.2 | 8.7 | Yes | Yes | 2011-01-22 |  | 1
FALSE | XP17-048-230* | 1616 | 3840240 | LENNOX INDUSTRIES, INC. | XP17-048-230* | HP | Split System: Heat Pump with Remote Outdoor Unit-Air-Source | XP17-048-230* |  | C33-62C+TDR+TXV | 12.5 | 15.2 | 8.7 | Yes | Yes | 2011-01-22 |  | 1
FALSE | XP17-048-230* | 1616 | 3840242 | LENNOX INDUSTRIES, INC. | XP17-048-230* | HP | Split System: Heat Pump with Remote Outdoor Unit-Air-Source | XP17-048-230* |  | C33-60D+TDR+TXV | 12.2 | 14.5 | 8.2 | Yes | Yes | 2011-01-22 |  | Below V5.0 Req.
FALSE | XP17-048-230* | 1616 | 3840243 | LENNOX INDUSTRIES, INC. | XP17-048-230* | HP | Split System: Heat Pump with Remote Outdoor Unit-Air-Source | XP17-048-230* |  | C33-60D+TDR+TXV | 12.2 | 14.5 | 8.7 | Yes | Yes | 2011-01-22 |  | 0
FALSE | XP17-048-230* | 1616 | 3840264 | LENNOX INDUSTRIES, INC. | XP17-048-230* | HP | Split System: Heat Pump with Remote Outdoor Unit-Air-Source | XP17-048-230* |  | CH33-50/60C+TDR+TXV | 12.2 | 14.5 | 8.7 | Yes | Yes | 2011-01-22 |  | 0
FALSE | XP17-048-230* | 1616 | 3840265 | LENNOX INDUSTRIES, INC. | XP17-048-230* | HP | Split System: Heat Pump with Remote Outdoor Unit-Air-Source | XP17-048-230* |  | CH33-50/60C+TDR+TXV | 12 | 14.5 | 8.5 | Yes | Yes | 2011-01-22 |  | 0
FALSE | XP17-048-230* | 1616 | 3840266 | LENNOX INDUSTRIES, INC. | XP17-048-230* | HP | Split System: Heat Pump with Remote Outdoor Unit-Air-Source | XP17-048-230* |  | CH33-50/60C+TDR+TXV | 12.2 | 14.5 | 8.7 | Yes | Yes | 2011-01-22 |  | 0
FALSE | XP17-048-230* | 1616 | 3840267 | LENNOX INDUSTRIES, INC. | XP17-048-230* | HP | Split System: Heat Pump with Remote Outdoor Unit-Air-Source | XP17-048-230* |  | CH33-50/60C+TDR+TXV | 12.2 | 14.7 | 8.5 | Yes | Yes | 2011-01-22 |  | 0
FALSE | XP17-048-230* | 1616 | 3840268 | LENNOX INDUSTRIES, INC. | XP17-048-230* | HP | Split System: Heat Pump with Remote Outdoor Unit-Air-Source | XP17-048-230* |  | CH33-50/60C+TDR+TXV | 12.2 | 14.7 | 8.7 | Yes | Yes | 2011-01-22 |  | 0
FALSE | XP17-048-230* | 1616 | 3840269 | LENNOX INDUSTRIES, INC. | XP17-048-230* | HP | Split System: Heat Pump with Remote Outdoor Unit-Air-Source | XP17-048-230* |  | CH33-50/60C+TDR+TXV | 12.2 | 14.7 | 8.7 | Yes | Yes | 2011-01-22 |  | 0
FALSE | XP17-048-230* | 1616 | 3840270 | LENNOX INDUSTRIES, INC. | XP17-048-230* | HP | Split System: Heat Pump with Remote Outdoor Unit-Air-Source | XP17-048-230* |  | CH33-50/60C+TDR+TXV | 12.2 | 14.7 | 8.7 | Yes | Yes | 2011-01-22 |  | 0
FALSE | XP17-048-230* | 1616 | 3840272 | LENNOX INDUSTRIES, INC. | XP17-048-230* | HP | Split System: Heat Pump with Remote Outdoor Unit-Air-Source | XP17-048-230* |  | CH33-60D+TDR+TXV | 12.2 | 14.5 | 8.2 | Yes | Yes | 2011-01-22 |  | Below V5.0 Req.
FALSE | XP17-048-230* | 1616 | 3840273 | LENNOX INDUSTRIES, INC. | XP17-048-230* | HP | Split System: Heat Pump with Remote Outdoor Unit-Air-Source | XP17-048-230* |  | CH33-60D+TDR+TXV | 12.2 | 14.5 | 8.2 | Yes | Yes | 2011-01-22 |  | Below V5.0 Req.
FALSE | XP17-048-230* | 1616 | 3840274 | LENNOX INDUSTRIES, INC. | XP17-048-230* | HP | Split System: Heat Pump with Remote Outdoor Unit-Air-Source | XP17-048-230* |  | CH33-60D+TDR+TXV | 12.2 | 14.5 | 8.2 | Yes | Yes | 2011-01-22 |  | Below V5.0 Req.
FALSE | XP17-048-230* | 1616 | 3840276 | LENNOX INDUSTRIES, INC. | XP17-048-230* | HP | Split System: Heat Pump with Remote Outdoor Unit-Air-Source | XP17-048-230* |  | CH33-62D+TDR+TXV | 12.5 | 15 | 8.2 | Yes | Yes | 2011-01-22 |  | Below V5.0 Req.
FALSE | XP17-048-230* | 1616 | 3840277 | LENNOX INDUSTRIES, INC. | XP17-048-230* | HP | Split System: Heat Pump with Remote Outdoor Unit-Air-Source | XP17-048-230* |  | CH33-62D+TDR+TXV | 12.5 | 15 | 8.2 | Yes | Yes | 2011-01-22 |  | Below V5.0 Req.
FALSE | XP17-048-230* | 1616 | 3840278 | LENNOX INDUSTRIES, INC. | XP17-048-230* | HP | Split System: Heat Pump with Remote Outdoor Unit-Air-Source | XP17-048-230* |  | CH33-62D+TDR+TXV | 12.5 | 15 | 8.2 | Yes | Yes | 2011-01-22 |  | Below V5.0 Req.
TRUE | XP17-048-230* | 1616 | 3840286 | LENNOX INDUSTRIES, INC. | XP17-048-230* | HP | Split System: Heat Pump with Remote Outdoor Unit-Air-Source | XP17-048-230* |  | CBX32MV-060*+TDR | 12.7 | 15.2 | 9 | Yes | Yes | 2011-01-22 |  | 1
FALSE | XP17-048-230* | 1616 | 3840288 | LENNOX INDUSTRIES, INC. | XP17-048-230* | HP | Split System: Heat Pump with Remote Outdoor Unit-Air-Source | XP17-048-230* |  | CBX32MV-048*+TDR | 12.5 | 15 | 8.5 | Yes | Yes | 2011-01-22 |  | 1
FALSE | XP17-048-230* | 1616 | 3840290 | LENNOX INDUSTRIES, INC. | XP17-048-230* | HP | Split System: Heat Pump with Remote Outdoor Unit-Air-Source | XP17-048-230* |  | CBX32MV-068*+TDR | 12.7 | 15.2 | 8.5 | Yes | Yes | 2011-01-22 |  | 1
TRUE | XP17-060-230* | 1620 | 3840331 | LENNOX INDUSTRIES, INC. | XP17-060-230* | HP | Split System: Heat Pump with Remote Outdoor Unit-Air-Source | XP17-060-230* |  | CBX32MV-060*+TDR | 12.5 | 15 | 9 | Yes | Yes | 2011-01-22 |  | 1
FALSE | XP17-060-230* | 1620 | 3840332 | LENNOX INDUSTRIES, INC. | XP17-060-230* | HP | Split System: Heat Pump with Remote Outdoor Unit-Air-Source | XP17-060-230* |  | CBX32MV-068*+TDR | 12.5 | 15 | 8.7 | Yes | Yes | 2011-01-22 |  | 1
FALSE | XP17-060-230* | 1620 | 3840333 | LENNOX INDUSTRIES, INC. | XP17-060-230* | HP | Split System: Heat Pump with Remote Outdoor Unit-Air-Source | XP17-060-230* |  | CBX40UHV-060*+TDR | 12.2 | 14.7 | 9 | Yes | Yes | 2011-01-22 |  | 0
FALSE | XP17-060-230* | 1620 | 3840366 | LENNOX INDUSTRIES, INC. | XP17-060-230* | HP | Split System: Heat Pump with Remote Outdoor Unit-Air-Source | XP17-060-230* |  | C33-62C+TDR+TXV | 12 | 14.5 | 8.5 | Yes | Yes | 2011-01-22 |  | 0
FALSE | XP17-060-230* | 1620 | 3840368 | LENNOX INDUSTRIES, INC. | XP17-060-230* | HP | Split System: Heat Pump with Remote Outdoor Unit-Air-Source | XP17-060-230* |  | C33-62D+TDR+TXV | 12.2 | 14.7 | 8.7 | Yes | Yes | 2011-01-22 |  | 0
FALSE | XP17-060-230* | 1620 | 3840369 | LENNOX INDUSTRIES, INC. | XP17-060-230* | HP | Split System: Heat Pump with Remote Outdoor Unit-Air-Source | XP17-060-230* |  | C33-62D+TDR+TXV | 12.2 | 14.7 | 8.7 | Yes | Yes | 2011-01-22 |  | 0
FALSE | XP17-060-230* | 1620 | 3840370 | LENNOX INDUSTRIES, INC. | XP17-060-230* | HP | Split System: Heat Pump with Remote Outdoor Unit-Air-Source | XP17-060-230* |  | C33-62D+TDR+TXV | 12.2 | 14.7 | 8.7 | Yes | Yes | 2011-01-22 |  | 0
FALSE | XP17-060-230* | 1620 | 3840381 | LENNOX INDUSTRIES, INC. | XP17-060-230* | HP | Split System: Heat Pump with Remote Outdoor Unit-Air-Source | XP17-060-230* |  | CH33-62D+TDR+TXV | 12.2 | 14.7 | 8.7 | Yes | Yes | 2011-01-22 |  | 0
FALSE | XP17-060-230* | 1620 | 3840385 | LENNOX INDUSTRIES, INC. | XP17-060-230* | HP | Split System: Heat Pump with Remote Outdoor Unit-Air-Source | XP17-060-230* |  | CH33-49+TDR+TXV | 12 | 14.5 | 8.5 | Yes | Yes | 2011-01-22 |  | 0
TRUE | XP17-024-230/* | 1566 | 3840401 | LENNOX INDUSTRIES, INC. | XP17-024-230/* | HP | Split System: Heat Pump with Remote Outdoor Unit-Air-Source | XP17-024-230/* |  | CBX32MV-024/030*+TDR | 14.5 | 17.5 | 8.2 | Yes | Yes | 2011-01-22 |  | Below V5.0 Req.
FALSE | XP17-024-230* | 1566 | 3840402 | LENNOX INDUSTRIES, INC. | XP17-024-230/* | HP | Split System: Heat Pump with Remote Outdoor Unit-Air-Source | XP17-024-230/* |  | CBX32MV-036*+TDR | 14.2 | 17.2 | 8.2 | Yes | Yes | 2011-01-22 |  | Below V5.0 Req.
FALSE | XP17-024-230* | 1566 | 3840403 | LENNOX INDUSTRIES, INC. | XP17-024-230/* | HP | Split System: Heat Pump with Remote Outdoor Unit-Air-Source | XP17-024-230/* |  | CBX40UHV-024*+TDR | 14.2 | 17.2 | 8.2 | Yes | Yes | 2011-01-22 |  | Below V5.0 Req.
FALSE | XP17-024-230* | 1566 | 3840404 | LENNOX INDUSTRIES, INC. | XP17-024-230/* | HP | Split System: Heat Pump with Remote Outdoor Unit-Air-Source | XP17-024-230/* |  | CBX40UHV-030*+TDR | 14.2 | 17 | 8.2 | Yes | Yes | 2011-01-22 |  | Below V5.0 Req.
FALSE | XP17-024-230* | 1566 | 3840405 | LENNOX INDUSTRIES, INC. | XP17-024-230/* | HP | Split System: Heat Pump with Remote Outdoor Unit-Air-Source | XP17-024-230/* |  | CBX40UHV-036*+TDR | 14.2 | 17.2 | 8.2 | Yes | Yes | 2011-01-22 |  | Below V5.0 Req.
FALSE | XP17-024-230* | 1566 | 3840406 | LENNOX INDUSTRIES, INC. | XP17-024-230/* | HP | Split System: Heat Pump with Remote Outdoor Unit-Air-Source | XP17-024-230/* |  | CBX27UH-024-230*+TDR | 14.2 | 17.2 | 8.2 | Yes | Yes | 2011-01-22 |  | Below V5.0 Req.
FALSE | XP17-024-230* | 1566 | 3840407 | LENNOX INDUSTRIES, INC. | XP17-024-230/* | HP | Split System: Heat Pump with Remote Outdoor Unit-Air-Source | XP17-024-230/* |  | CBX27UH-030-230*+TDR | 14.7 | 17.7 | 8.2 | Yes | Yes | 2011-01-22 |  | Below V5.0 Req.
FALSE | XP17-024-230* | 1566 | 3840412 | LENNOX INDUSTRIES, INC. | XP17-024-230/* | HP | Split System: Heat Pump with Remote Outdoor Unit-Air-Source | XP17-024-230/* |  | CX34-31+TDR | 14.5 | 17.7 | 8.7 | Yes | Yes | 2011-01-22 |  | 1
FALSE | XP17-024-230* | 1566 | 3840426 | LENNOX INDUSTRIES, INC. | XP17-024-230/* | HP | Split System: Heat Pump with Remote Outdoor Unit-Air-Source | XP17-024-230/* |  | C33-31+TDR+TXV | 14.5 | 17.7 | 8.7 | Yes | Yes | 2011-01-22 |  | 1
FALSE | XP17-036-230* | 1590 | 3840540 | LENNOX INDUSTRIES, INC. | XP17-036-230/* | HP | Split System: Heat Pump with Remote Outdoor Unit-Air-Source | XP17-036-230/* |  | CBX40UHV-042*+TDR | 13.2 | 16.2 | 8.2 | Yes | Yes | 2011-01-22 |  | Below V5.0 Req.
FALSE | XP17-036-230* | 1590 | 3840541 | LENNOX INDUSTRIES, INC. | XP17-036-230/* | HP | Split System: Heat Pump with Remote Outdoor Unit-Air-Source | XP17-036-230/* |  | CBX40UHV-048*+TDR | 13.5 | 16.2 | 8.2 | Yes | Yes | 2011-01-22 |  | Below V5.0 Req.
FALSE | XP17-036-230* | 1590 | 3840542 | LENNOX INDUSTRIES, INC. | XP17-036-230/* | HP | Split System: Heat Pump with Remote Outdoor Unit-Air-Source | XP17-036-230/* |  | CBX27UH-036-230*+TDR | 12.7 | 15.7 | 8.2 | Yes | Yes | 2011-01-22 |  | Below V5.0 Req.
FALSE | 15PJL18 | 13 | 3843043 | RUUD AIR CONDITIONING DIVISION | 14PJM18 | HP | Split System: Heat Pump with Remote Outdoor Unit-Air-Source | 14PJM18 |  | RHBL-FR24T | 12 | 14.5 | 8.2 | Yes | Yes | 2011-03-08 |  | Below V5.0 Req.
FALSE | 14PJM24 | 3122 | 3843044 | RUUD AIR CONDITIONING DIVISION | 14PJM24 | HP | Split System: Heat Pump with Remote Outdoor Unit-Air-Source | 14PJM24 |  | RHBL-FR24T | 12 | 14.5 | 8.2 | Yes | Yes | 2011-03-08 |  | Below V5.0 Req.
FALSE | 14PJM30 | 27 | 3843045 | RUUD AIR CONDITIONING DIVISION | 14PJM30 | HP | Split System: Heat Pump with Remote Outdoor Unit-Air-Source | 14PJM30 |  | RHBL-FR36T | 12 | 14.5 | 8.5 | Yes | Yes | 2011-03-08 |  | 0
FALSE | 14PJM36 | 3141 | 3843046 | RUUD AIR CONDITIONING DIVISION | 14PJM36 | HP | Split System: Heat Pump with Remote Outdoor Unit-Air-Source | 14PJM36 |  | RHBL-FR36T | 12 | 14.5 | 9 | Yes | Yes | 2011-03-08 |  | 0
FALSE | 15PJL18 | 13 | 3843047 | RUUD AIR CONDITIONING DIVISION | 15PJL18 | HP | Split System: Heat Pump with Remote Outdoor Unit-Air-Source | 15PJL18 |  | RHBL-FR24T | 12.5 | 15 | 8.2 | Yes | Yes | 2011-03-08 |  | Below V5.0 Req.
FALSE | 15PJL24 | 15 | 3843048 | RUUD AIR CONDITIONING DIVISION | 15PJL24 | HP | Split System: Heat Pump with Remote Outdoor Unit-Air-Source | 15PJL24 |  | RHBL-FR24T | 12.5 | 15 | 8.2 | Yes | Yes | 2011-03-08 |  | Below V5.0 Req.
FALSE | 15PJL36 | 3135 | 3843049 | RUUD AIR CONDITIONING DIVISION | 15PJL36 | HP | Split System: Heat Pump with Remote Outdoor Unit-Air-Source | 15PJL36 |  | RHBL-FR36T | 12.5 | 15 | 8.5 | Yes | Yes | 2011-03-08 |  | 1
FALSE | 15PJL30 | 23 | 3843050 | RUUD AIR CONDITIONING DIVISION | 15PJL30 | HP | Split System: Heat Pump with Remote Outdoor Unit-Air-Source | 15PJL30 |  | RHBL-FR36T | 12.5 | 15 | 8.5 | Yes | Yes | 2011-03-08 |  | 1
FALSE | XP17-024-230* | 1566 | 3843901 | LENNOX INDUSTRIES, INC. | XP17-024-230* | HP | Split System: Heat Pump with Remote Outdoor Unit-Air-Source | XP17-024-230* |  | CX34-31+TDR | 13.5 | 16 | 8.5 | Yes | Yes | 2011-01-22 |  | 1
FALSE | XP17-024-230* | 1566 | 3843902 | LENNOX INDUSTRIES, INC. | XP17-024-230* | HP | Split System: Heat Pump with Remote Outdoor Unit-Air-Source | XP17-024-230* |  | CX34-31+TDR | 13.5 | 16 | 8.5 | Yes | Yes | 2011-01-22 |  | 1
FALSE | XP17-024-230* | 1566 | 3843903 | LENNOX INDUSTRIES, INC. | XP17-024-230* | HP | Split System: Heat Pump with Remote Outdoor Unit-Air-Source | XP17-024-230* |  | CX34-38+TDR | 13.5 | 16 | 8.5 | Yes | Yes | 2011-01-22 |  | 1
FALSE | XP17-024-230* | 1566 | 3843904 | LENNOX INDUSTRIES, INC. | XP17-024-230* | HP | Split System: Heat Pump with Remote Outdoor Unit-Air-Source | XP17-024-230* |  | CX34-38+TDR | 13.5 | 16 | 8.5 | Yes | Yes | 2011-01-22 |  | 1
FALSE | XP17-024-230* | 1566 | 3843905 | LENNOX INDUSTRIES, INC. | XP17-024-230* | HP | Split System: Heat Pump with Remote Outdoor Unit-Air-Source | XP17-024-230* |  | C33-31+TDR+TXV | 13.5 | 16 | 8.5 | Yes | Yes | 2011-01-22 |  | 1
FALSE | XP17-024-230* | 1566 | 3843906 | LENNOX INDUSTRIES, INC. | XP17-024-230* | HP | Split System: Heat Pump with Remote Outdoor Unit-Air-Source | XP17-024-230* |  | C33-31+TDR+TXV | 13.5 | 16 | 8.5 | Yes | Yes | 2011-01-22 |  | 1
FALSE | XP17-024-230* | 1566 | 3843907 | LENNOX INDUSTRIES, INC. | XP17-024-230* | HP | Split System: Heat Pump with Remote Outdoor Unit-Air-Source | XP17-024-230* |  | C33-38+TDR+TXV | 13.5 | 16 | 8.5 | Yes | Yes | 2011-01-22 |  | 1
FALSE | XP17-024-230* | 1566 | 3843908 | LENNOX INDUSTRIES, INC. | XP17-024-230* | HP | Split System: Heat Pump with Remote Outdoor Unit-Air-Source | XP17-024-230* |  | C33-38+TDR+TXV | 13.5 | 16 | 8.5 | Yes | Yes | 2011-01-22 |  | 1
FALSE | XP17-030-230* | 1581 | 3843909 | LENNOX INDUSTRIES, INC. | XP17-030-230* | HP | Split System: Heat Pump with Remote Outdoor Unit-Air-Source | XP17-030-230* |  | CX34-38+TDR | 12.5 | 15 | 8.5 | Yes | Yes | 2011-01-22 |  | 1
FALSE | XP17-030-230* | 1581 | 3843910 | LENNOX INDUSTRIES, INC. | XP17-030-230* | HP | Split System: Heat Pump with Remote Outdoor Unit-Air-Source | XP17-030-230* |  | CX34-43+TDR | 12.5 | 15 | 8.5 | Yes | Yes | 2011-01-22 |  | 1
FALSE | XP17-030-230* | 1581 | 3843911 | LENNOX INDUSTRIES, INC. | XP17-030-230* | HP | Split System: Heat Pump with Remote Outdoor Unit-Air-Source | XP17-030-230* |  | CX34-43+TDR | 12.5 | 15 | 8.5 | Yes | Yes | 2011-01-22 |  | 1
FALSE | XP17-030-230* | 1581 | 3843912 | LENNOX INDUSTRIES, INC. | XP17-030-230* | HP | Split System: Heat Pump with Remote Outdoor Unit-Air-Source | XP17-030-230* |  | C33-38+TDR+TXV | 12.5 | 15 | 8.5 | Yes | Yes | 2011-01-22 |  | 1
FALSE | XP17-030-230* | 1581 | 3843913 | LENNOX INDUSTRIES, INC. | XP17-030-230* | HP | Split System: Heat Pump with Remote Outdoor Unit-Air-Source | XP17-030-230* |  | C33-43+TDR+TXV | 12.5 | 15 | 8.5 | Yes | Yes | 2011-01-22 |  | 1
FALSE | XP17-030-230* | 1581 | 3843914 | LENNOX INDUSTRIES, INC. | XP17-030-230* | HP | Split System: Heat Pump with Remote Outdoor Unit-Air-Source | XP17-030-230* |  | C33-43+TDR+TXV | 12.5 | 15 | 8.5 | Yes | Yes | 2011-01-22 |  | 1
FALSE | SSZ140191A* | 1072 | 3853246 | GOODMAN MANUFACTURING CO., LP. | SSZ140181A* | HP | Split System: Heat Pump with Remote Outdoor Unit-Air-Source | SSZ140181A* |  | AWUF31XX16A* | 12.5 | 14.5 | 8.2 | Yes | Yes | 2014-08-27 |  | Below V5.0 Req.
FALSE | SSZ140251A* | 1079 | 3853248 | GOODMAN MANUFACTURING CO., LP. | SSZ140241A* | HP | Split System: Heat Pump with Remote Outdoor Unit-Air-Source | SSZ140241A* |  | AWUF31XX16A* | 12.5 | 14.5 | 8.5 | Yes | Yes | 2014-11-24 |  | 0
FALSE | SSZ140311A* | 1089 | 3853251 | GOODMAN MANUFACTURING CO., LP. | SSZ140301A* | HP | Split System: Heat Pump with Remote Outdoor Unit-Air-Source | SSZ140301A* |  | AWUF31XX16A*+TXV | 12.3 | 14.5 | 8.5 | Yes | Yes | 2014-11-24 |  | 0
FALSE | T4BF-048KA | 1876 | 3867959 | FRIGIDAIRE | ET4BF-048KA | HP | Split System: Heat Pump with Remote Outdoor Unit-Air-Source | T4BF-048KA |  | C6B(A,H)-F60(C,U)-C+TXV-X4.0 | 12.5 | 15 | 8.5 | Yes | Yes | 2011-02-08 |  | 1
FALSE | T4BF-048KA | 1876 | 3867960 | FRIGIDAIRE | ET4BF-048KA | HP | Split System: Heat Pump with Remote Outdoor Unit-Air-Source | T4BF-048KA |  | C6B(A,H)-F60(C,U)-C+TXV-X4.0 | 12.5 | 15 | 8.5 | Yes | Yes | 2011-02-08 |  | 1
FALSE | T4BF-048KA | 1876 | 3867961 | FRIGIDAIRE | ET4BF-048KA | HP | Split System: Heat Pump with Remote Outdoor Unit-Air-Source | T4BF-048KA |  | C6B(A,H)-F60(C,U)-C+TXV-X4.0 | 12.5 | 16 | 9 | Yes | Yes | 2011-02-08 |  | 1
FALSE | T4BF-048KA | 1876 | 3867962 | FRIGIDAIRE | ET4BF-048KA | HP | Split System: Heat Pump with Remote Outdoor Unit-Air-Source | T4BF-048KA |  | C6B(A,H)-X48(C,U)-C | 12.5 | 15 | 8.5 | Yes | Yes | 2011-02-08 |  | 1
FALSE | T4BF-048KA | 1876 | 3867963 | FRIGIDAIRE | ET4BF-048KA | HP | Split System: Heat Pump with Remote Outdoor Unit-Air-Source | T4BF-048KA |  | C6B(A,H)-X48(C,U)-C | 12.5 | 15 | 8.5 | Yes | Yes | 2011-02-08 |  | 1
FALSE | T4BF-048KA | 1876 | 3867964 | FRIGIDAIRE | ET4BF-048KA | HP | Split System: Heat Pump with Remote Outdoor Unit-Air-Source | T4BF-048KA |  | C6B(A,H)-X48(C,U)-C | 12.5 | 15 | 8.5 | Yes | Yes | 2011-02-08 |  | 1
FALSE | T4BF-048KA | 1876 | 3867965 | FRIGIDAIRE | ET4BF-048KA | HP | Split System: Heat Pump with Remote Outdoor Unit-Air-Source | T4BF-048KA |  | C6B(A,H)-X48(C,U)-C | 12.5 | 15 | 8.5 | Yes | Yes | 2011-02-08 |  | 1
FALSE | T4BF-048KA | 1876 | 3867966 | FRIGIDAIRE | ET4BF-048KA | HP | Split System: Heat Pump with Remote Outdoor Unit-Air-Source | T4BF-048KA |  | C6B(A,H)-X48(C,U)-C | 12.5 | 15 | 8.5 | Yes | Yes | 2011-02-08 |  | 1
FALSE | T4BF-048KA | 1876 | 3867967 | FRIGIDAIRE | ET4BF-048KA | HP | Split System: Heat Pump with Remote Outdoor Unit-Air-Source | T4BF-048KA |  | C6B(A,H)-X48(C,U)-C | 12.5 | 16 | 9 | Yes | Yes | 2011-02-08 |  | 1
FALSE | T4BF-024KB | 1866 | 3867923 | FRIGIDAIRE | ET4BF-024KA | HP | Split System: Heat Pump with Remote Outdoor Unit-Air-Source | T4BF-024KA |  | C6B(A,H)-F42(C,U)-B+TXV-X2.0 | 13 | 16 | 9 | Yes | Yes | 2011-02-08 |  | 2
FALSE | T4BF-024KB | 1866 | 3867924 | FRIGIDAIRE | ET4BF-024KA | HP | Split System: Heat Pump with Remote Outdoor Unit-Air-Source | T4BF-024KA |  | C6B(A,H)-X26(C,U)-B | 13 | 15.5 | 8.8 | Yes | Yes | 2011-02-08 |  | 1
FALSE | T4BF-024KB | 1866 | 3867925 | FRIGIDAIRE | ET4BF-024KA | HP | Split System: Heat Pump with Remote Outdoor Unit-Air-Source | T4BF-024KA |  | C6B(A,H)-X26(C,U)-B | 13 | 15.5 | 8.8 | Yes | Yes | 2011-02-08 |  | 1
FALSE | T4BF-024KB | 1866 | 3867926 | FRIGIDAIRE | ET4BF-024KA | HP | Split System: Heat Pump with Remote Outdoor Unit-Air-Source | T4BF-024KA |  | C6B(A,H)-X26(C,U)-B | 13 | 15.5 | 8.8 | Yes | Yes | 2011-02-08 |  | 1
FALSE | T4BF-024KB | 1866 | 3867927 | FRIGIDAIRE | ET4BF-024KA | HP | Split System: Heat Pump with Remote Outdoor Unit-Air-Source | T4BF-024KA |  | C6B(A,H)-X26(C,U)-B | 13 | 15.5 | 8.8 | Yes | Yes | 2011-02-08 |  | 1
FALSE | T4BF-024KB | 1866 | 3867928 | FRIGIDAIRE | ET4BF-024KA | HP | Split System: Heat Pump with Remote Outdoor Unit-Air-Source | T4BF-024KA |  | C6B(A,H)-X26(C,U)-B | 13 | 15.5 | 8.8 | Yes | Yes | 2011-02-08 |  | 1
FALSE | T4BF-024KB | 1866 | 3867929 | FRIGIDAIRE | ET4BF-024KA | HP | Split System: Heat Pump with Remote Outdoor Unit-Air-Source | T4BF-024KA |  | C6B(A,H)-X26(C,U)-B | 13 | 16 | 9 | Yes | Yes | 2011-02-08 |  | 2
FALSE | T4BF-036KA | 1871 | 3867930 | FRIGIDAIRE | ET4BF-036KA | HP | Split System: Heat Pump with Remote Outdoor Unit-Air-Source | T4BF-036KA |  | B4VM-X36K-B | 12.5 | 16 | 9 | Yes | Yes | 2011-02-08 |  | 1
FALSE | T4BF-036KA | 1871 | 3867936 | FRIGIDAIRE | ET4BF-036KA | HP | Split System: Heat Pump with Remote Outdoor Unit-Air-Source | T4BF-036KA |  | C6B(A,H)-F42(C,U)-B+TXV-X3.0 | 12.5 | 16 | 9 | Yes | Yes | 2011-02-08 |  | 1
FALSE | T4BF-036KA | 1871 | 3867937 | FRIGIDAIRE | ET4BF-036KA | HP | Split System: Heat Pump with Remote Outdoor Unit-Air-Source | T4BF-036KA |  | C6B(A,H)-F48(C,U)-C+TXV-X3.0 | 12.5 | 15.7 | 8.6 | Yes | Yes | 2011-02-08 |  | 1
FALSE | T4BF-036KA | 1871 | 3867938 | FRIGIDAIRE | ET4BF-036KA | HP | Split System: Heat Pump with Remote Outdoor Unit-Air-Source | T4BF-036KA |  | C6B(A,H)-F48(C,U)-C+TXV-X3.0 | 12.5 | 15.7 | 8.6 | Yes | Yes | 2011-02-08 |  | 1
FALSE | T4BF-036KA | 1871 | 3867939 | FRIGIDAIRE | ET4BF-036KA | HP | Split System: Heat Pump with Remote Outdoor Unit-Air-Source | T4BF-036KA |  | C6B(A,H)-F48(C,U)-C+TXV-X3.0 | 12.5 | 15.7 | 8.6 | Yes | Yes | 2011-02-08 |  | 1
FALSE | T4BF-036KA | 1871 | 3867940 | FRIGIDAIRE | ET4BF-036KA | HP | Split System: Heat Pump with Remote Outdoor Unit-Air-Source | T4BF-036KA |  | C6B(A,H)-F48(C,U)-C+TXV-X3.0 | 12.5 | 15.7 | 8.6 | Yes | Yes | 2011-02-08 |  | 1
FALSE | T4BF-036KA | 1871 | 3867941 | FRIGIDAIRE | ET4BF-036KA | HP | Split System: Heat Pump with Remote Outdoor Unit-Air-Source | T4BF-036KA |  | C6B(A,H)-F48(C,U)-C+TXV-X3.0 | 12.5 | 15.7 | 8.6 | Yes | Yes | 2011-02-08 |  | 1
FALSE | T4BF-036KA | 1871 | 3867942 | FRIGIDAIRE | ET4BF-036KA | HP | Split System: Heat Pump with Remote Outdoor Unit-Air-Source | T4BF-036KA |  | C6B(A,H)-F48(C,U)-C+TXV-X3.0 | 12.5 | 16 | 9 | Yes | Yes | 2011-02-08 |  | 1
FALSE | T4BF-036KA | 1871 | 3867948 | FRIGIDAIRE | ET4BF-036KA | HP | Split System: Heat Pump with Remote Outdoor Unit-Air-Source | T4BF-036KA |  | C6B(A,H)-X36(C,U)-B | 12.5 | 16 | 9 | Yes | Yes | 2011-02-08 |  | 1
FALSE | T4BF-036KA | 1871 | 3867949 | FRIGIDAIRE | ET4BF-036KA | HP | Split System: Heat Pump with Remote Outdoor Unit-Air-Source | T4BF-036KA |  | C6B(A,H)-X36(C,U)-C | 12.5 | 15.7 | 8.6 | Yes | Yes | 2011-02-08 |  | 1
FALSE | T4BF-036KA | 1871 | 3867950 | FRIGIDAIRE | ET4BF-036KA | HP | Split System: Heat Pump with Remote Outdoor Unit-Air-Source | T4BF-036KA |  | C6B(A,H)-X36(C,U)-C | 12.5 | 15.7 | 8.6 | Yes | Yes | 2011-02-08 |  | 1
FALSE | T4BF-036KA | 1871 | 3867951 | FRIGIDAIRE | ET4BF-036KA | HP | Split System: Heat Pump with Remote Outdoor Unit-Air-Source | T4BF-036KA |  | C6B(A,H)-X36(C,U)-C | 12.5 | 15.7 | 8.6 | Yes | Yes | 2011-02-08 |  | 1
FALSE | T4BF-036KA | 1871 | 3867952 | FRIGIDAIRE | ET4BF-036KA | HP | Split System: Heat Pump with Remote Outdoor Unit-Air-Source | T4BF-036KA |  | C6B(A,H)-X36(C,U)-C | 12.5 | 15.7 | 8.6 | Yes | Yes | 2011-02-08 |  | 1
FALSE | T4BF-036KA | 1871 | 3867953 | FRIGIDAIRE | ET4BF-036KA | HP | Split System: Heat Pump with Remote Outdoor Unit-Air-Source | T4BF-036KA |  | C6B(A,H)-X36(C,U)-C | 12.5 | 15.7 | 8.6 | Yes | Yes | 2011-02-08 |  | 1
FALSE | T4BF-036KA | 1871 | 3867954 | FRIGIDAIRE | ET4BF-036KA | HP | Split System: Heat Pump with Remote Outdoor Unit-Air-Source | T4BF-036KA |  | C6B(A,H)-X36(C,U)-C | 12.5 | 16 | 9 | Yes | Yes | 2011-02-08 |  | 1
FALSE | T4BF-048KA | 1876 | 3867955 | FRIGIDAIRE | ET4BF-048KA | HP | Split System: Heat Pump with Remote Outdoor Unit-Air-Source | T4BF-048KA |  | B4VM-X48K-C | 12.5 | 16 | 9 | Yes | Yes | 2011-02-08 |  | 1
FALSE | T4BF-048KA | 1876 | 3867956 | FRIGIDAIRE | ET4BF-048KA | HP | Split System: Heat Pump with Remote Outdoor Unit-Air-Source | T4BF-048KA |  | C6B(A,H)-F60(C,U)-C+TXV-X4.0 | 12.5 | 15 | 8.5 | Yes | Yes | 2011-02-08 |  | 1
FALSE | T4BF-048KA | 1876 | 3867957 | FRIGIDAIRE | ET4BF-048KA | HP | Split System: Heat Pump with Remote Outdoor Unit-Air-Source | T4BF-048KA |  | C6B(A,H)-F60(C,U)-C+TXV-X4.0 | 12.5 | 15 | 8.5 | Yes | Yes | 2011-02-08 |  | 1
FALSE | T4BF-048KA | 1876 | 3867958 | FRIGIDAIRE | ET4BF-048KA | HP | Split System: Heat Pump with Remote Outdoor Unit-Air-Source | T4BF-048KA |  | C6B(A,H)-F60(C,U)-C+TXV-X4.0 | 12.5 | 15 | 8.5 | Yes | Yes | 2011-02-08 |  | 1
TRUE | T4BF-024KA | 1866 | 3867987 | TAPPAN | ET4BF-024KA | HP | Split System: Heat Pump with Remote Outdoor Unit-Air-Source | T4BF-024KA |  | B4VM-X24K-B | 13 | 16 | 9 | Yes | Yes | 2011-02-08 |  | 2
FALSE | T4BF-024KB | 1866 | 3867988 | TAPPAN | ET4BF-024KA | HP | Split System: Heat Pump with Remote Outdoor Unit-Air-Source | T4BF-024KA |  | C6B(A,H)-F42(C,U)-B+TXV-X2.0 | 13 | 15.5 | 8.8 | Yes | Yes | 2011-02-08 |  | 1
FALSE | T4BF-024KB | 1866 | 3867989 | TAPPAN | ET4BF-024KA | HP | Split System: Heat Pump with Remote Outdoor Unit-Air-Source | T4BF-024KA |  | C6B(A,H)-F42(C,U)-B+TXV-X2.0 | 13 | 15.5 | 8.8 | Yes | Yes | 2011-02-08 |  | 1
FALSE | T4BF-024KB | 1866 | 3867990 | TAPPAN | ET4BF-024KA | HP | Split System: Heat Pump with Remote Outdoor Unit-Air-Source | T4BF-024KA |  | C6B(A,H)-F42(C,U)-B+TXV-X2.0 | 13 | 15.5 | 8.8 | Yes | Yes | 2011-02-08 |  | 1
FALSE | T4BF-024KB | 1866 | 3867991 | TAPPAN | ET4BF-024KA | HP | Split System: Heat Pump with Remote Outdoor Unit-Air-Source | T4BF-024KA |  | C6B(A,H)-F42(C,U)-B+TXV-X2.0 | 13 | 15.5 | 8.8 | Yes | Yes | 2011-02-08 |  | 1
FALSE | T4BF-024KB | 1866 | 3867992 | TAPPAN | ET4BF-024KA | HP | Split System: Heat Pump with Remote Outdoor Unit-Air-Source | T4BF-024KA |  | C6B(A,H)-F42(C,U)-B+TXV-X2.0 | 13 | 15.5 | 8.8 | Yes | Yes | 2011-02-08 |  | 1
FALSE | T4BF-024KB | 1866 | 3867993 | TAPPAN | ET4BF-024KA | HP | Split System: Heat Pump with Remote Outdoor Unit-Air-Source | T4BF-024KA |  | C6B(A,H)-F42(C,U)-B+TXV-X2.0 | 13 | 16 | 9 | Yes | Yes | 2011-02-08 |  | 2
FALSE | T4BF-024KB | 1866 | 3867994 | TAPPAN | ET4BF-024KA | HP | Split System: Heat Pump with Remote Outdoor Unit-Air-Source | T4BF-024KA |  | C6B(A,H)-X26(C,U)-B | 13 | 15.5 | 8.8 | Yes | Yes | 2011-02-08 |  | 1
FALSE | T4BF-024KB | 1866 | 3867995 | TAPPAN | ET4BF-024KA | HP | Split System: Heat Pump with Remote Outdoor Unit-Air-Source | T4BF-024KA |  | C6B(A,H)-X26(C,U)-B | 13 | 15.5 | 8.8 | Yes | Yes | 2011-02-08 |  | 1
FALSE | T4BF-024KB | 1866 | 3867996 | TAPPAN | ET4BF-024KA | HP | Split System: Heat Pump with Remote Outdoor Unit-Air-Source | T4BF-024KA |  | C6B(A,H)-X26(C,U)-B | 13 | 15.5 | 8.8 | Yes | Yes | 2011-02-08 |  | 1
FALSE | T4BF-024KB | 1866 | 3867997 | TAPPAN | ET4BF-024KA | HP | Split System: Heat Pump with Remote Outdoor Unit-Air-Source | T4BF-024KA |  | C6B(A,H)-X26(C,U)-B | 13 | 15.5 | 8.8 | Yes | Yes | 2011-02-08 |  | 1
FALSE | T4BF-024KB | 1866 | 3867998 | TAPPAN | ET4BF-024KA | HP | Split System: Heat Pump with Remote Outdoor Unit-Air-Source | T4BF-024KA |  | C6B(A,H)-X26(C,U)-B | 13 | 15.5 | 8.8 | Yes | Yes | 2011-02-08 |  | 1
FALSE | T4BF-024KB | 1866 | 3867999 | TAPPAN | ET4BF-024KA | HP | Split System: Heat Pump with Remote Outdoor Unit-Air-Source | T4BF-024KA |  | C6B(A,H)-X26(C,U)-B | 13 | 16 | 9 | Yes | Yes | 2011-02-08 |  | 2
FALSE | T4BF-036KA | 1871 | 3868000 | TAPPAN | ET4BF-036KA | HP | Split System: Heat Pump with Remote Outdoor Unit-Air-Source | T4BF-036KA |  | B4VM-X36K-B | 12.5 | 16 | 9 | Yes | Yes | 2011-02-08 |  | 1
FALSE | T4BF-036KA | 1871 | 3868006 | TAPPAN | ET4BF-036KA | HP | Split System: Heat Pump with Remote Outdoor Unit-Air-Source | T4BF-036KA |  | C6B(A,H)-F42(C,U)-B+TXV-X3.0 | 12.5 | 16 | 9 | Yes | Yes | 2011-02-08 |  | 1
FALSE | T4BF-036KA | 1871 | 3868007 | TAPPAN | ET4BF-036KA | HP | Split System: Heat Pump with Remote Outdoor Unit-Air-Source | T4BF-036KA |  | C6B(A,H)-F48(C,U)-C+TXV-X3.0 | 12.5 | 15.7 | 8.6 | Yes | Yes | 2011-02-08 |  | 1
FALSE | T4BF-036KA | 1871 | 3868008 | TAPPAN | ET4BF-036KA | HP | Split System: Heat Pump with Remote Outdoor Unit-Air-Source | T4BF-036KA |  | C6B(A,H)-F48(C,U)-C+TXV-X3.0 | 12.5 | 15.7 | 8.6 | Yes | Yes | 2011-02-08 |  | 1
FALSE | T4BF-036KA | 1871 | 3868009 | TAPPAN | ET4BF-036KA | HP | Split System: Heat Pump with Remote Outdoor Unit-Air-Source | T4BF-036KA |  | C6B(A,H)-F48(C,U)-C+TXV-X3.0 | 12.5 | 15.7 | 8.6 | Yes | Yes | 2011-02-08 |  | 1
FALSE | T4BF-024KB | 1866 | 3868061 | WESTINGHOUSE | ET4BF-024KA | HP | Split System: Heat Pump with Remote Outdoor Unit-Air-Source | T4BF-024KA |  | C6B(A,H)-F42(C,U)-B+TXV-X2.0 | 13 | 15.5 | 8.8 | Yes | Yes | 2011-02-08 |  | 1
FALSE | T4BF-024KB | 1866 | 3868062 | WESTINGHOUSE | ET4BF-024KA | HP | Split System: Heat Pump with Remote Outdoor Unit-Air-Source | T4BF-024KA |  | C6B(A,H)-F42(C,U)-B+TXV-X2.0 | 13 | 15.5 | 8.8 | Yes | Yes | 2011-02-08 |  | 1
FALSE | T4BF-024KB | 1866 | 3868063 | WESTINGHOUSE | ET4BF-024KA | HP | Split System: Heat Pump with Remote Outdoor Unit-Air-Source | T4BF-024KA |  | C6B(A,H)-F42(C,U)-B+TXV-X2.0 | 13 | 16 | 9 | Yes | Yes | 2011-02-08 |  | 2
FALSE | T4BF-024KB | 1866 | 3868064 | WESTINGHOUSE | ET4BF-024KA | HP | Split System: Heat Pump with Remote Outdoor Unit-Air-Source | T4BF-024KA |  | C6B(A,H)-X26(C,U)-B | 13 | 15.5 | 8.8 | Yes | Yes | 2011-02-08 |  | 1
FALSE | T4BF-024KB | 1866 | 3868065 | WESTINGHOUSE | ET4BF-024KA | HP | Split System: Heat Pump with Remote Outdoor Unit-Air-Source | T4BF-024KA |  | C6B(A,H)-X26(C,U)-B | 13 | 15.5 | 8.8 | Yes | Yes | 2011-02-08 |  | 1
FALSE | T4BF-024KB | 1866 | 3868066 | WESTINGHOUSE | ET4BF-024KA | HP | Split System: Heat Pump with Remote Outdoor Unit-Air-Source | T4BF-024KA |  | C6B(A,H)-X26(C,U)-B | 13 | 15.5 | 8.8 | Yes | Yes | 2011-02-08 |  | 1
FALSE | T4BF-024KB | 1866 | 3868067 | WESTINGHOUSE | ET4BF-024KA | HP | Split System: Heat Pump with Remote Outdoor Unit-Air-Source | T4BF-024KA |  | C6B(A,H)-X26(C,U)-B | 13 | 15.5 | 8.8 | Yes | Yes | 2011-02-08 |  | 1
FALSE | T4BF-024KB | 1866 | 3868068 | WESTINGHOUSE | ET4BF-024KA | HP | Split System: Heat Pump with Remote Outdoor Unit-Air-Source | T4BF-024KA |  | C6B(A,H)-X26(C,U)-B | 13 | 15.5 | 8.8 | Yes | Yes | 2011-02-08 |  | 1
FALSE | T4BF-024KB | 1866 | 3868069 | WESTINGHOUSE | ET4BF-024KA | HP | Split System: Heat Pump with Remote Outdoor Unit-Air-Source | T4BF-024KA |  | C6B(A,H)-X26(C,U)-B | 13 | 16 | 9 | Yes | Yes | 2011-02-08 |  | 2
FALSE | T4BF-036KA | 1871 | 3868070 | WESTINGHOUSE | ET4BF-036KA | HP | Split System: Heat Pump with Remote Outdoor Unit-Air-Source | T4BF-036KA |  | B4VM-X36K-B | 12.5 | 16 | 9 | Yes | Yes | 2011-02-08 |  | 1
FALSE | T4BF-036KA | 1871 | 3868076 | WESTINGHOUSE | ET4BF-036KA | HP | Split System: Heat Pump with Remote Outdoor Unit-Air-Source | T4BF-036KA |  | C6B(A,H)-F42(C,U)-B+TXV-X3.0 | 12.5 | 16 | 9 | Yes | Yes | 2011-02-08 |  | 1
FALSE | T4BF-036KA | 1871 | 3868077 | WESTINGHOUSE | ET4BF-036KA | HP | Split System: Heat Pump with Remote Outdoor Unit-Air-Source | T4BF-036KA |  | C6B(A,H)-F48(C,U)-C+TXV-X3.0 | 12.5 | 15.7 | 8.6 | Yes | Yes | 2011-02-08 |  | 1
FALSE | T4BF-036KA | 1871 | 3868078 | WESTINGHOUSE | ET4BF-036KA | HP | Split System: Heat Pump with Remote Outdoor Unit-Air-Source | T4BF-036KA |  | C6B(A,H)-F48(C,U)-C+TXV-X3.0 | 12.5 | 15.7 | 8.6 | Yes | Yes | 2011-02-08 |  | 1
FALSE | T4BF-036KA | 1871 | 3868079 | WESTINGHOUSE | ET4BF-036KA | HP | Split System: Heat Pump with Remote Outdoor Unit-Air-Source | T4BF-036KA |  | C6B(A,H)-F48(C,U)-C+TXV-X3.0 | 12.5 | 15.7 | 8.6 | Yes | Yes | 2011-02-08 |  | 1
FALSE | T4BF-036KA | 1871 | 3868080 | WESTINGHOUSE | ET4BF-036KA | HP | Split System: Heat Pump with Remote Outdoor Unit-Air-Source | T4BF-036KA |  | C6B(A,H)-F48(C,U)-C+TXV-X3.0 | 12.5 | 15.7 | 8.6 | Yes | Yes | 2011-02-08 |  | 1
FALSE | T4BF-036KA | 1871 | 3868081 | WESTINGHOUSE | ET4BF-036KA | HP | Split System: Heat Pump with Remote Outdoor Unit-Air-Source | T4BF-036KA |  | C6B(A,H)-F48(C,U)-C+TXV-X3.0 | 12.5 | 15.7 | 8.6 | Yes | Yes | 2011-02-08 |  | 1
FALSE | T4BF-036KA | 1871 | 3868082 | WESTINGHOUSE | ET4BF-036KA | HP | Split System: Heat Pump with Remote Outdoor Unit-Air-Source | T4BF-036KA |  | C6B(A,H)-F48(C,U)-C+TXV-X3.0 | 12.5 | 16 | 9 | Yes | Yes | 2011-02-08 |  | 1
FALSE | T4BF-036KA | 1871 | 3868088 | WESTINGHOUSE | ET4BF-036KA | HP | Split System: Heat Pump with Remote Outdoor Unit-Air-Source | T4BF-036KA |  | C6B(A,H)-X36(C,U)-B | 12.5 | 16 | 9 | Yes | Yes | 2011-02-08 |  | 1
FALSE | T4BF-048KA | 1876 | 3868034 | TAPPAN | ET4BF-048KA | HP | Split System: Heat Pump with Remote Outdoor Unit-Air-Source | T4BF-048KA |  | C6B(A,H)-X48(C,U)-C | 12.5 | 15 | 8.5 | Yes | Yes | 2011-02-08 |  | 1
FALSE | T4BF-048KA | 1876 | 3868035 | TAPPAN | ET4BF-048KA | HP | Split System: Heat Pump with Remote Outdoor Unit-Air-Source | T4BF-048KA |  | C6B(A,H)-X48(C,U)-C | 12.5 | 15 | 8.5 | Yes | Yes | 2011-02-08 |  | 1
FALSE | T4BF-048KA | 1876 | 3868036 | TAPPAN | ET4BF-048KA | HP | Split System: Heat Pump with Remote Outdoor Unit-Air-Source | T4BF-048KA |  | C6B(A,H)-X48(C,U)-C | 12.5 | 15 | 8.5 | Yes | Yes | 2011-02-08 |  | 1
FALSE | T4BF-048KA | 1876 | 3868037 | TAPPAN | ET4BF-048KA | HP | Split System: Heat Pump with Remote Outdoor Unit-Air-Source | T4BF-048KA |  | C6B(A,H)-X48(C,U)-C | 12.5 | 16 | 9 | Yes | Yes | 2011-02-08 |  | 1
TRUE | T4BF-024KA | 1866 | 3868057 | WESTINGHOUSE | ET4BF-024KA | HP | Split System: Heat Pump with Remote Outdoor Unit-Air-Source | T4BF-024KA |  | B4VM-X24K-B | 13 | 16 | 9 | Yes | Yes | 2011-02-08 |  | 2
FALSE | T4BF-024KB | 1866 | 3868058 | WESTINGHOUSE | ET4BF-024KA | HP | Split System: Heat Pump with Remote Outdoor Unit-Air-Source | T4BF-024KA |  | C6B(A,H)-F42(C,U)-B+TXV-X2.0 | 13 | 15.5 | 8.8 | Yes | Yes | 2011-02-08 |  | 1
FALSE | T4BF-024KB | 1866 | 3868059 | WESTINGHOUSE | ET4BF-024KA | HP | Split System: Heat Pump with Remote Outdoor Unit-Air-Source | T4BF-024KA |  | C6B(A,H)-F42(C,U)-B+TXV-X2.0 | 13 | 15.5 | 8.8 | Yes | Yes | 2011-02-08 |  | 1
FALSE | T4BF-024KB | 1866 | 3868060 | WESTINGHOUSE | ET4BF-024KA | HP | Split System: Heat Pump with Remote Outdoor Unit-Air-Source | T4BF-024KA |  | C6B(A,H)-F42(C,U)-B+TXV-X2.0 | 13 | 15.5 | 8.8 | Yes | Yes | 2011-02-08 |  | 1
FALSE | T4BF-036KA | 1871 | 3868089 | WESTINGHOUSE | ET4BF-036KA | HP | Split System: Heat Pump with Remote Outdoor Unit-Air-Source | T4BF-036KA |  | C6B(A,H)-X36(C,U)-C | 12.5 | 15.7 | 8.6 | Yes | Yes | 2011-02-08 |  | 1
FALSE | T4BF-036KA | 1871 | 3868090 | WESTINGHOUSE | ET4BF-036KA | HP | Split System: Heat Pump with Remote Outdoor Unit-Air-Source | T4BF-036KA |  | C6B(A,H)-X36(C,U)-C | 12.5 | 15.7 | 8.6 | Yes | Yes | 2011-02-08 |  | 1
FALSE | T4BF-036KA | 1871 | 3868091 | WESTINGHOUSE | ET4BF-036KA | HP | Split System: Heat Pump with Remote Outdoor Unit-Air-Source | T4BF-036KA |  | C6B(A,H)-X36(C,U)-C | 12.5 | 15.7 | 8.6 | Yes | Yes | 2011-02-08 |  | 1
FALSE | T4BF-036KA | 1871 | 3868092 | WESTINGHOUSE | ET4BF-036KA | HP | Split System: Heat Pump with Remote Outdoor Unit-Air-Source | T4BF-036KA |  | C6B(A,H)-X36(C,U)-C | 12.5 | 15.7 | 8.6 | Yes | Yes | 2011-02-08 |  | 1
FALSE | T4BF-036KA | 1871 | 3868093 | WESTINGHOUSE | ET4BF-036KA | HP | Split System: Heat Pump with Remote Outdoor Unit-Air-Source | T4BF-036KA |  | C6B(A,H)-X36(C,U)-C | 12.5 | 15.7 | 8.6 | Yes | Yes | 2011-02-08 |  | 1
FALSE | T4BF-036KA | 1871 | 3868094 | WESTINGHOUSE | ET4BF-036KA | HP | Split System: Heat Pump with Remote Outdoor Unit-Air-Source | T4BF-036KA |  | C6B(A,H)-X36(C,U)-C | 12.5 | 16 | 9 | Yes | Yes | 2011-02-08 |  | 1
FALSE | T4BF-048KA | 1876 | 3868095 | WESTINGHOUSE | ET4BF-048KA | HP | Split System: Heat Pump with Remote Outdoor Unit-Air-Source | T4BF-048KA |  | B4VM-X48K-C | 12.5 | 16 | 9 | Yes | Yes | 2011-02-08 |  | 1
FALSE | T4BF-048KA | 1876 | 3868096 | WESTINGHOUSE | ET4BF-048KA | HP | Split System: Heat Pump with Remote Outdoor Unit-Air-Source | T4BF-048KA |  | C6B(A,H)-F60(C,U)-C+TXV-X4.0 | 12.5 | 15 | 8.5 | Yes | Yes | 2011-02-08 |  | 1
FALSE | T4BF-048KA | 1876 | 3868097 | WESTINGHOUSE | ET4BF-048KA | HP | Split System: Heat Pump with Remote Outdoor Unit-Air-Source | T4BF-048KA |  | C6B(A,H)-F60(C,U)-C+TXV-X4.0 | 12.5 | 15 | 8.5 | Yes | Yes | 2011-02-08 |  | 1
FALSE | T4BF-048KA | 1876 | 3868098 | WESTINGHOUSE | ET4BF-048KA | HP | Split System: Heat Pump with Remote Outdoor Unit-Air-Source | T4BF-048KA |  | C6B(A,H)-F60(C,U)-C+TXV-X4.0 | 12.5 | 15 | 8.5 | Yes | Yes | 2011-02-08 |  | 1
FALSE | T4BF-048KA | 1876 | 3868099 | WESTINGHOUSE | ET4BF-048KA | HP | Split System: Heat Pump with Remote Outdoor Unit-Air-Source | T4BF-048KA |  | C6B(A,H)-F60(C,U)-C+TXV-X4.0 | 12.5 | 15 | 8.5 | Yes | Yes | 2011-02-08 |  | 1
FALSE | T4BF-048KA | 1876 | 3868100 | WESTINGHOUSE | ET4BF-048KA | HP | Split System: Heat Pump with Remote Outdoor Unit-Air-Source | T4BF-048KA |  | C6B(A,H)-F60(C,U)-C+TXV-X4.0 | 12.5 | 15 | 8.5 | Yes | Yes | 2011-02-08 |  | 1
FALSE | T4BF-048KA | 1876 | 3868101 | WESTINGHOUSE | ET4BF-048KA | HP | Split System: Heat Pump with Remote Outdoor Unit-Air-Source | T4BF-048KA |  | C6B(A,H)-F60(C,U)-C+TXV-X4.0 | 12.5 | 16 | 9 | Yes | Yes | 2011-02-08 |  | 1
FALSE | T4BF-048KA | 1876 | 3868102 | WESTINGHOUSE | ET4BF-048KA | HP | Split System: Heat Pump with Remote Outdoor Unit-Air-Source | T4BF-048KA |  | C6B(A,H)-X48(C,U)-C | 12.5 | 15 | 8.5 | Yes | Yes | 2011-02-08 |  | 1
FALSE | T4BF-048KA | 1876 | 3868103 | WESTINGHOUSE | ET4BF-048KA | HP | Split System: Heat Pump with Remote Outdoor Unit-Air-Source | T4BF-048KA |  | C6B(A,H)-X48(C,U)-C | 12.5 | 15 | 8.5 | Yes | Yes | 2011-02-08 |  | 1
FALSE | T4BF-048KA | 1876 | 3868104 | WESTINGHOUSE | ET4BF-048KA | HP | Split System: Heat Pump with Remote Outdoor Unit-Air-Source | T4BF-048KA |  | C6B(A,H)-X48(C,U)-C | 12.5 | 15 | 8.5 | Yes | Yes | 2011-02-08 |  | 1
FALSE | T4BF-048KA | 1876 | 3868105 | WESTINGHOUSE | ET4BF-048KA | HP | Split System: Heat Pump with Remote Outdoor Unit-Air-Source | T4BF-048KA |  | C6B(A,H)-X48(C,U)-C | 12.5 | 15 | 8.5 | Yes | Yes | 2011-02-08 |  | 1
FALSE | T4BF-048KA | 1876 | 3868106 | WESTINGHOUSE | ET4BF-048KA | HP | Split System: Heat Pump with Remote Outdoor Unit-Air-Source | T4BF-048KA |  | C6B(A,H)-X48(C,U)-C | 12.5 | 15 | 8.5 | Yes | Yes | 2011-02-08 |  | 1
FALSE | T4BF-048KA | 1876 | 3868107 | WESTINGHOUSE | ET4BF-048KA | HP | Split System: Heat Pump with Remote Outdoor Unit-Air-Source | T4BF-048KA |  | C6B(A,H)-X48(C,U)-C | 12.5 | 16 | 9 | Yes | Yes | 2011-02-08 |  | 1
FALSE | T4BF-048KA | 1876 | 3868171 | NUTONE | ET4BF-048KA | HP | Split System: Heat Pump with Remote Outdoor Unit-Air-Source | T4BF-048KA |  | C6B(A,H)-F60(C,U)-C+TXV-X4.0 | 12.5 | 16 | 9 | Yes | Yes | 2011-02-08 |  | 1
FALSE | T4BF-048KA | 1876 | 3868172 | NUTONE | ET4BF-048KA | HP | Split System: Heat Pump with Remote Outdoor Unit-Air-Source | T4BF-048KA |  | C6B(A,H)-X48(C,U)-C | 12.5 | 15 | 8.5 | Yes | Yes | 2011-02-08 |  | 1
FALSE | T4BF-048KA | 1876 | 3868173 | NUTONE | ET4BF-048KA | HP | Split System: Heat Pump with Remote Outdoor Unit-Air-Source | T4BF-048KA |  | C6B(A,H)-X48(C,U)-C | 12.5 | 15 | 8.5 | Yes | Yes | 2011-02-08 |  | 1
FALSE | T4BF-048KA | 1876 | 3868174 | NUTONE | ET4BF-048KA | HP | Split System: Heat Pump with Remote Outdoor Unit-Air-Source | T4BF-048KA |  | C6B(A,H)-X48(C,U)-C | 12.5 | 15 | 8.5 | Yes | Yes | 2011-02-08 |  | 1
FALSE | T4BF-048KA | 1876 | 3868175 | NUTONE | ET4BF-048KA | HP | Split System: Heat Pump with Remote Outdoor Unit-Air-Source | T4BF-048KA |  | C6B(A,H)-X48(C,U)-C | 12.5 | 15 | 8.5 | Yes | Yes | 2011-02-08 |  | 1
FALSE | T4BF-048KA | 1876 | 3868176 | NUTONE | ET4BF-048KA | HP | Split System: Heat Pump with Remote Outdoor Unit-Air-Source | T4BF-048KA |  | C6B(A,H)-X48(C,U)-C | 12.5 | 15 | 8.5 | Yes | Yes | 2011-02-08 |  | 1
FALSE | T4BF-048KA | 1876 | 3868177 | NUTONE | ET4BF-048KA | HP | Split System: Heat Pump with Remote Outdoor Unit-Air-Source | T4BF-048KA |  | C6B(A,H)-X48(C,U)-C | 12.5 | 16 | 9 | Yes | Yes | 2011-02-08 |  | 1
FALSE | T4BF-024KB | 1866 | 3868133 | NUTONE | ET4BF-024KA | HP | Split System: Heat Pump with Remote Outdoor Unit-Air-Source | T4BF-024KA |  | C6B(A,H)-F42(C,U)-B+TXV-X2.0 | 13 | 16 | 9 | Yes | Yes | 2011-02-08 |  | 2
FALSE | T4BF-024KB | 1866 | 3868134 | NUTONE | ET4BF-024KA | HP | Split System: Heat Pump with Remote Outdoor Unit-Air-Source | T4BF-024KA |  | C6B(A,H)-X26(C,U)-B | 13 | 15.5 | 8.8 | Yes | Yes | 2011-02-08 |  | 1
FALSE | T4BF-024KB | 1866 | 3868135 | NUTONE | ET4BF-024KA | HP | Split System: Heat Pump with Remote Outdoor Unit-Air-Source | T4BF-024KA |  | C6B(A,H)-X26(C,U)-B | 13 | 15.5 | 8.8 | Yes | Yes | 2011-02-08 |  | 1
FALSE | T4BF-024KB | 1866 | 3868136 | NUTONE | ET4BF-024KA | HP | Split System: Heat Pump with Remote Outdoor Unit-Air-Source | T4BF-024KA |  | C6B(A,H)-X26(C,U)-B | 13 | 15.5 | 8.8 | Yes | Yes | 2011-02-08 |  | 1
FALSE | T4BF-024KB | 1866 | 3868137 | NUTONE | ET4BF-024KA | HP | Split System: Heat Pump with Remote Outdoor Unit-Air-Source | T4BF-024KA |  | C6B(A,H)-X26(C,U)-B | 13 | 15.5 | 8.8 | Yes | Yes | 2011-02-08 |  | 1
FALSE | T4BF-024KB | 1866 | 3868138 | NUTONE | ET4BF-024KA | HP | Split System: Heat Pump with Remote Outdoor Unit-Air-Source | T4BF-024KA |  | C6B(A,H)-X26(C,U)-B | 13 | 15.5 | 8.8 | Yes | Yes | 2011-02-08 |  | 1
FALSE | T4BF-024KB | 1866 | 3868139 | NUTONE | ET4BF-024KA | HP | Split System: Heat Pump with Remote Outdoor Unit-Air-Source | T4BF-024KA |  | C6B(A,H)-X26(C,U)-B | 13 | 16 | 9 | Yes | Yes | 2011-02-08 |  | 2
FALSE | T4BF-036KA | 1871 | 3868140 | NUTONE | ET4BF-036KA | HP | Split System: Heat Pump with Remote Outdoor Unit-Air-Source | T4BF-036KA |  | B4VM-X36K-B | 12.5 | 16 | 9 | Yes | Yes | 2011-02-08 |  | 1
FALSE | T4BF-036KA | 1871 | 3868146 | NUTONE | ET4BF-036KA | HP | Split System: Heat Pump with Remote Outdoor Unit-Air-Source | T4BF-036KA |  | C6B(A,H)-F42(C,U)-B+TXV-X3.0 | 12.5 | 16 | 9 | Yes | Yes | 2011-02-08 |  | 1
FALSE | T4BF-036KA | 1871 | 3868147 | NUTONE | ET4BF-036KA | HP | Split System: Heat Pump with Remote Outdoor Unit-Air-Source | T4BF-036KA |  | C6B(A,H)-F48(C,U)-C+TXV-X3.0 | 12.5 | 15.7 | 8.6 | Yes | Yes | 2011-02-08 |  | 1
FALSE | T4BF-036KA | 1871 | 3868148 | NUTONE | ET4BF-036KA | HP | Split System: Heat Pump with Remote Outdoor Unit-Air-Source | T4BF-036KA |  | C6B(A,H)-F48(C,U)-C+TXV-X3.0 | 12.5 | 15.7 | 8.6 | Yes | Yes | 2011-02-08 |  | 1
FALSE | T4BF-036KA | 1871 | 3868149 | NUTONE | ET4BF-036KA | HP | Split System: Heat Pump with Remote Outdoor Unit-Air-Source | T4BF-036KA |  | C6B(A,H)-F48(C,U)-C+TXV-X3.0 | 12.5 | 15.7 | 8.6 | Yes | Yes | 2011-02-08 |  | 1
FALSE | T4BF-036KA | 1871 | 3868150 | NUTONE | ET4BF-036KA | HP | Split System: Heat Pump with Remote Outdoor Unit-Air-Source | T4BF-036KA |  | C6B(A,H)-F48(C,U)-C+TXV-X3.0 | 12.5 | 15.7 | 8.6 | Yes | Yes | 2011-02-08 |  | 1
FALSE | T4BF-036KA | 1871 | 3868151 | NUTONE | ET4BF-036KA | HP | Split System: Heat Pump with Remote Outdoor Unit-Air-Source | T4BF-036KA |  | C6B(A,H)-F48(C,U)-C+TXV-X3.0 | 12.5 | 15.7 | 8.6 | Yes | Yes | 2011-02-08 |  | 1
FALSE | T4BF-036KA | 1871 | 3868152 | NUTONE | ET4BF-036KA | HP | Split System: Heat Pump with Remote Outdoor Unit-Air-Source | T4BF-036KA |  | C6B(A,H)-F48(C,U)-C+TXV-X3.0 | 12.5 | 16 | 9 | Yes | Yes | 2011-02-08 |  | 1
FALSE | T4BF-036KA | 1871 | 3868158 | NUTONE | ET4BF-036KA | HP | Split System: Heat Pump with Remote Outdoor Unit-Air-Source | T4BF-036KA |  | C6B(A,H)-X36(C,U)-B | 12.5 | 16 | 9 | Yes | Yes | 2011-02-08 |  | 1
FALSE | T4BF-036KA | 1871 | 3868159 | NUTONE | ET4BF-036KA | HP | Split System: Heat Pump with Remote Outdoor Unit-Air-Source | T4BF-036KA |  | C6B(A,H)-X36(C,U)-C | 12.5 | 15.7 | 8.6 | Yes | Yes | 2011-02-08 |  | 1
FALSE | T4BF-036KA | 1871 | 3868160 | NUTONE | ET4BF-036KA | HP | Split System: Heat Pump with Remote Outdoor Unit-Air-Source | T4BF-036KA |  | C6B(A,H)-X36(C,U)-C | 12.5 | 15.7 | 8.6 | Yes | Yes | 2011-02-08 |  | 1
FALSE | T4BF-036KA | 1871 | 3868161 | NUTONE | ET4BF-036KA | HP | Split System: Heat Pump with Remote Outdoor Unit-Air-Source | T4BF-036KA |  | C6B(A,H)-X36(C,U)-C | 12.5 | 15.7 | 8.6 | Yes | Yes | 2011-02-08 |  | 1
FALSE | T4BF-036KA | 1871 | 3868162 | NUTONE | ET4BF-036KA | HP | Split System: Heat Pump with Remote Outdoor Unit-Air-Source | T4BF-036KA |  | C6B(A,H)-X36(C,U)-C | 12.5 | 15.7 | 8.6 | Yes | Yes | 2011-02-08 |  | 1
FALSE | T4BF-036KA | 1871 | 3868163 | NUTONE | ET4BF-036KA | HP | Split System: Heat Pump with Remote Outdoor Unit-Air-Source | T4BF-036KA |  | C6B(A,H)-X36(C,U)-C | 12.5 | 15.7 | 8.6 | Yes | Yes | 2011-02-08 |  | 1
FALSE | T4BF-036KA | 1871 | 3868164 | NUTONE | ET4BF-036KA | HP | Split System: Heat Pump with Remote Outdoor Unit-Air-Source | T4BF-036KA |  | C6B(A,H)-X36(C,U)-C | 12.5 | 16 | 9 | Yes | Yes | 2011-02-08 |  | 1
FALSE | T4BF-048KA | 1876 | 3868165 | NUTONE | ET4BF-048KA | HP | Split System: Heat Pump with Remote Outdoor Unit-Air-Source | T4BF-048KA |  | B4VM-X48K-C | 12.5 | 16 | 9 | Yes | Yes | 2011-02-08 |  | 1
FALSE | T4BF-048KA | 1876 | 3868166 | NUTONE | ET4BF-048KA | HP | Split System: Heat Pump with Remote Outdoor Unit-Air-Source | T4BF-048KA |  | C6B(A,H)-F60(C,U)-C+TXV-X4.0 | 12.5 | 15 | 8.5 | Yes | Yes | 2011-02-08 |  | 1
FALSE | T4BF-048KA | 1876 | 3868167 | NUTONE | ET4BF-048KA | HP | Split System: Heat Pump with Remote Outdoor Unit-Air-Source | T4BF-048KA |  | C6B(A,H)-F60(C,U)-C+TXV-X4.0 | 12.5 | 15 | 8.5 | Yes | Yes | 2011-02-08 |  | 1
FALSE | T4BF-048KA | 1876 | 3868168 | NUTONE | ET4BF-048KA | HP | Split System: Heat Pump with Remote Outdoor Unit-Air-Source | T4BF-048KA |  | C6B(A,H)-F60(C,U)-C+TXV-X4.0 | 12.5 | 15 | 8.5 | Yes | Yes | 2011-02-08 |  | 1
FALSE | T4BF-048KA | 1876 | 3868169 | NUTONE | ET4BF-048KA | HP | Split System: Heat Pump with Remote Outdoor Unit-Air-Source | T4BF-048KA |  | C6B(A,H)-F60(C,U)-C+TXV-X4.0 | 12.5 | 15 | 8.5 | Yes | Yes | 2011-02-08 |  | 1
FALSE | T4BF-048KA | 1876 | 3868170 | NUTONE | ET4BF-048KA | HP | Split System: Heat Pump with Remote Outdoor Unit-Air-Source | T4BF-048KA |  | C6B(A,H)-F60(C,U)-C+TXV-X4.0 | 12.5 | 15 | 8.5 | Yes | Yes | 2011-02-08 |  | 1
TRUE | T4BF-024KA | 1866 | 3868197 | MAYTAG | MSH4BF024KA | HP | Split System: Heat Pump with Remote Outdoor Unit-Air-Source | T4BF-024KA |  | B4VM-X24K-B | 13 | 16 | 9 | Yes | Yes | 2011-02-08 |  | 2
FALSE | T4BF-024KB | 1866 | 3868198 | MAYTAG | MSH4BF024KA | HP | Split System: Heat Pump with Remote Outdoor Unit-Air-Source | T4BF-024KA |  | C6B(A,H)-F42(C,U)-B+TXV-X2.0 | 13 | 15.5 | 8.8 | Yes | Yes | 2011-02-08 |  | 1
FALSE | T4BF-024KB | 1866 | 3868199 | MAYTAG | MSH4BF024KA | HP | Split System: Heat Pump with Remote Outdoor Unit-Air-Source | T4BF-024KA |  | C6B(A,H)-F42(C,U)-B+TXV-X2.0 | 13 | 15.5 | 8.8 | Yes | Yes | 2011-02-08 |  | 1
FALSE | T4BF-024KB | 1866 | 3868200 | MAYTAG | MSH4BF024KA | HP | Split System: Heat Pump with Remote Outdoor Unit-Air-Source | T4BF-024KA |  | C6B(A,H)-F42(C,U)-B+TXV-X2.0 | 13 | 15.5 | 8.8 | Yes | Yes | 2011-02-08 |  | 1
FALSE | T4BF-024KB | 1866 | 3868201 | MAYTAG | MSH4BF024KA | HP | Split System: Heat Pump with Remote Outdoor Unit-Air-Source | T4BF-024KA |  | C6B(A,H)-F42(C,U)-B+TXV-X2.0 | 13 | 16 | 9 | Yes | Yes | 2011-02-08 |  | 2
FALSE | T4BF-024KB | 1866 | 3868202 | MAYTAG | MSH4BF024KA | HP | Split System: Heat Pump with Remote Outdoor Unit-Air-Source | T4BF-024KA |  | C6B(A,H)-X26(C,U)-B | 13 | 15.5 | 8.8 | Yes | Yes | 2011-02-08 |  | 1
FALSE | T4BF-024KB | 1866 | 3868203 | MAYTAG | MSH4BF024KA | HP | Split System: Heat Pump with Remote Outdoor Unit-Air-Source | T4BF-024KA |  | C6B(A,H)-X26(C,U)-B | 13 | 15.5 | 8.8 | Yes | Yes | 2011-02-08 |  | 1
FALSE | T4BF-024KB | 1866 | 3868204 | MAYTAG | MSH4BF024KA | HP | Split System: Heat Pump with Remote Outdoor Unit-Air-Source | T4BF-024KA |  | C6B(A,H)-X26(C,U)-B | 13 | 15.5 | 8.8 | Yes | Yes | 2011-02-08 |  | 1
FALSE | T4BF-024KB | 1866 | 3868205 | MAYTAG | MSH4BF024KA | HP | Split System: Heat Pump with Remote Outdoor Unit-Air-Source | T4BF-024KA |  | C6B(A,H)-X26(C,U)-B | 13 | 16 | 9 | Yes | Yes | 2011-02-08 |  | 2
FALSE | T4BF-036KA | 1871 | 3868206 | MAYTAG | MSH4BF036KA | HP | Split System: Heat Pump with Remote Outdoor Unit-Air-Source | T4BF-036KA |  | B4VM-X36K-B | 12.5 | 16 | 9 | Yes | Yes | 2011-02-08 |  | 1
FALSE | T4BF-036KA | 1871 | 3868210 | MAYTAG | MSH4BF036KA | HP | Split System: Heat Pump with Remote Outdoor Unit-Air-Source | T4BF-036KA |  | C6B(A,H)-F42(C,U)-B+TXV-X3.0 | 12.5 | 16 | 9 | Yes | Yes | 2011-02-08 |  | 1
FALSE | T4BF-036KA | 1871 | 3868211 | MAYTAG | MSH4BF036KA | HP | Split System: Heat Pump with Remote Outdoor Unit-Air-Source | T4BF-036KA |  | C6B(A,H)-F48(C,U)-C+TXV-X3.0 | 12.5 | 15.7 | 8.6 | Yes | Yes | 2011-02-08 |  | 1
FALSE | T4BF-036KA | 1871 | 3868212 | MAYTAG | MSH4BF036KA | HP | Split System: Heat Pump with Remote Outdoor Unit-Air-Source | T4BF-036KA |  | C6B(A,H)-F48(C,U)-C+TXV-X3.0 | 12.5 | 15.7 | 8.6 | Yes | Yes | 2011-02-08 |  | 1
FALSE | T4BF-036KA | 1871 | 3868213 | MAYTAG | MSH4BF036KA | HP | Split System: Heat Pump with Remote Outdoor Unit-Air-Source | T4BF-036KA |  | C6B(A,H)-F48(C,U)-C+TXV-X3.0 | 12.5 | 15.7 | 8.6 | Yes | Yes | 2011-02-08 |  | 1
FALSE | T4BF-036KA | 1871 | 3868214 | MAYTAG | MSH4BF036KA | HP | Split System: Heat Pump with Remote Outdoor Unit-Air-Source | T4BF-036KA |  | C6B(A,H)-F48(C,U)-C+TXV-X3.0 | 12.5 | 16 | 9 | Yes | Yes | 2011-02-08 |  | 1
FALSE | T4BF-036KA | 1871 | 3868218 | MAYTAG | MSH4BF036KA | HP | Split System: Heat Pump with Remote Outdoor Unit-Air-Source | T4BF-036KA |  | C6B(A,H)-X36(C,U)-B | 12.5 | 16 | 9 | Yes | Yes | 2011-02-08 |  | 1
FALSE | T4BF-036KA | 1871 | 3868219 | MAYTAG | MSH4BF036KA | HP | Split System: Heat Pump with Remote Outdoor Unit-Air-Source | T4BF-036KA |  | C6B(A,H)-X36(C,U)-C | 12.5 | 15.7 | 8.6 | Yes | Yes | 2011-02-08 |  | 1
FALSE | T4BF-036KA | 1871 | 3868220 | MAYTAG | MSH4BF036KA | HP | Split System: Heat Pump with Remote Outdoor Unit-Air-Source | T4BF-036KA |  | C6B(A,H)-X36(C,U)-C | 12.5 | 15.7 | 8.6 | Yes | Yes | 2011-02-08 |  | 1
FALSE | T4BF-036KA | 1871 | 3868221 | MAYTAG | MSH4BF036KA | HP | Split System: Heat Pump with Remote Outdoor Unit-Air-Source | T4BF-036KA |  | C6B(A,H)-X36(C,U)-C | 12.5 | 15.7 | 8.6 | Yes | Yes | 2011-02-08 |  | 1
FALSE | T4BF-036KA | 1871 | 3868222 | MAYTAG | MSH4BF036KA | HP | Split System: Heat Pump with Remote Outdoor Unit-Air-Source | T4BF-036KA |  | C6B(A,H)-X36(C,U)-C | 12.5 | 16 | 9 | Yes | Yes | 2011-02-08 |  | 1
FALSE | T4BF-048KA | 1876 | 3868223 | MAYTAG | MSH4BF048KA | HP | Split System: Heat Pump with Remote Outdoor Unit-Air-Source | T4BF-048KA |  | B4VM-X48K-C | 12.5 | 16 | 9 | Yes | Yes | 2011-02-08 |  | 1
FALSE | T4BF-024KB | 1866 | 3868279 | TAPPAN | ET4BF-024KA | HP | Split System: Heat Pump with Remote Outdoor Unit-Air-Source | T4BF-024KA |  | C6B(A,H)-F42(C,U)-B+TXV-X2.0 | 13 | 15.5 | 8.8 | Yes | Yes | 2011-02-08 |  | 1
FALSE | T4BF-024KB | 1866 | 3868280 | TAPPAN | ET4BF-024KA | HP | Split System: Heat Pump with Remote Outdoor Unit-Air-Source | T4BF-024KA |  | C6B(A,H)-F42(C,U)-B+TXV-X2.0 | 13 | 15.5 | 8.8 | Yes | Yes | 2011-02-08 |  | 1
FALSE | T4BF-024KB | 1866 | 3868281 | TAPPAN | ET4BF-024KA | HP | Split System: Heat Pump with Remote Outdoor Unit-Air-Source | T4BF-024KA |  | C6B(A,H)-F42(C,U)-B+TXV-X2.0 | 13 | 15.5 | 8.8 | Yes | Yes | 2011-02-08 |  | 1
FALSE | T4BF-024KB | 1866 | 3868282 | TAPPAN | ET4BF-024KA | HP | Split System: Heat Pump with Remote Outdoor Unit-Air-Source | T4BF-024KA |  | C6B(A,H)-X26(C,U)-B | 13 | 15.5 | 8.8 | Yes | Yes | 2011-02-08 |  | 1
FALSE | T4BF-024KB | 1866 | 3868283 | TAPPAN | ET4BF-024KA | HP | Split System: Heat Pump with Remote Outdoor Unit-Air-Source | T4BF-024KA |  | C6B(A,H)-X26(C,U)-B | 13 | 15.5 | 8.8 | Yes | Yes | 2011-02-08 |  | 1
FALSE | T4BF-024KB | 1866 | 3868284 | TAPPAN | ET4BF-024KA | HP | Split System: Heat Pump with Remote Outdoor Unit-Air-Source | T4BF-024KA |  | C6B(A,H)-X26(C,U)-B | 13 | 15.5 | 8.8 | Yes | Yes | 2011-02-08 |  | 1
FALSE | T4BF-036KA | 1871 | 3868288 | TAPPAN | ET4BF-036KA | HP | Split System: Heat Pump with Remote Outdoor Unit-Air-Source | T4BF-036KA |  | C6B(A,H)-F48(C,U)-C+TXV-X3.0 | 12.5 | 15.7 | 8.6 | Yes | Yes | 2011-02-08 |  | 1
FALSE | T4BF-036KA | 1871 | 3868289 | TAPPAN | ET4BF-036KA | HP | Split System: Heat Pump with Remote Outdoor Unit-Air-Source | T4BF-036KA |  | C6B(A,H)-F48(C,U)-C+TXV-X3.0 | 12.5 | 15.7 | 8.6 | Yes | Yes | 2011-02-08 |  | 1
FALSE | T4BF-036KA | 1871 | 3868290 | TAPPAN | ET4BF-036KA | HP | Split System: Heat Pump with Remote Outdoor Unit-Air-Source | T4BF-036KA |  | C6B(A,H)-F48(C,U)-C+TXV-X3.0 | 12.5 | 15.7 | 8.6 | Yes | Yes | 2011-02-08 |  | 1
FALSE | T4BF-036KA | 1871 | 3868294 | TAPPAN | ET4BF-036KA | HP | Split System: Heat Pump with Remote Outdoor Unit-Air-Source | T4BF-036KA |  | C6B(A,H)-X36(C,U)-C | 12.5 | 15.7 | 8.6 | Yes | Yes | 2011-02-08 |  | 1
FALSE | T4BF-036KA | 1871 | 3868295 | TAPPAN | ET4BF-036KA | HP | Split System: Heat Pump with Remote Outdoor Unit-Air-Source | T4BF-036KA |  | C6B(A,H)-X36(C,U)-C | 12.5 | 15.7 | 8.6 | Yes | Yes | 2011-02-08 |  | 1
FALSE | T4BF-036KA | 1871 | 3868296 | TAPPAN | ET4BF-036KA | HP | Split System: Heat Pump with Remote Outdoor Unit-Air-Source | T4BF-036KA |  | C6B(A,H)-X36(C,U)-C | 12.5 | 15.7 | 8.6 | Yes | Yes | 2011-02-08 |  | 1
FALSE | T4BF-048KA | 1876 | 3868297 | TAPPAN | ET4BF-048KA | HP | Split System: Heat Pump with Remote Outdoor Unit-Air-Source | T4BF-048KA |  | C6B(A,H)-F60(C,U)-C+TXV-X4.0 | 12.5 | 15 | 8.5 | Yes | Yes | 2011-02-08 |  | 1
FALSE | T4BF-048KA | 1876 | 3868298 | TAPPAN | ET4BF-048KA | HP | Split System: Heat Pump with Remote Outdoor Unit-Air-Source | T4BF-048KA |  | C6B(A,H)-F60(C,U)-C+TXV-X4.0 | 12.5 | 15 | 8.5 | Yes | Yes | 2011-02-08 |  | 1
FALSE | T4BF-024KB | 1866 | 3868243 | FRIGIDAIRE | ET4BF-024KA | HP | Split System: Heat Pump with Remote Outdoor Unit-Air-Source | T4BF-024KA |  | C6B(A,H)-F42(C,U)-B+TXV-X2.0 | 13 | 15.5 | 8.8 | Yes | Yes | 2011-02-08 |  | 1
FALSE | T4BF-024KB | 1866 | 3868244 | FRIGIDAIRE | ET4BF-024KA | HP | Split System: Heat Pump with Remote Outdoor Unit-Air-Source | T4BF-024KA |  | C6B(A,H)-F42(C,U)-B+TXV-X2.0 | 13 | 15.5 | 8.8 | Yes | Yes | 2011-02-08 |  | 1
FALSE | T4BF-024KB | 1866 | 3868245 | FRIGIDAIRE | ET4BF-024KA | HP | Split System: Heat Pump with Remote Outdoor Unit-Air-Source | T4BF-024KA |  | C6B(A,H)-F42(C,U)-B+TXV-X2.0 | 13 | 15.5 | 8.8 | Yes | Yes | 2011-02-08 |  | 1
FALSE | T4BF-024KB | 1866 | 3868246 | FRIGIDAIRE | ET4BF-024KA | HP | Split System: Heat Pump with Remote Outdoor Unit-Air-Source | T4BF-024KA |  | C6B(A,H)-X26(C,U)-B | 13 | 15.5 | 8.8 | Yes | Yes | 2011-02-08 |  | 1
FALSE | T4BF-024KB | 1866 | 3868247 | FRIGIDAIRE | ET4BF-024KA | HP | Split System: Heat Pump with Remote Outdoor Unit-Air-Source | T4BF-024KA |  | C6B(A,H)-X26(C,U)-B | 13 | 15.5 | 8.8 | Yes | Yes | 2011-02-08 |  | 1
FALSE | T4BF-024KB | 1866 | 3868248 | FRIGIDAIRE | ET4BF-024KA | HP | Split System: Heat Pump with Remote Outdoor Unit-Air-Source | T4BF-024KA |  | C6B(A,H)-X26(C,U)-B | 13 | 15.5 | 8.8 | Yes | Yes | 2011-02-08 |  | 1
FALSE | T4BF-036KA | 1871 | 3868252 | FRIGIDAIRE | ET4BF-036KA | HP | Split System: Heat Pump with Remote Outdoor Unit-Air-Source | T4BF-036KA |  | C6B(A,H)-F48(C,U)-C+TXV-X3.0 | 12.5 | 15.7 | 8.6 | Yes | Yes | 2011-02-08 |  | 1
FALSE | T4BF-036KA | 1871 | 3868253 | FRIGIDAIRE | ET4BF-036KA | HP | Split System: Heat Pump with Remote Outdoor Unit-Air-Source | T4BF-036KA |  | C6B(A,H)-F48(C,U)-C+TXV-X3.0 | 12.5 | 15.7 | 8.6 | Yes | Yes | 2011-02-08 |  | 1
FALSE | T4BF-036KA | 1871 | 3868254 | FRIGIDAIRE | ET4BF-036KA | HP | Split System: Heat Pump with Remote Outdoor Unit-Air-Source | T4BF-036KA |  | C6B(A,H)-F48(C,U)-C+TXV-X3.0 | 12.5 | 15.7 | 8.6 | Yes | Yes | 2011-02-08 |  | 1
FALSE | T4BF-036KA | 1871 | 3868258 | FRIGIDAIRE | ET4BF-036KA | HP | Split System: Heat Pump with Remote Outdoor Unit-Air-Source | T4BF-036KA |  | C6B(A,H)-X36(C,U)-C | 12.5 | 15.7 | 8.6 | Yes | Yes | 2011-02-08 |  | 1
FALSE | T4BF-036KA | 1871 | 3868259 | FRIGIDAIRE | ET4BF-036KA | HP | Split System: Heat Pump with Remote Outdoor Unit-Air-Source | T4BF-036KA |  | C6B(A,H)-X36(C,U)-C | 12.5 | 15.7 | 8.6 | Yes | Yes | 2011-02-08 |  | 1
FALSE | T4BF-036KA | 1871 | 3868260 | FRIGIDAIRE | ET4BF-036KA | HP | Split System: Heat Pump with Remote Outdoor Unit-Air-Source | T4BF-036KA |  | C6B(A,H)-X36(C,U)-C | 12.5 | 15.7 | 8.6 | Yes | Yes | 2011-02-08 |  | 1
FALSE | T4BF-048KA | 1876 | 3868261 | FRIGIDAIRE | ET4BF-048KA | HP | Split System: Heat Pump with Remote Outdoor Unit-Air-Source | T4BF-048KA |  | C6B(A,H)-F60(C,U)-C+TXV-X4.0 | 12.5 | 15 | 8.5 | Yes | Yes | 2011-02-08 |  | 1
FALSE | T4BF-048KA | 1876 | 3868262 | FRIGIDAIRE | ET4BF-048KA | HP | Split System: Heat Pump with Remote Outdoor Unit-Air-Source | T4BF-048KA |  | C6B(A,H)-F60(C,U)-C+TXV-X4.0 | 12.5 | 15 | 8.5 | Yes | Yes | 2011-02-08 |  | 1
FALSE | T4BF-048KA | 1876 | 3868263 | FRIGIDAIRE | ET4BF-048KA | HP | Split System: Heat Pump with Remote Outdoor Unit-Air-Source | T4BF-048KA |  | C6B(A,H)-F60(C,U)-C+TXV-X4.0 | 12.5 | 15 | 8.5 | Yes | Yes | 2011-02-08 |  | 1
FALSE | T4BF-048KA | 1876 | 3868264 | FRIGIDAIRE | ET4BF-048KA | HP | Split System: Heat Pump with Remote Outdoor Unit-Air-Source | T4BF-048KA |  | C6B(A,H)-X48(C,U)-C | 12.5 | 15 | 8.5 | Yes | Yes | 2011-02-08 |  | 1
FALSE | T4BF-048KA | 1876 | 3868265 | FRIGIDAIRE | ET4BF-048KA | HP | Split System: Heat Pump with Remote Outdoor Unit-Air-Source | T4BF-048KA |  | C6B(A,H)-X48(C,U)-C | 12.5 | 15 | 8.5 | Yes | Yes | 2011-02-08 |  | 1
FALSE | T4BF-048KA | 1876 | 3868266 | FRIGIDAIRE | ET4BF-048KA | HP | Split System: Heat Pump with Remote Outdoor Unit-Air-Source | T4BF-048KA |  | C6B(A,H)-X48(C,U)-C | 12.5 | 15 | 8.5 | Yes | Yes | 2011-02-08 |  | 1
FALSE | T4BF-048KA | 1876 | 3868299 | TAPPAN | ET4BF-048KA | HP | Split System: Heat Pump with Remote Outdoor Unit-Air-Source | T4BF-048KA |  | C6B(A,H)-F60(C,U)-C+TXV-X4.0 | 12.5 | 15 | 8.5 | Yes | Yes | 2011-02-08 |  | 1
FALSE | T4BF-048KA | 1876 | 3868300 | TAPPAN | ET4BF-048KA | HP | Split System: Heat Pump with Remote Outdoor Unit-Air-Source | T4BF-048KA |  | C6B(A,H)-X48(C,U)-C | 12.5 | 15 | 8.5 | Yes | Yes | 2011-02-08 |  | 1
FALSE | T4BF-048KA | 1876 | 3868303 | TAPPAN | ET4BF-048KA | HP | Split System: Heat Pump with Remote Outdoor Unit-Air-Source | T4BF-048KA |  | C6B(A,H)-X48(C,U)-C | 12.5 | 15 | 8.5 | Yes | Yes | 2011-02-08 |  | 1
FALSE | T4BF-048KA | 1876 | 3868305 | TAPPAN | ET4BF-048KA | HP | Split System: Heat Pump with Remote Outdoor Unit-Air-Source | T4BF-048KA |  | C6B(A,H)-X48(C,U)-C | 12.5 | 15 | 8.5 | Yes | Yes | 2011-02-08 |  | 1
FALSE | T4BF-024KB | 1866 | 3868331 | WESTINGHOUSE | ET4BF-024KA | HP | Split System: Heat Pump with Remote Outdoor Unit-Air-Source | T4BF-024KA |  | C6B(A,H)-F42(C,U)-B+TXV-X2.0 | 13 | 15.5 | 8.8 | Yes | Yes | 2011-02-08 |  | 1
FALSE | T4BF-024KB | 1866 | 3868333 | WESTINGHOUSE | ET4BF-024KA | HP | Split System: Heat Pump with Remote Outdoor Unit-Air-Source | T4BF-024KA |  | C6B(A,H)-F42(C,U)-B+TXV-X2.0 | 13 | 15.5 | 8.8 | Yes | Yes | 2011-02-08 |  | 1
FALSE | T4BF-024KB | 1866 | 3868335 | WESTINGHOUSE | ET4BF-024KA | HP | Split System: Heat Pump with Remote Outdoor Unit-Air-Source | T4BF-024KA |  | C6B(A,H)-F42(C,U)-B+TXV-X2.0 | 13 | 15.5 | 8.8 | Yes | Yes | 2011-02-08 |  | 1
FALSE | T4BF-024KB | 1866 | 3868337 | WESTINGHOUSE | ET4BF-024KA | HP | Split System: Heat Pump with Remote Outdoor Unit-Air-Source | T4BF-024KA |  | C6B(A,H)-X26(C,U)-B | 13 | 15.5 | 8.8 | Yes | Yes | 2011-02-08 |  | 1
FALSE | T4BF-024KB | 1866 | 3868340 | WESTINGHOUSE | ET4BF-024KA | HP | Split System: Heat Pump with Remote Outdoor Unit-Air-Source | T4BF-024KA |  | C6B(A,H)-X26(C,U)-B | 13 | 15.5 | 8.8 | Yes | Yes | 2011-02-08 |  | 1
FALSE | T4BF-024KB | 1866 | 3868341 | WESTINGHOUSE | ET4BF-024KA | HP | Split System: Heat Pump with Remote Outdoor Unit-Air-Source | T4BF-024KA |  | C6B(A,H)-X26(C,U)-B | 13 | 15.5 | 8.8 | Yes | Yes | 2011-02-08 |  | 1
FALSE | T4BF-036KA | 1871 | 3868350 | WESTINGHOUSE | ET4BF-036KA | HP | Split System: Heat Pump with Remote Outdoor Unit-Air-Source | T4BF-036KA |  | C6B(A,H)-F48(C,U)-C+TXV-X3.0 | 12.5 | 15.7 | 8.6 | Yes | Yes | 2011-02-08 |  | 1
FALSE | T4BF-036KA | 1871 | 3868352 | WESTINGHOUSE | ET4BF-036KA | HP | Split System: Heat Pump with Remote Outdoor Unit-Air-Source | T4BF-036KA |  | C6B(A,H)-F48(C,U)-C+TXV-X3.0 | 12.5 | 15.7 | 8.6 | Yes | Yes | 2011-02-08 |  | 1
FALSE | T4BF-036KA | 1871 | 3868354 | WESTINGHOUSE | ET4BF-036KA | HP | Split System: Heat Pump with Remote Outdoor Unit-Air-Source | T4BF-036KA |  | C6B(A,H)-F48(C,U)-C+TXV-X3.0 | 12.5 | 15.7 | 8.6 | Yes | Yes | 2011-02-08 |  | 1
FALSE | T4BF-036KA | 1871 | 3868358 | WESTINGHOUSE | ET4BF-036KA | HP | Split System: Heat Pump with Remote Outdoor Unit-Air-Source | T4BF-036KA |  | C6B(A,H)-X36(C,U)-C | 12.5 | 15.7 | 8.6 | Yes | Yes | 2011-02-08 |  | 1
FALSE | T4BF-036KA | 1871 | 3868359 | WESTINGHOUSE | ET4BF-036KA | HP | Split System: Heat Pump with Remote Outdoor Unit-Air-Source | T4BF-036KA |  | C6B(A,H)-X36(C,U)-C | 12.5 | 15.7 | 8.6 | Yes | Yes | 2011-02-08 |  | 1
FALSE | T4BF-036KA | 1871 | 3868360 | WESTINGHOUSE | ET4BF-036KA | HP | Split System: Heat Pump with Remote Outdoor Unit-Air-Source | T4BF-036KA |  | C6B(A,H)-X36(C,U)-C | 12.5 | 15.7 | 8.6 | Yes | Yes | 2011-02-08 |  | 1
FALSE | T4BF-024KB | 1866 | 3868415 | MAYTAG | MSH4BF024KA | HP | Split System: Heat Pump with Remote Outdoor Unit-Air-Source | T4BF-024KA |  | C6B(A,H)-F42(C,U)-B+TXV-X2.0 | 13 | 15.5 | 8.8 | Yes | Yes | 2011-02-08 |  | 1
FALSE | T4BF-024KB | 1866 | 3868416 | MAYTAG | MSH4BF024KA | HP | Split System: Heat Pump with Remote Outdoor Unit-Air-Source | T4BF-024KA |  | C6B(A,H)-F42(C,U)-B+TXV-X2.0 | 13 | 15.5 | 8.8 | Yes | Yes | 2011-02-08 |  | 1
FALSE | T4BF-024KB | 1866 | 3868417 | MAYTAG | MSH4BF024KA | HP | Split System: Heat Pump with Remote Outdoor Unit-Air-Source | T4BF-024KA |  | C6B(A,H)-F42(C,U)-B+TXV-X2.0 | 13 | 15.5 | 8.8 | Yes | Yes | 2011-02-08 |  | 1
FALSE | T4BF-024KB | 1866 | 3868418 | MAYTAG | MSH4BF024KA | HP | Split System: Heat Pump with Remote Outdoor Unit-Air-Source | T4BF-024KA |  | C6B(A,H)-X26(C,U)-B | 13 | 15.5 | 8.8 | Yes | Yes | 2011-02-08 |  | 1
FALSE | T4BF-024KB | 1866 | 3868419 | MAYTAG | MSH4BF024KA | HP | Split System: Heat Pump with Remote Outdoor Unit-Air-Source | T4BF-024KA |  | C6B(A,H)-X26(C,U)-B | 13 | 15.5 | 8.8 | Yes | Yes | 2011-02-08 |  | 1
FALSE | T4BF-024KB | 1866 | 3868420 | MAYTAG | MSH4BF024KA | HP | Split System: Heat Pump with Remote Outdoor Unit-Air-Source | T4BF-024KA |  | C6B(A,H)-X26(C,U)-B | 13 | 15.5 | 8.8 | Yes | Yes | 2011-02-08 |  | 1
FALSE | T4BF-036KA | 1871 | 3868424 | MAYTAG | MSH4BF036KA | HP | Split System: Heat Pump with Remote Outdoor Unit-Air-Source | T4BF-036KA |  | C6B(A,H)-F48(C,U)-C+TXV-X3.0 | 12.5 | 15.7 | 8.6 | Yes | Yes | 2011-02-08 |  | 1
FALSE | T4BF-036KA | 1871 | 3868425 | MAYTAG | MSH4BF036KA | HP | Split System: Heat Pump with Remote Outdoor Unit-Air-Source | T4BF-036KA |  | C6B(A,H)-F48(C,U)-C+TXV-X3.0 | 12.5 | 15.7 | 8.6 | Yes | Yes | 2011-02-08 |  | 1
FALSE | T4BF-036KA | 1871 | 3868426 | MAYTAG | MSH4BF036KA | HP | Split System: Heat Pump with Remote Outdoor Unit-Air-Source | T4BF-036KA |  | C6B(A,H)-F48(C,U)-C+TXV-X3.0 | 12.5 | 15.7 | 8.6 | Yes | Yes | 2011-02-08 |  | 1
FALSE | T4BF-036KA | 1871 | 3868430 | MAYTAG | MSH4BF036KA | HP | Split System: Heat Pump with Remote Outdoor Unit-Air-Source | T4BF-036KA |  | C6B(A,H)-X36(C,U)-C | 12.5 | 15.7 | 8.6 | Yes | Yes | 2011-02-08 |  | 1
FALSE | T4BF-036KA | 1871 | 3868431 | MAYTAG | MSH4BF036KA | HP | Split System: Heat Pump with Remote Outdoor Unit-Air-Source | T4BF-036KA |  | C6B(A,H)-X36(C,U)-C | 12.5 | 15.7 | 8.6 | Yes | Yes | 2011-02-08 |  | 1
FALSE | T4BF-036KA | 1871 | 3868432 | MAYTAG | MSH4BF036KA | HP | Split System: Heat Pump with Remote Outdoor Unit-Air-Source | T4BF-036KA |  | C6B(A,H)-X36(C,U)-C | 12.5 | 15.7 | 8.6 | Yes | Yes | 2011-02-08 |  | 1
FALSE | T4BF-048KA | 1876 | 3868433 | MAYTAG | MSH4BF048KA | HP | Split System: Heat Pump with Remote Outdoor Unit-Air-Source | T4BF-048KA |  | C6B(A,H)-F60(C,U)-C+TXV-X4.0 | 12.5 | 15 | 8.5 | Yes | Yes | 2011-02-08 |  | 1
FALSE | T4BF-048KA | 1876 | 3868434 | MAYTAG | MSH4BF048KA | HP | Split System: Heat Pump with Remote Outdoor Unit-Air-Source | T4BF-048KA |  | C6B(A,H)-F60(C,U)-C+TXV-X4.0 | 12.5 | 15 | 8.5 | Yes | Yes | 2011-02-08 |  | 1
FALSE | T4BF-048KA | 1876 | 3868435 | MAYTAG | MSH4BF048KA | HP | Split System: Heat Pump with Remote Outdoor Unit-Air-Source | T4BF-048KA |  | C6B(A,H)-F60(C,U)-C+TXV-X4.0 | 12.5 | 15 | 8.5 | Yes | Yes | 2011-02-08 |  | 1
FALSE | T4BF-048KA | 1876 | 3868436 | MAYTAG | MSH4BF048KA | HP | Split System: Heat Pump with Remote Outdoor Unit-Air-Source | T4BF-048KA |  | C6B(A,H)-X48(C,U)-C | 12.5 | 15 | 8.5 | Yes | Yes | 2011-02-08 |  | 1
FALSE | T4BF-024KB | 1866 | 3868379 | NUTONE | ET4BF-024KA | HP | Split System: Heat Pump with Remote Outdoor Unit-Air-Source | T4BF-024KA |  | C6B(A,H)-F42(C,U)-B+TXV-X2.0 | 13 | 15.5 | 8.8 | Yes | Yes | 2011-02-08 |  | 1
FALSE | T4BF-024KB | 1866 | 3868380 | NUTONE | ET4BF-024KA | HP | Split System: Heat Pump with Remote Outdoor Unit-Air-Source | T4BF-024KA |  | C6B(A,H)-F42(C,U)-B+TXV-X2.0 | 13 | 15.5 | 8.8 | Yes | Yes | 2011-02-08 |  | 1
FALSE | T4BF-024KB | 1866 | 3868381 | NUTONE | ET4BF-024KA | HP | Split System: Heat Pump with Remote Outdoor Unit-Air-Source | T4BF-024KA |  | C6B(A,H)-F42(C,U)-B+TXV-X2.0 | 13 | 15.5 | 8.8 | Yes | Yes | 2011-02-08 |  | 1
FALSE | T4BF-024KB | 1866 | 3868382 | NUTONE | ET4BF-024KA | HP | Split System: Heat Pump with Remote Outdoor Unit-Air-Source | T4BF-024KA |  | C6B(A,H)-X26(C,U)-B | 13 | 15.5 | 8.8 | Yes | Yes | 2011-02-08 |  | 1
FALSE | T4BF-024KB | 1866 | 3868383 | NUTONE | ET4BF-024KA | HP | Split System: Heat Pump with Remote Outdoor Unit-Air-Source | T4BF-024KA |  | C6B(A,H)-X26(C,U)-B | 13 | 15.5 | 8.8 | Yes | Yes | 2011-02-08 |  | 1
FALSE | T4BF-024KB | 1866 | 3868384 | NUTONE | ET4BF-024KA | HP | Split System: Heat Pump with Remote Outdoor Unit-Air-Source | T4BF-024KA |  | C6B(A,H)-X26(C,U)-B | 13 | 15.5 | 8.8 | Yes | Yes | 2011-02-08 |  | 1
FALSE | T4BF-036KA | 1871 | 3868388 | NUTONE | ET4BF-036KA | HP | Split System: Heat Pump with Remote Outdoor Unit-Air-Source | T4BF-036KA |  | C6B(A,H)-F48(C,U)-C+TXV-X3.0 | 12.5 | 15.7 | 8.6 | Yes | Yes | 2011-02-08 |  | 1
FALSE | T4BF-036KA | 1871 | 3868389 | NUTONE | ET4BF-036KA | HP | Split System: Heat Pump with Remote Outdoor Unit-Air-Source | T4BF-036KA |  | C6B(A,H)-F48(C,U)-C+TXV-X3.0 | 12.5 | 15.7 | 8.6 | Yes | Yes | 2011-02-08 |  | 1
FALSE | T4BF-036KA | 1871 | 3868390 | NUTONE | ET4BF-036KA | HP | Split System: Heat Pump with Remote Outdoor Unit-Air-Source | T4BF-036KA |  | C6B(A,H)-F48(C,U)-C+TXV-X3.0 | 12.5 | 15.7 | 8.6 | Yes | Yes | 2011-02-08 |  | 1
FALSE | T4BF-036KA | 1871 | 3868394 | NUTONE | ET4BF-036KA | HP | Split System: Heat Pump with Remote Outdoor Unit-Air-Source | T4BF-036KA |  | C6B(A,H)-X36(C,U)-C | 12.5 | 15.7 | 8.6 | Yes | Yes | 2011-02-08 |  | 1
FALSE | T4BF-036KA | 1871 | 3868395 | NUTONE | ET4BF-036KA | HP | Split System: Heat Pump with Remote Outdoor Unit-Air-Source | T4BF-036KA |  | C6B(A,H)-X36(C,U)-C | 12.5 | 15.7 | 8.6 | Yes | Yes | 2011-02-08 |  | 1
FALSE | T4BF-036KA | 1871 | 3868396 | NUTONE | ET4BF-036KA | HP | Split System: Heat Pump with Remote Outdoor Unit-Air-Source | T4BF-036KA |  | C6B(A,H)-X36(C,U)-C | 12.5 | 15.7 | 8.6 | Yes | Yes | 2011-02-08 |  | 1
FALSE | T4BF-048KA | 1876 | 3868397 | NUTONE | ET4BF-048KA | HP | Split System: Heat Pump with Remote Outdoor Unit-Air-Source | T4BF-048KA |  | C6B(A,H)-F60(C,U)-C+TXV-X4.0 | 12.5 | 15 | 8.5 | Yes | Yes | 2011-02-08 |  | 1
FALSE | T4BF-048KA | 1876 | 3868398 | NUTONE | ET4BF-048KA | HP | Split System: Heat Pump with Remote Outdoor Unit-Air-Source | T4BF-048KA |  | C6B(A,H)-F60(C,U)-C+TXV-X4.0 | 12.5 | 15 | 8.5 | Yes | Yes | 2011-02-08 |  | 1
FALSE | T4BF-048KA | 1876 | 3868399 | NUTONE | ET4BF-048KA | HP | Split System: Heat Pump with Remote Outdoor Unit-Air-Source | T4BF-048KA |  | C6B(A,H)-F60(C,U)-C+TXV-X4.0 | 12.5 | 15 | 8.5 | Yes | Yes | 2011-02-08 |  | 1
FALSE | T4BF-048KA | 1876 | 3868400 | NUTONE | ET4BF-048KA | HP | Split System: Heat Pump with Remote Outdoor Unit-Air-Source | T4BF-048KA |  | C6B(A,H)-X48(C,U)-C | 12.5 | 15 | 8.5 | Yes | Yes | 2011-02-08 |  | 1
FALSE | T4BF-048KA | 1876 | 3868401 | NUTONE | ET4BF-048KA | HP | Split System: Heat Pump with Remote Outdoor Unit-Air-Source | T4BF-048KA |  | C6B(A,H)-X48(C,U)-C | 12.5 | 15 | 8.5 | Yes | Yes | 2011-02-08 |  | 1
FALSE | T4BF-048KA | 1876 | 3868402 | NUTONE | ET4BF-048KA | HP | Split System: Heat Pump with Remote Outdoor Unit-Air-Source | T4BF-048KA |  | C6B(A,H)-X48(C,U)-C | 12.5 | 15 | 8.5 | Yes | Yes | 2011-02-08 |  | 1
FALSE | T4BF-048KA | 1876 | 3868437 | MAYTAG | MSH4BF048KA | HP | Split System: Heat Pump with Remote Outdoor Unit-Air-Source | T4BF-048KA |  | C6B(A,H)-X48(C,U)-C | 12.5 | 15 | 8.5 | Yes | Yes | 2011-02-08 |  | 1
FALSE | T4BF-048KA | 1876 | 3868438 | MAYTAG | MSH4BF048KA | HP | Split System: Heat Pump with Remote Outdoor Unit-Air-Source | T4BF-048KA |  | C6B(A,H)-X48(C,U)-C | 12.5 | 15 | 8.5 | Yes | Yes | 2011-02-08 |  | 1
TRUE | T4BF-024KA | 1866 | 3868451 | MAYTAG | MSH4BF024KA | HP | Split System: Heat Pump with Remote Outdoor Unit-Air-Source | T4BF-024KA |  | B4VM-X24K-B | 13 | 16 | 9 | Yes | Yes | 2011-02-08 |  | 2
FALSE | T4BF-036KA | 1871 | 3868452 | MAYTAG | MSH4BF036KA | HP | Split System: Heat Pump with Remote Outdoor Unit-Air-Source | T4BF-036KA |  | B4VM-X36K-B | 12.5 | 16 | 9 | Yes | Yes | 2011-02-08 |  | 1
FALSE | T4BF-048KA | 1876 | 3868453 | MAYTAG | MSH4BF048KA | HP | Split System: Heat Pump with Remote Outdoor Unit-Air-Source | T4BF-048KA |  | B4VM-X48K-C | 12.5 | 16 | 9 | Yes | Yes | 2011-02-08 |  | 1
FALSE | 14PJM24 | 3122 | 3878539 | RHEEM SALES COMPANY, INC. | 14PJM24 | HP | Split System: Heat Pump with Remote Outdoor Unit-Air-Source | 14PJM24 |  | RCFL-H*2417 | 12 | 14.5 | 8.2 | Yes | Yes | 2011-01-22 |  | Below V5.0 Req.
FALSE | 14PJM24 | 3122 | 3878541 | RHEEM SALES COMPANY, INC. | 14PJM24 | HP | Split System: Heat Pump with Remote Outdoor Unit-Air-Source | 14PJM24 |  | RCFL-H*2417 | 12 | 14.5 | 8.2 | Yes | Yes | 2011-01-22 |  | Below V5.0 Req.
FALSE | 14PJM24 | 3122 | 3878542 | RHEEM SALES COMPANY, INC. | 14PJM24 | HP | Split System: Heat Pump with Remote Outdoor Unit-Air-Source | 14PJM24 |  | RCFL-H*2417 | 12 | 14.5 | 8.5 | Yes | Yes | 2011-01-22 |  | 0
FALSE | 14PJM30 | 27 | 3878547 | RHEEM SALES COMPANY, INC. | 14PJM30 | HP | Split System: Heat Pump with Remote Outdoor Unit-Air-Source | 14PJM30 |  | RCFL-H*3621 | 12 | 14.5 | 9 | Yes | Yes | 2011-01-22 |  | 0
FALSE | 14PJM30 | 27 | 3878550 | RHEEM SALES COMPANY, INC. | 14PJM30 | HP | Split System: Heat Pump with Remote Outdoor Unit-Air-Source | 14PJM30 |  | RCFL-H*3621 | 12 | 14.5 | 9 | Yes | Yes | 2011-01-22 |  | 0
FALSE | 14PJM30 | 27 | 3878551 | RHEEM SALES COMPANY, INC. | 14PJM30 | HP | Split System: Heat Pump with Remote Outdoor Unit-Air-Source | 14PJM30 |  | RCFL-H*3621 | 12 | 14.5 | 8.5 | Yes | Yes | 2011-01-22 |  | 0
FALSE | 14PJM30 | 27 | 3878553 | RHEEM SALES COMPANY, INC. | 14PJM30 | HP | Split System: Heat Pump with Remote Outdoor Unit-Air-Source | 14PJM30 |  | RCFL-H*3621 | 12 | 14.5 | 8.5 | Yes | Yes | 2011-01-22 |  | 0
FALSE | 14PJM30 | 27 | 3878554 | RHEEM SALES COMPANY, INC. | 14PJM30 | HP | Split System: Heat Pump with Remote Outdoor Unit-Air-Source | 14PJM30 |  | RCFL-H*3621 | 12 | 14.5 | 8.5 | Yes | Yes | 2011-01-22 |  | 0
FALSE | 14PJM36 | 3141 | 3878560 | RHEEM SALES COMPANY, INC. | 14PJM36 | HP | Split System: Heat Pump with Remote Outdoor Unit-Air-Source | 14PJM36 |  | RCFL-H*3621 | 12 | 14.5 | 8.5 | Yes | Yes | 2011-01-22 |  | 0
FALSE | 14PJM36 | 3141 | 3878563 | RHEEM SALES COMPANY, INC. | 14PJM36 | HP | Split System: Heat Pump with Remote Outdoor Unit-Air-Source | 14PJM36 |  | RCFL-H*3621 | 12 | 14.5 | 8.5 | Yes | Yes | 2011-01-22 |  | 0
FALSE | 14PJM36 | 3141 | 3878564 | RHEEM SALES COMPANY, INC. | 14PJM36 | HP | Split System: Heat Pump with Remote Outdoor Unit-Air-Source | 14PJM36 |  | RCFL-H*3621 | 12 | 14.5 | 8.5 | Yes | Yes | 2011-01-22 |  | 0
FALSE | 14PJM36 | 3141 | 3878566 | RHEEM SALES COMPANY, INC. | 14PJM36 | HP | Split System: Heat Pump with Remote Outdoor Unit-Air-Source | 14PJM36 |  | RCFL-H*3621 | 12 | 14.5 | 8.5 | Yes | Yes | 2011-01-22 |  | 0
FALSE | 15PJL18 | 13 | 3878608 | RUUD AIR CONDITIONING DIVISION | 14PJM18 | HP | Split System: Heat Pump with Remote Outdoor Unit-Air-Source | 14PJM18 |  | RCFL-H*2417 | 12 | 14.5 | 8.2 | Yes | Yes | 2011-03-08 |  | Below V5.0 Req.
FALSE | 15PJL18 | 13 | 3878609 | RHEEM SALES COMPANY, INC. | 14PJM18 | HP | Split System: Heat Pump with Remote Outdoor Unit-Air-Source | 14PJM18 |  | RCFL-H*2417 | 12 | 14.5 | 8.2 | Yes | Yes | 2011-03-08 |  | Below V5.0 Req.
FALSE | 15PJL18 | 13 | 3878610 | RUUD AIR CONDITIONING DIVISION | 14PJM18 | HP | Split System: Heat Pump with Remote Outdoor Unit-Air-Source | 14PJM18 |  | RCFL-H*2417 | 12 | 14.5 | 8.2 | Yes | Yes | 2011-03-08 |  | Below V5.0 Req.
FALSE | 15PJL18 | 13 | 3878611 | RHEEM SALES COMPANY, INC. | 14PJM18 | HP | Split System: Heat Pump with Remote Outdoor Unit-Air-Source | 14PJM18 |  | RCFL-H*2417 | 12 | 14.5 | 8.2 | Yes | Yes | 2011-03-08 |  | Below V5.0 Req.
FALSE | 15PJL18 | 13 | 3878612 | RUUD AIR CONDITIONING DIVISION | 14PJM18 | HP | Split System: Heat Pump with Remote Outdoor Unit-Air-Source | 14PJM18 |  | RCFL-H*2417 | 12 | 14.5 | 8.2 | Yes | Yes | 2011-03-08 |  | Below V5.0 Req.
FALSE | 15PJL18 | 13 | 3878613 | RHEEM SALES COMPANY, INC. | 14PJM18 | HP | Split System: Heat Pump with Remote Outdoor Unit-Air-Source | 14PJM18 |  | RCFL-H*2417 | 12 | 14.5 | 8.2 | Yes | Yes | 2011-03-08 |  | Below V5.0 Req.
FALSE | 15PJL18 | 13 | 3878614 | RUUD AIR CONDITIONING DIVISION | 14PJM18 | HP | Split System: Heat Pump with Remote Outdoor Unit-Air-Source | 14PJM18 |  | RCFL-H*2417 | 12 | 14.5 | 8.2 | Yes | Yes | 2011-03-08 |  | Below V5.0 Req.
FALSE | 15PJL18 | 13 | 3878615 | RHEEM SALES COMPANY, INC. | 14PJM18 | HP | Split System: Heat Pump with Remote Outdoor Unit-Air-Source | 14PJM18 |  | RCFL-H*2417 | 12 | 14.5 | 8.2 | Yes | Yes | 2011-03-08 |  | Below V5.0 Req.
FALSE | 15PJL18 | 13 | 3878616 | WEATHERKING AIR CONDITIONING DIVISION | 14PJM18 | HP | Split System: Heat Pump with Remote Outdoor Unit-Air-Source | 14PJM18 |  | RCFL-H*2417 | 12 | 14.5 | 8.2 | Yes | Yes | 2011-03-08 |  | Below V5.0 Req.
FALSE | 14PJM24 | 3122 | 3878617 | RUUD AIR CONDITIONING DIVISION | 14PJM24 | HP | Split System: Heat Pump with Remote Outdoor Unit-Air-Source | 14PJM24 |  | RCFL-H*2417 | 12 | 14.5 | 8.2 | Yes | Yes | 2011-03-08 |  | Below V5.0 Req.
FALSE | 14PJM24 | 3122 | 3878618 | RHEEM SALES COMPANY, INC. | 14PJM24 | HP | Split System: Heat Pump with Remote Outdoor Unit-Air-Source | 14PJM24 |  | RCFL-H*2417 | 12 | 14.5 | 8.2 | Yes | Yes | 2011-03-08 |  | Below V5.0 Req.
FALSE | 14PJM24 | 3122 | 3878621 | RUUD AIR CONDITIONING DIVISION | 14PJM24 | HP | Split System: Heat Pump with Remote Outdoor Unit-Air-Source | 14PJM24 |  | RCFL-H*2417 | 12 | 14.5 | 8.2 | Yes | Yes | 2011-03-08 |  | Below V5.0 Req.
FALSE | 14PJM24 | 3122 | 3878622 | RHEEM SALES COMPANY, INC. | 14PJM24 | HP | Split System: Heat Pump with Remote Outdoor Unit-Air-Source | 14PJM24 |  | RCFL-H*2417 | 12 | 14.5 | 8.2 | Yes | Yes | 2011-03-08 |  | Below V5.0 Req.
FALSE | YHJD30S44S4 | 2687 | 3886096 | YORK BY JOHNSON CONTROLS | YHJD30S43S4 | HP | Split System: Heat Pump with Remote Outdoor Unit-Air-Source | YHJD30S43S4 |  | AHX36 | 12 | 14.5 | 8.2 | Yes | Yes | 2011-01-22 |  | Below V5.0 Req.
FALSE | YHJD30S44S4 | 2687 | 3886097 | YORK BY JOHNSON CONTROLS | YHJD30S43S4 | HP | Split System: Heat Pump with Remote Outdoor Unit-Air-Source | YHJD30S43S4 |  | AHX36+TXV | 12 | 14.5 | 8.2 | Yes | Yes | 2011-01-22 |  | Below V5.0 Req.
FALSE | YHJD30S44S4 | 2687 | 3886116 | YORK BY JOHNSON CONTROLS | YHJD30S44S4 | HP | Split System: Heat Pump with Remote Outdoor Unit-Air-Source | YHJD30S44S4 |  | AHX36 | 12 | 14.5 | 8.2 | Yes | Yes | 2011-01-22 |  | Below V5.0 Req.
FALSE | YHJD30S44S4 | 2687 | 3886117 | YORK BY JOHNSON CONTROLS | YHJD30S44S4 | HP | Split System: Heat Pump with Remote Outdoor Unit-Air-Source | YHJD30S44S4 |  | AHX36+TXV | 12 | 14.5 | 8.2 | Yes | Yes | 2011-01-22 |  | Below V5.0 Req.
FALSE | YHJD36S44S4 | 2691 | 3886134 | YORK BY JOHNSON CONTROLS | YHJD36S43S4 | HP | Split System: Heat Pump with Remote Outdoor Unit-Air-Source | YHJD36S43S4 |  | AHX36 | 12 | 14.5 | 8.2 | Yes | Yes | 2011-01-22 |  | Below V5.0 Req.
FALSE | YHJD36S44S4 | 2691 | 3886135 | YORK BY JOHNSON CONTROLS | YHJD36S43S4 | HP | Split System: Heat Pump with Remote Outdoor Unit-Air-Source | YHJD36S43S4 |  | AHX36+TXV | 12 | 14.5 | 8.2 | Yes | Yes | 2011-01-22 |  | Below V5.0 Req.
FALSE | YHJD36S44S4 | 2691 | 3886136 | YORK BY JOHNSON CONTROLS | YHJD36S43S4 | HP | Split System: Heat Pump with Remote Outdoor Unit-Air-Source | YHJD36S43S4 |  | AHX42 | 12 | 14.5 | 8.2 | Yes | Yes | 2011-01-22 |  | Below V5.0 Req.
FALSE | YHJD36S44S4 | 2691 | 3886137 | YORK BY JOHNSON CONTROLS | YHJD36S43S4 | HP | Split System: Heat Pump with Remote Outdoor Unit-Air-Source | YHJD36S43S4 |  | AHX42+TXV | 12 | 14.5 | 8.2 | Yes | Yes | 2011-01-22 |  | Below V5.0 Req.
FALSE | YHJD36S44S4 | 2691 | 3886138 | YORK BY JOHNSON CONTROLS | YHJD36S43S4 | HP | Split System: Heat Pump with Remote Outdoor Unit-Air-Source | YHJD36S43S4 |  | F5FP048 | 12 | 14.5 | 8.2 | Yes | Yes | 2011-01-22 |  | Below V5.0 Req.
FALSE | YHJD36S44S4 | 2691 | 3886139 | YORK BY JOHNSON CONTROLS | YHJD36S43S4 | HP | Split System: Heat Pump with Remote Outdoor Unit-Air-Source | YHJD36S43S4 |  | F5FP048+TXV | 12 | 14.5 | 8.2 | Yes | Yes | 2011-01-22 |  | Below V5.0 Req.
FALSE | YHJD36S44S4 | 2691 | 3886140 | YORK BY JOHNSON CONTROLS | YHJD36S43S4 | HP | Split System: Heat Pump with Remote Outdoor Unit-Air-Source | YHJD36S43S4 |  | F6FP042 | 12 | 14.5 | 8.2 | Yes | Yes | 2011-01-22 |  | Below V5.0 Req.
FALSE | YHJD36S44S4 | 2691 | 3886141 | YORK BY JOHNSON CONTROLS | YHJD36S43S4 | HP | Split System: Heat Pump with Remote Outdoor Unit-Air-Source | YHJD36S43S4 |  | F6FP042+TXV | 12 | 14.5 | 8.2 | Yes | Yes | 2011-01-22 |  | Below V5.0 Req.
FALSE | YHJD36S44S4 | 2691 | 3886156 | YORK BY JOHNSON CONTROLS | YHJD36S44S4 | HP | Split System: Heat Pump with Remote Outdoor Unit-Air-Source | YHJD36S44S4 |  | AHX36 | 12 | 14.5 | 8.2 | Yes | Yes | 2011-01-22 |  | Below V5.0 Req.
FALSE | YHJD36S44S4 | 2691 | 3886157 | YORK BY JOHNSON CONTROLS | YHJD36S44S4 | HP | Split System: Heat Pump with Remote Outdoor Unit-Air-Source | YHJD36S44S4 |  | AHX36+TXV | 12 | 14.5 | 8.2 | Yes | Yes | 2011-01-22 |  | Below V5.0 Req.
FALSE | YHJD36S44S4 | 2691 | 3886158 | YORK BY JOHNSON CONTROLS | YHJD36S44S4 | HP | Split System: Heat Pump with Remote Outdoor Unit-Air-Source | YHJD36S44S4 |  | AHX42 | 12 | 14.5 | 8.2 | Yes | Yes | 2011-01-22 |  | Below V5.0 Req.
FALSE | YHJD36S44S4 | 2691 | 3886159 | YORK BY JOHNSON CONTROLS | YHJD36S44S4 | HP | Split System: Heat Pump with Remote Outdoor Unit-Air-Source | YHJD36S44S4 |  | AHX42+TXV | 12 | 14.5 | 8.2 | Yes | Yes | 2011-01-22 |  | Below V5.0 Req.
FALSE | YHJD36S44S4 | 2691 | 3886160 | YORK BY JOHNSON CONTROLS | YHJD36S44S4 | HP | Split System: Heat Pump with Remote Outdoor Unit-Air-Source | YHJD36S44S4 |  | F5FP048 | 12 | 14.5 | 8.2 | Yes | Yes | 2011-01-22 |  | Below V5.0 Req.
FALSE | YHJD36S44S4 | 2691 | 3886161 | YORK BY JOHNSON CONTROLS | YHJD36S44S4 | HP | Split System: Heat Pump with Remote Outdoor Unit-Air-Source | YHJD36S44S4 |  | F5FP048+TXV | 12 | 14.5 | 8.2 | Yes | Yes | 2011-01-22 |  | Below V5.0 Req.
FALSE | YHJD36S44S4 | 2691 | 3886162 | YORK BY JOHNSON CONTROLS | YHJD36S44S4 | HP | Split System: Heat Pump with Remote Outdoor Unit-Air-Source | YHJD36S44S4 |  | F6FP042 | 12 | 14.5 | 8.2 | Yes | Yes | 2011-01-22 |  | Below V5.0 Req.
FALSE | YHJD42S44S4 | 2660 | 3886210 | YORK BY JOHNSON CONTROLS | YHJD42S44S4 | HP | Split System: Heat Pump with Remote Outdoor Unit-Air-Source | YHJD42S44S4 |  | F6FP048 | 12 | 14.5 | 8.2 | Yes | Yes | 2011-01-22 |  | Below V5.0 Req.
FALSE | YHJD42S44S4 | 2660 | 3886211 | YORK BY JOHNSON CONTROLS | YHJD42S44S4 | HP | Split System: Heat Pump with Remote Outdoor Unit-Air-Source | YHJD42S44S4 |  | F6FP048+TXV | 12 | 14.5 | 8.2 | Yes | Yes | 2011-01-22 |  | Below V5.0 Req.
FALSE | YHJD30S44S4 | 2687 | 3887803 | COLEMAN BY JOHNSON CONTROLS | THJD30S43S4 | HP | Split System: Heat Pump with Remote Outdoor Unit-Air-Source | YHJD30S43S4 |  | AHX36 | 12 | 14.5 | 8.2 | Yes | Yes | 2011-02-28 |  | Below V5.0 Req.
FALSE | YHJD30S44S4 | 2687 | 3887804 | COLEMAN BY JOHNSON CONTROLS | THJD30S43S4 | HP | Split System: Heat Pump with Remote Outdoor Unit-Air-Source | YHJD30S43S4 |  | AHX36+TXV | 12 | 14.5 | 8.2 | Yes | Yes | 2011-02-28 |  | Below V5.0 Req.
FALSE | YHJD36S44S4 | 2691 | 3887997 | COLEMAN BY JOHNSON CONTROLS | THJD36S43S4 | HP | Split System: Heat Pump with Remote Outdoor Unit-Air-Source | YHJD36S43S4 |  | AHX36 | 12 | 14.5 | 8.2 | Yes | Yes | 2011-02-28 |  | Below V5.0 Req.
FALSE | YHJD36S44S4 | 2691 | 3887998 | COLEMAN BY JOHNSON CONTROLS | THJD36S43S4 | HP | Split System: Heat Pump with Remote Outdoor Unit-Air-Source | YHJD36S43S4 |  | AHX36+TXV | 12 | 14.5 | 8.2 | Yes | Yes | 2011-02-28 |  | Below V5.0 Req.
FALSE | YHJD36S44S4 | 2691 | 3887999 | COLEMAN BY JOHNSON CONTROLS | THJD36S43S4 | HP | Split System: Heat Pump with Remote Outdoor Unit-Air-Source | YHJD36S43S4 |  | AHX42 | 12 | 14.5 | 8.2 | Yes | Yes | 2011-02-28 |  | Below V5.0 Req.
FALSE | YHJD36S44S4 | 2691 | 3888000 | COLEMAN BY JOHNSON CONTROLS | THJD36S43S4 | HP | Split System: Heat Pump with Remote Outdoor Unit-Air-Source | YHJD36S43S4 |  | AHX42+TXV | 12 | 14.5 | 8.2 | Yes | Yes | 2011-02-28 |  | Below V5.0 Req.
FALSE | YHJD36S44S4 | 2691 | 3888003 | COLEMAN BY JOHNSON CONTROLS | THJD36S43S4 | HP | Split System: Heat Pump with Remote Outdoor Unit-Air-Source | YHJD36S43S4 |  | F5FP048 | 12 | 14.5 | 8.2 | Yes | Yes | 2011-02-28 |  | Below V5.0 Req.
FALSE | YHJD36S44S4 | 2691 | 3888004 | COLEMAN BY JOHNSON CONTROLS | THJD36S43S4 | HP | Split System: Heat Pump with Remote Outdoor Unit-Air-Source | YHJD36S43S4 |  | F5FP048+TXV | 12 | 14.5 | 8.2 | Yes | Yes | 2011-02-28 |  | Below V5.0 Req.
FALSE | YHJD36S44S4 | 2691 | 3888005 | COLEMAN BY JOHNSON CONTROLS | THJD36S43S4 | HP | Split System: Heat Pump with Remote Outdoor Unit-Air-Source | YHJD36S43S4 |  | F6FP042 | 12 | 14.5 | 8.2 | Yes | Yes | 2011-02-28 |  | Below V5.0 Req.
FALSE | YHJD36S44S4 | 2691 | 3888006 | COLEMAN BY JOHNSON CONTROLS | THJD36S43S4 | HP | Split System: Heat Pump with Remote Outdoor Unit-Air-Source | YHJD36S43S4 |  | F6FP042+TXV | 12 | 14.5 | 8.2 | Yes | Yes | 2011-02-28 |  | Below V5.0 Req.
FALSE | YHJD36S44S4 | 2691 | 3888021 | COLEMAN BY JOHNSON CONTROLS | THJD36S44S4 | HP | Split System: Heat Pump with Remote Outdoor Unit-Air-Source | YHJD36S44S4 |  | AHX36 | 12 | 14.5 | 8.2 | Yes | Yes | 2011-02-28 |  | Below V5.0 Req.
FALSE | YHJD36S44S4 | 2691 | 3888022 | COLEMAN BY JOHNSON CONTROLS | THJD36S44S4 | HP | Split System: Heat Pump with Remote Outdoor Unit-Air-Source | YHJD36S44S4 |  | AHX36+TXV | 12 | 14.5 | 8.2 | Yes | Yes | 2011-02-28 |  | Below V5.0 Req.
FALSE | YHJD36S44S4 | 2691 | 3888023 | COLEMAN BY JOHNSON CONTROLS | THJD36S44S4 | HP | Split System: Heat Pump with Remote Outdoor Unit-Air-Source | YHJD36S44S4 |  | AHX42 | 12 | 14.5 | 8.2 | Yes | Yes | 2011-02-28 |  | Below V5.0 Req.
FALSE | YHJD36S44S4 | 2691 | 3888024 | COLEMAN BY JOHNSON CONTROLS | THJD36S44S4 | HP | Split System: Heat Pump with Remote Outdoor Unit-Air-Source | YHJD36S44S4 |  | AHX42+TXV | 12 | 14.5 | 8.2 | Yes | Yes | 2011-02-28 |  | Below V5.0 Req.
FALSE | YHJD36S44S4 | 2691 | 3888027 | COLEMAN BY JOHNSON CONTROLS | THJD36S44S4 | HP | Split System: Heat Pump with Remote Outdoor Unit-Air-Source | YHJD36S44S4 |  | F5FP048 | 12 | 14.5 | 8.2 | Yes | Yes | 2011-02-28 |  | Below V5.0 Req.
FALSE | YHJD36S44S4 | 2691 | 3888028 | COLEMAN BY JOHNSON CONTROLS | THJD36S44S4 | HP | Split System: Heat Pump with Remote Outdoor Unit-Air-Source | YHJD36S44S4 |  | F5FP048+TXV | 12 | 14.5 | 8.2 | Yes | Yes | 2011-02-28 |  | Below V5.0 Req.
FALSE | YHJD36S44S4 | 2691 | 3888029 | COLEMAN BY JOHNSON CONTROLS | THJD36S44S4 | HP | Split System: Heat Pump with Remote Outdoor Unit-Air-Source | YHJD36S44S4 |  | F6FP042 | 12 | 14.5 | 8.2 | Yes | Yes | 2011-02-28 |  | Below V5.0 Req.
FALSE | YHJD36S44S4 | 2691 | 3888030 | COLEMAN BY JOHNSON CONTROLS | THJD36S44S4 | HP | Split System: Heat Pump with Remote Outdoor Unit-Air-Source | YHJD36S44S4 |  | F6FP042+TXV | 12 | 14.5 | 8.2 | Yes | Yes | 2011-02-28 |  | Below V5.0 Req.
FALSE | YHJD36S44S4 | 2691 | 3889508 | LUXAIRE BY JOHNSON CONTROLS | THJD36S43S4 | HP | Split System: Heat Pump with Remote Outdoor Unit-Air-Source | YHJD36S43S4 |  | AHX36 | 12 | 14.5 | 8.2 | Yes | Yes | 2011-02-28 |  | Below V5.0 Req.
FALSE | YHJD36S44S4 | 2691 | 3889509 | LUXAIRE BY JOHNSON CONTROLS | THJD36S43S4 | HP | Split System: Heat Pump with Remote Outdoor Unit-Air-Source | YHJD36S43S4 |  | AHX36+TXV | 12 | 14.5 | 8.2 | Yes | Yes | 2011-02-28 |  | Below V5.0 Req.
FALSE | YHJD36S44S4 | 2691 | 3889510 | LUXAIRE BY JOHNSON CONTROLS | THJD36S43S4 | HP | Split System: Heat Pump with Remote Outdoor Unit-Air-Source | YHJD36S43S4 |  | AHX42 | 12 | 14.5 | 8.2 | Yes | Yes | 2011-02-28 |  | Below V5.0 Req.
FALSE | YHJD36S44S4 | 2691 | 3889511 | LUXAIRE BY JOHNSON CONTROLS | THJD36S43S4 | HP | Split System: Heat Pump with Remote Outdoor Unit-Air-Source | YHJD36S43S4 |  | AHX42+TXV | 12 | 14.5 | 8.2 | Yes | Yes | 2011-02-28 |  | Below V5.0 Req.
FALSE | YHJD36S44S4 | 2691 | 3889514 | LUXAIRE BY JOHNSON CONTROLS | THJD36S43S4 | HP | Split System: Heat Pump with Remote Outdoor Unit-Air-Source | YHJD36S43S4 |  | F5FP048 | 12 | 14.5 | 8.2 | Yes | Yes | 2011-02-28 |  | Below V5.0 Req.
FALSE | YHJD36S44S4 | 2691 | 3889515 | LUXAIRE BY JOHNSON CONTROLS | THJD36S43S4 | HP | Split System: Heat Pump with Remote Outdoor Unit-Air-Source | YHJD36S43S4 |  | F5FP048+TXV | 12 | 14.5 | 8.2 | Yes | Yes | 2011-02-28 |  | Below V5.0 Req.
FALSE | YHJD36S44S4 | 2691 | 3889516 | LUXAIRE BY JOHNSON CONTROLS | THJD36S43S4 | HP | Split System: Heat Pump with Remote Outdoor Unit-Air-Source | YHJD36S43S4 |  | F6FP042 | 12 | 14.5 | 8.2 | Yes | Yes | 2011-02-28 |  | Below V5.0 Req.
FALSE | YHJD36S44S4 | 2691 | 3889517 | LUXAIRE BY JOHNSON CONTROLS | THJD36S43S4 | HP | Split System: Heat Pump with Remote Outdoor Unit-Air-Source | YHJD36S43S4 |  | F6FP042+TXV | 12 | 14.5 | 8.2 | Yes | Yes | 2011-02-28 |  | Below V5.0 Req.
FALSE | YHJD36S44S4 | 2691 | 3889532 | LUXAIRE BY JOHNSON CONTROLS | THJD36S44S4 | HP | Split System: Heat Pump with Remote Outdoor Unit-Air-Source | YHJD36S44S4 |  | AHX36 | 12 | 14.5 | 8.2 | Yes | Yes | 2011-02-28 |  | Below V5.0 Req.
FALSE | YHJD36S44S4 | 2691 | 3889533 | LUXAIRE BY JOHNSON CONTROLS | THJD36S44S4 | HP | Split System: Heat Pump with Remote Outdoor Unit-Air-Source | YHJD36S44S4 |  | AHX36+TXV | 12 | 14.5 | 8.2 | Yes | Yes | 2011-02-28 |  | Below V5.0 Req.
FALSE | YHJD36S44S4 | 2691 | 3889534 | LUXAIRE BY JOHNSON CONTROLS | THJD36S44S4 | HP | Split System: Heat Pump with Remote Outdoor Unit-Air-Source | YHJD36S44S4 |  | AHX42 | 12 | 14.5 | 8.2 | Yes | Yes | 2011-02-28 |  | Below V5.0 Req.
FALSE | YHJD36S44S4 | 2691 | 3889535 | LUXAIRE BY JOHNSON CONTROLS | THJD36S44S4 | HP | Split System: Heat Pump with Remote Outdoor Unit-Air-Source | YHJD36S44S4 |  | AHX42+TXV | 12 | 14.5 | 8.2 | Yes | Yes | 2011-02-28 |  | Below V5.0 Req.
FALSE | YHJD36S44S4 | 2691 | 3889538 | LUXAIRE BY JOHNSON CONTROLS | THJD36S44S4 | HP | Split System: Heat Pump with Remote Outdoor Unit-Air-Source | YHJD36S44S4 |  | F5FP048 | 12 | 14.5 | 8.2 | Yes | Yes | 2011-02-28 |  | Below V5.0 Req.
FALSE | YHJD36S44S4 | 2691 | 3889539 | LUXAIRE BY JOHNSON CONTROLS | THJD36S44S4 | HP | Split System: Heat Pump with Remote Outdoor Unit-Air-Source | YHJD36S44S4 |  | F5FP048+TXV | 12 | 14.5 | 8.2 | Yes | Yes | 2011-02-28 |  | Below V5.0 Req.
FALSE | YHJD36S44S4 | 2691 | 3889540 | LUXAIRE BY JOHNSON CONTROLS | THJD36S44S4 | HP | Split System: Heat Pump with Remote Outdoor Unit-Air-Source | YHJD36S44S4 |  | F6FP042 | 12 | 14.5 | 8.2 | Yes | Yes | 2011-02-28 |  | Below V5.0 Req.
FALSE | YHJD36S44S4 | 2691 | 3889541 | LUXAIRE BY JOHNSON CONTROLS | THJD36S44S4 | HP | Split System: Heat Pump with Remote Outdoor Unit-Air-Source | YHJD36S44S4 |  | F6FP042+TXV | 12 | 14.5 | 8.2 | Yes | Yes | 2011-02-28 |  | Below V5.0 Req.
FALSE | YHJD42S44S4 | 2660 | 3889758 | LUXAIRE BY JOHNSON CONTROLS | THJD42S44S4 | HP | Split System: Heat Pump with Remote Outdoor Unit-Air-Source | YHJD42S44S4 |  | F6FP048 | 12 | 14.5 | 8.2 | Yes | Yes | 2011-02-28 |  | Below V5.0 Req.
FALSE | YHJD42S44S4 | 2660 | 3889759 | LUXAIRE BY JOHNSON CONTROLS | THJD42S44S4 | HP | Split System: Heat Pump with Remote Outdoor Unit-Air-Source | YHJD42S44S4 |  | F6FP048+TXV | 12 | 14.5 | 8.2 | Yes | Yes | 2011-02-28 |  | Below V5.0 Req.
FALSE | YHJD30S44S4 | 2687 | 3890857 | FRASER-JOHNSTON BY JOHNSON CONTROLS | THJD30S43S4 | HP | Split System: Heat Pump with Remote Outdoor Unit-Air-Source | YHJD30S43S4 |  | AHX36 | 12 | 14.5 | 8.2 | Yes | Yes | 2011-02-28 |  | Below V5.0 Req.
FALSE | YHJD30S44S4 | 2687 | 3890858 | FRASER-JOHNSTON BY JOHNSON CONTROLS | THJD30S43S4 | HP | Split System: Heat Pump with Remote Outdoor Unit-Air-Source | YHJD30S43S4 |  | AHX36+TXV | 12 | 14.5 | 8.2 | Yes | Yes | 2011-02-28 |  | Below V5.0 Req.
FALSE | YHJD30S44S4 | 2687 | 3890879 | FRASER-JOHNSTON BY JOHNSON CONTROLS | THJD30S44S4 | HP | Split System: Heat Pump with Remote Outdoor Unit-Air-Source | YHJD30S44S4 |  | AHX36 | 12 | 14.5 | 8.2 | Yes | Yes | 2011-02-28 |  | Below V5.0 Req.
FALSE | YHJD30S44S4 | 2687 | 3890880 | FRASER-JOHNSTON BY JOHNSON CONTROLS | THJD30S44S4 | HP | Split System: Heat Pump with Remote Outdoor Unit-Air-Source | YHJD30S44S4 |  | AHX36+TXV | 12 | 14.5 | 8.2 | Yes | Yes | 2011-02-28 |  | Below V5.0 Req.
FALSE | YHJD36S44S4 | 2691 | 3891017 | FRASER-JOHNSTON BY JOHNSON CONTROLS | THJD36S43S4 | HP | Split System: Heat Pump with Remote Outdoor Unit-Air-Source | YHJD36S43S4 |  | AHX36 | 12 | 14.5 | 8.2 | Yes | Yes | 2011-02-28 |  | Below V5.0 Req.
FALSE | YHJD36S44S4 | 2691 | 3891018 | FRASER-JOHNSTON BY JOHNSON CONTROLS | THJD36S43S4 | HP | Split System: Heat Pump with Remote Outdoor Unit-Air-Source | YHJD36S43S4 |  | AHX36+TXV | 12 | 14.5 | 8.2 | Yes | Yes | 2011-02-28 |  | Below V5.0 Req.
FALSE | YHJD36S44S4 | 2691 | 3891019 | FRASER-JOHNSTON BY JOHNSON CONTROLS | THJD36S43S4 | HP | Split System: Heat Pump with Remote Outdoor Unit-Air-Source | YHJD36S43S4 |  | AHX42 | 12 | 14.5 | 8.2 | Yes | Yes | 2011-02-28 |  | Below V5.0 Req.
FALSE | YHJD42S44S4 | 2660 | 3891196 | FRASER-JOHNSTON BY JOHNSON CONTROLS | THJD42S43S4 | HP | Split System: Heat Pump with Remote Outdoor Unit-Air-Source | YHJD42S43S4 |  | AHX48 | 12 | 14.5 | 8.2 | Yes | Yes | 2011-02-28 |  | Below V5.0 Req.
FALSE | YHJD42S44S4 | 2660 | 3891197 | FRASER-JOHNSTON BY JOHNSON CONTROLS | THJD42S43S4 | HP | Split System: Heat Pump with Remote Outdoor Unit-Air-Source | YHJD42S43S4 |  | AHX48+TXV | 12 | 14.5 | 8.2 | Yes | Yes | 2011-02-28 |  | Below V5.0 Req.
FALSE | YHJD42S44S4 | 2660 | 3891207 | FRASER-JOHNSTON BY JOHNSON CONTROLS | THJD42S43S4 | HP | Split System: Heat Pump with Remote Outdoor Unit-Air-Source | YHJD42S43S4 |  | F6FP048 | 12 | 14.5 | 8.2 | Yes | Yes | 2011-02-28 |  | Below V5.0 Req.
FALSE | YHJD42S44S4 | 2660 | 3891208 | FRASER-JOHNSTON BY JOHNSON CONTROLS | THJD42S43S4 | HP | Split System: Heat Pump with Remote Outdoor Unit-Air-Source | YHJD42S43S4 |  | F6FP048+TXV | 12 | 14.5 | 8.2 | Yes | Yes | 2011-02-28 |  | Below V5.0 Req.
FALSE | YHJD42S44S4 | 2660 | 3891221 | FRASER-JOHNSTON BY JOHNSON CONTROLS | THJD42S44S4 | HP | Split System: Heat Pump with Remote Outdoor Unit-Air-Source | YHJD42S44S4 |  | AHX48 | 12 | 14.5 | 8.2 | Yes | Yes | 2011-02-28 |  | Below V5.0 Req.
FALSE | YHJD42S44S4 | 2660 | 3891222 | FRASER-JOHNSTON BY JOHNSON CONTROLS | THJD42S44S4 | HP | Split System: Heat Pump with Remote Outdoor Unit-Air-Source | YHJD42S44S4 |  | AHX48+TXV | 12 | 14.5 | 8.2 | Yes | Yes | 2011-02-28 |  | Below V5.0 Req.
FALSE | YHJD42S44S4 | 2660 | 3891231 | FRASER-JOHNSTON BY JOHNSON CONTROLS | THJD42S44S4 | HP | Split System: Heat Pump with Remote Outdoor Unit-Air-Source | YHJD42S44S4 |  | F6FP048 | 12 | 14.5 | 8.2 | Yes | Yes | 2011-02-28 |  | Below V5.0 Req.
FALSE | YHJD42S44S4 | 2660 | 3891232 | FRASER-JOHNSTON BY JOHNSON CONTROLS | THJD42S44S4 | HP | Split System: Heat Pump with Remote Outdoor Unit-Air-Source | YHJD42S44S4 |  | F6FP048+TXV | 12 | 14.5 | 8.2 | Yes | Yes | 2011-02-28 |  | Below V5.0 Req.
FALSE | XP17-030-230* | 1581 | 3894606 | LENNOX INDUSTRIES, INC. | XP17-030-230* | HP | Split System: Heat Pump with Remote Outdoor Unit-Air-Source | XP17-030-230* |  | CX34-31+TDR | 13.5 | 16 | 8.5 | Yes | Yes | 2011-01-22 |  | 1
FALSE | XP17-030-230* | 1581 | 3894607 | LENNOX INDUSTRIES, INC. | XP17-030-230* | HP | Split System: Heat Pump with Remote Outdoor Unit-Air-Source | XP17-030-230* |  | CX34-38+TDR | 13.5 | 16 | 8.5 | Yes | Yes | 2011-01-22 |  | 1
FALSE | XP17-030-230* | 1581 | 3894608 | LENNOX INDUSTRIES, INC. | XP17-030-230* | HP | Split System: Heat Pump with Remote Outdoor Unit-Air-Source | XP17-030-230* |  | CX34-38+TDR | 13.5 | 16 | 8.5 | Yes | Yes | 2011-01-22 |  | 1
FALSE | XP17-030-230* | 1581 | 3894609 | LENNOX INDUSTRIES, INC. | XP17-030-230* | HP | Split System: Heat Pump with Remote Outdoor Unit-Air-Source | XP17-030-230* |  | CX34-38+TDR | 13.5 | 16 | 8.5 | Yes | Yes | 2011-01-22 |  | 1
FALSE | XP17-030-230* | 1581 | 3894610 | LENNOX INDUSTRIES, INC. | XP17-030-230* | HP | Split System: Heat Pump with Remote Outdoor Unit-Air-Source | XP17-030-230* |  | CX34-43+TDR | 13.5 | 16 | 8.5 | Yes | Yes | 2011-01-22 |  | 1
FALSE | XP17-030-230* | 1581 | 3894611 | LENNOX INDUSTRIES, INC. | XP17-030-230* | HP | Split System: Heat Pump with Remote Outdoor Unit-Air-Source | XP17-030-230* |  | CX34-43+TDR | 13.5 | 16 | 8.5 | Yes | Yes | 2011-01-22 |  | 1
FALSE | XP17-030-230* | 1581 | 3894612 | LENNOX INDUSTRIES, INC. | XP17-030-230* | HP | Split System: Heat Pump with Remote Outdoor Unit-Air-Source | XP17-030-230* |  | C33-31+TDR+TXV | 13.5 | 16 | 8.5 | Yes | Yes | 2011-01-22 |  | 1
FALSE | XP17-030-230* | 1581 | 3894613 | LENNOX INDUSTRIES, INC. | XP17-030-230* | HP | Split System: Heat Pump with Remote Outdoor Unit-Air-Source | XP17-030-230* |  | C33-31+TDR+TXV | 13.5 | 16 | 8.5 | Yes | Yes | 2011-01-22 |  | 1
FALSE | XP17-030-230* | 1581 | 3894614 | LENNOX INDUSTRIES, INC. | XP17-030-230* | HP | Split System: Heat Pump with Remote Outdoor Unit-Air-Source | XP17-030-230* |  | C33-31+TDR+TXV | 13.5 | 16 | 8.5 | Yes | Yes | 2011-01-22 |  | 1
FALSE | XP17-030-230* | 1581 | 3894615 | LENNOX INDUSTRIES, INC. | XP17-030-230* | HP | Split System: Heat Pump with Remote Outdoor Unit-Air-Source | XP17-030-230* |  | C33-38+TDR+TXV | 13.5 | 16 | 8.5 | Yes | Yes | 2011-01-22 |  | 1
FALSE | XP17-030-230* | 1581 | 3894616 | LENNOX INDUSTRIES, INC. | XP17-030-230* | HP | Split System: Heat Pump with Remote Outdoor Unit-Air-Source | XP17-030-230* |  | C33-38+TDR+TXV | 13.5 | 16 | 8.5 | Yes | Yes | 2011-01-22 |  | 1
FALSE | XP17-030-230* | 1581 | 3894617 | LENNOX INDUSTRIES, INC. | XP17-030-230* | HP | Split System: Heat Pump with Remote Outdoor Unit-Air-Source | XP17-030-230* |  | C33-38+TDR+TXV | 13.5 | 16 | 8.5 | Yes | Yes | 2011-01-22 |  | 1
FALSE | XP17-030-230* | 1581 | 3894618 | LENNOX INDUSTRIES, INC. | XP17-030-230* | HP | Split System: Heat Pump with Remote Outdoor Unit-Air-Source | XP17-030-230* |  | C33-43+TDR+TXV | 13.5 | 16 | 8.5 | Yes | Yes | 2011-01-22 |  | 1
FALSE | XP17-030-230* | 1581 | 3894619 | LENNOX INDUSTRIES, INC. | XP17-030-230* | HP | Split System: Heat Pump with Remote Outdoor Unit-Air-Source | XP17-030-230* |  | C33-43+TDR+TXV | 13.5 | 16 | 8.5 | Yes | Yes | 2011-01-22 |  | 1
FALSE | XP17-030-230* | 1581 | 3894620 | LENNOX INDUSTRIES, INC. | XP17-030-230* | HP | Split System: Heat Pump with Remote Outdoor Unit-Air-Source | XP17-030-230* |  | CH33-31A+TDR+TXV | 13 | 16 | 8.5 | Yes | Yes | 2011-01-22 |  | 1
FALSE | XP17-030-230* | 1581 | 3894621 | LENNOX INDUSTRIES, INC. | XP17-030-230* | HP | Split System: Heat Pump with Remote Outdoor Unit-Air-Source | XP17-030-230* |  | CH33-31B+TDR+TXV | 13.5 | 16 | 8.5 | Yes | Yes | 2011-01-22 |  | 1
FALSE | XP17-030-230* | 1581 | 3894622 | LENNOX INDUSTRIES, INC. | XP17-030-230* | HP | Split System: Heat Pump with Remote Outdoor Unit-Air-Source | XP17-030-230* |  | CH33-31B+TDR+TXV | 13.5 | 16 | 8.5 | Yes | Yes | 2011-01-22 |  | 1
FALSE | XP17-030-230* | 1581 | 3894623 | LENNOX INDUSTRIES, INC. | XP17-030-230* | HP | Split System: Heat Pump with Remote Outdoor Unit-Air-Source | XP17-030-230* |  | CH33-43+TDR+TXV | 14 | 16 | 9 | Yes | Yes | 2011-01-22 |  | 2
FALSE | XP17-030-230* | 1581 | 3894624 | LENNOX INDUSTRIES, INC. | XP17-030-230* | HP | Split System: Heat Pump with Remote Outdoor Unit-Air-Source | XP17-030-230* |  | CH33-43+TDR+TXV | 14 | 16 | 9 | Yes | Yes | 2011-01-22 |  | 2
FALSE | XP17-036-230* | 1590 | 3894670 | LENNOX INDUSTRIES, INC. | XP17-036-230* | HP | Split System: Heat Pump with Remote Outdoor Unit-Air-Source | XP17-036-230* |  | CX34-49+TDR | 13 | 15.1 | 8.5 | Yes | Yes | 2011-01-22 |  | 1
FALSE | XP17-036-230* | 1590 | 3894671 | LENNOX INDUSTRIES, INC. | XP17-036-230* | HP | Split System: Heat Pump with Remote Outdoor Unit-Air-Source | XP17-036-230* |  | CX34-49+TDR | 13 | 15.1 | 8.5 | Yes | Yes | 2011-01-22 |  | 1
FALSE | XP17-036-230* | 1590 | 3894672 | LENNOX INDUSTRIES, INC. | XP17-036-230* | HP | Split System: Heat Pump with Remote Outdoor Unit-Air-Source | XP17-036-230* |  | CX34-50/60C+TDR | 13 | 15.1 | 8.5 | Yes | Yes | 2011-01-22 |  | 1
FALSE | XP17-036-230* | 1590 | 3894673 | LENNOX INDUSTRIES, INC. | XP17-036-230* | HP | Split System: Heat Pump with Remote Outdoor Unit-Air-Source | XP17-036-230* |  | CX34-50/60C+TDR | 12.5 | 15.1 | 8.5 | Yes | Yes | 2011-01-22 |  | 1
FALSE | XP17-036-230* | 1590 | 3894674 | LENNOX INDUSTRIES, INC. | XP17-036-230* | HP | Split System: Heat Pump with Remote Outdoor Unit-Air-Source | XP17-036-230* |  | C33-38+TDR+TXV | 12.5 | 15 | 8.5 | Yes | Yes | 2011-01-22 |  | 1
FALSE | XP17-036-230* | 1590 | 3894675 | LENNOX INDUSTRIES, INC. | XP17-036-230* | HP | Split System: Heat Pump with Remote Outdoor Unit-Air-Source | XP17-036-230* |  | C33-38+TDR+TXV | 13 | 16 | 8.5 | Yes | Yes | 2011-01-22 |  | 1
FALSE | XP17-036-230* | 1590 | 3894676 | LENNOX INDUSTRIES, INC. | XP17-036-230* | HP | Split System: Heat Pump with Remote Outdoor Unit-Air-Source | XP17-036-230* |  | C33-38+TDR+TXV | 13 | 16 | 8.5 | Yes | Yes | 2011-01-22 |  | 1
FALSE | XP17-036-230* | 1590 | 3894677 | LENNOX INDUSTRIES, INC. | XP17-036-230* | HP | Split System: Heat Pump with Remote Outdoor Unit-Air-Source | XP17-036-230* |  | C33-43+TDR+TXV | 13 | 16 | 8.5 | Yes | Yes | 2011-01-22 |  | 1
FALSE | XP17-036-230* | 1590 | 3894678 | LENNOX INDUSTRIES, INC. | XP17-036-230* | HP | Split System: Heat Pump with Remote Outdoor Unit-Air-Source | XP17-036-230* |  | C33-43+TDR+TXV | 13 | 16 | 8.5 | Yes | Yes | 2011-01-22 |  | 1
FALSE | XP17-036-230* | 1590 | 3894679 | LENNOX INDUSTRIES, INC. | XP17-036-230* | HP | Split System: Heat Pump with Remote Outdoor Unit-Air-Source | XP17-036-230* |  | C33-43+TDR+TXV | 13 | 15.1 | 8.5 | Yes | Yes | 2011-01-22 |  | 1
FALSE | XP17-036-230* | 1590 | 3894680 | LENNOX INDUSTRIES, INC. | XP17-036-230* | HP | Split System: Heat Pump with Remote Outdoor Unit-Air-Source | XP17-036-230* |  | C33-43+TDR+TXV | 13 | 15.1 | 8.5 | Yes | Yes | 2011-01-22 |  | 1
FALSE | XP17-036-230* | 1590 | 3894681 | LENNOX INDUSTRIES, INC. | XP17-036-230* | HP | Split System: Heat Pump with Remote Outdoor Unit-Air-Source | XP17-036-230* |  | C33-48+TDR+TXV | 13 | 15.7 | 8.2 | Yes | Yes | 2011-01-22 |  | Below V5.0 Req.
FALSE | XP17-036-230* | 1590 | 3894682 | LENNOX INDUSTRIES, INC. | XP17-036-230* | HP | Split System: Heat Pump with Remote Outdoor Unit-Air-Source | XP17-036-230* |  | C33-48+TDR+TXV | 13 | 15.7 | 8.2 | Yes | Yes | 2011-01-22 |  | Below V5.0 Req.
FALSE | XP17-036-230* | 1590 | 3894683 | LENNOX INDUSTRIES, INC. | XP17-036-230* | HP | Split System: Heat Pump with Remote Outdoor Unit-Air-Source | XP17-036-230* |  | C33-48+TDR+TXV | 13 | 15.1 | 8.2 | Yes | Yes | 2011-01-22 |  | Below V5.0 Req.
FALSE | XP17-036-230* | 1590 | 3894684 | LENNOX INDUSTRIES, INC. | XP17-036-230* | HP | Split System: Heat Pump with Remote Outdoor Unit-Air-Source | XP17-036-230* |  | C33-48+TDR+TXV | 12.5 | 15.7 | 8.2 | Yes | Yes | 2011-01-22 |  | Below V5.0 Req.
FALSE | XP17-036-230* | 1590 | 3894685 | LENNOX INDUSTRIES, INC. | XP17-036-230* | HP | Split System: Heat Pump with Remote Outdoor Unit-Air-Source | XP17-036-230* |  | C33-49+TDR+TXV | 13 | 15.1 | 8.5 | Yes | Yes | 2011-01-22 |  | 1
FALSE | XP17-036-230* | 1590 | 3894686 | LENNOX INDUSTRIES, INC. | XP17-036-230* | HP | Split System: Heat Pump with Remote Outdoor Unit-Air-Source | XP17-036-230* |  | C33-49+TDR+TXV | 13 | 15.1 | 8.5 | Yes | Yes | 2011-01-22 |  | 1
FALSE | XP17-036-230* | 1590 | 3894687 | LENNOX INDUSTRIES, INC. | XP17-036-230* | HP | Split System: Heat Pump with Remote Outdoor Unit-Air-Source | XP17-036-230* |  | C33-50/60C+TDR+TXV | 13 | 15.1 | 8.5 | Yes | Yes | 2011-01-22 |  | 1
FALSE | XP17-036-230* | 1590 | 3894688 | LENNOX INDUSTRIES, INC. | XP17-036-230* | HP | Split System: Heat Pump with Remote Outdoor Unit-Air-Source | XP17-036-230* |  | C33-50/60C+TDR+TXV | 12.5 | 15.7 | 8.5 | Yes | Yes | 2011-01-22 |  | 1
FALSE | XP17-036-230* | 1590 | 3894751 | LENNOX INDUSTRIES, INC. | XP17-036-230* | HP | Split System: Heat Pump with Remote Outdoor Unit-Air-Source | XP17-036-230* |  | CR33-48+TDR+TXV | 12.5 | 15 | 8.5 | Yes | Yes | 2011-01-22 |  | 1
FALSE | XP17-036-230* | 1590 | 3894753 | LENNOX INDUSTRIES, INC. | XP17-036-230/* | HP | Split System: Heat Pump with Remote Outdoor Unit-Air-Source | XP17-036-230/* |  | CR33-48+TDR+TXV | 12.5 | 15 | 8.2 | Yes | Yes | 2011-01-22 |  | Below V5.0 Req.
FALSE | XP17-042-230* | 1599 | 3894755 | LENNOX INDUSTRIES, INC. | XP17-042-230* | HP | Split System: Heat Pump with Remote Outdoor Unit-Air-Source | XP17-042-230* |  | CX34-38+TDR | 12.2 | 14.7 | 8.2 | Yes | Yes | 2011-01-22 |  | Below V5.0 Req.
FALSE | XP17-042-230* | 1599 | 3894756 | LENNOX INDUSTRIES, INC. | XP17-042-230* | HP | Split System: Heat Pump with Remote Outdoor Unit-Air-Source | XP17-042-230* |  | CX34-38+TDR | 12.2 | 14.7 | 8.2 | Yes | Yes | 2011-01-22 |  | Below V5.0 Req.
FALSE | XP17-042-230* | 1599 | 3894757 | LENNOX INDUSTRIES, INC. | XP17-042-230* | HP | Split System: Heat Pump with Remote Outdoor Unit-Air-Source | XP17-042-230* |  | CX34-43+TDR | 12 | 14.7 | 8.5 | Yes | Yes | 2011-01-22 |  | 0
FALSE | XP17-042-230* | 1599 | 3894758 | LENNOX INDUSTRIES, INC. | XP17-042-230* | HP | Split System: Heat Pump with Remote Outdoor Unit-Air-Source | XP17-042-230* |  | CX34-43+TDR | 12.2 | 14.7 | 8.5 | Yes | Yes | 2011-01-22 |  | 0
FALSE | XP17-042-230* | 1599 | 3894759 | LENNOX INDUSTRIES, INC. | XP17-042-230* | HP | Split System: Heat Pump with Remote Outdoor Unit-Air-Source | XP17-042-230* |  | CX34-43+TDR | 12.2 | 14.5 | 8.5 | Yes | Yes | 2011-01-22 |  | 0
FALSE | XP17-042-230* | 1599 | 3894760 | LENNOX INDUSTRIES, INC. | XP17-042-230* | HP | Split System: Heat Pump with Remote Outdoor Unit-Air-Source | XP17-042-230* |  | CX34-43+TDR | 12.5 | 15.2 | 8.7 | Yes | Yes | 2011-01-22 |  | 1
FALSE | XP17-042-230* | 1599 | 3894761 | LENNOX INDUSTRIES, INC. | XP17-042-230* | HP | Split System: Heat Pump with Remote Outdoor Unit-Air-Source | XP17-042-230* |  | CX34-44/48+TDR | 12 | 14.5 | 8.2 | Yes | Yes | 2011-01-22 |  | Below V5.0 Req.
FALSE | XP17-042-230* | 1599 | 3894762 | LENNOX INDUSTRIES, INC. | XP17-042-230* | HP | Split System: Heat Pump with Remote Outdoor Unit-Air-Source | XP17-042-230* |  | CX34-44/48+TDR | 12.2 | 14.7 | 8.2 | Yes | Yes | 2011-01-22 |  | Below V5.0 Req.
FALSE | XP17-042-230* | 1599 | 3894765 | LENNOX INDUSTRIES, INC. | XP17-042-230* | HP | Split System: Heat Pump with Remote Outdoor Unit-Air-Source | XP17-042-230* |  | CX34-44/48+TDR | 12.2 | 14.7 | 8.2 | Yes | Yes | 2011-01-22 |  | Below V5.0 Req.
FALSE | XP17-042-230* | 1599 | 3894766 | LENNOX INDUSTRIES, INC. | XP17-042-230* | HP | Split System: Heat Pump with Remote Outdoor Unit-Air-Source | XP17-042-230* |  | CX34-49+TDR | 12.5 | 14.5 | 8.5 | Yes | Yes | 2011-01-22 |  | 0
FALSE | XP17-042-230* | 1599 | 3894767 | LENNOX INDUSTRIES, INC. | XP17-042-230* | HP | Split System: Heat Pump with Remote Outdoor Unit-Air-Source | XP17-042-230* |  | CX34-49+TDR | 12.7 | 15.2 | 8.7 | Yes | Yes | 2011-01-22 |  | 1
FALSE | XP17-042-230* | 1599 | 3894768 | LENNOX INDUSTRIES, INC. | XP17-042-230* | HP | Split System: Heat Pump with Remote Outdoor Unit-Air-Source | XP17-042-230* |  | CX34-50/60C+TDR | 12.2 | 15 | 8.5 | Yes | Yes | 2011-01-22 |  | 0
FALSE | XP17-042-230* | 1599 | 3894769 | LENNOX INDUSTRIES, INC. | XP17-042-230* | HP | Split System: Heat Pump with Remote Outdoor Unit-Air-Source | XP17-042-230* |  | CX34-50/60C+TDR | 12.2 | 14.7 | 8.5 | Yes | Yes | 2011-01-22 |  | 0
FALSE | XP17-042-230* | 1599 | 3894770 | LENNOX INDUSTRIES, INC. | XP17-042-230* | HP | Split System: Heat Pump with Remote Outdoor Unit-Air-Source | XP17-042-230* |  | C33-38+TDR+TXV | 12.2 | 14.7 | 8.2 | Yes | Yes | 2011-01-22 |  | Below V5.0 Req.
FALSE | XP17-042-230* | 1599 | 3894771 | LENNOX INDUSTRIES, INC. | XP17-042-230* | HP | Split System: Heat Pump with Remote Outdoor Unit-Air-Source | XP17-042-230* |  | C33-38+TDR+TXV | 12.2 | 14.7 | 8.2 | Yes | Yes | 2011-01-22 |  | Below V5.0 Req.
FALSE | XP17-042-230* | 1599 | 3894772 | LENNOX INDUSTRIES, INC. | XP17-042-230* | HP | Split System: Heat Pump with Remote Outdoor Unit-Air-Source | XP17-042-230* |  | C33-43+TDR+TXV | 12 | 14.7 | 8.5 | Yes | Yes | 2011-01-22 |  | 0
FALSE | XP17-042-230* | 1599 | 3894791 | LENNOX INDUSTRIES, INC. | XP17-042-230* | HP | Split System: Heat Pump with Remote Outdoor Unit-Air-Source | XP17-042-230* |  | CH33-48+TDR+TXV | 12.2 | 14.7 | 8.5 | Yes | Yes | 2011-01-22 |  | 0
FALSE | XP17-042-230* | 1599 | 3894792 | LENNOX INDUSTRIES, INC. | XP17-042-230* | HP | Split System: Heat Pump with Remote Outdoor Unit-Air-Source | XP17-042-230* |  | CH33-49+TDR+TXV | 12.5 | 15.1 | 8.2 | Yes | Yes | 2011-01-22 |  | Below V5.0 Req.
FALSE | XP17-042-230* | 1599 | 3894793 | LENNOX INDUSTRIES, INC. | XP17-042-230* | HP | Split System: Heat Pump with Remote Outdoor Unit-Air-Source | XP17-042-230* |  | CH33-49+TDR+TXV | 12.7 | 15.2 | 8.5 | Yes | Yes | 2011-01-22 |  | 1
FALSE | XP17-042-230* | 1599 | 3894794 | LENNOX INDUSTRIES, INC. | XP17-042-230* | HP | Split System: Heat Pump with Remote Outdoor Unit-Air-Source | XP17-042-230* |  | CH33-50/60C+TDR+TXV | 12.5 | 15.1 | 8.2 | Yes | Yes | 2011-01-22 |  | Below V5.0 Req.
FALSE | XP17-042-230* | 1599 | 3894795 | LENNOX INDUSTRIES, INC. | XP17-042-230* | HP | Split System: Heat Pump with Remote Outdoor Unit-Air-Source | XP17-042-230* |  | CH33-50/60C+TDR+TXV | 12.7 | 15.2 | 8.5 | Yes | Yes | 2011-01-22 |  | 1
FALSE | XP17-042-230* | 1599 | 3894796 | LENNOX INDUSTRIES, INC. | XP17-042-230* | HP | Split System: Heat Pump with Remote Outdoor Unit-Air-Source | XP17-042-230* |  | CR33-48+TDR+TXV | 12 | 14.5 | 8.5 | Yes | Yes | 2011-01-22 |  | 0
FALSE | XP17-042-230* | 1599 | 3894797 | LENNOX INDUSTRIES, INC. | XP17-042-230* | HP | Split System: Heat Pump with Remote Outdoor Unit-Air-Source | XP17-042-230* |  | CR33-48+TDR+TXV | 12.2 | 14.5 | 8.5 | Yes | Yes | 2011-01-22 |  | 0
FALSE | XP17-042-230* | 1599 | 3894798 | LENNOX INDUSTRIES, INC. | XP17-042-230* | HP | Split System: Heat Pump with Remote Outdoor Unit-Air-Source | XP17-042-230* |  | CR33-48+TDR+TXV | 12 | 14.5 | 8.5 | Yes | Yes | 2011-01-22 |  | 0
FALSE | XP17-048-230* | 1616 | 3894843 | LENNOX INDUSTRIES, INC. | XP17-048-230* | HP | Split System: Heat Pump with Remote Outdoor Unit-Air-Source | XP17-048-230* |  | CX34-49+TDR | 12.5 | 15 | 8.7 | Yes | Yes | 2011-01-22 |  | 1
FALSE | XP17-048-230* | 1616 | 3894844 | LENNOX INDUSTRIES, INC. | XP17-048-230* | HP | Split System: Heat Pump with Remote Outdoor Unit-Air-Source | XP17-048-230* |  | CX34-49+TDR | 12.5 | 15 | 8.7 | Yes | Yes | 2011-01-22 |  | 1
FALSE | XP17-048-230* | 1616 | 3894845 | LENNOX INDUSTRIES, INC. | XP17-048-230* | HP | Split System: Heat Pump with Remote Outdoor Unit-Air-Source | XP17-048-230* |  | CX34-62C+TDR | 12.7 | 15.5 | 8.7 | Yes | Yes | 2011-01-22 |  | 1
FALSE | XP17-048-230* | 1616 | 3894846 | LENNOX INDUSTRIES, INC. | XP17-048-230* | HP | Split System: Heat Pump with Remote Outdoor Unit-Air-Source | XP17-048-230* |  | CX34-62C+TDR | 12.7 | 15.2 | 8.7 | Yes | Yes | 2011-01-22 |  | 1
FALSE | XP17-048-230* | 1616 | 3894847 | LENNOX INDUSTRIES, INC. | XP17-048-230* | HP | Split System: Heat Pump with Remote Outdoor Unit-Air-Source | XP17-048-230* |  | CX34-60D+TDR | 12.2 | 14.5 | 8.7 | Yes | Yes | 2011-01-22 |  | 0
FALSE | XP17-048-230* | 1616 | 3894848 | LENNOX INDUSTRIES, INC. | XP17-048-230* | HP | Split System: Heat Pump with Remote Outdoor Unit-Air-Source | XP17-048-230* |  | CX34-62D+TDR | 12.7 | 15.2 | 9 | Yes | Yes | 2011-01-22 |  | 1
FALSE | XP17-048-230* | 1616 | 3894849 | LENNOX INDUSTRIES, INC. | XP17-048-230* | HP | Split System: Heat Pump with Remote Outdoor Unit-Air-Source | XP17-048-230* |  | C33-49+TDR+TXV | 12.5 | 15 | 8.7 | Yes | Yes | 2011-01-22 |  | 1
FALSE | XP17-048-230* | 1616 | 3894850 | LENNOX INDUSTRIES, INC. | XP17-048-230* | HP | Split System: Heat Pump with Remote Outdoor Unit-Air-Source | XP17-048-230* |  | C33-49+TDR+TXV | 12.5 | 15 | 8.7 | Yes | Yes | 2011-01-22 |  | 1
FALSE | XP17-048-230* | 1616 | 3894851 | LENNOX INDUSTRIES, INC. | XP17-048-230* | HP | Split System: Heat Pump with Remote Outdoor Unit-Air-Source | XP17-048-230* |  | C33-62C+TDR+TXV | 12.7 | 15.5 | 8.7 | Yes | Yes | 2011-01-22 |  | 1
FALSE | XP17-048-230* | 1616 | 3894852 | LENNOX INDUSTRIES, INC. | XP17-048-230* | HP | Split System: Heat Pump with Remote Outdoor Unit-Air-Source | XP17-048-230* |  | C33-62C+TDR+TXV | 12.7 | 15.2 | 8.7 | Yes | Yes | 2011-01-22 |  | 1
FALSE | XP17-048-230* | 1616 | 3894853 | LENNOX INDUSTRIES, INC. | XP17-048-230* | HP | Split System: Heat Pump with Remote Outdoor Unit-Air-Source | XP17-048-230* |  | C33-60D+TDR+TXV | 12.2 | 14.5 | 8.7 | Yes | Yes | 2011-01-22 |  | 0
FALSE | 15PJL60 | 3171 | 3895662 | RHEEM SALES COMPANY, INC. | 15PJL60 | HP | Split System: Heat Pump with Remote Outdoor Unit with No Indoor Fan --Air Source | 15PJL60 |  | RCFL-H*6024 | 12 | 14.5 | 8.2 | Yes | Yes | 2011-01-22 |  | Below V5.0 Req.
FALSE | 15PJL60 | 3171 | 3895663 | RUUD AIR CONDITIONING DIVISION | 15PJL60 | HP | Split System: Heat Pump with Remote Outdoor Unit with No Indoor Fan --Air Source | 15PJL60 |  | RCFL-H*6024 | 12 | 14.5 | 8.2 | Yes | Yes | 2011-03-08 |  | Below V5.0 Req.
FALSE | 15PJL60 | 3171 | 3895664 | WEATHERKING AIR CONDITIONING DIVISION | 15PJL60 | HP | Split System: Heat Pump with Remote Outdoor Unit with No Indoor Fan --Air Source | 15PJL60 |  | RCFL-H*6024 | 12 | 14.5 | 8.2 | Yes | Yes | 2011-03-08 |  | Below V5.0 Req.
FALSE | SPB060H4S48Y | 1652 | 3930120 | LENNOX INDUSTRIES, INC. | XP16-060-230-05 | HP | Split System: Heat Pump with Remote Outdoor Unit-Air-Source | XP16-060-230-05 |  | CR33-50/60+TDR+TXV | 12 | 15.5 | 8.7 | Yes | Yes | 2011-01-22 |  | 0
FALSE | 4A6H7048A1 | 172 | 3930715 | AMERICAN STANDARD, INC. | 4A6H6048E1 | HP | Split System: Heat Pump with Remote Outdoor Unit-Air-Source | 4A6H6048E1 |  | 4TEE3F49C1 | 12.5 | 17 | 8.5 | Yes | Yes | 2011-01-22 |  | 1
FALSE | 4A6H7060A1 | 173 | 3930716 | AMERICAN STANDARD, INC. | 4A6H6060E1 | HP | Split System: Heat Pump with Remote Outdoor Unit-Air-Source | 4A6H6060E1 |  | 4TEE3F66A1 | 12.5 | 16 | 8.5 | Yes | Yes | 2011-01-22 |  | 1
FALSE | 4A6H7048A1 | 172 | 3930719 | TRANE | 4TWX6048E1 | HP | Split System: Heat Pump with Remote Outdoor Unit-Air-Source | 4A6H6048E1 |  | 4TEE3F49C1 | 12.5 | 17 | 8.5 | Yes | Yes | 2011-02-28 |  | 1
FALSE | 4A6H7060A1 | 173 | 3930720 | TRANE | 4TWX6060E1 | HP | Split System: Heat Pump with Remote Outdoor Unit-Air-Source | 4A6H6060E1 |  | 4TEE3F66A1 | 12.5 | 16 | 8.5 | Yes | Yes | 2011-02-28 |  | 1
FALSE | 4TWB4049E1 | 2559 | 3930727 | TRANE | 4TWB4049E1 | HP | Split System: Heat Pump with Remote Outdoor Unit-Air-Source | 4TWB4049E1 |  | 4TEE3F49C1 | 12.5 | 15 | 8.5 | Yes | Yes | 2011-01-22 |  | 1
FALSE | 4TWR5049E1 | 2560 | 3930728 | TRANE | 4TWR5049E1 | HP | Split System: Heat Pump with Remote Outdoor Unit-Air-Source | 4TWR5049E1 |  | 4TEE3F49C1 | 12.5 | 15 | 9 | Yes | Yes | 2011-01-22 |  | 1
FALSE | 4TWX5049E1 | 2561 | 3930729 | TRANE | 4TWX5049E1 | HP | Split System: Heat Pump with Remote Outdoor Unit-Air-Source | 4TWX5049E1 |  | 4TEE3F49C1 | 12.5 | 15.5 | 9 | Yes | Yes | 2011-01-22 |  | 1
FALSE | 4TWR4060D1 | 2574 | 3930730 | TRANE | 4TWB4061E1 | HP | Split System: Heat Pump with Remote Outdoor Unit-Air-Source | 4TWB4061E1 |  | 4TEE3F66A1 | 12.5 | 15 | 8.5 | Yes | Yes | 2011-01-22 |  | 1
FALSE | 4TWR5061E1 | 2575 | 3930731 | TRANE | 4TWR5061E1 | HP | Split System: Heat Pump with Remote Outdoor Unit-Air-Source | 4TWR5061E1 |  | 4TEE3F66A1 | 12.5 | 15 | 8.5 | Yes | Yes | 2011-01-22 |  | 1
FALSE | 4TWB4049E1 | 2559 | 3930733 | AMERICAN STANDARD, INC. | 4A6B4049E1 | HP | Split System: Heat Pump with Remote Outdoor Unit-Air-Source | 4TWB4049E1 |  | 4TEE3F49C1 | 12.5 | 15 | 8.5 | Yes | Yes | 2011-02-28 |  | 1
FALSE | 4TWR4060D1 | 2574 | 3930734 | AMERICAN STANDARD, INC. | 4A6B4061E1 | HP | Split System: Heat Pump with Remote Outdoor Unit-Air-Source | 4TWB4061E1 |  | 4TEE3F66A1 | 12.5 | 15 | 8.5 | Yes | Yes | 2011-02-28 |  | 1
FALSE | 4TWR5049E1 | 2560 | 3930735 | AMERICAN STANDARD, INC. | 4A6H5049E1 | HP | Split System: Heat Pump with Remote Outdoor Unit-Air-Source | 4TWR5049E1 |  | 4TEE3F49C1 | 12.5 | 15 | 9 | Yes | Yes | 2011-02-28 |  | 1
FALSE | 4TWR5061E1 | 2575 | 3930736 | AMERICAN STANDARD, INC. | 4A6H5061E1 | HP | Split System: Heat Pump with Remote Outdoor Unit-Air-Source | 4TWR5061E1 |  | 4TEE3F66A1 | 12.5 | 15 | 8.5 | Yes | Yes | 2011-02-28 |  | 1
FALSE | T4BF-024KB | 1866 | 3932845 | BROAN | ET4BF-024KA | HP | Split System: Heat Pump with Remote Outdoor Unit-Air-Source | T4BF-024KA |  | C6B(A,H)-X26(C,U)-B | 13 | 15.5 | 8.8 | Yes | Yes | 2011-02-08 |  | 1
FALSE | T4BF-024KB | 1866 | 3932846 | BROAN | ET4BF-024KA | HP | Split System: Heat Pump with Remote Outdoor Unit-Air-Source | T4BF-024KA |  | C6B(A,H)-X26(C,U)-B | 13 | 15.5 | 8.8 | Yes | Yes | 2011-02-08 |  | 1
FALSE | T4BF-024KB | 1866 | 3932847 | BROAN | ET4BF-024KA | HP | Split System: Heat Pump with Remote Outdoor Unit-Air-Source | T4BF-024KA |  | C6B(A,H)-X26(C,U)-B | 13 | 15.5 | 8.8 | Yes | Yes | 2011-02-08 |  | 1
FALSE | T4BF-024KB | 1866 | 3932848 | BROAN | ET4BF-024KA | HP | Split System: Heat Pump with Remote Outdoor Unit-Air-Source | T4BF-024KA |  | C6B(A,H)-X26(C,U)-B | 13 | 15.5 | 8.8 | Yes | Yes | 2011-02-08 |  | 1
FALSE | T4BF-024KB | 1866 | 3932849 | BROAN | ET4BF-024KA | HP | Split System: Heat Pump with Remote Outdoor Unit-Air-Source | T4BF-024KA |  | C6B(A,H)-X26(C,U)-B | 13 | 15.5 | 8.8 | Yes | Yes | 2011-02-08 |  | 1
FALSE | T4BF-024KB | 1866 | 3932850 | BROAN | ET4BF-024KA | HP | Split System: Heat Pump with Remote Outdoor Unit-Air-Source | T4BF-024KA |  | C6B(A,H)-X26(C,U)-B | 13 | 16 | 9 | Yes | Yes | 2011-02-08 |  | 2
FALSE | T4BF-036KA | 1871 | 3932851 | BROAN | ET4BF-036KA | HP | Split System: Heat Pump with Remote Outdoor Unit-Air-Source | T4BF-036KA |  | B4VM-X36K-B | 12.5 | 16 | 9 | Yes | Yes | 2011-02-08 |  | 1
FALSE | T4BF-036KA | 1871 | 3932860 | BROAN | ET4BF-036KA | HP | Split System: Heat Pump with Remote Outdoor Unit-Air-Source | T4BF-036KA |  | C6B(A,H)-F42(C,U)-B+TXV-X3.0 | 12.5 | 16 | 9 | Yes | Yes | 2011-02-08 |  | 1
FALSE | T4BF-036KA | 1871 | 3932861 | BROAN | ET4BF-036KA | HP | Split System: Heat Pump with Remote Outdoor Unit-Air-Source | T4BF-036KA |  | C6B(A,H)-F48(C,U)-C+TXV-X3.0 | 12.5 | 15.7 | 8.6 | Yes | Yes | 2011-02-08 |  | 1
FALSE | T4BF-036KA | 1871 | 3932862 | BROAN | ET4BF-036KA | HP | Split System: Heat Pump with Remote Outdoor Unit-Air-Source | T4BF-036KA |  | C6B(A,H)-F48(C,U)-C+TXV-X3.0 | 12.5 | 15.7 | 8.6 | Yes | Yes | 2011-02-08 |  | 1
FALSE | T4BF-036KA | 1871 | 3932863 | BROAN | ET4BF-036KA | HP | Split System: Heat Pump with Remote Outdoor Unit-Air-Source | T4BF-036KA |  | C6B(A,H)-F48(C,U)-C+TXV-X3.0 | 12.5 | 15.7 | 8.6 | Yes | Yes | 2011-02-08 |  | 1
FALSE | T4BF-036KA | 1871 | 3932864 | BROAN | ET4BF-036KA | HP | Split System: Heat Pump with Remote Outdoor Unit-Air-Source | T4BF-036KA |  | C6B(A,H)-F48(C,U)-C+TXV-X3.0 | 12.5 | 15.7 | 8.6 | Yes | Yes | 2011-02-08 |  | 1
FALSE | T4BF-036KA | 1871 | 3932865 | BROAN | ET4BF-036KA | HP | Split System: Heat Pump with Remote Outdoor Unit-Air-Source | T4BF-036KA |  | C6B(A,H)-F48(C,U)-C+TXV-X3.0 | 12.5 | 15.7 | 8.6 | Yes | Yes | 2011-02-08 |  | 1
FALSE | T4BF-036KA | 1871 | 3932866 | BROAN | ET4BF-036KA | HP | Split System: Heat Pump with Remote Outdoor Unit-Air-Source | T4BF-036KA |  | C6B(A,H)-F48(C,U)-C+TXV-X3.0 | 12.5 | 15.7 | 8.6 | Yes | Yes | 2011-02-08 |  | 1
FALSE | T4BF-036KA | 1871 | 3932867 | BROAN | ET4BF-036KA | HP | Split System: Heat Pump with Remote Outdoor Unit-Air-Source | T4BF-036KA |  | C6B(A,H)-F48(C,U)-C+TXV-X3.0 | 12.5 | 15.7 | 8.6 | Yes | Yes | 2011-02-08 |  | 1
FALSE | T4BF-036KA | 1871 | 3932868 | BROAN | ET4BF-036KA | HP | Split System: Heat Pump with Remote Outdoor Unit-Air-Source | T4BF-036KA |  | C6B(A,H)-F48(C,U)-C+TXV-X3.0 | 12.5 | 15.7 | 8.6 | Yes | Yes | 2011-02-08 |  | 1
FALSE | T4BF-036KA | 1871 | 3932869 | BROAN | ET4BF-036KA | HP | Split System: Heat Pump with Remote Outdoor Unit-Air-Source | T4BF-036KA |  | C6B(A,H)-F48(C,U)-C+TXV-X3.0 | 12.5 | 16 | 9 | Yes | Yes | 2011-02-08 |  | 1
FALSE | T4BF-036KA | 1871 | 3932878 | BROAN | ET4BF-036KA | HP | Split System: Heat Pump with Remote Outdoor Unit-Air-Source | T4BF-036KA |  | C6B(A,H)-X36(C,U)-B | 12.5 | 16 | 9 | Yes | Yes | 2011-02-08 |  | 1
FALSE | T4BF-036KA | 1871 | 3932879 | BROAN | ET4BF-036KA | HP | Split System: Heat Pump with Remote Outdoor Unit-Air-Source | T4BF-036KA |  | C6B(A,H)-X36(C,U)-C | 12.5 | 15.7 | 8.6 | Yes | Yes | 2011-02-08 |  | 1
TRUE | T4BF-024KA | 1866 | 3932832 | BROAN | ET4BF-024KA | HP | Split System: Heat Pump with Remote Outdoor Unit-Air-Source | T4BF-024KA |  | B4VM-X24K-B | 13 | 16 | 9 | Yes | Yes | 2011-02-08 |  | 2
FALSE | T4BF-024KB | 1866 | 3932833 | BROAN | ET4BF-024KA | HP | Split System: Heat Pump with Remote Outdoor Unit-Air-Source | T4BF-024KA |  | C6B(A,H)-F42(C,U)-B+TXV-X2.0 | 13 | 15.5 | 8.8 | Yes | Yes | 2011-02-08 |  | 1
FALSE | T4BF-024KB | 1866 | 3932834 | BROAN | ET4BF-024KA | HP | Split System: Heat Pump with Remote Outdoor Unit-Air-Source | T4BF-024KA |  | C6B(A,H)-F42(C,U)-B+TXV-X2.0 | 13 | 15.5 | 8.8 | Yes | Yes | 2011-02-08 |  | 1
FALSE | T4BF-024KB | 1866 | 3932835 | BROAN | ET4BF-024KA | HP | Split System: Heat Pump with Remote Outdoor Unit-Air-Source | T4BF-024KA |  | C6B(A,H)-F42(C,U)-B+TXV-X2.0 | 13 | 15.5 | 8.8 | Yes | Yes | 2011-02-08 |  | 1
FALSE | T4BF-024KB | 1866 | 3932836 | BROAN | ET4BF-024KA | HP | Split System: Heat Pump with Remote Outdoor Unit-Air-Source | T4BF-024KA |  | C6B(A,H)-F42(C,U)-B+TXV-X2.0 | 13 | 15.5 | 8.8 | Yes | Yes | 2011-02-08 |  | 1
FALSE | T4BF-024KB | 1866 | 3932837 | BROAN | ET4BF-024KA | HP | Split System: Heat Pump with Remote Outdoor Unit-Air-Source | T4BF-024KA |  | C6B(A,H)-F42(C,U)-B+TXV-X2.0 | 13 | 15.5 | 8.8 | Yes | Yes | 2011-02-08 |  | 1
FALSE | T4BF-024KB | 1866 | 3932838 | BROAN | ET4BF-024KA | HP | Split System: Heat Pump with Remote Outdoor Unit-Air-Source | T4BF-024KA |  | C6B(A,H)-F42(C,U)-B+TXV-X2.0 | 13 | 15.5 | 8.8 | Yes | Yes | 2011-02-08 |  | 1
FALSE | T4BF-024KB | 1866 | 3932839 | BROAN | ET4BF-024KA | HP | Split System: Heat Pump with Remote Outdoor Unit-Air-Source | T4BF-024KA |  | C6B(A,H)-F42(C,U)-B+TXV-X2.0 | 13 | 15.5 | 8.8 | Yes | Yes | 2011-02-08 |  | 1
FALSE | T4BF-024KB | 1866 | 3932840 | BROAN | ET4BF-024KA | HP | Split System: Heat Pump with Remote Outdoor Unit-Air-Source | T4BF-024KA |  | C6B(A,H)-F42(C,U)-B+TXV-X2.0 | 13 | 15.5 | 8.8 | Yes | Yes | 2011-02-08 |  | 1
FALSE | T4BF-024KB | 1866 | 3932841 | BROAN | ET4BF-024KA | HP | Split System: Heat Pump with Remote Outdoor Unit-Air-Source | T4BF-024KA |  | C6B(A,H)-F42(C,U)-B+TXV-X2.0 | 13 | 16 | 9 | Yes | Yes | 2011-02-08 |  | 2
FALSE | T4BF-024KB | 1866 | 3932842 | BROAN | ET4BF-024KA | HP | Split System: Heat Pump with Remote Outdoor Unit-Air-Source | T4BF-024KA |  | C6B(A,H)-X26(C,U)-B | 13 | 15.5 | 8.8 | Yes | Yes | 2011-02-08 |  | 1
FALSE | T4BF-024KB | 1866 | 3932843 | BROAN | ET4BF-024KA | HP | Split System: Heat Pump with Remote Outdoor Unit-Air-Source | T4BF-024KA |  | C6B(A,H)-X26(C,U)-B | 13 | 15.5 | 8.8 | Yes | Yes | 2011-02-08 |  | 1
FALSE | T4BF-024KB | 1866 | 3932844 | BROAN | ET4BF-024KA | HP | Split System: Heat Pump with Remote Outdoor Unit-Air-Source | T4BF-024KA |  | C6B(A,H)-X26(C,U)-B | 13 | 15.5 | 8.8 | Yes | Yes | 2011-02-08 |  | 1
FALSE | T4BF-036KA | 1871 | 3932880 | BROAN | ET4BF-036KA | HP | Split System: Heat Pump with Remote Outdoor Unit-Air-Source | T4BF-036KA |  | C6B(A,H)-X36(C,U)-C | 12.5 | 15.7 | 8.6 | Yes | Yes | 2011-02-08 |  | 1
FALSE | T4BF-036KA | 1871 | 3932881 | BROAN | ET4BF-036KA | HP | Split System: Heat Pump with Remote Outdoor Unit-Air-Source | T4BF-036KA |  | C6B(A,H)-X36(C,U)-C | 12.5 | 15.7 | 8.6 | Yes | Yes | 2011-02-08 |  | 1
FALSE | T4BF-036KA | 1871 | 3932882 | BROAN | ET4BF-036KA | HP | Split System: Heat Pump with Remote Outdoor Unit-Air-Source | T4BF-036KA |  | C6B(A,H)-X36(C,U)-C | 12.5 | 15.7 | 8.6 | Yes | Yes | 2011-02-08 |  | 1
FALSE | T4BF-036KA | 1871 | 3932883 | BROAN | ET4BF-036KA | HP | Split System: Heat Pump with Remote Outdoor Unit-Air-Source | T4BF-036KA |  | C6B(A,H)-X36(C,U)-C | 12.5 | 15.7 | 8.6 | Yes | Yes | 2011-02-08 |  | 1
FALSE | T4BF-036KA | 1871 | 3932884 | BROAN | ET4BF-036KA | HP | Split System: Heat Pump with Remote Outdoor Unit-Air-Source | T4BF-036KA |  | C6B(A,H)-X36(C,U)-C | 12.5 | 15.7 | 8.6 | Yes | Yes | 2011-02-08 |  | 1
FALSE | T4BF-036KA | 1871 | 3932885 | BROAN | ET4BF-036KA | HP | Split System: Heat Pump with Remote Outdoor Unit-Air-Source | T4BF-036KA |  | C6B(A,H)-X36(C,U)-C | 12.5 | 15.7 | 8.6 | Yes | Yes | 2011-02-08 |  | 1
FALSE | T4BF-036KA | 1871 | 3932886 | BROAN | ET4BF-036KA | HP | Split System: Heat Pump with Remote Outdoor Unit-Air-Source | T4BF-036KA |  | C6B(A,H)-X36(C,U)-C | 12.5 | 15.7 | 8.6 | Yes | Yes | 2011-02-08 |  | 1
FALSE | T4BF-036KA | 1871 | 3932887 | BROAN | ET4BF-036KA | HP | Split System: Heat Pump with Remote Outdoor Unit-Air-Source | T4BF-036KA |  | C6B(A,H)-X36(C,U)-C | 12.5 | 16 | 9 | Yes | Yes | 2011-02-08 |  | 1
FALSE | T4BF-048KA | 1876 | 3932888 | BROAN | ET4BF-048KA | HP | Split System: Heat Pump with Remote Outdoor Unit-Air-Source | T4BF-048KA |  | B4VM-X48K-C | 12.5 | 16 | 9 | Yes | Yes | 2011-02-08 |  | 1
FALSE | T4BF-048KA | 1876 | 3932889 | BROAN | ET4BF-048KA | HP | Split System: Heat Pump with Remote Outdoor Unit-Air-Source | T4BF-048KA |  | C6B(A,H)-F60(C,U)-C+TXV-X4.0 | 12.5 | 15 | 8.5 | Yes | Yes | 2011-02-08 |  | 1
FALSE | T4BF-048KA | 1876 | 3932890 | BROAN | ET4BF-048KA | HP | Split System: Heat Pump with Remote Outdoor Unit-Air-Source | T4BF-048KA |  | C6B(A,H)-F60(C,U)-C+TXV-X4.0 | 12.5 | 15 | 8.5 | Yes | Yes | 2011-02-08 |  | 1
FALSE | T4BF-048KA | 1876 | 3932891 | BROAN | ET4BF-048KA | HP | Split System: Heat Pump with Remote Outdoor Unit-Air-Source | T4BF-048KA |  | C6B(A,H)-F60(C,U)-C+TXV-X4.0 | 12.5 | 15 | 8.5 | Yes | Yes | 2011-02-08 |  | 1
FALSE | T4BF-048KA | 1876 | 3932892 | BROAN | ET4BF-048KA | HP | Split System: Heat Pump with Remote Outdoor Unit-Air-Source | T4BF-048KA |  | C6B(A,H)-F60(C,U)-C+TXV-X4.0 | 12.5 | 15 | 8.5 | Yes | Yes | 2011-02-08 |  | 1
FALSE | T4BF-048KA | 1876 | 3932893 | BROAN | ET4BF-048KA | HP | Split System: Heat Pump with Remote Outdoor Unit-Air-Source | T4BF-048KA |  | C6B(A,H)-F60(C,U)-C+TXV-X4.0 | 12.5 | 15 | 8.5 | Yes | Yes | 2011-02-08 |  | 1
FALSE | T4BF-048KA | 1876 | 3932894 | BROAN | ET4BF-048KA | HP | Split System: Heat Pump with Remote Outdoor Unit-Air-Source | T4BF-048KA |  | C6B(A,H)-F60(C,U)-C+TXV-X4.0 | 12.5 | 15 | 8.5 | Yes | Yes | 2011-02-08 |  | 1
FALSE | T4BF-048KA | 1876 | 3932895 | BROAN | ET4BF-048KA | HP | Split System: Heat Pump with Remote Outdoor Unit-Air-Source | T4BF-048KA |  | C6B(A,H)-F60(C,U)-C+TXV-X4.0 | 12.5 | 15 | 8.5 | Yes | Yes | 2011-02-08 |  | 1
FALSE | T4BF-048KA | 1876 | 3932896 | BROAN | ET4BF-048KA | HP | Split System: Heat Pump with Remote Outdoor Unit-Air-Source | T4BF-048KA |  | C6B(A,H)-F60(C,U)-C+TXV-X4.0 | 12.5 | 15 | 8.5 | Yes | Yes | 2011-02-08 |  | 1
FALSE | T4BF-048KA | 1876 | 3932897 | BROAN | ET4BF-048KA | HP | Split System: Heat Pump with Remote Outdoor Unit-Air-Source | T4BF-048KA |  | C6B(A,H)-F60(C,U)-C+TXV-X4.0 | 12.5 | 16 | 9 | Yes | Yes | 2011-02-08 |  | 1
FALSE | T4BF-048KA | 1876 | 3932898 | BROAN | ET4BF-048KA | HP | Split System: Heat Pump with Remote Outdoor Unit-Air-Source | T4BF-048KA |  | C6B(A,H)-X48(C,U)-C | 12.5 | 15 | 8.5 | Yes | Yes | 2011-02-08 |  | 1
FALSE | T4BF-048KA | 1876 | 3932899 | BROAN | ET4BF-048KA | HP | Split System: Heat Pump with Remote Outdoor Unit-Air-Source | T4BF-048KA |  | C6B(A,H)-X48(C,U)-C | 12.5 | 15 | 8.5 | Yes | Yes | 2011-02-08 |  | 1
FALSE | T4BF-048KA | 1876 | 3932900 | BROAN | ET4BF-048KA | HP | Split System: Heat Pump with Remote Outdoor Unit-Air-Source | T4BF-048KA |  | C6B(A,H)-X48(C,U)-C | 12.5 | 15 | 8.5 | Yes | Yes | 2011-02-08 |  | 1
FALSE | T4BF-048KA | 1876 | 3932901 | BROAN | ET4BF-048KA | HP | Split System: Heat Pump with Remote Outdoor Unit-Air-Source | T4BF-048KA |  | C6B(A,H)-X48(C,U)-C | 12.5 | 15 | 8.5 | Yes | Yes | 2011-02-08 |  | 1
FALSE | T4BF-048KA | 1876 | 3932902 | BROAN | ET4BF-048KA | HP | Split System: Heat Pump with Remote Outdoor Unit-Air-Source | T4BF-048KA |  | C6B(A,H)-X48(C,U)-C | 12.5 | 15 | 8.5 | Yes | Yes | 2011-02-08 |  | 1
FALSE | T4BF-048KA | 1876 | 3932903 | BROAN | ET4BF-048KA | HP | Split System: Heat Pump with Remote Outdoor Unit-Air-Source | T4BF-048KA |  | C6B(A,H)-X48(C,U)-C | 12.5 | 15 | 8.5 | Yes | Yes | 2011-02-08 |  | 1
FALSE | T4BF-048KA | 1876 | 3932904 | BROAN | ET4BF-048KA | HP | Split System: Heat Pump with Remote Outdoor Unit-Air-Source | T4BF-048KA |  | C6B(A,H)-X48(C,U)-C | 12.5 | 15 | 8.5 | Yes | Yes | 2011-02-08 |  | 1
FALSE | T4BF-048KA | 1876 | 3932905 | BROAN | ET4BF-048KA | HP | Split System: Heat Pump with Remote Outdoor Unit-Air-Source | T4BF-048KA |  | C6B(A,H)-X48(C,U)-C | 12.5 | 15 | 8.5 | Yes | Yes | 2011-02-08 |  | 1
FALSE | T4BF-048KA | 1876 | 3932906 | BROAN | ET4BF-048KA | HP | Split System: Heat Pump with Remote Outdoor Unit-Air-Source | T4BF-048KA |  | C6B(A,H)-X48(C,U)-C | 12.5 | 16 | 9 | Yes | Yes | 2011-02-08 |  | 1
FALSE | 4A6H7060A1 | 173 | 3934118 | TRANE | 4TWX6060E1 | HP | Split System: Heat Pump with Remote Outdoor Unit-Air-Source | 4A6H6060E1 |  | 4TXCD063BC3 | 12 | 15.5 | 8.5 | Yes | Yes | 2011-02-28 |  | 0
FALSE | 4A6H7048A1 | 172 | 3934187 | AMERICAN STANDARD, INC. | 4A6H6048E1 | HP | Split System: Heat Pump with Remote Outdoor Unit-Air-Source | 4A6H6048E1 |  | 4TEE3C06A1 | 12 | 16 | 8.5 | Yes | Yes | 2011-01-22 |  | 0
FALSE | 4A6H7048A1 | 172 | 3934189 | AMERICAN STANDARD, INC. | 4A6H6048E1 | HP | Split System: Heat Pump with Remote Outdoor Unit-Air-Source | 4A6H6048E1 |  | 4TEE3C08A1 | 12 | 15.5 | 8.5 | Yes | Yes | 2011-01-22 |  | 0
FALSE | 4A6H7048A1 | 172 | 3934191 | AMERICAN STANDARD, INC. | 4A6H6048E1 | HP | Split System: Heat Pump with Remote Outdoor Unit-Air-Source | 4A6H6048E1 |  | 4TEE3C09A1 | 12.5 | 17 | 9 | Yes | Yes | 2011-01-22 |  | 1
FALSE | 4A6H7048A1 | 172 | 3934192 | AMERICAN STANDARD, INC. | 4A6H6048E1 | HP | Split System: Heat Pump with Remote Outdoor Unit-Air-Source | 4A6H6048E1 |  | 4TEE3C09A1+18-GJ01D | 12.5 | 17 | 9 | Yes | Yes | 2011-01-22 |  | 1
FALSE | 4A6H7048A1 | 172 | 3934193 | AMERICAN STANDARD, INC. | 4A6H6048E1 | HP | Split System: Heat Pump with Remote Outdoor Unit-Air-Source | 4A6H6048E1 |  | 4TEE3C10A1 | 12.5 | 17 | 9 | Yes | Yes | 2011-01-22 |  | 1
FALSE | 4A6H7048A1 | 172 | 3934194 | AMERICAN STANDARD, INC. | 4A6H6048E1 | HP | Split System: Heat Pump with Remote Outdoor Unit-Air-Source | 4A6H6048E1 |  | 4TEE3C10A1+18-GJ01D | 12.5 | 16.5 | 9 | Yes | Yes | 2011-01-22 |  | 1
FALSE | 4A6H7048A1 | 172 | 3934195 | AMERICAN STANDARD, INC. | 4A6H6048E1 | HP | Split System: Heat Pump with Remote Outdoor Unit-Air-Source | 4A6H6048E1 |  | 4TEE3F48A1 | 12.5 | 16 | 8.5 | Yes | Yes | 2011-01-22 |  | 1
FALSE | 4A6H7048A1 | 172 | 3934196 | AMERICAN STANDARD, INC. | 4A6H6048E1 | HP | Split System: Heat Pump with Remote Outdoor Unit-Air-Source | 4A6H6048E1 |  | 4TEE3F48B1 | 12.5 | 16.5 | 8.5 | Yes | Yes | 2011-01-22 |  | 1
FALSE | 4A6H7048A1 | 172 | 3934197 | AMERICAN STANDARD, INC. | 4A6H6048E1 | HP | Split System: Heat Pump with Remote Outdoor Unit-Air-Source | 4A6H6048E1 |  | 4TEE3F49B1 | 12.5 | 16.5 | 9 | Yes | Yes | 2011-01-22 |  | 1
FALSE | 4A6H7048A1 | 172 | 3934198 | AMERICAN STANDARD, INC. | 4A6H6048E1 | HP | Split System: Heat Pump with Remote Outdoor Unit-Air-Source | 4A6H6048E1 |  | 4TEE3F64A1 | 12.5 | 16 | 8.5 | Yes | Yes | 2011-01-22 |  | 1
FALSE | 4A6H7048A1 | 172 | 3934199 | AMERICAN STANDARD, INC. | 4A6H6048E1 | HP | Split System: Heat Pump with Remote Outdoor Unit-Air-Source | 4A6H6048E1 |  | 4TEE3F65B1 | 12.5 | 16.5 | 9 | Yes | Yes | 2011-01-22 |  | 1
FALSE | 4A6H7048A1 | 172 | 3934200 | AMERICAN STANDARD, INC. | 4A6H6048E1 | HP | Split System: Heat Pump with Remote Outdoor Unit-Air-Source | 4A6H6048E1 |  | 4TEE3F66A1 | 12.5 | 17 | 9 | Yes | Yes | 2011-01-22 |  | 1
FALSE | 4A6H7048A1 | 172 | 3934205 | AMERICAN STANDARD, INC. | 4A6H6048E1 | HP | Split System: Heat Pump with Remote Outdoor Unit-Air-Source | 4A6H6048E1 |  | 4TXCC008CC3 | 12 | 16 | 8.5 | Yes | Yes | 2011-01-22 |  | 0
FALSE | 4A6H7048A1 | 172 | 3934209 | AMERICAN STANDARD, INC. | 4A6H6048E1 | HP | Split System: Heat Pump with Remote Outdoor Unit-Air-Source | 4A6H6048E1 |  | 4TXCC008CC3 | 12 | 15.5 | 8.2 | Yes | Yes | 2011-01-22 |  | Below V5.0 Req.
FALSE | 4A6H7048A1 | 172 | 3934215 | AMERICAN STANDARD, INC. | 4A6H6048E1 | HP | Split System: Heat Pump with Remote Outdoor Unit-Air-Source | 4A6H6048E1 |  | 4TXCC008CC3 | 12 | 16 | 8.5 | Yes | Yes | 2011-01-22 |  | 0
FALSE | 4A6H7048A1 | 172 | 3934216 | AMERICAN STANDARD, INC. | 4A6H6048E1 | HP | Split System: Heat Pump with Remote Outdoor Unit-Air-Source | 4A6H6048E1 |  | 4TXCC008CC3 | 12 | 15.5 | 8.2 | Yes | Yes | 2011-01-22 |  | Below V5.0 Req.
FALSE | 4A6H7048A1 | 172 | 3934219 | AMERICAN STANDARD, INC. | 4A6H6048E1 | HP | Split System: Heat Pump with Remote Outdoor Unit-Air-Source | 4A6H6048E1 |  | 4TXCC008CC3 | 12 | 16 | 8.5 | Yes | Yes | 2011-01-22 |  | 0
FALSE | 4A6H7048A1 | 172 | 3934220 | AMERICAN STANDARD, INC. | 4A6H6048E1 | HP | Split System: Heat Pump with Remote Outdoor Unit-Air-Source | 4A6H6048E1 |  | 4TXCC008CC3 | 12 | 16 | 8.5 | Yes | Yes | 2011-01-22 |  | 0
FALSE | 4A6H7048A1 | 172 | 3934235 | AMERICAN STANDARD, INC. | 4A6H6048E1 | HP | Split System: Heat Pump with Remote Outdoor Unit-Air-Source | 4A6H6048E1 |  | 4TXCC044BC3 | 12 | 16 | 8.2 | Yes | Yes | 2011-01-22 |  | Below V5.0 Req.
FALSE | 4A6H7048A1 | 172 | 3934290 | AMERICAN STANDARD, INC. | 4A6H6048E1 | HP | Split System: Heat Pump with Remote Outdoor Unit-Air-Source | 4A6H6048E1 |  | 4TXCD009CC3 | 12 | 16 | 8.5 | Yes | Yes | 2011-01-22 |  | 0
FALSE | 4A6H7048A1 | 172 | 3934296 | AMERICAN STANDARD, INC. | 4A6H6048E1 | HP | Split System: Heat Pump with Remote Outdoor Unit-Air-Source | 4A6H6048E1 |  | 4TXCD009CC3 | 12 | 16 | 8.5 | Yes | Yes | 2011-01-22 |  | 0
FALSE | 4A6H7048A1 | 172 | 3934297 | AMERICAN STANDARD, INC. | 4A6H6048E1 | HP | Split System: Heat Pump with Remote Outdoor Unit-Air-Source | 4A6H6048E1 |  | 4TXCD009CC3 | 12 | 16 | 8.5 | Yes | Yes | 2011-01-22 |  | 0
FALSE | 4A6H7048A1 | 172 | 3934298 | AMERICAN STANDARD, INC. | 4A6H6048E1 | HP | Split System: Heat Pump with Remote Outdoor Unit-Air-Source | 4A6H6048E1 |  | 4TXCD009CC3 | 12 | 16 | 8.2 | Yes | Yes | 2011-01-22 |  | Below V5.0 Req.
FALSE | 4A6H7048A1 | 172 | 3934299 | AMERICAN STANDARD, INC. | 4A6H6048E1 | HP | Split System: Heat Pump with Remote Outdoor Unit-Air-Source | 4A6H6048E1 |  | 4TXCD009CC3 | 12 | 16 | 8.5 | Yes | Yes | 2011-01-22 |  | 0
FALSE | 4A6H7048A1 | 172 | 3934300 | AMERICAN STANDARD, INC. | 4A6H6048E1 | HP | Split System: Heat Pump with Remote Outdoor Unit-Air-Source | 4A6H6048E1 |  | 4TXCD009CC3 | 12 | 16 | 8.5 | Yes | Yes | 2011-01-22 |  | 0
FALSE | 4A6H7048A1 | 172 | 3934301 | AMERICAN STANDARD, INC. | 4A6H6048E1 | HP | Split System: Heat Pump with Remote Outdoor Unit-Air-Source | 4A6H6048E1 |  | 4TXCD009CC3 | 12 | 16 | 8.2 | Yes | Yes | 2011-01-22 |  | Below V5.0 Req.
FALSE | 4A6H7048A1 | 172 | 3934302 | AMERICAN STANDARD, INC. | 4A6H6048E1 | HP | Split System: Heat Pump with Remote Outdoor Unit-Air-Source | 4A6H6048E1 |  | 4TXCD009CC3 | 12 | 16 | 8.5 | Yes | Yes | 2011-01-22 |  | 0
FALSE | 4A6H7048A1 | 172 | 3934303 | AMERICAN STANDARD, INC. | 4A6H6048E1 | HP | Split System: Heat Pump with Remote Outdoor Unit-Air-Source | 4A6H6048E1 |  | 4TXCD009CC3 | 12 | 16 | 8.2 | Yes | Yes | 2011-01-22 |  | Below V5.0 Req.
FALSE | 4A6H7048A1 | 172 | 3934304 | AMERICAN STANDARD, INC. | 4A6H6048E1 | HP | Split System: Heat Pump with Remote Outdoor Unit-Air-Source | 4A6H6048E1 |  | 4TXCD010CC3 | 12 | 16 | 8.5 | Yes | Yes | 2011-01-22 |  | 0
FALSE | 4A6H7048A1 | 172 | 3934306 | AMERICAN STANDARD, INC. | 4A6H6048E1 | HP | Split System: Heat Pump with Remote Outdoor Unit-Air-Source | 4A6H6048E1 |  | 4TXCD010CC3 | 12 | 16 | 8.5 | Yes | Yes | 2011-01-22 |  | 0
FALSE | 4A6H7048A1 | 172 | 3934309 | AMERICAN STANDARD, INC. | 4A6H6048E1 | HP | Split System: Heat Pump with Remote Outdoor Unit-Air-Source | 4A6H6048E1 |  | 4TXCD010CC3 | 12 | 16 | 8.5 | Yes | Yes | 2011-01-22 |  | 0
FALSE | 4A6H7048A1 | 172 | 3934310 | AMERICAN STANDARD, INC. | 4A6H6048E1 | HP | Split System: Heat Pump with Remote Outdoor Unit-Air-Source | 4A6H6048E1 |  | 4TXCD010CC3 | 12 | 16 | 8.5 | Yes | Yes | 2011-01-22 |  | 0
FALSE | 4A6H7048A1 | 172 | 3934313 | AMERICAN STANDARD, INC. | 4A6H6048E1 | HP | Split System: Heat Pump with Remote Outdoor Unit-Air-Source | 4A6H6048E1 |  | 4TXCD010CC3 | 12 | 15.5 | 8.2 | Yes | Yes | 2011-01-22 |  | Below V5.0 Req.
FALSE | 4A6H7048A1 | 172 | 3934315 | AMERICAN STANDARD, INC. | 4A6H6048E1 | HP | Split System: Heat Pump with Remote Outdoor Unit-Air-Source | 4A6H6048E1 |  | 4TXCD010CC3 | 12 | 16 | 8.5 | Yes | Yes | 2011-01-22 |  | 0
FALSE | 4A6H7048A1 | 172 | 3934320 | AMERICAN STANDARD, INC. | 4A6H6048E1 | HP | Split System: Heat Pump with Remote Outdoor Unit-Air-Source | 4A6H6048E1 |  | 4TXCD010CC3 | 12 | 15.5 | 8.2 | Yes | Yes | 2011-01-22 |  | Below V5.0 Req.
FALSE | 4A6H7048A1 | 172 | 3934321 | AMERICAN STANDARD, INC. | 4A6H6048E1 | HP | Split System: Heat Pump with Remote Outdoor Unit-Air-Source | 4A6H6048E1 |  | 4TXCD010CC3 | 12 | 16 | 8.2 | Yes | Yes | 2011-01-22 |  | Below V5.0 Req.
FALSE | 4A6H7048A1 | 172 | 3934323 | AMERICAN STANDARD, INC. | 4A6H6048E1 | HP | Split System: Heat Pump with Remote Outdoor Unit-Air-Source | 4A6H6048E1 |  | 4TXCD010CC3 | 12 | 16 | 8.5 | Yes | Yes | 2011-01-22 |  | 0
FALSE | 4A6H7048A1 | 172 | 3934326 | AMERICAN STANDARD, INC. | 4A6H6048E1 | HP | Split System: Heat Pump with Remote Outdoor Unit-Air-Source | 4A6H6048E1 |  | 4TXCD010CC3 | 12 | 15.5 | 8.2 | Yes | Yes | 2011-01-22 |  | Below V5.0 Req.
FALSE | 4A6H7048A1 | 172 | 3934330 | AMERICAN STANDARD, INC. | 4A6H6048E1 | HP | Split System: Heat Pump with Remote Outdoor Unit-Air-Source | 4A6H6048E1 |  | 4TXCD050BC3 | 12 | 15.5 | 8.5 | Yes | Yes | 2011-01-22 |  | 0
FALSE | 4A6H7048A1 | 172 | 3934367 | AMERICAN STANDARD, INC. | 4A6H6048E1 | HP | Split System: Heat Pump with Remote Outdoor Unit-Air-Source | 4A6H6048E1 |  | 4TXCD061BC3 | 12 | 16 | 8.5 | Yes | Yes | 2011-01-22 |  | 0
FALSE | 4A6H7048A1 | 172 | 3934368 | AMERICAN STANDARD, INC. | 4A6H6048E1 | HP | Split System: Heat Pump with Remote Outdoor Unit-Air-Source | 4A6H6048E1 |  | 4TXCD061BC3 | 12 | 15.5 | 8.2 | Yes | Yes | 2011-01-22 |  | Below V5.0 Req.
FALSE | 4A6H7048A1 | 172 | 3934369 | AMERICAN STANDARD, INC. | 4A6H6048E1 | HP | Split System: Heat Pump with Remote Outdoor Unit-Air-Source | 4A6H6048E1 |  | 4TXCD061BC3 | 12.5 | 16 | 8.5 | Yes | Yes | 2011-01-22 |  | 1
FALSE | 4A6H7048A1 | 172 | 3934375 | AMERICAN STANDARD, INC. | 4A6H6048E1 | HP | Split System: Heat Pump with Remote Outdoor Unit-Air-Source | 4A6H6048E1 |  | 4TXCD061BC3 | 12 | 15.5 | 8.2 | Yes | Yes | 2011-01-22 |  | Below V5.0 Req.
FALSE | 4A6H7048A1 | 172 | 3934377 | AMERICAN STANDARD, INC. | 4A6H6048E1 | HP | Split System: Heat Pump with Remote Outdoor Unit-Air-Source | 4A6H6048E1 |  | 4TXCD061BC3 | 12 | 16 | 8.5 | Yes | Yes | 2011-01-22 |  | 0
FALSE | 4A6H7048A1 | 172 | 3934381 | AMERICAN STANDARD, INC. | 4A6H6048E1 | HP | Split System: Heat Pump with Remote Outdoor Unit-Air-Source | 4A6H6048E1 |  | 4TXCD061BC3 | 12 | 16 | 8.5 | Yes | Yes | 2011-01-22 |  | 0
FALSE | 4A6H7048A1 | 172 | 3934384 | AMERICAN STANDARD, INC. | 4A6H6048E1 | HP | Split System: Heat Pump with Remote Outdoor Unit-Air-Source | 4A6H6048E1 |  | 4TXCD063BC3 | 12.5 | 17 | 9 | Yes | Yes | 2011-01-22 |  | 1
FALSE | 4A6H7048A1 | 172 | 3934385 | AMERICAN STANDARD, INC. | 4A6H6048E1 | HP | Split System: Heat Pump with Remote Outdoor Unit-Air-Source | 4A6H6048E1 |  | 4TXCD063BC3 | 12 | 16 | 8.2 | Yes | Yes | 2011-01-22 |  | Below V5.0 Req.
FALSE | 4A6H7048A1 | 172 | 3934386 | AMERICAN STANDARD, INC. | 4A6H6048E1 | HP | Split System: Heat Pump with Remote Outdoor Unit-Air-Source | 4A6H6048E1 |  | 4TXCD063BC3 | 12.5 | 17 | 9 | Yes | Yes | 2011-01-22 |  | 1
FALSE | 4A6H7048A1 | 172 | 3934387 | AMERICAN STANDARD, INC. | 4A6H6048E1 | HP | Split System: Heat Pump with Remote Outdoor Unit-Air-Source | 4A6H6048E1 |  | 4TXCD063BC3 | 12 | 16 | 8.5 | Yes | Yes | 2011-01-22 |  | 0
FALSE | 4A6H7048A1 | 172 | 3934389 | AMERICAN STANDARD, INC. | 4A6H6048E1 | HP | Split System: Heat Pump with Remote Outdoor Unit-Air-Source | 4A6H6048E1 |  | 4TXCD063BC3 | 12.5 | 16.5 | 8.5 | Yes | Yes | 2011-01-22 |  | 1
FALSE | 4A6H7048A1 | 172 | 3934391 | AMERICAN STANDARD, INC. | 4A6H6048E1 | HP | Split System: Heat Pump with Remote Outdoor Unit-Air-Source | 4A6H6048E1 |  | 4TXCD063BC3 | 12.5 | 17 | 9 | Yes | Yes | 2011-01-22 |  | 1
FALSE | 4A6H7048A1 | 172 | 3934393 | AMERICAN STANDARD, INC. | 4A6H6048E1 | HP | Split System: Heat Pump with Remote Outdoor Unit-Air-Source | 4A6H6048E1 |  | 4TXCD063BC3 | 12.5 | 17 | 9 | Yes | Yes | 2011-01-22 |  | 1
FALSE | 4A6H7048A1 | 172 | 3934395 | AMERICAN STANDARD, INC. | 4A6H6048E1 | HP | Split System: Heat Pump with Remote Outdoor Unit-Air-Source | 4A6H6048E1 |  | 4TXCD063BC3 | 12 | 16 | 8.5 | Yes | Yes | 2011-01-22 |  | 0
FALSE | 4A6H7048A1 | 172 | 3934397 | AMERICAN STANDARD, INC. | 4A6H6048E1 | HP | Split System: Heat Pump with Remote Outdoor Unit-Air-Source | 4A6H6048E1 |  | 4TXCD063BC3 | 12 | 16.5 | 8.2 | Yes | Yes | 2011-01-22 |  | Below V5.0 Req.
FALSE | 4A6H7048A1 | 172 | 3934398 | AMERICAN STANDARD, INC. | 4A6H6048E1 | HP | Split System: Heat Pump with Remote Outdoor Unit-Air-Source | 4A6H6048E1 |  | 4TXCD063BC3 | 12 | 16 | 8.5 | Yes | Yes | 2011-01-22 |  | 0
FALSE | 4A6H7048A1 | 172 | 3934400 | AMERICAN STANDARD, INC. | 4A6H6048E1 | HP | Split System: Heat Pump with Remote Outdoor Unit-Air-Source | 4A6H6048E1 |  | 4TXCD063BC3 | 12.5 | 17 | 9 | Yes | Yes | 2011-01-22 |  | 1
FALSE | 4A6H7048A1 | 172 | 3934401 | AMERICAN STANDARD, INC. | 4A6H6048E1 | HP | Split System: Heat Pump with Remote Outdoor Unit-Air-Source | 4A6H6048E1 |  | 4TXCD063BC3 | 12.5 | 16.5 | 8.5 | Yes | Yes | 2011-01-22 |  | 1
FALSE | 4A6H7048A1 | 172 | 3934405 | AMERICAN STANDARD, INC. | 4A6H6048E1 | HP | Split System: Heat Pump with Remote Outdoor Unit-Air-Source | 4A6H6048E1 |  | 4TXCD063BC3 | 12 | 16.5 | 8.2 | Yes | Yes | 2011-01-22 |  | Below V5.0 Req.
FALSE | 4A6H7048A1 | 172 | 3934406 | AMERICAN STANDARD, INC. | 4A6H6048E1 | HP | Split System: Heat Pump with Remote Outdoor Unit-Air-Source | 4A6H6048E1 |  | 4TXCD063BC3 | 12.5 | 17 | 8.5 | Yes | Yes | 2011-01-22 |  | 1
FALSE | 4A6H7048A1 | 172 | 3934464 | AMERICAN STANDARD, INC. | 4A6H6048E1 | HP | Split System: Heat Pump with Remote Outdoor Unit-Air-Source | 4A6H6048E1 |  | 4TXFH063CZ3 | 12.5 | 16.5 | 8.2 | Yes | Yes | 2011-01-22 |  | Below V5.0 Req.
FALSE | 4A6H7048A1 | 172 | 3934465 | AMERICAN STANDARD, INC. | 4A6H6048E1 | HP | Split System: Heat Pump with Remote Outdoor Unit-Air-Source | 4A6H6048E1 |  | 4TXFH063CZ3 | 12.5 | 16 | 8.5 | Yes | Yes | 2011-01-22 |  | 1
FALSE | 4A6H7048A1 | 172 | 3934467 | AMERICAN STANDARD, INC. | 4A6H6048E1 | HP | Split System: Heat Pump with Remote Outdoor Unit-Air-Source | 4A6H6048E1 |  | 4TXFH063CZ3 | 12.5 | 16.5 | 8.5 | Yes | Yes | 2011-01-22 |  | 1
FALSE | 4A6H7048A1 | 172 | 3934468 | AMERICAN STANDARD, INC. | 4A6H6048E1 | HP | Split System: Heat Pump with Remote Outdoor Unit-Air-Source | 4A6H6048E1 |  | 4TXFH063CZ3 | 12.5 | 16.5 | 8.5 | Yes | Yes | 2011-01-22 |  | 1
FALSE | 4A6H7048A1 | 172 | 3934471 | AMERICAN STANDARD, INC. | 4A6H6048E1 | HP | Split System: Heat Pump with Remote Outdoor Unit-Air-Source | 4A6H6048E1 |  | 4TXFH063CZ3 | 12 | 16 | 8.2 | Yes | Yes | 2011-01-22 |  | Below V5.0 Req.
FALSE | 4A6H7048A1 | 172 | 3934474 | AMERICAN STANDARD, INC. | 4A6H6048E1 | HP | Split System: Heat Pump with Remote Outdoor Unit-Air-Source | 4A6H6048E1 |  | 4TXFH063CZ3 | 12 | 16.5 | 8.5 | Yes | Yes | 2011-01-22 |  | 0
FALSE | 4A6H7048A1 | 172 | 3934475 | AMERICAN STANDARD, INC. | 4A6H6048E1 | HP | Split System: Heat Pump with Remote Outdoor Unit-Air-Source | 4A6H6048E1 |  | 4TXFH063CZ3 | 12.5 | 16.5 | 8.5 | Yes | Yes | 2011-01-22 |  | 1
FALSE | 4A6H7048A1 | 172 | 3934477 | AMERICAN STANDARD, INC. | 4A6H6048E1 | HP | Split System: Heat Pump with Remote Outdoor Unit-Air-Source | 4A6H6048E1 |  | 4TXFH063CZ3 | 12 | 16 | 8.2 | Yes | Yes | 2011-01-22 |  | Below V5.0 Req.
FALSE | 4A6H7048A1 | 172 | 3934478 | AMERICAN STANDARD, INC. | 4A6H6048E1 | HP | Split System: Heat Pump with Remote Outdoor Unit-Air-Source | 4A6H6048E1 |  | 4TXFH063CZ3 | 12 | 16 | 8.5 | Yes | Yes | 2011-01-22 |  | 0
FALSE | 4A6H7048A1 | 172 | 3934479 | AMERICAN STANDARD, INC. | 4A6H6048E1 | HP | Split System: Heat Pump with Remote Outdoor Unit-Air-Source | 4A6H6048E1 |  | 4TXFH063CZ3 | 12 | 16.5 | 8.5 | Yes | Yes | 2011-01-22 |  | 0
FALSE | 4A6H7048A1 | 172 | 3934482 | AMERICAN STANDARD, INC. | 4A6H6048E1 | HP | Split System: Heat Pump with Remote Outdoor Unit-Air-Source | 4A6H6048E1 |  | 4TXFH063CZ3 | 12.5 | 16.5 | 8.5 | Yes | Yes | 2011-01-22 |  | 1
FALSE | 4A6H7048A1 | 172 | 3934484 | AMERICAN STANDARD, INC. | 4A6H6048E1 | HP | Split System: Heat Pump with Remote Outdoor Unit-Air-Source | 4A6H6048E1 |  | 4TXFH063CZ3 | 12.5 | 16.5 | 8.5 | Yes | Yes | 2011-01-22 |  | 1
FALSE | 4A6H7048A1 | 172 | 3934486 | TRANE | 4TWX6048E1 | HP | Split System: Heat Pump with Remote Outdoor Unit-Air-Source | 4A6H6048E1 |  | 4TEE3C06A1 | 12 | 16 | 8.5 | Yes | Yes | 2011-02-28 |  | 0
FALSE | 4A6H7048A1 | 172 | 3934488 | TRANE | 4TWX6048E1 | HP | Split System: Heat Pump with Remote Outdoor Unit-Air-Source | 4A6H6048E1 |  | 4TEE3C08A1 | 12 | 15.5 | 8.5 | Yes | Yes | 2011-02-28 |  | 0
FALSE | 4A6H7048A1 | 172 | 3934490 | TRANE | 4TWX6048E1 | HP | Split System: Heat Pump with Remote Outdoor Unit-Air-Source | 4A6H6048E1 |  | 4TEE3C09A1 | 12.5 | 17 | 9 | Yes | Yes | 2011-02-28 |  | 1
FALSE | 4A6H7048A1 | 172 | 3934491 | TRANE | 4TWX6048E1 | HP | Split System: Heat Pump with Remote Outdoor Unit-Air-Source | 4A6H6048E1 |  | 4TEE3C09A1+18-GJ01D | 12.5 | 17 | 9 | Yes | Yes | 2011-02-28 |  | 1
FALSE | 4A6H7048A1 | 172 | 3934492 | TRANE | 4TWX6048E1 | HP | Split System: Heat Pump with Remote Outdoor Unit-Air-Source | 4A6H6048E1 |  | 4TEE3C10A1 | 12.5 | 17 | 9 | Yes | Yes | 2011-02-28 |  | 1
FALSE | 4A6H7048A1 | 172 | 3934493 | TRANE | 4TWX6048E1 | HP | Split System: Heat Pump with Remote Outdoor Unit-Air-Source | 4A6H6048E1 |  | 4TEE3C10A1+18-GJ01D | 12.5 | 16.5 | 9 | Yes | Yes | 2011-02-28 |  | 1
FALSE | 4A6H7048A1 | 172 | 3934494 | TRANE | 4TWX6048E1 | HP | Split System: Heat Pump with Remote Outdoor Unit-Air-Source | 4A6H6048E1 |  | 4TEE3F48A1 | 12.5 | 16 | 8.5 | Yes | Yes | 2011-02-28 |  | 1
FALSE | 4A6H7048A1 | 172 | 3934495 | TRANE | 4TWX6048E1 | HP | Split System: Heat Pump with Remote Outdoor Unit-Air-Source | 4A6H6048E1 |  | 4TEE3F48B1 | 12.5 | 16.5 | 8.5 | Yes | Yes | 2011-02-28 |  | 1
FALSE | 4A6H7048A1 | 172 | 3934496 | TRANE | 4TWX6048E1 | HP | Split System: Heat Pump with Remote Outdoor Unit-Air-Source | 4A6H6048E1 |  | 4TEE3F49B1 | 12.5 | 16.5 | 9 | Yes | Yes | 2011-02-28 |  | 1
FALSE | 4A6H7048A1 | 172 | 3934497 | TRANE | 4TWX6048E1 | HP | Split System: Heat Pump with Remote Outdoor Unit-Air-Source | 4A6H6048E1 |  | 4TEE3F64A1 | 12.5 | 16 | 8.5 | Yes | Yes | 2011-02-28 |  | 1
FALSE | 4A6H7048A1 | 172 | 3934498 | TRANE | 4TWX6048E1 | HP | Split System: Heat Pump with Remote Outdoor Unit-Air-Source | 4A6H6048E1 |  | 4TEE3F65B1 | 12.5 | 16.5 | 9 | Yes | Yes | 2011-02-28 |  | 1
FALSE | 4A6H7048A1 | 172 | 3934499 | TRANE | 4TWX6048E1 | HP | Split System: Heat Pump with Remote Outdoor Unit-Air-Source | 4A6H6048E1 |  | 4TEE3F66A1 | 12.5 | 17 | 9 | Yes | Yes | 2011-02-28 |  | 1
FALSE | 4A6H7048A1 | 172 | 3934504 | TRANE | 4TWX6048E1 | HP | Split System: Heat Pump with Remote Outdoor Unit-Air-Source | 4A6H6048E1 |  | 4TXCC008CC3 | 12 | 16 | 8.5 | Yes | Yes | 2011-02-28 |  | 0
FALSE | 4A6H7048A1 | 172 | 3934508 | TRANE | 4TWX6048E1 | HP | Split System: Heat Pump with Remote Outdoor Unit-Air-Source | 4A6H6048E1 |  | 4TXCC008CC3 | 12 | 15.5 | 8.2 | Yes | Yes | 2011-02-28 |  | Below V5.0 Req.
FALSE | 4A6H7048A1 | 172 | 3934514 | TRANE | 4TWX6048E1 | HP | Split System: Heat Pump with Remote Outdoor Unit-Air-Source | 4A6H6048E1 |  | 4TXCC008CC3 | 12 | 16 | 8.5 | Yes | Yes | 2011-02-28 |  | 0
FALSE | 4A6H7048A1 | 172 | 3934515 | TRANE | 4TWX6048E1 | HP | Split System: Heat Pump with Remote Outdoor Unit-Air-Source | 4A6H6048E1 |  | 4TXCC008CC3 | 12 | 15.5 | 8.2 | Yes | Yes | 2011-02-28 |  | Below V5.0 Req.
FALSE | 4A6H7048A1 | 172 | 3934518 | TRANE | 4TWX6048E1 | HP | Split System: Heat Pump with Remote Outdoor Unit-Air-Source | 4A6H6048E1 |  | 4TXCC008CC3 | 12 | 16 | 8.5 | Yes | Yes | 2011-02-28 |  | 0
FALSE | 4A6H7048A1 | 172 | 3934519 | TRANE | 4TWX6048E1 | HP | Split System: Heat Pump with Remote Outdoor Unit-Air-Source | 4A6H6048E1 |  | 4TXCC008CC3 | 12 | 16 | 8.5 | Yes | Yes | 2011-02-28 |  | 0
FALSE | 4A6H7048A1 | 172 | 3934534 | TRANE | 4TWX6048E1 | HP | Split System: Heat Pump with Remote Outdoor Unit-Air-Source | 4A6H6048E1 |  | 4TXCC044BC3 | 12 | 16 | 8.2 | Yes | Yes | 2011-02-28 |  | Below V5.0 Req.
FALSE | 4A6H7048A1 | 172 | 3934656 | TRANE | 4TWX6048E1 | HP | Split System: Heat Pump with Remote Outdoor Unit-Air-Source | 4A6H6048E1 |  | 4TXCD061BC3 | 12 | 15.5 | 8.2 | Yes | Yes | 2011-02-28 |  | Below V5.0 Req.
FALSE | 4A6H7048A1 | 172 | 3934657 | TRANE | 4TWX6048E1 | HP | Split System: Heat Pump with Remote Outdoor Unit-Air-Source | 4A6H6048E1 |  | 4TXCD061BC3 | 12 | 15.5 | 8.5 | Yes | Yes | 2011-02-28 |  | 0
FALSE | 4A6H7048A1 | 172 | 3934658 | TRANE | 4TWX6048E1 | HP | Split System: Heat Pump with Remote Outdoor Unit-Air-Source | 4A6H6048E1 |  | 4TXCD061BC3 | 12 | 15.5 | 8.2 | Yes | Yes | 2011-02-28 |  | Below V5.0 Req.
FALSE | 4A6H7048A1 | 172 | 3934660 | TRANE | 4TWX6048E1 | HP | Split System: Heat Pump with Remote Outdoor Unit-Air-Source | 4A6H6048E1 |  | 4TXCD061BC3 | 12 | 16 | 8.5 | Yes | Yes | 2011-02-28 |  | 0
FALSE | 4A6H7048A1 | 172 | 3934661 | TRANE | 4TWX6048E1 | HP | Split System: Heat Pump with Remote Outdoor Unit-Air-Source | 4A6H6048E1 |  | 4TXCD061BC3 | 12 | 15.5 | 8.2 | Yes | Yes | 2011-02-28 |  | Below V5.0 Req.
FALSE | 4A6H7048A1 | 172 | 3934663 | TRANE | 4TWX6048E1 | HP | Split System: Heat Pump with Remote Outdoor Unit-Air-Source | 4A6H6048E1 |  | 4TXCD061BC3 | 12.5 | 16 | 8.5 | Yes | Yes | 2011-02-28 |  | 1
FALSE | 4A6H7048A1 | 172 | 3934664 | TRANE | 4TWX6048E1 | HP | Split System: Heat Pump with Remote Outdoor Unit-Air-Source | 4A6H6048E1 |  | 4TXCD061BC3 | 12 | 15.5 | 8.5 | Yes | Yes | 2011-02-28 |  | 0
FALSE | 4A6H7048A1 | 172 | 3934665 | TRANE | 4TWX6048E1 | HP | Split System: Heat Pump with Remote Outdoor Unit-Air-Source | 4A6H6048E1 |  | 4TXCD061BC3 | 12 | 16 | 8.5 | Yes | Yes | 2011-02-28 |  | 0
FALSE | 4A6H7048A1 | 172 | 3934666 | TRANE | 4TWX6048E1 | HP | Split System: Heat Pump with Remote Outdoor Unit-Air-Source | 4A6H6048E1 |  | 4TXCD061BC3 | 12 | 16 | 8.5 | Yes | Yes | 2011-02-28 |  | 0
FALSE | 4A6H7048A1 | 172 | 3934667 | TRANE | 4TWX6048E1 | HP | Split System: Heat Pump with Remote Outdoor Unit-Air-Source | 4A6H6048E1 |  | 4TXCD061BC3 | 12 | 15.5 | 8.2 | Yes | Yes | 2011-02-28 |  | Below V5.0 Req.
FALSE | 4A6H7048A1 | 172 | 3934668 | TRANE | 4TWX6048E1 | HP | Split System: Heat Pump with Remote Outdoor Unit-Air-Source | 4A6H6048E1 |  | 4TXCD061BC3 | 12.5 | 16 | 8.5 | Yes | Yes | 2011-02-28 |  | 1
FALSE | 4A6H7048A1 | 172 | 3934674 | TRANE | 4TWX6048E1 | HP | Split System: Heat Pump with Remote Outdoor Unit-Air-Source | 4A6H6048E1 |  | 4TXCD061BC3 | 12 | 15.5 | 8.2 | Yes | Yes | 2011-02-28 |  | Below V5.0 Req.
FALSE | 4A6H7048A1 | 172 | 3934676 | TRANE | 4TWX6048E1 | HP | Split System: Heat Pump with Remote Outdoor Unit-Air-Source | 4A6H6048E1 |  | 4TXCD061BC3 | 12 | 16 | 8.5 | Yes | Yes | 2011-02-28 |  | 0
FALSE | 4A6H7048A1 | 172 | 3934680 | TRANE | 4TWX6048E1 | HP | Split System: Heat Pump with Remote Outdoor Unit-Air-Source | 4A6H6048E1 |  | 4TXCD061BC3 | 12 | 16 | 8.5 | Yes | Yes | 2011-02-28 |  | 0
FALSE | 4A6H7048A1 | 172 | 3934683 | TRANE | 4TWX6048E1 | HP | Split System: Heat Pump with Remote Outdoor Unit-Air-Source | 4A6H6048E1 |  | 4TXCD063BC3 | 12.5 | 17 | 9 | Yes | Yes | 2011-02-28 |  | 1
FALSE | 4A6H7048A1 | 172 | 3934684 | TRANE | 4TWX6048E1 | HP | Split System: Heat Pump with Remote Outdoor Unit-Air-Source | 4A6H6048E1 |  | 4TXCD063BC3 | 12 | 16 | 8.2 | Yes | Yes | 2011-02-28 |  | Below V5.0 Req.
FALSE | 4A6H7048A1 | 172 | 3934685 | TRANE | 4TWX6048E1 | HP | Split System: Heat Pump with Remote Outdoor Unit-Air-Source | 4A6H6048E1 |  | 4TXCD063BC3 | 12.5 | 17 | 9 | Yes | Yes | 2011-02-28 |  | 1
FALSE | 4A6H7048A1 | 172 | 3934686 | TRANE | 4TWX6048E1 | HP | Split System: Heat Pump with Remote Outdoor Unit-Air-Source | 4A6H6048E1 |  | 4TXCD063BC3 | 12 | 16 | 8.5 | Yes | Yes | 2011-02-28 |  | 0
FALSE | 4A6H7048A1 | 172 | 3934688 | TRANE | 4TWX6048E1 | HP | Split System: Heat Pump with Remote Outdoor Unit-Air-Source | 4A6H6048E1 |  | 4TXCD063BC3 | 12.5 | 16.5 | 8.5 | Yes | Yes | 2011-02-28 |  | 1
FALSE | 4A6H7048A1 | 172 | 3934690 | TRANE | 4TWX6048E1 | HP | Split System: Heat Pump with Remote Outdoor Unit-Air-Source | 4A6H6048E1 |  | 4TXCD063BC3 | 12.5 | 17 | 9 | Yes | Yes | 2011-02-28 |  | 1
FALSE | 4A6H7048A1 | 172 | 3934596 | TRANE | 4TWX6048E1 | HP | Split System: Heat Pump with Remote Outdoor Unit-Air-Source | 4A6H6048E1 |  | 4TXCD009CC3 | 12 | 16 | 8.5 | Yes | Yes | 2011-02-28 |  | 0
FALSE | 4A6H7048A1 | 172 | 3934597 | TRANE | 4TWX6048E1 | HP | Split System: Heat Pump with Remote Outdoor Unit-Air-Source | 4A6H6048E1 |  | 4TXCD009CC3 | 12 | 16 | 8.2 | Yes | Yes | 2011-02-28 |  | Below V5.0 Req.
FALSE | 4A6H7048A1 | 172 | 3934598 | TRANE | 4TWX6048E1 | HP | Split System: Heat Pump with Remote Outdoor Unit-Air-Source | 4A6H6048E1 |  | 4TXCD009CC3 | 12 | 16 | 8.5 | Yes | Yes | 2011-02-28 |  | 0
FALSE | 4A6H7048A1 | 172 | 3934599 | TRANE | 4TWX6048E1 | HP | Split System: Heat Pump with Remote Outdoor Unit-Air-Source | 4A6H6048E1 |  | 4TXCD009CC3 | 12 | 16 | 8.5 | Yes | Yes | 2011-02-28 |  | 0
FALSE | 4A6H7048A1 | 172 | 3934600 | TRANE | 4TWX6048E1 | HP | Split System: Heat Pump with Remote Outdoor Unit-Air-Source | 4A6H6048E1 |  | 4TXCD009CC3 | 12 | 16 | 8.2 | Yes | Yes | 2011-02-28 |  | Below V5.0 Req.
FALSE | 4A6H7048A1 | 172 | 3934601 | TRANE | 4TWX6048E1 | HP | Split System: Heat Pump with Remote Outdoor Unit-Air-Source | 4A6H6048E1 |  | 4TXCD009CC3 | 12 | 16 | 8.5 | Yes | Yes | 2011-02-28 |  | 0
FALSE | 4A6H7048A1 | 172 | 3934602 | TRANE | 4TWX6048E1 | HP | Split System: Heat Pump with Remote Outdoor Unit-Air-Source | 4A6H6048E1 |  | 4TXCD009CC3 | 12 | 16 | 8.2 | Yes | Yes | 2011-02-28 |  | Below V5.0 Req.
FALSE | 4A6H7048A1 | 172 | 3934603 | TRANE | 4TWX6048E1 | HP | Split System: Heat Pump with Remote Outdoor Unit-Air-Source | 4A6H6048E1 |  | 4TXCD010CC3 | 12 | 16 | 8.5 | Yes | Yes | 2011-02-28 |  | 0
FALSE | 4A6H7048A1 | 172 | 3934605 | TRANE | 4TWX6048E1 | HP | Split System: Heat Pump with Remote Outdoor Unit-Air-Source | 4A6H6048E1 |  | 4TXCD010CC3 | 12 | 16 | 8.5 | Yes | Yes | 2011-02-28 |  | 0
FALSE | 4A6H7048A1 | 172 | 3934608 | TRANE | 4TWX6048E1 | HP | Split System: Heat Pump with Remote Outdoor Unit-Air-Source | 4A6H6048E1 |  | 4TXCD010CC3 | 12 | 16 | 8.5 | Yes | Yes | 2011-02-28 |  | 0
FALSE | 4A6H7048A1 | 172 | 3934609 | TRANE | 4TWX6048E1 | HP | Split System: Heat Pump with Remote Outdoor Unit-Air-Source | 4A6H6048E1 |  | 4TXCD010CC3 | 12 | 16 | 8.5 | Yes | Yes | 2011-02-28 |  | 0
FALSE | 4A6H7048A1 | 172 | 3934612 | TRANE | 4TWX6048E1 | HP | Split System: Heat Pump with Remote Outdoor Unit-Air-Source | 4A6H6048E1 |  | 4TXCD010CC3 | 12 | 15.5 | 8.2 | Yes | Yes | 2011-02-28 |  | Below V5.0 Req.
FALSE | 4A6H7048A1 | 172 | 3934614 | TRANE | 4TWX6048E1 | HP | Split System: Heat Pump with Remote Outdoor Unit-Air-Source | 4A6H6048E1 |  | 4TXCD010CC3 | 12 | 16 | 8.5 | Yes | Yes | 2011-02-28 |  | 0
FALSE | 4A6H7048A1 | 172 | 3934619 | TRANE | 4TWX6048E1 | HP | Split System: Heat Pump with Remote Outdoor Unit-Air-Source | 4A6H6048E1 |  | 4TXCD010CC3 | 12 | 15.5 | 8.2 | Yes | Yes | 2011-02-28 |  | Below V5.0 Req.
FALSE | 4A6H7048A1 | 172 | 3934620 | TRANE | 4TWX6048E1 | HP | Split System: Heat Pump with Remote Outdoor Unit-Air-Source | 4A6H6048E1 |  | 4TXCD010CC3 | 12 | 16 | 8.2 | Yes | Yes | 2011-02-28 |  | Below V5.0 Req.
FALSE | 4A6H7048A1 | 172 | 3934622 | TRANE | 4TWX6048E1 | HP | Split System: Heat Pump with Remote Outdoor Unit-Air-Source | 4A6H6048E1 |  | 4TXCD010CC3 | 12 | 16 | 8.5 | Yes | Yes | 2011-02-28 |  | 0
FALSE | 4A6H7048A1 | 172 | 3934625 | TRANE | 4TWX6048E1 | HP | Split System: Heat Pump with Remote Outdoor Unit-Air-Source | 4A6H6048E1 |  | 4TXCD010CC3 | 12 | 15.5 | 8.2 | Yes | Yes | 2011-02-28 |  | Below V5.0 Req.
FALSE | 4A6H7048A1 | 172 | 3934629 | TRANE | 4TWX6048E1 | HP | Split System: Heat Pump with Remote Outdoor Unit-Air-Source | 4A6H6048E1 |  | 4TXCD050BC3 | 12 | 15.5 | 8.5 | Yes | Yes | 2011-02-28 |  | 0
FALSE | 4A6H7048A1 | 172 | 3934631 | TRANE | 4TWX6048E1 | HP | Split System: Heat Pump with Remote Outdoor Unit-Air-Source | 4A6H6048E1 |  | 4TXCD050BC3 | 12 | 16 | 8.5 | Yes | Yes | 2011-02-28 |  | 0
FALSE | 4A6H7048A1 | 172 | 3934632 | TRANE | 4TWX6048E1 | HP | Split System: Heat Pump with Remote Outdoor Unit-Air-Source | 4A6H6048E1 |  | 4TXCD050BC3 | 12 | 15.5 | 8.2 | Yes | Yes | 2011-02-28 |  | Below V5.0 Req.
FALSE | 4A6H7048A1 | 172 | 3934634 | TRANE | 4TWX6048E1 | HP | Split System: Heat Pump with Remote Outdoor Unit-Air-Source | 4A6H6048E1 |  | 4TXCD050BC3 | 12 | 15.5 | 8.5 | Yes | Yes | 2011-02-28 |  | 0
FALSE | 4A6H7048A1 | 172 | 3934639 | TRANE | 4TWX6048E1 | HP | Split System: Heat Pump with Remote Outdoor Unit-Air-Source | 4A6H6048E1 |  | 4TXCD050BC3 | 12 | 16 | 8.5 | Yes | Yes | 2011-02-28 |  | 0
FALSE | 4A6H7048A1 | 172 | 3934641 | TRANE | 4TWX6048E1 | HP | Split System: Heat Pump with Remote Outdoor Unit-Air-Source | 4A6H6048E1 |  | 4TXCD050BC3 | 12 | 15.5 | 8.2 | Yes | Yes | 2011-02-28 |  | Below V5.0 Req.
FALSE | 4A6H7048A1 | 172 | 3934642 | TRANE | 4TWX6048E1 | HP | Split System: Heat Pump with Remote Outdoor Unit-Air-Source | 4A6H6048E1 |  | 4TXCD050BC3 | 12 | 15.5 | 8.2 | Yes | Yes | 2011-02-28 |  | Below V5.0 Req.
FALSE | 4A6H7048A1 | 172 | 3934645 | TRANE | 4TWX6048E1 | HP | Split System: Heat Pump with Remote Outdoor Unit-Air-Source | 4A6H6048E1 |  | 4TXCD050BC3 | 12 | 16 | 8.5 | Yes | Yes | 2011-02-28 |  | 0
FALSE | 4A6H7048A1 | 172 | 3934650 | TRANE | 4TWX6048E1 | HP | Split System: Heat Pump with Remote Outdoor Unit-Air-Source | 4A6H6048E1 |  | 4TXCD050BC3 | 12 | 16 | 8.2 | Yes | Yes | 2011-02-28 |  | Below V5.0 Req.
FALSE | 4A6H7048A1 | 172 | 3934651 | TRANE | 4TWX6048E1 | HP | Split System: Heat Pump with Remote Outdoor Unit-Air-Source | 4A6H6048E1 |  | 4TXCD050BC3 | 12 | 16 | 8.5 | Yes | Yes | 2011-02-28 |  | 0
FALSE | 4A6H7048A1 | 172 | 3934652 | TRANE | 4TWX6048E1 | HP | Split System: Heat Pump with Remote Outdoor Unit-Air-Source | 4A6H6048E1 |  | 4TXCD050BC3 | 12 | 16 | 8.5 | Yes | Yes | 2011-02-28 |  | 0
FALSE | 4A6H7048A1 | 172 | 3934692 | TRANE | 4TWX6048E1 | HP | Split System: Heat Pump with Remote Outdoor Unit-Air-Source | 4A6H6048E1 |  | 4TXCD063BC3 | 12.5 | 17 | 9 | Yes | Yes | 2011-02-28 |  | 1
FALSE | 4A6H7048A1 | 172 | 3934694 | TRANE | 4TWX6048E1 | HP | Split System: Heat Pump with Remote Outdoor Unit-Air-Source | 4A6H6048E1 |  | 4TXCD063BC3 | 12 | 16 | 8.5 | Yes | Yes | 2011-02-28 |  | 0
FALSE | 4A6H7048A1 | 172 | 3934696 | TRANE | 4TWX6048E1 | HP | Split System: Heat Pump with Remote Outdoor Unit-Air-Source | 4A6H6048E1 |  | 4TXCD063BC3 | 12 | 16.5 | 8.2 | Yes | Yes | 2011-02-28 |  | Below V5.0 Req.
FALSE | 4A6H7048A1 | 172 | 3934697 | TRANE | 4TWX6048E1 | HP | Split System: Heat Pump with Remote Outdoor Unit-Air-Source | 4A6H6048E1 |  | 4TXCD063BC3 | 12 | 16 | 8.5 | Yes | Yes | 2011-02-28 |  | 0
FALSE | 4A6H7048A1 | 172 | 3934699 | TRANE | 4TWX6048E1 | HP | Split System: Heat Pump with Remote Outdoor Unit-Air-Source | 4A6H6048E1 |  | 4TXCD063BC3 | 12.5 | 17 | 9 | Yes | Yes | 2011-02-28 |  | 1
FALSE | 4A6H7048A1 | 172 | 3934700 | TRANE | 4TWX6048E1 | HP | Split System: Heat Pump with Remote Outdoor Unit-Air-Source | 4A6H6048E1 |  | 4TXCD063BC3 | 12.5 | 16.5 | 8.5 | Yes | Yes | 2011-02-28 |  | 1
FALSE | 4A6H7048A1 | 172 | 3934704 | TRANE | 4TWX6048E1 | HP | Split System: Heat Pump with Remote Outdoor Unit-Air-Source | 4A6H6048E1 |  | 4TXCD063BC3 | 12 | 16.5 | 8.2 | Yes | Yes | 2011-02-28 |  | Below V5.0 Req.
FALSE | 4A6H7048A1 | 172 | 3934705 | TRANE | 4TWX6048E1 | HP | Split System: Heat Pump with Remote Outdoor Unit-Air-Source | 4A6H6048E1 |  | 4TXCD063BC3 | 12.5 | 17 | 8.5 | Yes | Yes | 2011-02-28 |  | 1
FALSE | 4A6H7048A1 | 172 | 3934708 | TRANE | 4TWX6048E1 | HP | Split System: Heat Pump with Remote Outdoor Unit-Air-Source | 4A6H6048E1 |  | 4TXCD063BC3 | 12.5 | 16.5 | 8.5 | Yes | Yes | 2011-02-28 |  | 1
FALSE | 4A6H7048A1 | 172 | 3934709 | TRANE | 4TWX6048E1 | HP | Split System: Heat Pump with Remote Outdoor Unit-Air-Source | 4A6H6048E1 |  | 4TXCD063BC3 | 12.5 | 16.5 | 8.5 | Yes | Yes | 2011-02-28 |  | 1
FALSE | 4A6H7048A1 | 172 | 3934710 | TRANE | 4TWX6048E1 | HP | Split System: Heat Pump with Remote Outdoor Unit-Air-Source | 4A6H6048E1 |  | 4TXCD063BC3 | 12 | 16 | 8.5 | Yes | Yes | 2011-02-28 |  | 0
FALSE | 4A6H7048A1 | 172 | 3934713 | TRANE | 4TWX6048E1 | HP | Split System: Heat Pump with Remote Outdoor Unit-Air-Source | 4A6H6048E1 |  | 4TXCD064BC3 | 12 | 16 | 8.5 | Yes | Yes | 2011-02-28 |  | 0
FALSE | 4A6H7048A1 | 172 | 3934714 | TRANE | 4TWX6048E1 | HP | Split System: Heat Pump with Remote Outdoor Unit-Air-Source | 4A6H6048E1 |  | 4TXCD064BC3 | 12 | 15.5 | 8.2 | Yes | Yes | 2011-02-28 |  | Below V5.0 Req.
FALSE | 4A6H7048A1 | 172 | 3934717 | TRANE | 4TWX6048E1 | HP | Split System: Heat Pump with Remote Outdoor Unit-Air-Source | 4A6H6048E1 |  | 4TXCD064BC3 | 12 | 16 | 8.2 | Yes | Yes | 2011-02-28 |  | Below V5.0 Req.
FALSE | 4A6H7048A1 | 172 | 3934725 | TRANE | 4TWX6048E1 | HP | Split System: Heat Pump with Remote Outdoor Unit-Air-Source | 4A6H6048E1 |  | 4TXCD064BC3 | 12 | 16 | 8.5 | Yes | Yes | 2011-02-28 |  | 0
FALSE | 4A6H7048A1 | 172 | 3934727 | TRANE | 4TWX6048E1 | HP | Split System: Heat Pump with Remote Outdoor Unit-Air-Source | 4A6H6048E1 |  | 4TXCD064BC3 | 12 | 16 | 8.2 | Yes | Yes | 2011-02-28 |  | Below V5.0 Req.
FALSE | 4A6H7048A1 | 172 | 3934728 | TRANE | 4TWX6048E1 | HP | Split System: Heat Pump with Remote Outdoor Unit-Air-Source | 4A6H6048E1 |  | 4TXCD064BC3 | 12 | 16 | 8.5 | Yes | Yes | 2011-02-28 |  | 0
FALSE | 4A6H7048A1 | 172 | 3934730 | TRANE | 4TWX6048E1 | HP | Split System: Heat Pump with Remote Outdoor Unit-Air-Source | 4A6H6048E1 |  | 4TXCD064BC3 | 12 | 16 | 8.2 | Yes | Yes | 2011-02-28 |  | Below V5.0 Req.
FALSE | 4A6H7048A1 | 172 | 3934731 | TRANE | 4TWX6048E1 | HP | Split System: Heat Pump with Remote Outdoor Unit-Air-Source | 4A6H6048E1 |  | 4TXCD064BC3 | 12 | 16 | 8.5 | Yes | Yes | 2011-02-28 |  | 0
FALSE | 4A6H7048A1 | 172 | 3934733 | TRANE | 4TWX6048E1 | HP | Split System: Heat Pump with Remote Outdoor Unit-Air-Source | 4A6H6048E1 |  | 4TXCD064BC3 | 12 | 16 | 8.5 | Yes | Yes | 2011-02-28 |  | 0
FALSE | 4A6H7048A1 | 172 | 3934734 | TRANE | 4TWX6048E1 | HP | Split System: Heat Pump with Remote Outdoor Unit-Air-Source | 4A6H6048E1 |  | 4TXCD064BC3 | 12 | 16 | 8.5 | Yes | Yes | 2011-02-28 |  | 0
FALSE | 4A6H7048A1 | 172 | 3934735 | TRANE | 4TWX6048E1 | HP | Split System: Heat Pump with Remote Outdoor Unit-Air-Source | 4A6H6048E1 |  | 4TXCD064BC3 | 12 | 16 | 8.5 | Yes | Yes | 2011-02-28 |  | 0
FALSE | 4A6H7048A1 | 172 | 3934737 | TRANE | 4TWX6048E1 | HP | Split System: Heat Pump with Remote Outdoor Unit-Air-Source | 4A6H6048E1 |  | 4TXCD064BC3 | 12 | 16 | 8.5 | Yes | Yes | 2011-02-28 |  | 0
FALSE | 4A6H7048A1 | 172 | 3934738 | TRANE | 4TWX6048E1 | HP | Split System: Heat Pump with Remote Outdoor Unit-Air-Source | 4A6H6048E1 |  | 4TXCD064BC3 | 12 | 16 | 8.2 | Yes | Yes | 2011-02-28 |  | Below V5.0 Req.
FALSE | 4A6H7048A1 | 172 | 3934758 | TRANE | 4TWX6048E1 | HP | Split System: Heat Pump with Remote Outdoor Unit-Air-Source | 4A6H6048E1 |  | 4TXFH063CZ3 | 12.5 | 16.5 | 8.5 | Yes | Yes | 2011-02-28 |  | 1
FALSE | 4A6H7048A1 | 172 | 3934761 | TRANE | 4TWX6048E1 | HP | Split System: Heat Pump with Remote Outdoor Unit-Air-Source | 4A6H6048E1 |  | 4TXFH063CZ3 | 12.5 | 16.5 | 8.5 | Yes | Yes | 2011-02-28 |  | 1
FALSE | 4A6H7048A1 | 172 | 3934762 | TRANE | 4TWX6048E1 | HP | Split System: Heat Pump with Remote Outdoor Unit-Air-Source | 4A6H6048E1 |  | 4TXFH063CZ3 | 12.5 | 16.5 | 8.5 | Yes | Yes | 2011-02-28 |  | 1
FALSE | 4A6H7048A1 | 172 | 3934763 | TRANE | 4TWX6048E1 | HP | Split System: Heat Pump with Remote Outdoor Unit-Air-Source | 4A6H6048E1 |  | 4TXFH063CZ3 | 12.5 | 16.5 | 8.2 | Yes | Yes | 2011-02-28 |  | Below V5.0 Req.
FALSE | 4TWR5061E1 | 2575 | 3936531 | TRANE | 4TWR5061E1 | HP | Split System: Heat Pump with Remote Outdoor Unit-Air-Source | 4TWR5061E1 |  | 4TEE3C09A1+18-GJ01D | 12 | 14.5 | 8.5 | Yes | Yes | 2011-01-22 |  | 0
FALSE | 4TWR5061E1 | 2575 | 3936532 | TRANE | 4TWR5061E1 | HP | Split System: Heat Pump with Remote Outdoor Unit-Air-Source | 4TWR5061E1 |  | 4TEE3C10A1 | 12.5 | 15 | 8.5 | Yes | Yes | 2011-01-22 |  | 1
FALSE | 4TWR5061E1 | 2575 | 3936535 | TRANE | 4TWR5061E1 | HP | Split System: Heat Pump with Remote Outdoor Unit-Air-Source | 4TWR5061E1 |  | 4TEE3F49B1 | 12 | 14.5 | 8.2 | Yes | Yes | 2011-01-22 |  | Below V5.0 Req.
FALSE | 4TWR5061E1 | 2575 | 3936536 | TRANE | 4TWR5061E1 | HP | Split System: Heat Pump with Remote Outdoor Unit-Air-Source | 4TWR5061E1 |  | 4TEE3F49C1 | 12 | 14.5 | 8.5 | Yes | Yes | 2011-01-22 |  | 0
FALSE | 4TWR5061E1 | 2575 | 3936538 | TRANE | 4TWR5061E1 | HP | Split System: Heat Pump with Remote Outdoor Unit-Air-Source | 4TWR5061E1 |  | 4TEE3F65B1 | 12 | 14.5 | 8.5 | Yes | Yes | 2011-01-22 |  | 0
FALSE | 4TWR5061E1 | 2575 | 3936584 | TRANE | 4TWR5061E1 | HP | Split System: Heat Pump with Remote Outdoor Unit-Air-Source | 4TWR5061E1 |  | 4TXCD063BC3 | 12.5 | 15 | 8.5 | Yes | Yes | 2011-01-22 |  | 1
FALSE | 4TWR5061E1 | 2575 | 3936585 | TRANE | 4TWR5061E1 | HP | Split System: Heat Pump with Remote Outdoor Unit-Air-Source | 4TWR5061E1 |  | 4TXCD063BC3 | 12 | 14.5 | 8.2 | Yes | Yes | 2011-01-22 |  | Below V5.0 Req.
FALSE | 4TWR5061E1 | 2575 | 3936589 | TRANE | 4TWR5061E1 | HP | Split System: Heat Pump with Remote Outdoor Unit-Air-Source | 4TWR5061E1 |  | 4TXCD063BC3 | 12 | 14.5 | 8.2 | Yes | Yes | 2011-01-22 |  | Below V5.0 Req.
FALSE | 4TWR5061E1 | 2575 | 3936592 | TRANE | 4TWR5061E1 | HP | Split System: Heat Pump with Remote Outdoor Unit with No Indoor Fan --Air Source | 4TWR5061E1 |  | 4TXCD063BC3 | 12 | 14.5 | 8.2 | Yes | Yes | 2011-01-22 |  | Below V5.0 Req.
FALSE | 4TWR5061E1 | 2575 | 3936593 | TRANE | 4TWR5061E1 | HP | Split System: Heat Pump with Remote Outdoor Unit-Air-Source | 4TWR5061E1 |  | 4TXCD063BC3 | 12 | 15 | 8.2 | Yes | Yes | 2011-01-22 |  | Below V5.0 Req.
FALSE | 4TWR5061E1 | 2575 | 3936594 | TRANE | 4TWR5061E1 | HP | Split System: Heat Pump with Remote Outdoor Unit-Air-Source | 4TWR5061E1 |  | 4TXCD063BC3 | 12 | 15 | 8.2 | Yes | Yes | 2011-01-22 |  | Below V5.0 Req.
FALSE | 4TWR5061E1 | 2575 | 3936603 | TRANE | 4TWR5061E1 | HP | Split System: Heat Pump with Remote Outdoor Unit-Air-Source | 4TWR5061E1 |  | 4TXCD063BC3 | 12 | 14.5 | 8.2 | Yes | Yes | 2011-01-22 |  | Below V5.0 Req.
FALSE | 4TWR5061E1 | 2575 | 3936606 | TRANE | 4TWR5061E1 | HP | Split System: Heat Pump with Remote Outdoor Unit-Air-Source | 4TWR5061E1 |  | 4TXCD063BC3 | 12 | 14.5 | 8.2 | Yes | Yes | 2011-01-22 |  | Below V5.0 Req.
FALSE | 4TWR5061E1 | 2575 | 3936614 | TRANE | 4TWR5061E1 | HP | Split System: Heat Pump with Remote Outdoor Unit-Air-Source | 4TWR5061E1 |  | 4TXCD063BC3 | 12 | 15 | 8.2 | Yes | Yes | 2011-01-22 |  | Below V5.0 Req.
FALSE | 4TWR4060D1 | 2574 | 3936655 | TRANE | 4TWB4061E1 | HP | Split System: Heat Pump with Remote Outdoor Unit-Air-Source | 4TWB4061E1 |  | 4TEE3C09A1 | 12.5 | 15 | 8.5 | Yes | Yes | 2011-01-22 |  | 1
FALSE | 4TWR4060D1 | 2574 | 3936656 | TRANE | 4TWB4061E1 | HP | Split System: Heat Pump with Remote Outdoor Unit-Air-Source | 4TWB4061E1 |  | 4TEE3C09A1+18-GJ01D | 12 | 14.5 | 8.5 | Yes | Yes | 2011-01-22 |  | 0
FALSE | 4TWR4060D1 | 2574 | 3936657 | TRANE | 4TWB4061E1 | HP | Split System: Heat Pump with Remote Outdoor Unit-Air-Source | 4TWB4061E1 |  | 4TEE3C10A1 | 12.5 | 15 | 8.5 | Yes | Yes | 2011-01-22 |  | 1
FALSE | 4TWR4060D1 | 2574 | 3936660 | TRANE | 4TWB4061E1 | HP | Split System: Heat Pump with Remote Outdoor Unit-Air-Source | 4TWB4061E1 |  | 4TEE3F49B1 | 12 | 14.5 | 8.2 | Yes | Yes | 2011-01-22 |  | Below V5.0 Req.
FALSE | 4TWR4060D1 | 2574 | 3936661 | TRANE | 4TWB4061E1 | HP | Split System: Heat Pump with Remote Outdoor Unit-Air-Source | 4TWB4061E1 |  | 4TEE3F49C1 | 12 | 14.5 | 8.5 | Yes | Yes | 2011-01-22 |  | 0
FALSE | 4TWR4060D1 | 2574 | 3936663 | TRANE | 4TWB4061E1 | HP | Split System: Heat Pump with Remote Outdoor Unit-Air-Source | 4TWB4061E1 |  | 4TEE3F65B1 | 12 | 14.5 | 8.5 | Yes | Yes | 2011-01-22 |  | 0
FALSE | 4TWR4060D1 | 2574 | 3936709 | TRANE | 4TWB4061E1 | HP | Split System: Heat Pump with Remote Outdoor Unit-Air-Source | 4TWB4061E1 |  | 4TXCD063BC3 | 12.5 | 15 | 8.5 | Yes | Yes | 2011-01-22 |  | 1
FALSE | 4TWR4060D1 | 2574 | 3936710 | TRANE | 4TWB4061E1 | HP | Split System: Heat Pump with Remote Outdoor Unit-Air-Source | 4TWB4061E1 |  | 4TXCD063BC3 | 12 | 14.5 | 8.2 | Yes | Yes | 2011-01-22 |  | Below V5.0 Req.
FALSE | 4TWR4060D1 | 2574 | 3936974 | AMERICAN STANDARD, INC. | 4A6B4061E1 | HP | Split System: Heat Pump with Remote Outdoor Unit-Air-Source | 4TWB4061E1 |  | 4TXCD063BC3 | 12 | 14.5 | 8.2 | Yes | Yes | 2011-02-28 |  | Below V5.0 Req.
FALSE | 4TWR4060D1 | 2574 | 3936982 | AMERICAN STANDARD, INC. | 4A6B4061E1 | HP | Split System: Heat Pump with Remote Outdoor Unit-Air-Source | 4TWB4061E1 |  | 4TXCD063BC3 | 12 | 15 | 8.2 | Yes | Yes | 2011-02-28 |  | Below V5.0 Req.
FALSE | 4TWR4060D1 | 2574 | 3936988 | AMERICAN STANDARD, INC. | 4A6B4061E1 | HP | Split System: Heat Pump with Remote Outdoor Unit-Air-Source | 4TWB4061E1 |  | 4TXCD063BC3 | 12 | 15 | 8.2 | Yes | Yes | 2011-02-28 |  | Below V5.0 Req.
FALSE | 4TWR4060D1 | 2574 | 3936989 | AMERICAN STANDARD, INC. | 4A6B4061E1 | HP | Split System: Heat Pump with Remote Outdoor Unit-Air-Source | 4TWB4061E1 |  | 4TXCD063BC3 | 12 | 15 | 8.2 | Yes | Yes | 2011-02-28 |  | Below V5.0 Req.
FALSE | 4TWR4060D1 | 2574 | 3936990 | AMERICAN STANDARD, INC. | 4A6B4061E1 | HP | Split System: Heat Pump with Remote Outdoor Unit with No Indoor Fan --Air Source | 4TWB4061E1 |  | 4TXCD063BC3 | 12 | 14.5 | 8.2 | Yes | Yes | 2011-02-28 |  | Below V5.0 Req.
FALSE | 4TWX5049E1 | 2561 | 3937902 | TRANE | 4TWX5049E1 | HP | Split System: Heat Pump with Remote Outdoor Unit-Air-Source | 4TWX5049E1 |  | 4TEC3F55B1 | 12 | 14.5 | 8.5 | Yes | Yes | 2011-01-22 |  | 0
FALSE | 4TWX5049E1 | 2561 | 3937903 | TRANE | 4TWX5049E1 | HP | Split System: Heat Pump with Remote Outdoor Unit-Air-Source | 4TWX5049E1 |  | 4TEC3F60B1 | 12 | 15 | 8.2 | Yes | Yes | 2011-01-22 |  | Below V5.0 Req.
FALSE | 4TWX5049E1 | 2561 | 3937904 | TRANE | 4TWX5049E1 | HP | Split System: Heat Pump with Remote Outdoor Unit-Air-Source | 4TWX5049E1 |  | 4TEE3C06A1 | 12 | 14.5 | 8.2 | Yes | Yes | 2011-01-22 |  | Below V5.0 Req.
FALSE | 4TWX5049E1 | 2561 | 3937906 | TRANE | 4TWX5049E1 | HP | Split System: Heat Pump with Remote Outdoor Unit-Air-Source | 4TWX5049E1 |  | 4TEE3C09A1 | 12.5 | 15.5 | 9 | Yes | Yes | 2011-01-22 |  | 1
FALSE | 4TWX5049E1 | 2561 | 3937907 | TRANE | 4TWX5049E1 | HP | Split System: Heat Pump with Remote Outdoor Unit-Air-Source | 4TWX5049E1 |  | 4TEE3C09A1+18-GJ01D | 12.5 | 15.5 | 8.5 | Yes | Yes | 2011-01-22 |  | 1
FALSE | 4TWX5049E1 | 2561 | 3937908 | TRANE | 4TWX5049E1 | HP | Split System: Heat Pump with Remote Outdoor Unit-Air-Source | 4TWX5049E1 |  | 4TEE3C10A1 | 12.5 | 15.5 | 9 | Yes | Yes | 2011-01-22 |  | 1
FALSE | 4TWX5049E1 | 2561 | 3937909 | TRANE | 4TWX5049E1 | HP | Split System: Heat Pump with Remote Outdoor Unit-Air-Source | 4TWX5049E1 |  | 4TEE3C10A1+18-GJ01D | 12.5 | 15.5 | 8.5 | Yes | Yes | 2011-01-22 |  | 1
FALSE | 4TWX5049E1 | 2561 | 3937911 | TRANE | 4TWX5049E1 | HP | Split System: Heat Pump with Remote Outdoor Unit-Air-Source | 4TWX5049E1 |  | 4TEE3F48B1 | 12.5 | 15 | 8.5 | Yes | Yes | 2011-01-22 |  | 1
FALSE | 4TWX5049E1 | 2561 | 3937912 | TRANE | 4TWX5049E1 | HP | Split System: Heat Pump with Remote Outdoor Unit-Air-Source | 4TWX5049E1 |  | 4TEE3F49B1 | 12.5 | 15 | 8.5 | Yes | Yes | 2011-01-22 |  | 1
FALSE | 4TWX5049E1 | 2561 | 3937914 | TRANE | 4TWX5049E1 | HP | Split System: Heat Pump with Remote Outdoor Unit-Air-Source | 4TWX5049E1 |  | 4TEE3F65B1 | 12.5 | 15.5 | 8.5 | Yes | Yes | 2011-01-22 |  | 1
FALSE | 4TWX5049E1 | 2561 | 3937915 | TRANE | 4TWX5049E1 | HP | Split System: Heat Pump with Remote Outdoor Unit-Air-Source | 4TWX5049E1 |  | 4TEE3F66A1 | 12.5 | 15.5 | 9 | Yes | Yes | 2011-01-22 |  | 1
FALSE | 4TWX5049E1 | 2561 | 3937921 | TRANE | 4TWX5049E1 | HP | Split System: Heat Pump with Remote Outdoor Unit-Air-Source | 4TWX5049E1 |  | 4TXCC008CC3 | 12.5 | 15.5 | 8.5 | Yes | Yes | 2011-01-22 |  | 1
FALSE | 4TWX5049E1 | 2561 | 3937928 | TRANE | 4TWX5049E1 | HP | Split System: Heat Pump with Remote Outdoor Unit-Air-Source | 4TWX5049E1 |  | 4TXCC008CC3 | 12 | 15 | 8.2 | Yes | Yes | 2011-01-22 |  | Below V5.0 Req.
FALSE | 4TWX5049E1 | 2561 | 3937976 | TRANE | 4TWX5049E1 | HP | Split System: Heat Pump with Remote Outdoor Unit-Air-Source | 4TWX5049E1 |  | 4TXCC060BC3 | 12 | 15 | 8.2 | Yes | Yes | 2011-01-22 |  | Below V5.0 Req.
FALSE | 4TWX5049E1 | 2561 | 3937978 | TRANE | 4TWX5049E1 | HP | Split System: Heat Pump with Remote Outdoor Unit-Air-Source | 4TWX5049E1 |  | 4TXCC060BC3 | 12 | 15 | 8.2 | Yes | Yes | 2011-01-22 |  | Below V5.0 Req.
FALSE | 4TWX5049E1 | 2561 | 3938082 | TRANE | 4TWX5049E1 | HP | Split System: Heat Pump with Remote Outdoor Unit-Air-Source | 4TWX5049E1 |  | 4TXCD061BC3 | 12 | 14.5 | 8.2 | Yes | Yes | 2011-01-22 |  | Below V5.0 Req.
FALSE | 4TWX5049E1 | 2561 | 3938083 | TRANE | 4TWX5049E1 | HP | Split System: Heat Pump with Remote Outdoor Unit-Air-Source | 4TWX5049E1 |  | 4TXCD061BC3 | 12 | 15 | 8.2 | Yes | Yes | 2011-01-22 |  | Below V5.0 Req.
FALSE | 4TWX5049E1 | 2561 | 3938086 | TRANE | 4TWX5049E1 | HP | Split System: Heat Pump with Remote Outdoor Unit-Air-Source | 4TWX5049E1 |  | 4TXCD061BC3 | 12 | 15 | 8.2 | Yes | Yes | 2011-01-22 |  | Below V5.0 Req.
FALSE | 4TWX5049E1 | 2561 | 3938088 | TRANE | 4TWX5049E1 | HP | Split System: Heat Pump with Remote Outdoor Unit-Air-Source | 4TWX5049E1 |  | 4TXCD061BC3 | 12 | 14.5 | 8.2 | Yes | Yes | 2011-01-22 |  | Below V5.0 Req.
FALSE | 4TWR5049E1 | 2560 | 3939526 | TRANE | 4TWR5049E1 | HP | Split System: Heat Pump with Remote Outdoor Unit-Air-Source | 4TWR5049E1 |  | 4TEE3C10A1 | 12.5 | 15 | 9 | Yes | Yes | 2011-01-22 |  | 1
FALSE | 4TWR5049E1 | 2560 | 3939527 | TRANE | 4TWR5049E1 | HP | Split System: Heat Pump with Remote Outdoor Unit-Air-Source | 4TWR5049E1 |  | 4TEE3C10A1+18-GJ01D | 12.5 | 15 | 8.5 | Yes | Yes | 2011-01-22 |  | 1
FALSE | 4TWR5049E1 | 2560 | 3939529 | TRANE | 4TWR5049E1 | HP | Split System: Heat Pump with Remote Outdoor Unit-Air-Source | 4TWR5049E1 |  | 4TEE3F48B1 | 12.5 | 15 | 8.5 | Yes | Yes | 2011-01-22 |  | 1
FALSE | 4TWR5049E1 | 2560 | 3939530 | TRANE | 4TWR5049E1 | HP | Split System: Heat Pump with Remote Outdoor Unit-Air-Source | 4TWR5049E1 |  | 4TEE3F49B1 | 12.5 | 15 | 8.5 | Yes | Yes | 2011-01-22 |  | 1
FALSE | 4TWR5049E1 | 2560 | 3939532 | TRANE | 4TWR5049E1 | HP | Split System: Heat Pump with Remote Outdoor Unit-Air-Source | 4TWR5049E1 |  | 4TEE3F65B1 | 12.5 | 15 | 8.5 | Yes | Yes | 2011-01-22 |  | 1
FALSE | 4TWR5049E1 | 2560 | 3939533 | TRANE | 4TWR5049E1 | HP | Split System: Heat Pump with Remote Outdoor Unit-Air-Source | 4TWR5049E1 |  | 4TEE3F66A1 | 12.5 | 15 | 9 | Yes | Yes | 2011-01-22 |  | 1
FALSE | 4TWR5049E1 | 2560 | 3939537 | TRANE | 4TWR5049E1 | HP | Split System: Heat Pump with Remote Outdoor Unit-Air-Source | 4TWR5049E1 |  | 4TXCC008CC3 | 12 | 15 | 8.2 | Yes | Yes | 2011-01-22 |  | Below V5.0 Req.
FALSE | 4TWR5049E1 | 2560 | 3939540 | TRANE | 4TWR5049E1 | HP | Split System: Heat Pump with Remote Outdoor Unit-Air-Source | 4TWR5049E1 |  | 4TXCC008CC3 | 12.5 | 15 | 8.5 | Yes | Yes | 2011-01-22 |  | 1
FALSE | 4TWR5049E1 | 2560 | 3939585 | TRANE | 4TWR5049E1 | HP | Split System: Heat Pump with Remote Outdoor Unit-Air-Source | 4TWR5049E1 |  | 4TXCC060BC3 | 12 | 15 | 8.2 | Yes | Yes | 2011-01-22 |  | Below V5.0 Req.
FALSE | 4TWR5049E1 | 2560 | 3939601 | TRANE | 4TWR5049E1 | HP | Split System: Heat Pump with Remote Outdoor Unit-Air-Source | 4TWR5049E1 |  | 4TXCC060BC3 | 12 | 15 | 8.2 | Yes | Yes | 2011-01-22 |  | Below V5.0 Req.
FALSE | 4TWR5049E1 | 2560 | 3939702 | TRANE | 4TWR5049E1 | HP | Split System: Heat Pump with Remote Outdoor Unit-Air-Source | 4TWR5049E1 |  | 4TXCD061BC3 | 12 | 14.5 | 8.2 | Yes | Yes | 2011-01-22 |  | Below V5.0 Req.
FALSE | 4TWR5049E1 | 2560 | 3939703 | TRANE | 4TWR5049E1 | HP | Split System: Heat Pump with Remote Outdoor Unit-Air-Source | 4TWR5049E1 |  | 4TXCD061BC3 | 12 | 15 | 8.2 | Yes | Yes | 2011-01-22 |  | Below V5.0 Req.
FALSE | 4TWR5049E1 | 2560 | 3939705 | TRANE | 4TWR5049E1 | HP | Split System: Heat Pump with Remote Outdoor Unit-Air-Source | 4TWR5049E1 |  | 4TXCD061BC3 | 12 | 15 | 8.2 | Yes | Yes | 2011-01-22 |  | Below V5.0 Req.
FALSE | 4TWR5049E1 | 2560 | 3939718 | TRANE | 4TWR5049E1 | HP | Split System: Heat Pump with Remote Outdoor Unit-Air-Source | 4TWR5049E1 |  | 4TXCD061BC3 | 12 | 14.5 | 8.2 | Yes | Yes | 2011-01-22 |  | Below V5.0 Req.
FALSE | 4TWR5049E1 | 2560 | 3939721 | TRANE | 4TWR5049E1 | HP | Split System: Heat Pump with Remote Outdoor Unit-Air-Source | 4TWR5049E1 |  | 4TXCD061BC3 | 12 | 14.5 | 8.2 | Yes | Yes | 2011-01-22 |  | Below V5.0 Req.
FALSE | 4TWR5049E1 | 2560 | 3939723 | TRANE | 4TWR5049E1 | HP | Split System: Heat Pump with Remote Outdoor Unit-Air-Source | 4TWR5049E1 |  | 4TXCD061BC3 | 12 | 15 | 8.2 | Yes | Yes | 2015-03-13 |  | Below V5.0 Req.
FALSE | 4TWR5049E1 | 2560 | 3939724 | TRANE | 4TWR5049E1 | HP | Split System: Heat Pump with Remote Outdoor Unit-Air-Source | 4TWR5049E1 |  | 4TXCD061BC3 | 12 | 15 | 8.2 | Yes | Yes | 2011-01-22 |  | Below V5.0 Req.
FALSE | 4TWR5049E1 | 2560 | 3939725 | TRANE | 4TWR5049E1 | HP | Split System: Heat Pump with Remote Outdoor Unit-Air-Source | 4TWR5049E1 |  | 4TXCD061BC3 | 12 | 15 | 8.2 | Yes | Yes | 2015-03-13 |  | Below V5.0 Req.
FALSE | 4TWR5049E1 | 2560 | 3939727 | TRANE | 4TWR5049E1 | HP | Split System: Heat Pump with Remote Outdoor Unit-Air-Source | 4TWR5049E1 |  | 4TXCD061BC3 | 12 | 15 | 8.2 | Yes | Yes | 2015-03-13 |  | Below V5.0 Req.
FALSE | 4TWR5049E1 | 2560 | 3939734 | TRANE | 4TWR5049E1 | HP | Split System: Heat Pump with Remote Outdoor Unit-Air-Source | 4TWR5049E1 |  | 4TXCD063BC3 | 12.5 | 15 | 8.5 | Yes | Yes | 2011-01-22 |  | 1
FALSE | 4TWR5049E1 | 2560 | 3939775 | TRANE | 4TWR5049E1 | HP | Split System: Heat Pump with Remote Outdoor Unit-Air-Source | 4TWR5049E1 |  | 4TXFH063CZ3 | 12 | 14.5 | 8.2 | Yes | Yes | 2011-01-22 |  | Below V5.0 Req.
FALSE | 4TWR5049E1 | 2560 | 3939781 | TRANE | 4TWR5049E1 | HP | Split System: Heat Pump with Remote Outdoor Unit-Air-Source | 4TWR5049E1 |  | 4TXFH063CZ3 | 12 | 15 | 8.2 | Yes | Yes | 2011-01-22 |  | Below V5.0 Req.
FALSE | 4TWB4049E1 | 2559 | 3939881 | TRANE | 4TWB4049E1 | HP | Split System: Heat Pump with Remote Outdoor Unit-Air-Source | 4TWB4049E1 |  | 4TXCC060BC3 | 12 | 15 | 8.2 | Yes | Yes | 2011-01-22 |  | Below V5.0 Req.
FALSE | 4TWB4049E1 | 2559 | 3939883 | TRANE | 4TWB4049E1 | HP | Split System: Heat Pump with Remote Outdoor Unit-Air-Source | 4TWB4049E1 |  | 4TXCC060BC3 | 12 | 15 | 8.2 | Yes | Yes | 2011-01-22 |  | Below V5.0 Req.
FALSE | 4TWB4049E1 | 2559 | 3939994 | TRANE | 4TWB4049E1 | HP | Split System: Heat Pump with Remote Outdoor Unit-Air-Source | 4TWB4049E1 |  | 4TXCD061BC3 | 12 | 15 | 8.2 | Yes | Yes | 2011-01-22 |  | Below V5.0 Req.
FALSE | 4TWB4049E1 | 2559 | 3939996 | TRANE | 4TWB4049E1 | HP | Split System: Heat Pump with Remote Outdoor Unit-Air-Source | 4TWB4049E1 |  | 4TXCD061BC3 | 12 | 14.5 | 8.2 | Yes | Yes | 2011-01-22 |  | Below V5.0 Req.
FALSE | 4TWB4049E1 | 2559 | 3939998 | TRANE | 4TWB4049E1 | HP | Split System: Heat Pump with Remote Outdoor Unit-Air-Source | 4TWB4049E1 |  | 4TXCD061BC3 | 12 | 15 | 8.2 | Yes | Yes | 2011-01-22 |  | Below V5.0 Req.
FALSE | 4TWB4049E1 | 2559 | 3939999 | TRANE | 4TWB4049E1 | HP | Split System: Heat Pump with Remote Outdoor Unit-Air-Source | 4TWB4049E1 |  | 4TXCD061BC3 | 12 | 15 | 8.2 | Yes | Yes | 2011-01-22 |  | Below V5.0 Req.
FALSE | 4TWB4049E1 | 2559 | 3940001 | TRANE | 4TWB4049E1 | HP | Split System: Heat Pump with Remote Outdoor Unit-Air-Source | 4TWB4049E1 |  | 4TXCD061BC3 | 12 | 15 | 8.2 | Yes | Yes | 2011-01-22 |  | Below V5.0 Req.
FALSE | 4TWB4049E1 | 2559 | 3940013 | TRANE | 4TWB4049E1 | HP | Split System: Heat Pump with Remote Outdoor Unit-Air-Source | 4TWB4049E1 |  | 4TXCD061BC3 | 12 | 14.5 | 8.2 | Yes | Yes | 2011-01-22 |  | Below V5.0 Req.
FALSE | 4TWB4049E1 | 2559 | 3940014 | TRANE | 4TWB4049E1 | HP | Split System: Heat Pump with Remote Outdoor Unit-Air-Source | 4TWB4049E1 |  | 4TXCD061BC3 | 12 | 15 | 8.2 | Yes | Yes | 2011-01-22 |  | Below V5.0 Req.
FALSE | 4TWB4049E1 | 2559 | 3940021 | TRANE | 4TWB4049E1 | HP | Split System: Heat Pump with Remote Outdoor Unit-Air-Source | 4TWB4049E1 |  | 4TXCD061BC3 | 12 | 14.5 | 8.2 | Yes | Yes | 2011-01-22 |  | Below V5.0 Req.
FALSE | 4TWB4049E1 | 2559 | 3940022 | TRANE | 4TWB4049E1 | HP | Split System: Heat Pump with Remote Outdoor Unit-Air-Source | 4TWB4049E1 |  | 4TXCD061BC3 | 12 | 15 | 8.2 | Yes | Yes | 2011-01-22 |  | Below V5.0 Req.
FALSE | 4TWB4049E1 | 2559 | 3940033 | TRANE | 4TWB4049E1 | HP | Split System: Heat Pump with Remote Outdoor Unit-Air-Source | 4TWB4049E1 |  | 4TXCD063BC3 | 12.5 | 15 | 8.5 | Yes | Yes | 2011-01-22 |  | 1
FALSE | 4TWB4049E1 | 2559 | 3940072 | TRANE | 4TWB4049E1 | HP | Split System: Heat Pump with Remote Outdoor Unit-Air-Source | 4TWB4049E1 |  | 4TXFH063CZ3 | 12.5 | 15 | 8.5 | Yes | Yes | 2011-01-22 |  | 1
FALSE | 4TWB4049E1 | 2559 | 3940075 | TRANE | 4TWB4049E1 | HP | Split System: Heat Pump with Remote Outdoor Unit-Air-Source | 4TWB4049E1 |  | 4TXFH063CZ3 | 12.5 | 15 | 8.5 | Yes | Yes | 2011-01-22 |  | 1
FALSE | 4TWB4049E1 | 2559 | 3940083 | TRANE | 4TWB4049E1 | HP | Split System: Heat Pump with Remote Outdoor Unit-Air-Source | 4TWB4049E1 |  | 4TXFH063CZ3 | 12.5 | 15 | 8.5 | Yes | Yes | 2011-01-22 |  | 1
FALSE | 4TWB4049E1 | 2559 | 3940091 | TRANE | 4TWB4049E1 | HP | Split System: Heat Pump with Remote Outdoor Unit-Air-Source | 4TWB4049E1 |  | 4TXFH063CZ3 | 12.5 | 15 | 8.5 | Yes | Yes | 2011-01-22 |  | 1
FALSE | 4TWB4049E1 | 2559 | 3940098 | TRANE | 4TWB4049E1 | HP | Split System: Heat Pump with Remote Outdoor Unit-Air-Source | 4TWB4049E1 |  | 4TXFH063CZ3 | 12.5 | 15 | 8.5 | Yes | Yes | 2011-01-22 |  | 1
FALSE | 4TWB4049E1 | 2559 | 3940099 | TRANE | 4TWB4049E1 | HP | Split System: Heat Pump with Remote Outdoor Unit-Air-Source | 4TWB4049E1 |  | 4TXFH063CZ3 | 12.5 | 15 | 8.5 | Yes | Yes | 2011-01-22 |  | 1
FALSE | 4TWB4049E1 | 2559 | 3940100 | TRANE | 4TWB4049E1 | HP | Split System: Heat Pump with Remote Outdoor Unit-Air-Source | 4TWB4049E1 |  | 4TXFH063CZ3 | 12.5 | 15 | 8.5 | Yes | Yes | 2011-01-22 |  | 1
FALSE | 4TWB4049E1 | 2559 | 3940101 | TRANE | 4TWB4049E1 | HP | Split System: Heat Pump with Remote Outdoor Unit-Air-Source | 4TWB4049E1 |  | 4TXFH063CZ3 | 12 | 14.5 | 8.2 | Yes | Yes | 2011-01-22 |  | Below V5.0 Req.
FALSE | 4TWB4049E1 | 2559 | 3940104 | TRANE | 4TWB4049E1 | HP | Split System: Heat Pump with Remote Outdoor Unit-Air-Source | 4TWB4049E1 |  | 4TXFH063CZ3 | 12 | 15 | 8.2 | Yes | Yes | 2011-01-22 |  | Below V5.0 Req.
FALSE | 4TWR5049E1 | 2560 | 3940106 | AMERICAN STANDARD, INC. | 4A6H5049E1 | HP | Split System: Heat Pump with Remote Outdoor Unit-Air-Source | 4TWR5049E1 |  | 4TEC3F55B1 | 12 | 14.5 | 8.5 | Yes | Yes | 2011-02-28 |  | 0
FALSE | 4TWR5049E1 | 2560 | 3940107 | AMERICAN STANDARD, INC. | 4A6H5049E1 | HP | Split System: Heat Pump with Remote Outdoor Unit-Air-Source | 4TWR5049E1 |  | 4TEC3F60B1 | 12 | 15 | 8.2 | Yes | Yes | 2011-02-28 |  | Below V5.0 Req.
FALSE | 4TWB4049E1 | 2559 | 3940681 | AMERICAN STANDARD, INC. | 4A6B4049E1 | HP | Split System: Heat Pump with Remote Outdoor Unit-Air-Source | 4TWB4049E1 |  | 4TEE3C10A1+18-GJ01D | 12.5 | 15 | 8.5 | Yes | Yes | 2011-02-28 |  | 1
FALSE | 4TWB4049E1 | 2559 | 3940684 | AMERICAN STANDARD, INC. | 4A6B4049E1 | HP | Split System: Heat Pump with Remote Outdoor Unit-Air-Source | 4TWB4049E1 |  | 4TEE3F48B1 | 12.5 | 15 | 8.5 | Yes | Yes | 2011-02-28 |  | 1
FALSE | 4TWB4049E1 | 2559 | 3940685 | AMERICAN STANDARD, INC. | 4A6B4049E1 | HP | Split System: Heat Pump with Remote Outdoor Unit-Air-Source | 4TWB4049E1 |  | 4TEE3F49B1 | 12.5 | 15 | 8.5 | Yes | Yes | 2011-02-28 |  | 1
FALSE | 4TWB4049E1 | 2559 | 3940688 | AMERICAN STANDARD, INC. | 4A6B4049E1 | HP | Split System: Heat Pump with Remote Outdoor Unit-Air-Source | 4TWB4049E1 |  | 4TEE3F65B1 | 12.5 | 15 | 8.5 | Yes | Yes | 2011-02-28 |  | 1
FALSE | 4TWB4049E1 | 2559 | 3940689 | AMERICAN STANDARD, INC. | 4A6B4049E1 | HP | Split System: Heat Pump with Remote Outdoor Unit-Air-Source | 4TWB4049E1 |  | 4TEE3F66A1 | 12.5 | 15 | 9 | Yes | Yes | 2011-02-28 |  | 1
FALSE | 4TWB4049E1 | 2559 | 3940701 | AMERICAN STANDARD, INC. | 4A6B4049E1 | HP | Split System: Heat Pump with Remote Outdoor Unit-Air-Source | 4TWB4049E1 |  | 4TXCC008CC3 | 12.5 | 15 | 8.5 | Yes | Yes | 2011-02-28 |  | 1
FALSE | 4TWB4049E1 | 2559 | 3940705 | AMERICAN STANDARD, INC. | 4A6B4049E1 | HP | Split System: Heat Pump with Remote Outdoor Unit-Air-Source | 4TWB4049E1 |  | 4TXCC008CC3 | 12 | 15 | 8.2 | Yes | Yes | 2011-02-28 |  | Below V5.0 Req.
FALSE | 4TWB4049E1 | 2559 | 3940762 | AMERICAN STANDARD, INC. | 4A6B4049E1 | HP | Split System: Heat Pump with Remote Outdoor Unit-Air-Source | 4TWB4049E1 |  | 4TXCC060BC3 | 12 | 15 | 8.2 | Yes | Yes | 2011-02-28 |  | Below V5.0 Req.
FALSE | 4TWB4049E1 | 2559 | 3940765 | AMERICAN STANDARD, INC. | 4A6B4049E1 | HP | Split System: Heat Pump with Remote Outdoor Unit-Air-Source | 4TWB4049E1 |  | 4TXCC060BC3 | 12 | 15 | 8.2 | Yes | Yes | 2011-02-28 |  | Below V5.0 Req.
FALSE | 4TWB4049E1 | 2559 | 3940909 | AMERICAN STANDARD, INC. | 4A6B4049E1 | HP | Split System: Heat Pump with Remote Outdoor Unit-Air-Source | 4TWB4049E1 |  | 4TXCD061BC3 | 12 | 15 | 8.2 | Yes | Yes | 2011-02-28 |  | Below V5.0 Req.
FALSE | 4TWB4049E1 | 2559 | 3940912 | AMERICAN STANDARD, INC. | 4A6B4049E1 | HP | Split System: Heat Pump with Remote Outdoor Unit-Air-Source | 4TWB4049E1 |  | 4TXCD061BC3 | 12 | 14.5 | 8.2 | Yes | Yes | 2011-02-28 |  | Below V5.0 Req.
FALSE | 4TWB4049E1 | 2559 | 3940915 | AMERICAN STANDARD, INC. | 4A6B4049E1 | HP | Split System: Heat Pump with Remote Outdoor Unit-Air-Source | 4TWB4049E1 |  | 4TXCD061BC3 | 12 | 15 | 8.2 | Yes | Yes | 2011-02-28 |  | Below V5.0 Req.
FALSE | 4TWB4049E1 | 2559 | 3940917 | AMERICAN STANDARD, INC. | 4A6B4049E1 | HP | Split System: Heat Pump with Remote Outdoor Unit-Air-Source | 4TWB4049E1 |  | 4TXCD061BC3 | 12 | 15 | 8.2 | Yes | Yes | 2011-02-28 |  | Below V5.0 Req.
FALSE | 4TWB4049E1 | 2559 | 3940919 | AMERICAN STANDARD, INC. | 4A6B4049E1 | HP | Split System: Heat Pump with Remote Outdoor Unit-Air-Source | 4TWB4049E1 |  | 4TXCD061BC3 | 12 | 15 | 8.2 | Yes | Yes | 2011-02-28 |  | Below V5.0 Req.
FALSE | 4TWB4049E1 | 2559 | 3940936 | AMERICAN STANDARD, INC. | 4A6B4049E1 | HP | Split System: Heat Pump with Remote Outdoor Unit-Air-Source | 4TWB4049E1 |  | 4TXCD061BC3 | 12 | 14.5 | 8.2 | Yes | Yes | 2011-02-28 |  | Below V5.0 Req.
FALSE | 4TWB4049E1 | 2559 | 3940937 | AMERICAN STANDARD, INC. | 4A6B4049E1 | HP | Split System: Heat Pump with Remote Outdoor Unit-Air-Source | 4TWB4049E1 |  | 4TXCD061BC3 | 12 | 15 | 8.2 | Yes | Yes | 2011-02-28 |  | Below V5.0 Req.
FALSE | 4TWB4049E1 | 2559 | 3940946 | AMERICAN STANDARD, INC. | 4A6B4049E1 | HP | Split System: Heat Pump with Remote Outdoor Unit-Air-Source | 4TWB4049E1 |  | 4TXCD061BC3 | 12 | 14.5 | 8.2 | Yes | Yes | 2011-02-28 |  | Below V5.0 Req.
FALSE | 4TWB4049E1 | 2559 | 3940948 | AMERICAN STANDARD, INC. | 4A6B4049E1 | HP | Split System: Heat Pump with Remote Outdoor Unit-Air-Source | 4TWB4049E1 |  | 4TXCD061BC3 | 12 | 15 | 8.2 | Yes | Yes | 2011-02-28 |  | Below V5.0 Req.
FALSE | 4TWB4049E1 | 2559 | 3940962 | AMERICAN STANDARD, INC. | 4A6B4049E1 | HP | Split System: Heat Pump with Remote Outdoor Unit-Air-Source | 4TWB4049E1 |  | 4TXCD063BC3 | 12.5 | 15 | 8.5 | Yes | Yes | 2011-02-28 |  | 1
FALSE | 4TWB4049E1 | 2559 | 3941013 | AMERICAN STANDARD, INC. | 4A6B4049E1 | HP | Split System: Heat Pump with Remote Outdoor Unit-Air-Source | 4TWB4049E1 |  | 4TXFH063CZ3 | 12.5 | 15 | 8.5 | Yes | Yes | 2011-02-28 |  | 1
FALSE | 4TWB4049E1 | 2559 | 3941017 | AMERICAN STANDARD, INC. | 4A6B4049E1 | HP | Split System: Heat Pump with Remote Outdoor Unit-Air-Source | 4TWB4049E1 |  | 4TXFH063CZ3 | 12.5 | 15 | 8.5 | Yes | Yes | 2011-02-28 |  | 1
FALSE | 4TWB4049E1 | 2559 | 3941028 | AMERICAN STANDARD, INC. | 4A6B4049E1 | HP | Split System: Heat Pump with Remote Outdoor Unit-Air-Source | 4TWB4049E1 |  | 4TXFH063CZ3 | 12.5 | 15 | 8.5 | Yes | Yes | 2011-02-28 |  | 1
FALSE | 4TWB4049E1 | 2559 | 3941039 | AMERICAN STANDARD, INC. | 4A6B4049E1 | HP | Split System: Heat Pump with Remote Outdoor Unit-Air-Source | 4TWB4049E1 |  | 4TXFH063CZ3 | 12.5 | 15 | 8.5 | Yes | Yes | 2011-02-28 |  | 1
FALSE | 4TWB4049E1 | 2559 | 3941048 | AMERICAN STANDARD, INC. | 4A6B4049E1 | HP | Split System: Heat Pump with Remote Outdoor Unit-Air-Source | 4TWB4049E1 |  | 4TXFH063CZ3 | 12.5 | 15 | 8.5 | Yes | Yes | 2011-02-28 |  | 1
FALSE | 4TWB4049E1 | 2559 | 3941049 | AMERICAN STANDARD, INC. | 4A6B4049E1 | HP | Split System: Heat Pump with Remote Outdoor Unit-Air-Source | 4TWB4049E1 |  | 4TXFH063CZ3 | 12.5 | 15 | 8.5 | Yes | Yes | 2011-02-28 |  | 1
FALSE | 4TWB4049E1 | 2559 | 3941051 | AMERICAN STANDARD, INC. | 4A6B4049E1 | HP | Split System: Heat Pump with Remote Outdoor Unit-Air-Source | 4TWB4049E1 |  | 4TXFH063CZ3 | 12.5 | 15 | 8.5 | Yes | Yes | 2011-02-28 |  | 1
FALSE | 4TWB4049E1 | 2559 | 3941052 | AMERICAN STANDARD, INC. | 4A6B4049E1 | HP | Split System: Heat Pump with Remote Outdoor Unit-Air-Source | 4TWB4049E1 |  | 4TXFH063CZ3 | 12 | 14.5 | 8.2 | Yes | Yes | 2011-02-28 |  | Below V5.0 Req.
FALSE | 4TWB4049E1 | 2559 | 3941056 | AMERICAN STANDARD, INC. | 4A6B4049E1 | HP | Split System: Heat Pump with Remote Outdoor Unit-Air-Source | 4TWB4049E1 |  | 4TXFH063CZ3 | 12 | 15 | 8.2 | Yes | Yes | 2011-02-28 |  | Below V5.0 Req.
FALSE | 4A6H7048A1 | 172 | 3942572 | AMERICAN STANDARD, INC. | 4A6H6048E1 | HP | Split System: Heat Pump with Remote Outdoor Unit-Air-Source | 4A6H6048E1 |  | 4TXAC044BC3 | 12 | 16 | 8.5 | Yes | Yes | 2011-01-22 |  | 0
FALSE | 4A6H7048A1 | 172 | 3942589 | AMERICAN STANDARD, INC. | 4A6H6048E1 | HP | Split System: Heat Pump with Remote Outdoor Unit-Air-Source | 4A6H6048E1 |  | 4TXAC049BC3 | 12 | 16 | 8.5 | Yes | Yes | 2011-01-22 |  | 0
FALSE | 4A6H7048A1 | 172 | 3942598 | AMERICAN STANDARD, INC. | 4A6H6048E1 | HP | Split System: Heat Pump with Remote Outdoor Unit-Air-Source | 4A6H6048E1 |  | 4TXAC060BC3 | 12 | 16 | 8.5 | Yes | Yes | 2011-01-22 |  | 0
FALSE | 4A6H7048A1 | 172 | 3942599 | AMERICAN STANDARD, INC. | 4A6H6048E1 | HP | Split System: Heat Pump with Remote Outdoor Unit-Air-Source | 4A6H6048E1 |  | 4TXAC060BC3 | 12 | 16 | 8.5 | Yes | Yes | 2011-01-22 |  | 0
FALSE | 4A6H7048A1 | 172 | 3942601 | AMERICAN STANDARD, INC. | 4A6H6048E1 | HP | Split System: Heat Pump with Remote Outdoor Unit-Air-Source | 4A6H6048E1 |  | 4TXAC060BC3 | 12 | 16 | 8.5 | Yes | Yes | 2011-01-22 |  | 0
FALSE | 4A6H7048A1 | 172 | 3942603 | AMERICAN STANDARD, INC. | 4A6H6048E1 | HP | Split System: Heat Pump with Remote Outdoor Unit-Air-Source | 4A6H6048E1 |  | 4TXAC060BC3 | 12 | 15.5 | 8.5 | Yes | Yes | 2011-01-22 |  | 0
FALSE | 4TWR5049E1 | 2560 | 3940309 | AMERICAN STANDARD | 4A6H5049E1 | HP | Split System: Heat Pump with Remote Outdoor Unit-Air-Source | 4TWR5049E1 |  | 4TXCD061BC3 | 12 | 15 | 8.2 | Yes | Yes | 2015-03-13 |  | Below V5.0 Req.
FALSE | 4TWR5049E1 | 2560 | 3940310 | AMERICAN STANDARD, INC. | 4A6H5049E1 | HP | Split System: Heat Pump with Remote Outdoor Unit-Air-Source | 4TWR5049E1 |  | 4TXCD061BC3 | 12 | 15 | 8.2 | Yes | Yes | 2011-02-28 |  | Below V5.0 Req.
FALSE | 4TWR5049E1 | 2560 | 3940311 | AMERICAN STANDARD | 4A6H5049E1 | HP | Split System: Heat Pump with Remote Outdoor Unit-Air-Source | 4TWR5049E1 |  | 4TXCD061BC3 | 12 | 15 | 8.2 | Yes | Yes | 2015-03-13 |  | Below V5.0 Req.
FALSE | 4TWR5049E1 | 2560 | 3940313 | AMERICAN STANDARD | 4A6H5049E1 | HP | Split System: Heat Pump with Remote Outdoor Unit-Air-Source | 4TWR5049E1 |  | 4TXCD061BC3 | 12 | 15 | 8.2 | Yes | Yes | 2015-03-13 |  | Below V5.0 Req.
FALSE | 4TWR5049E1 | 2560 | 3940320 | AMERICAN STANDARD, INC. | 4A6H5049E1 | HP | Split System: Heat Pump with Remote Outdoor Unit-Air-Source | 4TWR5049E1 |  | 4TXCD063BC3 | 12.5 | 15 | 8.5 | Yes | Yes | 2011-02-28 |  | 1
FALSE | 4TWR5049E1 | 2560 | 3940361 | AMERICAN STANDARD, INC. | 4A6H5049E1 | HP | Split System: Heat Pump with Remote Outdoor Unit-Air-Source | 4TWR5049E1 |  | 4TXFH063CZ3 | 12 | 14.5 | 8.2 | Yes | Yes | 2011-02-28 |  | Below V5.0 Req.
FALSE | 4TWR5049E1 | 2560 | 3940367 | AMERICAN STANDARD, INC. | 4A6H5049E1 | HP | Split System: Heat Pump with Remote Outdoor Unit-Air-Source | 4TWR5049E1 |  | 4TXFH063CZ3 | 12 | 15 | 8.2 | Yes | Yes | 2011-02-28 |  | Below V5.0 Req.
FALSE | 4TWR5049E1 | 2560 | 3940376 | AMERICAN STANDARD, INC. | 4A6H5049E1 | HP | Split System: Heat Pump with Remote Outdoor Unit-Air-Source | 4TWR5049E1 |  | 4TXFH063CZ3 | 12.5 | 15 | 8.5 | Yes | Yes | 2011-02-28 |  | 1
FALSE | 4TWR5049E1 | 2560 | 3940377 | AMERICAN STANDARD, INC. | 4A6H5049E1 | HP | Split System: Heat Pump with Remote Outdoor Unit-Air-Source | 4TWR5049E1 |  | 4TXFH063CZ3 | 12.5 | 15 | 8.5 | Yes | Yes | 2011-02-28 |  | 1
FALSE | 4TWR5049E1 | 2560 | 3940378 | AMERICAN STANDARD, INC. | 4A6H5049E1 | HP | Split System: Heat Pump with Remote Outdoor Unit-Air-Source | 4TWR5049E1 |  | 4TXFH063CZ3 | 12.5 | 15 | 8.5 | Yes | Yes | 2011-02-28 |  | 1
FALSE | 4TWR5049E1 | 2560 | 3940379 | AMERICAN STANDARD, INC. | 4A6H5049E1 | HP | Split System: Heat Pump with Remote Outdoor Unit-Air-Source | 4TWR5049E1 |  | 4TXFH063CZ3 | 12.5 | 15 | 8.5 | Yes | Yes | 2011-02-28 |  | 1
FALSE | 4TWR5049E1 | 2560 | 3940382 | AMERICAN STANDARD, INC. | 4A6H5049E1 | HP | Split System: Heat Pump with Remote Outdoor Unit-Air-Source | 4TWR5049E1 |  | 4TXFH063CZ3 | 12.5 | 15 | 8.5 | Yes | Yes | 2011-02-28 |  | 1
FALSE | 4TWR5049E1 | 2560 | 3940390 | AMERICAN STANDARD, INC. | 4A6H5049E1 | HP | Split System: Heat Pump with Remote Outdoor Unit-Air-Source | 4TWR5049E1 |  | 4TXFH063CZ3 | 12.5 | 15 | 8.5 | Yes | Yes | 2011-02-28 |  | 1
FALSE | 4TWR5049E1 | 2560 | 3940393 | AMERICAN STANDARD, INC. | 4A6H5049E1 | HP | Split System: Heat Pump with Remote Outdoor Unit-Air-Source | 4TWR5049E1 |  | 4TXFH063CZ3 | 12.5 | 15 | 8.5 | Yes | Yes | 2011-02-28 |  | 1
FALSE | 4TWB4049E1 | 2559 | 3940672 | AMERICAN STANDARD, INC. | 4A6B4049E1 | HP | Split System: Heat Pump with Remote Outdoor Unit-Air-Source | 4TWB4049E1 |  | 4TEC3F55B1 | 12 | 14.5 | 8.5 | Yes | Yes | 2011-02-28 |  | 0
FALSE | 4TWB4049E1 | 2559 | 3940673 | AMERICAN STANDARD, INC. | 4A6B4049E1 | HP | Split System: Heat Pump with Remote Outdoor Unit-Air-Source | 4TWB4049E1 |  | 4TEC3F60B1 | 12 | 15 | 8.2 | Yes | Yes | 2011-02-28 |  | Below V5.0 Req.
FALSE | 4TWB4049E1 | 2559 | 3940674 | AMERICAN STANDARD, INC. | 4A6B4049E1 | HP | Split System: Heat Pump with Remote Outdoor Unit-Air-Source | 4TWB4049E1 |  | 4TEE3C06A1 | 12 | 14.5 | 8.2 | Yes | Yes | 2011-02-28 |  | Below V5.0 Req.
FALSE | 4TWB4049E1 | 2559 | 3940677 | AMERICAN STANDARD, INC. | 4A6B4049E1 | HP | Split System: Heat Pump with Remote Outdoor Unit-Air-Source | 4TWB4049E1 |  | 4TEE3C09A1 | 12.5 | 15 | 9 | Yes | Yes | 2011-02-28 |  | 1
FALSE | 4TWB4049E1 | 2559 | 3940678 | AMERICAN STANDARD, INC. | 4A6B4049E1 | HP | Split System: Heat Pump with Remote Outdoor Unit-Air-Source | 4TWB4049E1 |  | 4TEE3C09A1+18-GJ01D | 12.5 | 15 | 8.5 | Yes | Yes | 2011-02-28 |  | 1
FALSE | 4TWB4049E1 | 2559 | 3940680 | AMERICAN STANDARD, INC. | 4A6B4049E1 | HP | Split System: Heat Pump with Remote Outdoor Unit-Air-Source | 4TWB4049E1 |  | 4TEE3C10A1 | 12.5 | 15 | 9 | Yes | Yes | 2011-02-28 |  | 1
FALSE | 4A6H7048A1 | 172 | 3942672 | AMERICAN STANDARD, INC. | 4A6H6048E1 | HP | Split System: Heat Pump with Remote Outdoor Unit-Air-Source | 4A6H6048E1 |  | 4TXAD064BC3 | 12 | 16 | 8.5 | Yes | Yes | 2011-01-22 |  | 0
FALSE | 4A6H7048A1 | 172 | 3942679 | AMERICAN STANDARD, INC. | 4A6H6048E1 | HP | Split System: Heat Pump with Remote Outdoor Unit-Air-Source | 4A6H6048E1 |  | 4TXAD064BC3 | 12 | 16 | 8.5 | Yes | Yes | 2011-01-22 |  | 0
FALSE | 4A6H7048A1 | 172 | 3942680 | AMERICAN STANDARD, INC. | 4A6H6048E1 | HP | Split System: Heat Pump with Remote Outdoor Unit-Air-Source | 4A6H6048E1 |  | 4TXAD064BC3 | 12 | 16 | 8.5 | Yes | Yes | 2011-01-22 |  | 0
FALSE | 4A6H7048A1 | 172 | 3942681 | AMERICAN STANDARD, INC. | 4A6H6048E1 | HP | Split System: Heat Pump with Remote Outdoor Unit-Air-Source | 4A6H6048E1 |  | 4TXAD064BC3 | 12 | 16 | 8.5 | Yes | Yes | 2011-01-22 |  | 0
FALSE | 4A6H7048A1 | 172 | 3942682 | AMERICAN STANDARD, INC. | 4A6H6048E1 | HP | Split System: Heat Pump with Remote Outdoor Unit-Air-Source | 4A6H6048E1 |  | 4TXAD064BC3 | 12 | 16 | 8.5 | Yes | Yes | 2011-01-22 |  | 0
FALSE | 4A6H7048A1 | 172 | 3942689 | AMERICAN STANDARD, INC. | 4A6H6048E1 | HP | Split System: Heat Pump with Remote Outdoor Unit-Air-Source | 4A6H6048E1 |  | 4TXAD064BC3 | 12 | 16 | 8.5 | Yes | Yes | 2011-01-22 |  | 0
FALSE | 4A6H7048A1 | 172 | 3943226 | TRANE | 4TWX6048E1 | HP | Split System: Heat Pump with Remote Outdoor Unit-Air-Source | 4A6H6048E1 |  | 4TXAC044BC3 | 12 | 16 | 8.5 | Yes | Yes | 2011-02-28 |  | 0
FALSE | 4A6H7048A1 | 172 | 3943253 | TRANE | 4TWX6048E1 | HP | Split System: Heat Pump with Remote Outdoor Unit-Air-Source | 4A6H6048E1 |  | 4TXAC049BC3 | 12 | 16 | 8.5 | Yes | Yes | 2011-02-28 |  | 0
FALSE | 4A6H7048A1 | 172 | 3943266 | TRANE | 4TWX6048E1 | HP | Split System: Heat Pump with Remote Outdoor Unit-Air-Source | 4A6H6048E1 |  | 4TXAC060BC3 | 12 | 16 | 8.5 | Yes | Yes | 2011-02-28 |  | 0
FALSE | 4A6H7048A1 | 172 | 3943268 | TRANE | 4TWX6048E1 | HP | Split System: Heat Pump with Remote Outdoor Unit-Air-Source | 4A6H6048E1 |  | 4TXAC060BC3 | 12 | 16 | 8.5 | Yes | Yes | 2011-02-28 |  | 0
FALSE | 4A6H7048A1 | 172 | 3943271 | TRANE | 4TWX6048E1 | HP | Split System: Heat Pump with Remote Outdoor Unit-Air-Source | 4A6H6048E1 |  | 4TXAC060BC3 | 12 | 16 | 8.5 | Yes | Yes | 2011-02-28 |  | 0
FALSE | 4A6H7048A1 | 172 | 3943274 | TRANE | 4TWX6048E1 | HP | Split System: Heat Pump with Remote Outdoor Unit-Air-Source | 4A6H6048E1 |  | 4TXAC060BC3 | 12 | 15.5 | 8.5 | Yes | Yes | 2011-02-28 |  | 0
FALSE | 4A6H7048A1 | 172 | 3943286 | TRANE | 4TWX6048E1 | HP | Split System: Heat Pump with Remote Outdoor Unit-Air-Source | 4A6H6048E1 |  | 4TXAC060BC3 | 12 | 15.5 | 8.5 | Yes | Yes | 2011-02-28 |  | 0
FALSE | 4A6H7048A1 | 172 | 3943287 | TRANE | 4TWX6048E1 | HP | Split System: Heat Pump with Remote Outdoor Unit-Air-Source | 4A6H6048E1 |  | 4TXAD050BC3 | 12 | 16 | 8.5 | Yes | Yes | 2011-02-28 |  | 0
FALSE | 4A6H7048A1 | 172 | 3943294 | TRANE | 4TWX6048E1 | HP | Split System: Heat Pump with Remote Outdoor Unit-Air-Source | 4A6H6048E1 |  | 4TXAD050BC3 | 12 | 16 | 8.5 | Yes | Yes | 2011-02-28 |  | 0
FALSE | 4A6H7048A1 | 172 | 3943296 | TRANE | 4TWX6048E1 | HP | Split System: Heat Pump with Remote Outdoor Unit-Air-Source | 4A6H6048E1 |  | 4TXAD050BC3 | 12 | 15.5 | 8.5 | Yes | Yes | 2011-02-28 |  | 0
FALSE | 4A6H7048A1 | 172 | 3943299 | TRANE | 4TWX6048E1 | HP | Split System: Heat Pump with Remote Outdoor Unit-Air-Source | 4A6H6048E1 |  | 4TXAD050BC3 | 12 | 16 | 8.5 | Yes | Yes | 2011-02-28 |  | 0
FALSE | 4A6H7048A1 | 172 | 3943300 | TRANE | 4TWX6048E1 | HP | Split System: Heat Pump with Remote Outdoor Unit-Air-Source | 4A6H6048E1 |  | 4TXAD050BC3 | 12 | 16 | 8.5 | Yes | Yes | 2011-02-28 |  | 0
FALSE | 4A6H7048A1 | 172 | 3943312 | TRANE | 4TWX6048E1 | HP | Split System: Heat Pump with Remote Outdoor Unit-Air-Source | 4A6H6048E1 |  | 4TXAD050BC3 | 12 | 16 | 8.5 | Yes | Yes | 2011-02-28 |  | 0
FALSE | 4A6H7048A1 | 172 | 3943323 | TRANE | 4TWX6048E1 | HP | Split System: Heat Pump with Remote Outdoor Unit-Air-Source | 4A6H6048E1 |  | 4TXAD050BC3 | 12 | 15.5 | 8.5 | Yes | Yes | 2011-02-28 |  | 0
FALSE | 4A6H7048A1 | 172 | 3943330 | TRANE | 4TWX6048E1 | HP | Split System: Heat Pump with Remote Outdoor Unit-Air-Source | 4A6H6048E1 |  | 4TXAD061BC3 | 12 | 16 | 8.5 | Yes | Yes | 2011-02-28 |  | 0
FALSE | 4A6H7048A1 | 172 | 3943333 | TRANE | 4TWX6048E1 | HP | Split System: Heat Pump with Remote Outdoor Unit-Air-Source | 4A6H6048E1 |  | 4TXAD061BC3 | 12 | 16 | 8.5 | Yes | Yes | 2011-02-28 |  | 0
FALSE | 4A6H7048A1 | 172 | 3943338 | TRANE | 4TWX6048E1 | HP | Split System: Heat Pump with Remote Outdoor Unit-Air-Source | 4A6H6048E1 |  | 4TXAD061BC3 | 12 | 16 | 8.5 | Yes | Yes | 2011-02-28 |  | 0
FALSE | 4A6H7048A1 | 172 | 3943341 | TRANE | 4TWX6048E1 | HP | Split System: Heat Pump with Remote Outdoor Unit-Air-Source | 4A6H6048E1 |  | 4TXAD061BC3 | 12 | 15.5 | 8.5 | Yes | Yes | 2011-02-28 |  | 0
FALSE | 4A6H7048A1 | 172 | 3943344 | TRANE | 4TWX6048E1 | HP | Split System: Heat Pump with Remote Outdoor Unit-Air-Source | 4A6H6048E1 |  | 4TXAD061BC3 | 12.5 | 16 | 8.5 | Yes | Yes | 2011-02-28 |  | 1
FALSE | 4A6H7048A1 | 172 | 3943346 | TRANE | 4TWX6048E1 | HP | Split System: Heat Pump with Remote Outdoor Unit-Air-Source | 4A6H6048E1 |  | 4TXAD061BC3 | 12 | 16 | 8.5 | Yes | Yes | 2011-02-28 |  | 0
FALSE | 4A6H7048A1 | 172 | 3943347 | TRANE | 4TWX6048E1 | HP | Split System: Heat Pump with Remote Outdoor Unit-Air-Source | 4A6H6048E1 |  | 4TXAD061BC3 | 12.5 | 16 | 8.5 | Yes | Yes | 2011-02-28 |  | 1
FALSE | 4A6H7048A1 | 172 | 3943353 | TRANE | 4TWX6048E1 | HP | Split System: Heat Pump with Remote Outdoor Unit-Air-Source | 4A6H6048E1 |  | 4TXAD061BC3 | 12 | 16 | 8.5 | Yes | Yes | 2011-02-28 |  | 0
FALSE | 4A6H7048A1 | 172 | 3943365 | TRANE | 4TWX6048E1 | HP | Split System: Heat Pump with Remote Outdoor Unit-Air-Source | 4A6H6048E1 |  | 4TXAD061BC3 | 12 | 15.5 | 8.5 | Yes | Yes | 2011-02-28 |  | 0
FALSE | 4A6H7048A1 | 172 | 3943368 | TRANE | 4TWX6048E1 | HP | Split System: Heat Pump with Remote Outdoor Unit-Air-Source | 4A6H6048E1 |  | 4TXAD064BC3 | 12 | 16 | 8.5 | Yes | Yes | 2011-02-28 |  | 0
FALSE | 4A6H7048A1 | 172 | 3943370 | TRANE | 4TWX6048E1 | HP | Split System: Heat Pump with Remote Outdoor Unit-Air-Source | 4A6H6048E1 |  | 4TXAD064BC3 | 12 | 16 | 8.5 | Yes | Yes | 2011-02-28 |  | 0
FALSE | 4A6H7048A1 | 172 | 3943379 | TRANE | 4TWX6048E1 | HP | Split System: Heat Pump with Remote Outdoor Unit-Air-Source | 4A6H6048E1 |  | 4TXAD064BC3 | 12 | 16 | 8.5 | Yes | Yes | 2011-02-28 |  | 0
FALSE | 4A6H7048A1 | 172 | 3943390 | TRANE | 4TWX6048E1 | HP | Split System: Heat Pump with Remote Outdoor Unit-Air-Source | 4A6H6048E1 |  | 4TXAD064BC3 | 12 | 16 | 8.5 | Yes | Yes | 2011-02-28 |  | 0
FALSE | 4A6H7048A1 | 172 | 3943391 | TRANE | 4TWX6048E1 | HP | Split System: Heat Pump with Remote Outdoor Unit-Air-Source | 4A6H6048E1 |  | 4TXAD064BC3 | 12 | 16 | 8.5 | Yes | Yes | 2011-02-28 |  | 0
FALSE | 4A6H7048A1 | 172 | 3943393 | TRANE | 4TWX6048E1 | HP | Split System: Heat Pump with Remote Outdoor Unit-Air-Source | 4A6H6048E1 |  | 4TXAD064BC3 | 12 | 16 | 8.5 | Yes | Yes | 2011-02-28 |  | 0
FALSE | 4A6H7048A1 | 172 | 3943394 | TRANE | 4TWX6048E1 | HP | Split System: Heat Pump with Remote Outdoor Unit-Air-Source | 4A6H6048E1 |  | 4TXAD064BC3 | 12 | 16 | 8.5 | Yes | Yes | 2011-02-28 |  | 0
FALSE | 4A6H7048A1 | 172 | 3943405 | TRANE | 4TWX6048E1 | HP | Split System: Heat Pump with Remote Outdoor Unit-Air-Source | 4A6H6048E1 |  | 4TXAD064BC3 | 12 | 16 | 8.5 | Yes | Yes | 2011-02-28 |  | 0
FALSE | TPA036H4N*G | 1588 | 3949085 | LENNOX INDUSTRIES, INC. | XP14-036-230* | HP | Split System: Heat Pump with Remote Outdoor Unit-Air-Source | XP14-036-230* |  | CX34-38+TDR | 13 | 15 | 8.2 | Yes | Yes | 2011-01-22 |  | Below V5.0 Req.
FALSE | TPA036H4N*G | 1588 | 3949086 | LENNOX INDUSTRIES, INC. | XP14-036-230* | HP | Split System: Heat Pump with Remote Outdoor Unit-Air-Source | XP14-036-230* |  | CX34-38+TDR | 13.2 | 15.5 | 8.2 | Yes | Yes | 2011-01-22 |  | Below V5.0 Req.
FALSE | TPA036H4N*G | 1588 | 3949087 | LENNOX INDUSTRIES, INC. | XP14-036-230* | HP | Split System: Heat Pump with Remote Outdoor Unit-Air-Source | XP14-036-230* |  | CX34-38+TDR | 13.2 | 15.2 | 8.2 | Yes | Yes | 2011-01-22 |  | Below V5.0 Req.
FALSE | TPA036H4N*G | 1588 | 3949088 | LENNOX INDUSTRIES, INC. | XP14-036-230* | HP | Split System: Heat Pump with Remote Outdoor Unit-Air-Source | XP14-036-230* |  | CX34-43+TDR | 13.2 | 15.5 | 8.2 | Yes | Yes | 2011-01-22 |  | Below V5.0 Req.
FALSE | TPA036H4N*G | 1588 | 3949089 | LENNOX INDUSTRIES, INC. | XP14-036-230* | HP | Split System: Heat Pump with Remote Outdoor Unit-Air-Source | XP14-036-230* |  | CX34-43+TDR | 13.5 | 15.5 | 8.2 | Yes | Yes | 2011-01-22 |  | Below V5.0 Req.
FALSE | TPA036H4N*G | 1588 | 3949090 | LENNOX INDUSTRIES, INC. | XP14-036-230* | HP | Split System: Heat Pump with Remote Outdoor Unit-Air-Source | XP14-036-230* |  | CX34-43+TDR | 13.5 | 15.5 | 8.2 | Yes | Yes | 2011-01-22 |  | Below V5.0 Req.
FALSE | TPA036H4N*G | 1588 | 3949091 | LENNOX INDUSTRIES, INC. | XP14-036-230* | HP | Split System: Heat Pump with Remote Outdoor Unit-Air-Source | XP14-036-230* |  | CX34-43+TDR | 13.2 | 15.2 | 8.2 | Yes | Yes | 2011-01-22 |  | Below V5.0 Req.
FALSE | TPA036H4N*G | 1588 | 3949094 | LENNOX INDUSTRIES, INC. | XP14-036-230* | HP | Split System: Heat Pump with Remote Outdoor Unit-Air-Source | XP14-036-230* |  | CX34-44/48+TDR | 13.2 | 15.2 | 8.2 | Yes | Yes | 2011-01-22 |  | Below V5.0 Req.
FALSE | TPA036H4N*G | 1588 | 3949095 | LENNOX INDUSTRIES, INC. | XP14-036-230* | HP | Split System: Heat Pump with Remote Outdoor Unit-Air-Source | XP14-036-230* |  | CX34-44/48+TDR | 13.2 | 15.2 | 8.2 | Yes | Yes | 2011-01-22 |  | Below V5.0 Req.
FALSE | TPA036H4N*G | 1588 | 3949096 | LENNOX INDUSTRIES, INC. | XP14-036-230* | HP | Split System: Heat Pump with Remote Outdoor Unit-Air-Source | XP14-036-230* |  | CX34-49+TDR | 13.7 | 15.7 | 8.5 | Yes | Yes | 2011-01-22 |  | 1
FALSE | TPA036H4N*G | 1588 | 3949097 | LENNOX INDUSTRIES, INC. | XP14-036-230* | HP | Split System: Heat Pump with Remote Outdoor Unit-Air-Source | XP14-036-230* |  | CX34-49+TDR | 13.5 | 15.5 | 8.2 | Yes | Yes | 2011-01-22 |  | Below V5.0 Req.
FALSE | TPA036H4N*G | 1588 | 3949098 | LENNOX INDUSTRIES, INC. | XP14-036-230* | HP | Split System: Heat Pump with Remote Outdoor Unit-Air-Source | XP14-036-230* |  | CX34-50/60C+TDR | 13.5 | 15.5 | 8.2 | Yes | Yes | 2011-01-22 |  | Below V5.0 Req.
FALSE | TPA036H4N*G | 1588 | 3949099 | LENNOX INDUSTRIES, INC. | XP14-036-230* | HP | Split System: Heat Pump with Remote Outdoor Unit-Air-Source | XP14-036-230* |  | CX34-50/60C+TDR | 13.2 | 15.2 | 8.2 | Yes | Yes | 2011-01-22 |  | Below V5.0 Req.
FALSE | TPA036H4N*G | 1588 | 3949100 | LENNOX INDUSTRIES, INC. | XP14-036-230* | HP | Split System: Heat Pump with Remote Outdoor Unit-Air-Source | XP14-036-230* |  | CH33-43+TDR+TXV | 13.5 | 15.5 | 8.2 | Yes | Yes | 2011-01-22 |  | Below V5.0 Req.
FALSE | TPA042H4N*G | 1606 | 3949118 | LENNOX INDUSTRIES, INC. | XP14-042-230* | HP | Split System: Heat Pump with Remote Outdoor Unit-Air-Source | XP14-042-230* |  | CX34-50/60C+TDR | 12.5 | 14.7 | 8.7 | Yes | Yes | 2011-01-22 |  | 0
FALSE | TPA042H4N*G | 1606 | 3949119 | LENNOX INDUSTRIES, INC. | XP14-042-230* | HP | Split System: Heat Pump with Remote Outdoor Unit-Air-Source | XP14-042-230* |  | CX34-60D+TDR | 13 | 15 | 9.2 | Yes | Yes | 2011-01-22 |  | 1
FALSE | TPA042H4N*G | 1606 | 3949120 | LENNOX INDUSTRIES, INC. | XP14-042-230* | HP | Split System: Heat Pump with Remote Outdoor Unit-Air-Source | XP14-042-230* |  | CX34-62C+TDR | 13.2 | 15.2 | 9.5 | Yes | Yes | 2011-01-22 |  | 1
FALSE | TPA042H4N*G | 1606 | 3949121 | LENNOX INDUSTRIES, INC. | XP14-042-230* | HP | Split System: Heat Pump with Remote Outdoor Unit-Air-Source | XP14-042-230* |  | CX34-62C+TDR | 13 | 15.2 | 9.5 | Yes | Yes | 2011-01-22 |  | 1
FALSE | TPA042H4N*G | 1606 | 3949122 | LENNOX INDUSTRIES, INC. | XP14-042-230* | HP | Split System: Heat Pump with Remote Outdoor Unit-Air-Source | XP14-042-230* |  | CX34-62D+TDR | 13 | 15.2 | 9.2 | Yes | Yes | 2011-01-22 |  | 1
FALSE | TPA042H4N*G | 1606 | 3949123 | LENNOX INDUSTRIES, INC. | XP14-042-230* | HP | Split System: Heat Pump with Remote Outdoor Unit-Air-Source | XP14-042-230* |  | CH33-43+TDR+TXV | 12.5 | 14.7 | 9.2 | Yes | Yes | 2011-01-22 |  | 0
FALSE | TPA042H4N*G | 1606 | 3949124 | LENNOX INDUSTRIES, INC. | XP14-042-230* | HP | Split System: Heat Pump with Remote Outdoor Unit-Air-Source | XP14-042-230* |  | CH33-43+TDR+TXV | 12.5 | 14.7 | 9.2 | Yes | Yes | 2011-01-22 |  | 0
FALSE | TPA042H4N*G | 1606 | 3949125 | LENNOX INDUSTRIES, INC. | XP14-042-230* | HP | Split System: Heat Pump with Remote Outdoor Unit-Air-Source | XP14-042-230* |  | CH33-43+TDR+TXV | 12.7 | 15 | 9 | Yes | Yes | 2011-01-22 |  | 1
FALSE | TPA042H4N*G | 1606 | 3949126 | LENNOX INDUSTRIES, INC. | XP14-042-230* | HP | Split System: Heat Pump with Remote Outdoor Unit-Air-Source | XP14-042-230* |  | CH33-43+TDR+TXV | 12.7 | 15 | 9 | Yes | Yes | 2011-01-22 |  | 1
FALSE | TPA042H4N*G | 1606 | 3949128 | LENNOX INDUSTRIES, INC. | XP14-042-230* | HP | Split System: Heat Pump with Remote Outdoor Unit-Air-Source | XP14-042-230* |  | CH33-44/48+TDR+TXV | 12.2 | 14.5 | 9 | Yes | Yes | 2011-01-22 |  | 0
FALSE | TPA042H4N*G | 1606 | 3949129 | LENNOX INDUSTRIES, INC. | XP14-042-230* | HP | Split System: Heat Pump with Remote Outdoor Unit-Air-Source | XP14-042-230* |  | CH33-48+TDR+TXV | 12.5 | 14.7 | 9 | Yes | Yes | 2011-01-22 |  | 0
FALSE | TPA042H4N*G | 1606 | 3949130 | LENNOX INDUSTRIES, INC. | XP14-042-230* | HP | Split System: Heat Pump with Remote Outdoor Unit-Air-Source | XP14-042-230* |  | CH33-48+TDR+TXV | 12.5 | 14.7 | 8.7 | Yes | Yes | 2011-01-22 |  | 0
FALSE | TPA042H4N*G | 1606 | 3949131 | LENNOX INDUSTRIES, INC. | XP14-042-230* | HP | Split System: Heat Pump with Remote Outdoor Unit-Air-Source | XP14-042-230* |  | CH33-49+TDR+TXV | 12.7 | 14.7 | 9.2 | Yes | Yes | 2011-01-22 |  | 0
FALSE | TPA042H4N*G | 1606 | 3949132 | LENNOX INDUSTRIES, INC. | XP14-042-230* | HP | Split System: Heat Pump with Remote Outdoor Unit-Air-Source | XP14-042-230* |  | CH33-49+TDR+TXV | 12.7 | 14.7 | 9.2 | Yes | Yes | 2011-01-22 |  | 0
FALSE | TPA042H4N*G | 1606 | 3949133 | LENNOX INDUSTRIES, INC. | XP14-042-230* | HP | Split System: Heat Pump with Remote Outdoor Unit-Air-Source | XP14-042-230* |  | CH33-50/60C+TDR+TXV | 12.7 | 14.7 | 9.2 | Yes | Yes | 2011-01-22 |  | 0
FALSE | TPA042H4N*G | 1606 | 3949134 | LENNOX INDUSTRIES, INC. | XP14-042-230* | HP | Split System: Heat Pump with Remote Outdoor Unit-Air-Source | XP14-042-230* |  | CH33-50/60C+TDR+TXV | 12.7 | 14.7 | 9.2 | Yes | Yes | 2011-01-22 |  | 0
FALSE | TPA042H4N*G | 1606 | 3949135 | LENNOX INDUSTRIES, INC. | XP14-042-230* | HP | Split System: Heat Pump with Remote Outdoor Unit-Air-Source | XP14-042-230* |  | CH33-60D+TDR+TXV | 12.7 | 15 | 9.2 | Yes | Yes | 2011-01-22 |  | 1
FALSE | TPA042H4N*G | 1606 | 3949136 | LENNOX INDUSTRIES, INC. | XP14-042-230* | HP | Split System: Heat Pump with Remote Outdoor Unit-Air-Source | XP14-042-230* |  | CH33-62D+TDR+TXV | 13 | 15 | 9.2 | Yes | Yes | 2011-01-22 |  | 1
FALSE | TPA042H4N*G | 1606 | 3949137 | LENNOX INDUSTRIES, INC. | XP14-042-230* | HP | Split System: Heat Pump with Remote Outdoor Unit-Air-Source | XP14-042-230* |  | CR33-50/60+TDR+TXV | 12.7 | 14.7 | 9.5 | Yes | Yes | 2011-01-22 |  | 0
FALSE | TPA042H4N*G | 1606 | 3949228 | LENNOX INDUSTRIES, INC. | XP14-042-230/* | HP | Split System: Heat Pump with Remote Outdoor Unit-Air-Source | XP14-042-230/* |  | CX34-62C+TDR | 13.2 | 15.2 | 8.2 | Yes | Yes | 2011-01-22 |  | Below V5.0 Req.
FALSE | TPA042H4N*G | 1606 | 3949229 | LENNOX INDUSTRIES, INC. | XP14-042-230/* | HP | Split System: Heat Pump with Remote Outdoor Unit-Air-Source | XP14-042-230/* |  | CX34-62C+TDR | 13 | 15.2 | 8.2 | Yes | Yes | 2011-01-22 |  | Below V5.0 Req.
FALSE | TPA042H4N*G | 1606 | 3949245 | LENNOX INDUSTRIES, INC. | XP14-042-230/* | HP | Split System: Heat Pump with Remote Outdoor Unit-Air-Source | XP14-042-230/* |  | CR33-50/60+TDR+TXV | 12.7 | 14.7 | 8.2 | Yes | Yes | 2011-01-22 |  | Below V5.0 Req.
FALSE | TPA042H4N*G | 1606 | 3949246 | LENNOX INDUSTRIES, INC. | XP14-042-230/* | HP | Split System: Heat Pump with Remote Outdoor Unit-Air-Source | XP14-042-230/* |  | CR33-50/60+TDR+TXV | 12.7 | 15 | 8.2 | Yes | Yes | 2011-01-22 |  | Below V5.0 Req.
FALSE | TPA036H4N*G | 1588 | 3949445 | LENNOX INDUSTRIES, INC. | 14HPX-036-230* | HP | Split System: Heat Pump with Remote Outdoor Unit-Air-Source | 14HPX-036-230* |  | CH33-49+TDR+TXV | 13.5 | 15.5 | 8.5 | Yes | Yes | 2011-01-22 |  | 1
FALSE | TPA036H4N*G | 1588 | 3949446 | LENNOX INDUSTRIES, INC. | 14HPX-036-230* | HP | Split System: Heat Pump with Remote Outdoor Unit-Air-Source | 14HPX-036-230* |  | CH33-49+TDR+TXV | 13.5 | 15.5 | 8.5 | Yes | Yes | 2011-01-22 |  | 1
FALSE | TPA036H4N*G | 1588 | 3949447 | LENNOX INDUSTRIES, INC. | 14HPX-036-230* | HP | Split System: Heat Pump with Remote Outdoor Unit-Air-Source | 14HPX-036-230* |  | CH33-50/60C+TDR+TXV | 13.5 | 15.5 | 8.5 | Yes | Yes | 2011-01-22 |  | 1
FALSE | TPA036H4N*G | 1588 | 3949448 | LENNOX INDUSTRIES, INC. | 14HPX-036-230* | HP | Split System: Heat Pump with Remote Outdoor Unit-Air-Source | 14HPX-036-230* |  | CH33-50/60C+TDR+TXV | 13.5 | 15.5 | 8.5 | Yes | Yes | 2011-01-22 |  | 1
FALSE | TPA036H4N*G | 1588 | 3949449 | LENNOX INDUSTRIES, INC. | 14HPX-036-230* | HP | Split System: Heat Pump with Remote Outdoor Unit-Air-Source | 14HPX-036-230* |  | CR33-48+TDR+TXV | 12.5 | 14.5 | 8.5 | Yes | Yes | 2011-01-22 |  | 0
FALSE | TPA036H4N*G | 1588 | 3949450 | LENNOX INDUSTRIES, INC. | 14HPX-036-230* | HP | Split System: Heat Pump with Remote Outdoor Unit-Air-Source | 14HPX-036-230* |  | CR33-48+TDR+TXV | 13 | 15 | 8.5 | Yes | Yes | 2011-01-22 |  | 1
FALSE | TPA036H4N*G | 1588 | 3949451 | LENNOX INDUSTRIES, INC. | 14HPX-036-230* | HP | Split System: Heat Pump with Remote Outdoor Unit-Air-Source | 14HPX-036-230* |  | CR33-50/60+TDR+TXV | 13.5 | 15.5 | 9 | Yes | Yes | 2011-01-22 |  | 1
FALSE | TPA042H4N*G | 1606 | 3949452 | LENNOX INDUSTRIES, INC. | 14HPX-042-230* | HP | Split System: Heat Pump with Remote Outdoor Unit-Air-Source | 14HPX-042-230* |  | CX34-49+TDR | 12.5 | 15 | 9 | Yes | Yes | 2011-01-22 |  | 1
FALSE | TPA042H4N*G | 1606 | 3949453 | LENNOX INDUSTRIES, INC. | 14HPX-042-230* | HP | Split System: Heat Pump with Remote Outdoor Unit-Air-Source | 14HPX-042-230* |  | CX34-49+TDR | 12.5 | 15 | 9 | Yes | Yes | 2011-01-22 |  | 1
FALSE | TPA042H4N*G | 1606 | 3949454 | LENNOX INDUSTRIES, INC. | 14HPX-042-230* | HP | Split System: Heat Pump with Remote Outdoor Unit-Air-Source | 14HPX-042-230* |  | CX34-50/60C+TDR | 12.5 | 14.5 | 9 | Yes | Yes | 2011-01-22 |  | 0
FALSE | TPA042H4N*G | 1606 | 3949455 | LENNOX INDUSTRIES, INC. | 14HPX-042-230* | HP | Split System: Heat Pump with Remote Outdoor Unit-Air-Source | 14HPX-042-230* |  | CX34-50/60C+TDR | 12.5 | 14.5 | 8.5 | Yes | Yes | 2011-01-22 |  | 0
FALSE | TPA042H4N*G | 1606 | 3949456 | LENNOX INDUSTRIES, INC. | 14HPX-042-230* | HP | Split System: Heat Pump with Remote Outdoor Unit-Air-Source | 14HPX-042-230* |  | CX34-60D+TDR | 13 | 15 | 9 | Yes | Yes | 2011-01-22 |  | 1
FALSE | TPA042H4N*G | 1606 | 3949457 | LENNOX INDUSTRIES, INC. | 14HPX-042-230* | HP | Split System: Heat Pump with Remote Outdoor Unit-Air-Source | 14HPX-042-230* |  | CX34-62C+TDR | 13 | 15 | 9.5 | Yes | Yes | 2011-01-22 |  | 1
FALSE | TPA042H4N*G | 1606 | 3949458 | LENNOX INDUSTRIES, INC. | 14HPX-042-230* | HP | Split System: Heat Pump with Remote Outdoor Unit-Air-Source | 14HPX-042-230* |  | CX34-62C+TDR | 13 | 15 | 9.5 | Yes | Yes | 2011-01-22 |  | 1
FALSE | TPA042H4N*G | 1606 | 3949459 | LENNOX INDUSTRIES, INC. | 14HPX-042-230* | HP | Split System: Heat Pump with Remote Outdoor Unit-Air-Source | 14HPX-042-230* |  | CX34-62D+TDR | 13 | 15 | 9 | Yes | Yes | 2011-01-22 |  | 1
FALSE | TPA042H4N*G | 1606 | 3949460 | LENNOX INDUSTRIES, INC. | 14HPX-042-230* | HP | Split System: Heat Pump with Remote Outdoor Unit-Air-Source | 14HPX-042-230* |  | CH33-43+TDR+TXV | 12.5 | 14.5 | 9 | Yes | Yes | 2011-01-22 |  | 0
FALSE | TPA042H4N*G | 1606 | 3949461 | LENNOX INDUSTRIES, INC. | 14HPX-042-230* | HP | Split System: Heat Pump with Remote Outdoor Unit-Air-Source | 14HPX-042-230* |  | CH33-43+TDR+TXV | 12.5 | 14.5 | 9 | Yes | Yes | 2011-01-22 |  | 0
FALSE | TPA042H4N*G | 1606 | 3949462 | LENNOX INDUSTRIES, INC. | 14HPX-042-230* | HP | Split System: Heat Pump with Remote Outdoor Unit-Air-Source | 14HPX-042-230* |  | CH33-43+TDR+TXV | 12.5 | 15 | 9 | Yes | Yes | 2011-01-22 |  | 1
FALSE | TPA042H4N*G | 1606 | 3949463 | LENNOX INDUSTRIES, INC. | 14HPX-042-230* | HP | Split System: Heat Pump with Remote Outdoor Unit-Air-Source | 14HPX-042-230* |  | CH33-43+TDR+TXV | 12.5 | 15 | 9 | Yes | Yes | 2011-01-22 |  | 1
FALSE | TPA060H4N*Y | 1623 | 3949492 | LENNOX INDUSTRIES, INC. | 14HPX-060-230* | HP | Split System: Heat Pump with Remote Outdoor Unit-Air-Source | 14HPX-060-230* |  | CH23-68+TDR+TXV | 12 | 14.5 | 9 | Yes | Yes | 2011-01-22 |  | 0
FALSE | TPA060H4N*Y | 1623 | 3949493 | LENNOX INDUSTRIES, INC. | 14HPX-060-230* | HP | Split System: Heat Pump with Remote Outdoor Unit-Air-Source | 14HPX-060-230* |  | CH23-68+TDR+TXV | 12 | 14.5 | 9 | Yes | Yes | 2011-01-22 |  | 0
FALSE | XP17-048-230* | 1616 | 4016195 | LENNOX INDUSTRIES, INC. | XP17-048-230* | HP | Split System: Heat Pump with Remote Outdoor Unit-Air-Source | XP17-048-230* |  | CR33-50/60+TDR+TXV | 12.5 | 15 | 9 | Yes | Yes | 2011-01-22 |  | 1
FALSE | XP17-048-230* | 1616 | 4016196 | LENNOX INDUSTRIES, INC. | XP17-048-230* | HP | Split System: Heat Pump with Remote Outdoor Unit-Air-Source | XP17-048-230* |  | CR33-50/60+TDR+TXV | 12.5 | 15 | 9 | Yes | Yes | 2011-01-22 |  | 1
FALSE | XP17-048-230* | 1616 | 4016197 | LENNOX INDUSTRIES, INC. | XP17-048-230* | HP | Split System: Heat Pump with Remote Outdoor Unit-Air-Source | XP17-048-230* |  | CR33-50/60+TDR+TXV | 12.2 | 14.5 | 8.7 | Yes | Yes | 2011-01-22 |  | 0
FALSE | XP17-048-230* | 1616 | 4016198 | LENNOX INDUSTRIES, INC. | XP17-048-230* | HP | Split System: Heat Pump with Remote Outdoor Unit-Air-Source | XP17-048-230* |  | CR33-50/60+TDR+TXV | 12.2 | 14.5 | 8.7 | Yes | Yes | 2011-01-22 |  | 0
FALSE | XP17-048-230* | 1616 | 4016199 | LENNOX INDUSTRIES, INC. | XP17-048-230* | HP | Split System: Heat Pump with Remote Outdoor Unit-Air-Source | XP17-048-230* |  | CR33-50/60+TDR+TXV | 12.2 | 14.7 | 9 | Yes | Yes | 2011-01-22 |  | 0
FALSE | XP17-048-230* | 1616 | 4016200 | LENNOX INDUSTRIES, INC. | XP17-048-230* | HP | Split System: Heat Pump with Remote Outdoor Unit-Air-Source | XP17-048-230* |  | CR33-50/60+TDR+TXV | 12.2 | 14.7 | 9 | Yes | Yes | 2011-01-22 |  | 0
FALSE | XP17-048-230* | 1616 | 4016201 | LENNOX INDUSTRIES, INC. | XP17-048-230* | HP | Split System: Heat Pump with Remote Outdoor Unit-Air-Source | XP17-048-230* |  | CR33-50/60+TDR+TXV | 12.5 | 15 | 9 | Yes | Yes | 2011-01-22 |  | 1
FALSE | XP17-048-230* | 1616 | 4016202 | LENNOX INDUSTRIES, INC. | XP17-048-230* | HP | Split System: Heat Pump with Remote Outdoor Unit-Air-Source | XP17-048-230* |  | CR33-50/60+TDR+TXV | 12.5 | 15 | 9 | Yes | Yes | 2011-01-22 |  | 1
TRUE | XP21-024-230* | 1634 | 4016213 | LENNOX INDUSTRIES, INC. | XP21-024-230* | HP | Split System: Heat Pump with Remote Outdoor Unit-Air-Source | XP21-024-230* |  | CBX32MV-036*+TDR | 13.5 | 19 | 9.2 | Yes | Yes | 2011-01-22 |  | 2
FALSE | XP21-024-230-** | 1634 | 4016214 | LENNOX INDUSTRIES, INC. | XP21-024-230* | HP | Split System: Heat Pump with Remote Outdoor Unit-Air-Source | XP21-024-230* |  | CBX32MV-024/030*+TDR | 13.2 | 18.2 | 9 | Yes | Yes | 2011-01-22 |  | 2
FALSE | XP21-024-230-** | 1634 | 4016215 | LENNOX INDUSTRIES, INC. | XP21-024-230* | HP | Split System: Heat Pump with Remote Outdoor Unit-Air-Source | XP21-024-230* |  | CBX40UHV-024*+TDR | 13.2 | 18 | 9 | Yes | Yes | 2011-01-22 |  | 2
FALSE | XP21-024-230-** | 1634 | 4016216 | LENNOX INDUSTRIES, INC. | XP21-024-230* | HP | Split System: Heat Pump with Remote Outdoor Unit-Air-Source | XP21-024-230* |  | CBX40UHV-030*+TDR | 13.2 | 18.2 | 9 | Yes | Yes | 2011-01-22 |  | 2
FALSE | XP21-036-230-** | 1641 | 4016324 | LENNOX INDUSTRIES, INC. | XP21-036-230* | HP | Split System: Heat Pump with Remote Outdoor Unit-Air-Source | XP21-036-230* |  | CX34-43+TDR | 12 | 16.2 | 9 | Yes | Yes | 2011-01-22 |  | 0
FALSE | XP21-036-230-** | 1641 | 4016325 | LENNOX INDUSTRIES, INC. | XP21-036-230* | HP | Split System: Heat Pump with Remote Outdoor Unit-Air-Source | XP21-036-230* |  | CX34-43+TDR | 12 | 16.2 | 9 | Yes | Yes | 2011-01-22 |  | 0
FALSE | XP21-036-230-** | 1641 | 4016326 | LENNOX INDUSTRIES, INC. | XP21-036-230* | HP | Split System: Heat Pump with Remote Outdoor Unit-Air-Source | XP21-036-230* |  | CX34-43+TDR | 12.5 | 16.7 | 9.2 | Yes | Yes | 2011-01-22 |  | 1
FALSE | XP21-036-230-** | 1641 | 4016327 | LENNOX INDUSTRIES, INC. | XP21-036-230* | HP | Split System: Heat Pump with Remote Outdoor Unit-Air-Source | XP21-036-230* |  | CX34-43+TDR | 12.5 | 16.5 | 9.2 | Yes | Yes | 2011-01-22 |  | 1
FALSE | XP21-036-230-** | 1641 | 4016328 | LENNOX INDUSTRIES, INC. | XP21-036-230* | HP | Split System: Heat Pump with Remote Outdoor Unit-Air-Source | XP21-036-230* |  | CX34-43+TDR | 12.2 | 16.7 | 9 | Yes | Yes | 2011-01-22 |  | 0
FALSE | XP21-036-230-** | 1641 | 4016329 | LENNOX INDUSTRIES, INC. | XP21-036-230* | HP | Split System: Heat Pump with Remote Outdoor Unit-Air-Source | XP21-036-230* |  | CX34-43+TDR | 12.2 | 16.7 | 9.2 | Yes | Yes | 2011-01-22 |  | 0
FALSE | XP21-036-230-** | 1641 | 4016330 | LENNOX INDUSTRIES, INC. | XP21-036-230* | HP | Split System: Heat Pump with Remote Outdoor Unit-Air-Source | XP21-036-230* |  | CX34-43+TDR | 12.2 | 16.7 | 9.2 | Yes | Yes | 2011-01-22 |  | 0
FALSE | XP21-036-230-** | 1641 | 4016331 | LENNOX INDUSTRIES, INC. | XP21-036-230* | HP | Split System: Heat Pump with Remote Outdoor Unit-Air-Source | XP21-036-230* |  | CX34-43+TDR | 12.5 | 17 | 9.5 | Yes | Yes | 2011-01-22 |  | 1
FALSE | XP21-036-230-** | 1641 | 4016332 | LENNOX INDUSTRIES, INC. | XP21-036-230* | HP | Split System: Heat Pump with Remote Outdoor Unit-Air-Source | XP21-036-230* |  | CX34-43+TDR | 12.5 | 16.7 | 9.2 | Yes | Yes | 2011-01-22 |  | 1
FALSE | XP21-036-230-** | 1641 | 4016333 | LENNOX INDUSTRIES, INC. | XP21-036-230* | HP | Split System: Heat Pump with Remote Outdoor Unit-Air-Source | XP21-036-230* |  | CX34-43+TDR | 12.2 | 16.7 | 9.2 | Yes | Yes | 2011-01-22 |  | 0
FALSE | XP21-036-230-** | 1641 | 4016334 | LENNOX INDUSTRIES, INC. | XP21-036-230* | HP | Split System: Heat Pump with Remote Outdoor Unit-Air-Source | XP21-036-230* |  | CX34-43+TDR | 12.5 | 16.7 | 9.2 | Yes | Yes | 2011-01-22 |  | 1
FALSE | XP21-036-230-** | 1641 | 4016335 | LENNOX INDUSTRIES, INC. | XP21-036-230* | HP | Split System: Heat Pump with Remote Outdoor Unit-Air-Source | XP21-036-230* |  | CX34-43+TDR | 12.5 | 17 | 9.2 | Yes | Yes | 2011-01-22 |  | 1
FALSE | XP21-036-230-** | 1641 | 4016337 | LENNOX INDUSTRIES, INC. | XP21-036-230* | HP | Split System: Heat Pump with Remote Outdoor Unit-Air-Source | XP21-036-230* |  | CX34-44/48+TDR | 12.2 | 16.5 | 8.7 | Yes | Yes | 2011-01-22 |  | 0
FALSE | XP21-036-230-** | 1641 | 4016338 | LENNOX INDUSTRIES, INC. | XP21-036-230* | HP | Split System: Heat Pump with Remote Outdoor Unit-Air-Source | XP21-036-230* |  | CX34-44/48+TDR | 12.2 | 16.7 | 8.7 | Yes | Yes | 2011-01-22 |  | 0
FALSE | XP21-036-230-** | 1641 | 4016339 | LENNOX INDUSTRIES, INC. | XP21-036-230* | HP | Split System: Heat Pump with Remote Outdoor Unit-Air-Source | XP21-036-230* |  | CX34-44/48+TDR | 12 | 16.7 | 8.7 | Yes | Yes | 2011-01-22 |  | 0
FALSE | XP21-036-230-** | 1641 | 4016340 | LENNOX INDUSTRIES, INC. | XP21-036-230* | HP | Split System: Heat Pump with Remote Outdoor Unit-Air-Source | XP21-036-230* |  | CX34-44/48+TDR | 12.5 | 16.7 | 8.7 | Yes | Yes | 2011-01-22 |  | 1
FALSE | XP21-036-230-** | 1641 | 4016341 | LENNOX INDUSTRIES, INC. | XP21-036-230* | HP | Split System: Heat Pump with Remote Outdoor Unit-Air-Source | XP21-036-230* |  | CX34-44/48+TDR | 12.5 | 16.7 | 8.7 | Yes | Yes | 2011-01-22 |  | 1
FALSE | XP21-036-230-** | 1641 | 4016342 | LENNOX INDUSTRIES, INC. | XP21-036-230* | HP | Split System: Heat Pump with Remote Outdoor Unit-Air-Source | XP21-036-230* |  | CX34-44/48+TDR | 12.2 | 16.7 | 8.7 | Yes | Yes | 2011-01-22 |  | 0
FALSE | XP21-036-230-** | 1641 | 4016343 | LENNOX INDUSTRIES, INC. | XP21-036-230* | HP | Split System: Heat Pump with Remote Outdoor Unit-Air-Source | XP21-036-230* |  | CX34-44/48+TDR | 12.2 | 17 | 8.7 | Yes | Yes | 2011-01-22 |  | 0
FALSE | XP21-036-230-** | 1641 | 4016364 | LENNOX INDUSTRIES, INC. | XP21-036-230* | HP | Split System: Heat Pump with Remote Outdoor Unit-Air-Source | XP21-036-230* |  | CX34-50/60C+TDR | 12.5 | 16.7 | 9.2 | Yes | Yes | 2011-01-22 |  | 1
FALSE | XP21-036-230-** | 1641 | 4016366 | LENNOX INDUSTRIES, INC. | XP21-036-230* | HP | Split System: Heat Pump with Remote Outdoor Unit-Air-Source | XP21-036-230* |  | CH33-43B+TDR+TXV | 12 | 16.2 | 9.2 | Yes | Yes | 2011-01-22 |  | 0
FALSE | XP21-036-230-** | 1641 | 4016367 | LENNOX INDUSTRIES, INC. | XP21-036-230* | HP | Split System: Heat Pump with Remote Outdoor Unit-Air-Source | XP21-036-230* |  | CH33-43B+TDR+TXV | 12 | 16.2 | 9.2 | Yes | Yes | 2011-01-22 |  | 0
FALSE | XP21-036-230-** | 1641 | 4016368 | LENNOX INDUSTRIES, INC. | XP21-036-230* | HP | Split System: Heat Pump with Remote Outdoor Unit-Air-Source | XP21-036-230* |  | CH33-43B+TDR+TXV | 12 | 16.2 | 9.2 | Yes | Yes | 2011-01-22 |  | 0
FALSE | XP21-036-230-** | 1641 | 4016369 | LENNOX INDUSTRIES, INC. | XP21-036-230* | HP | Split System: Heat Pump with Remote Outdoor Unit-Air-Source | XP21-036-230* |  | CH33-43B+TDR+TXV | 12.5 | 16.7 | 9.2 | Yes | Yes | 2011-01-22 |  | 1
FALSE | XP21-036-230-** | 1641 | 4016370 | LENNOX INDUSTRIES, INC. | XP21-036-230* | HP | Split System: Heat Pump with Remote Outdoor Unit-Air-Source | XP21-036-230* |  | CH33-43B+TDR+TXV | 12.5 | 16.5 | 9.5 | Yes | Yes | 2011-01-22 |  | 1
FALSE | XP21-036-230-** | 1641 | 4016371 | LENNOX INDUSTRIES, INC. | XP21-036-230* | HP | Split System: Heat Pump with Remote Outdoor Unit-Air-Source | XP21-036-230* |  | CH33-43B+TDR+TXV | 12.2 | 16.5 | 9.2 | Yes | Yes | 2011-01-22 |  | 0
FALSE | XP21-036-230-** | 1641 | 4016373 | LENNOX INDUSTRIES, INC. | XP21-036-230* | HP | Split System: Heat Pump with Remote Outdoor Unit-Air-Source | XP21-036-230* |  | CH33-43C+TDR+TXV | 12.2 | 16.5 | 9.2 | Yes | Yes | 2011-01-22 |  | 0
FALSE | XP21-036-230-** | 1641 | 4016374 | LENNOX INDUSTRIES, INC. | XP21-036-230* | HP | Split System: Heat Pump with Remote Outdoor Unit-Air-Source | XP21-036-230* |  | CH33-43C+TDR+TXV | 12.2 | 16.7 | 9.2 | Yes | Yes | 2011-01-22 |  | 0
FALSE | XP21-036-230-** | 1641 | 4016375 | LENNOX INDUSTRIES, INC. | XP21-036-230* | HP | Split System: Heat Pump with Remote Outdoor Unit-Air-Source | XP21-036-230* |  | CH33-43C+TDR+TXV | 12.2 | 16.7 | 9.2 | Yes | Yes | 2011-01-22 |  | 0
FALSE | XP21-036-230-** | 1641 | 4016376 | LENNOX INDUSTRIES, INC. | XP21-036-230* | HP | Split System: Heat Pump with Remote Outdoor Unit-Air-Source | XP21-036-230* |  | CH33-43C+TDR+TXV | 12.2 | 16.5 | 9.2 | Yes | Yes | 2011-01-22 |  | 0
FALSE | XP21-036-230-** | 1641 | 4016377 | LENNOX INDUSTRIES, INC. | XP21-036-230* | HP | Split System: Heat Pump with Remote Outdoor Unit-Air-Source | XP21-036-230* |  | CH33-43C+TDR+TXV | 12.2 | 16.7 | 9.2 | Yes | Yes | 2011-01-22 |  | 0
FALSE | XP21-036-230-** | 1641 | 4016378 | LENNOX INDUSTRIES, INC. | XP21-036-230* | HP | Split System: Heat Pump with Remote Outdoor Unit-Air-Source | XP21-036-230* |  | CH33-43C+TDR+TXV | 12.5 | 16.7 | 9.5 | Yes | Yes | 2011-01-22 |  | 1
FALSE | XP21-036-230-** | 1641 | 4016383 | LENNOX INDUSTRIES, INC. | XP21-036-230* | HP | Split System: Heat Pump with Remote Outdoor Unit-Air-Source | XP21-036-230* |  | CH33-44/48+TDR+TXV | 12.2 | 16.2 | 9.2 | Yes | Yes | 2011-01-22 |  | 0
FALSE | XP21-036-230-** | 1641 | 4016384 | LENNOX INDUSTRIES, INC. | XP21-036-230* | HP | Split System: Heat Pump with Remote Outdoor Unit-Air-Source | XP21-036-230* |  | CH33-44/48+TDR+TXV | 12 | 16.2 | 9.2 | Yes | Yes | 2011-01-22 |  | 0
FALSE | XP21-036-230-** | 1641 | 4016385 | LENNOX INDUSTRIES, INC. | XP21-036-230* | HP | Split System: Heat Pump with Remote Outdoor Unit-Air-Source | XP21-036-230* |  | CH33-44/48+TDR+TXV | 12 | 16.2 | 9.2 | Yes | Yes | 2011-01-22 |  | 0
FALSE | XP21-036-230-** | 1641 | 4016386 | LENNOX INDUSTRIES, INC. | XP21-036-230* | HP | Split System: Heat Pump with Remote Outdoor Unit-Air-Source | XP21-036-230* |  | CH33-48+TDR+TXV | 12.2 | 16.5 | 9.2 | Yes | Yes | 2011-01-22 |  | 0
FALSE | XP21-036-230-** | 1641 | 4016387 | LENNOX INDUSTRIES, INC. | XP21-036-230* | HP | Split System: Heat Pump with Remote Outdoor Unit-Air-Source | XP21-036-230* |  | CH33-48+TDR+TXV | 12.2 | 16.7 | 9.2 | Yes | Yes | 2011-01-22 |  | 0
FALSE | XP21-048-230-** | 1646 | 4016595 | LENNOX INDUSTRIES, INC. | XP21-048-230/* | HP | Split System: Heat Pump with Remote Outdoor Unit-Air-Source | XP21-048-230/* |  | CBX32MV-068*+TDR | 12.7 | 17.7 | 8.3 | Yes | Yes | 2011-01-22 |  | Below V5.0 Req.
FALSE | XP21-048-230-** | 1646 | 4016601 | LENNOX INDUSTRIES, INC. | XP21-048-230/* | HP | Split System: Heat Pump with Remote Outdoor Unit-Air-Source | XP21-048-230/* |  | CBX27UH-060-230*+TDR | 12.5 | 17.5 | 8.3 | Yes | Yes | 2011-01-22 |  | Below V5.0 Req.
FALSE | XP21-048-230-** | 1646 | 4016613 | LENNOX INDUSTRIES, INC. | XP21-048-230/* | HP | Split System: Heat Pump with Remote Outdoor Unit-Air-Source | XP21-048-230/* |  | CX34-62C+TDR | 12.5 | 17.2 | 8.2 | Yes | Yes | 2011-01-22 |  | Below V5.0 Req.
FALSE | XP21-048-230-** | 1646 | 4016615 | LENNOX INDUSTRIES, INC. | XP21-048-230/* | HP | Split System: Heat Pump with Remote Outdoor Unit-Air-Source | XP21-048-230/* |  | CX34-62C+TDR | 12.5 | 17.5 | 8.2 | Yes | Yes | 2011-01-22 |  | Below V5.0 Req.
FALSE | XP21-048-230-** | 1646 | 4016616 | LENNOX INDUSTRIES, INC. | XP21-048-230/* | HP | Split System: Heat Pump with Remote Outdoor Unit-Air-Source | XP21-048-230/* |  | CX34-62C+TDR | 12.5 | 17.2 | 8.2 | Yes | Yes | 2011-01-22 |  | Below V5.0 Req.
FALSE | XP21-048-230-** | 1646 | 4016617 | LENNOX INDUSTRIES, INC. | XP21-048-230/* | HP | Split System: Heat Pump with Remote Outdoor Unit-Air-Source | XP21-048-230/* |  | CX34-62C+TDR | 12.7 | 17.7 | 8.25 | Yes | Yes | 2011-01-22 |  | Below V5.0 Req.
FALSE | XP21-048-230-** | 1646 | 4016618 | LENNOX INDUSTRIES, INC. | XP21-048-230/* | HP | Split System: Heat Pump with Remote Outdoor Unit-Air-Source | XP21-048-230/* |  | CX34-62C+TDR | 12.7 | 17.5 | 8.2 | Yes | Yes | 2011-01-22 |  | Below V5.0 Req.
FALSE | XP21-048-230-** | 1646 | 4016623 | LENNOX INDUSTRIES, INC. | XP21-048-230/* | HP | Split System: Heat Pump with Remote Outdoor Unit-Air-Source | XP21-048-230/* |  | CX34-62D+TDR | 12.2 | 17 | 8.2 | Yes | Yes | 2011-01-22 |  | Below V5.0 Req.
FALSE | XP21-048-230-** | 1646 | 4016624 | LENNOX INDUSTRIES, INC. | XP21-048-230/* | HP | Split System: Heat Pump with Remote Outdoor Unit-Air-Source | XP21-048-230/* |  | CX34-62D+TDR | 12.2 | 17 | 8.2 | Yes | Yes | 2011-01-22 |  | Below V5.0 Req.
FALSE | XP21-048-230-** | 1646 | 4016625 | LENNOX INDUSTRIES, INC. | XP21-048-230/* | HP | Split System: Heat Pump with Remote Outdoor Unit-Air-Source | XP21-048-230/* |  | CX34-62D+TDR | 12.2 | 17 | 8.2 | Yes | Yes | 2011-01-22 |  | Below V5.0 Req.
FALSE | TPA036H4N*G | 1588 | 4021121 | LENNOX INDUSTRIES, INC. | 14HPX-036-230* | HP | Split System: Heat Pump with Remote Outdoor Unit-Air-Source | 14HPX-036-230* |  | C33-43+TDR+TXV | 13 | 15.5 | 8.2 | Yes | Yes | 2011-01-22 |  | Below V5.0 Req.
FALSE | TPA036H4N*G | 1588 | 4021125 | LENNOX INDUSTRIES, INC. | 14HPX-036-230* | HP | Split System: Heat Pump with Remote Outdoor Unit-Air-Source | 14HPX-036-230* |  | C33-49+TDR+TXV | 13.5 | 15.5 | 8.2 | Yes | Yes | 2011-01-22 |  | Below V5.0 Req.
FALSE | TPA036H4N*G | 1588 | 4021126 | LENNOX INDUSTRIES, INC. | 14HPX-036-230* | HP | Split System: Heat Pump with Remote Outdoor Unit-Air-Source | 14HPX-036-230* |  | C33-49+TDR+TXV | 13.5 | 15.5 | 8.2 | Yes | Yes | 2011-01-22 |  | Below V5.0 Req.
FALSE | TPA036H4N*G | 1588 | 4021127 | LENNOX INDUSTRIES, INC. | 14HPX-036-230* | HP | Split System: Heat Pump with Remote Outdoor Unit-Air-Source | 14HPX-036-230* |  | C33-50/60C+TDR+TXV | 13 | 15 | 8.2 | Yes | Yes | 2011-01-22 |  | Below V5.0 Req.
FALSE | TPA036H4N*G | 1588 | 4021128 | LENNOX INDUSTRIES, INC. | 14HPX-036-230* | HP | Split System: Heat Pump with Remote Outdoor Unit-Air-Source | 14HPX-036-230* |  | C33-50/60C+TDR+TXV | 13 | 15 | 8.2 | Yes | Yes | 2011-01-22 |  | Below V5.0 Req.
FALSE | TPA036H4N*G | 1588 | 4021129 | LENNOX INDUSTRIES, INC. | 14HPX-036-230* | HP | Split System: Heat Pump with Remote Outdoor Unit-Air-Source | 14HPX-036-230* |  | CH33-43+TDR+TXV | 13 | 15 | 8.2 | Yes | Yes | 2011-01-22 |  | Below V5.0 Req.
FALSE | TPA036H4N*G | 1588 | 4021130 | LENNOX INDUSTRIES, INC. | 14HPX-036-230* | HP | Split System: Heat Pump with Remote Outdoor Unit-Air-Source | 14HPX-036-230* |  | CH33-43+TDR+TXV | 13 | 15.5 | 8.2 | Yes | Yes | 2011-01-22 |  | Below V5.0 Req.
FALSE | TPA036H4N*G | 1588 | 4021131 | LENNOX INDUSTRIES, INC. | 14HPX-036-230* | HP | Split System: Heat Pump with Remote Outdoor Unit-Air-Source | 14HPX-036-230* |  | CH33-43+TDR+TXV | 13 | 15.5 | 8.2 | Yes | Yes | 2011-01-22 |  | Below V5.0 Req.
FALSE | TPA036H4N*G | 1588 | 4021132 | LENNOX INDUSTRIES, INC. | 14HPX-036-230* | HP | Split System: Heat Pump with Remote Outdoor Unit-Air-Source | 14HPX-036-230* |  | CH33-44/48+TDR+TXV | 12.5 | 14.5 | 8.2 | Yes | Yes | 2011-01-22 |  | Below V5.0 Req.
FALSE | TPA036H4N*G | 1588 | 4021133 | LENNOX INDUSTRIES, INC. | 14HPX-036-230* | HP | Split System: Heat Pump with Remote Outdoor Unit-Air-Source | 14HPX-036-230* |  | CH33-48+TDR+TXV | 13 | 15 | 8.2 | Yes | Yes | 2011-01-22 |  | Below V5.0 Req.
FALSE | TPA036H4N*G | 1588 | 4021134 | LENNOX INDUSTRIES, INC. | 14HPX-036-230* | HP | Split System: Heat Pump with Remote Outdoor Unit-Air-Source | 14HPX-036-230* |  | CH33-48+TDR+TXV | 13 | 15.5 | 8.2 | Yes | Yes | 2011-01-22 |  | Below V5.0 Req.
FALSE | TPA036H4N*G | 1588 | 4021135 | LENNOX INDUSTRIES, INC. | 14HPX-036-230* | HP | Split System: Heat Pump with Remote Outdoor Unit-Air-Source | 14HPX-036-230* |  | CH33-49+TDR+TXV | 13.5 | 15.5 | 8.2 | Yes | Yes | 2011-01-22 |  | Below V5.0 Req.
FALSE | TPA036H4N*G | 1588 | 4021136 | LENNOX INDUSTRIES, INC. | 14HPX-036-230* | HP | Split System: Heat Pump with Remote Outdoor Unit-Air-Source | 14HPX-036-230* |  | CH33-49+TDR+TXV | 13.5 | 15.5 | 8.2 | Yes | Yes | 2011-01-22 |  | Below V5.0 Req.
FALSE | TPA036H4N*G | 1588 | 4021137 | LENNOX INDUSTRIES, INC. | 14HPX-036-230* | HP | Split System: Heat Pump with Remote Outdoor Unit-Air-Source | 14HPX-036-230* |  | CH33-50/60C+TDR+TXV | 13.5 | 15.5 | 8.2 | Yes | Yes | 2011-01-22 |  | Below V5.0 Req.
FALSE | TPA036H4N*G | 1588 | 4021138 | LENNOX INDUSTRIES, INC. | 14HPX-036-230* | HP | Split System: Heat Pump with Remote Outdoor Unit-Air-Source | 14HPX-036-230* |  | CH33-50/60C+TDR+TXV | 13.5 | 15.5 | 8.2 | Yes | Yes | 2011-01-22 |  | Below V5.0 Req.
FALSE | TPA036H4N*G | 1588 | 4021139 | LENNOX INDUSTRIES, INC. | 14HPX-036-230* | HP | Split System: Heat Pump with Remote Outdoor Unit-Air-Source | 14HPX-036-230* |  | CR33-48+TDR+TXV | 12.5 | 14.5 | 8.5 | Yes | Yes | 2011-01-22 |  | 0
FALSE | TPA036H4N*G | 1588 | 4021140 | LENNOX INDUSTRIES, INC. | 14HPX-036-230* | HP | Split System: Heat Pump with Remote Outdoor Unit-Air-Source | 14HPX-036-230* |  | CR33-48+TDR+TXV | 12.5 | 14.5 | 8.5 | Yes | Yes | 2011-01-22 |  | 0
FALSE | TPA036H4N*G | 1588 | 4021141 | LENNOX INDUSTRIES, INC. | 14HPX-036-230* | HP | Split System: Heat Pump with Remote Outdoor Unit-Air-Source | 14HPX-036-230* |  | CR33-48+TDR+TXV | 12.5 | 14.5 | 8.5 | Yes | Yes | 2011-01-22 |  | 0
FALSE | TPA036H4N*G | 1588 | 4021142 | LENNOX INDUSTRIES, INC. | 14HPX-036-230* | HP | Split System: Heat Pump with Remote Outdoor Unit-Air-Source | 14HPX-036-230* |  | CR33-50/60+TDR+TXV | 13 | 15 | 8.7 | Yes | Yes | 2011-01-22 |  | 1
FALSE | TPA042H4N*G | 1606 | 4021163 | LENNOX INDUSTRIES, INC. | 14HPX-042-230* | HP | Split System: Heat Pump with Remote Outdoor Unit-Air-Source | 14HPX-042-230* |  | C33-62C+TDR+TXV | 13 | 15 | 9.5 | Yes | Yes | 2011-01-22 |  | 1
FALSE | TPA042H4N*G | 1606 | 4021164 | LENNOX INDUSTRIES, INC. | 14HPX-042-230* | HP | Split System: Heat Pump with Remote Outdoor Unit-Air-Source | 14HPX-042-230* |  | C33-62D+TDR+TXV | 13 | 15 | 9.2 | Yes | Yes | 2011-01-22 |  | 1
FALSE | TPA042H4N*G | 1606 | 4021166 | LENNOX INDUSTRIES, INC. | 14HPX-042-230* | HP | Split System: Heat Pump with Remote Outdoor Unit-Air-Source | 14HPX-042-230* |  | CH33-43+TDR+TXV | 12.5 | 14.5 | 8.7 | Yes | Yes | 2011-01-22 |  | 0
FALSE | TPA042H4N*G | 1606 | 4021167 | LENNOX INDUSTRIES, INC. | 14HPX-042-230* | HP | Split System: Heat Pump with Remote Outdoor Unit-Air-Source | 14HPX-042-230* |  | CH33-43+TDR+TXV | 12.5 | 14.5 | 9 | Yes | Yes | 2011-01-22 |  | 0
FALSE | TPA042H4N*G | 1606 | 4021168 | LENNOX INDUSTRIES, INC. | 14HPX-042-230* | HP | Split System: Heat Pump with Remote Outdoor Unit-Air-Source | 14HPX-042-230* |  | CH33-43+TDR+TXV | 12.5 | 14.5 | 9 | Yes | Yes | 2011-01-22 |  | 0
FALSE | TPA042H4N*G | 1606 | 4021169 | LENNOX INDUSTRIES, INC. | 14HPX-042-230* | HP | Split System: Heat Pump with Remote Outdoor Unit-Air-Source | 14HPX-042-230* |  | CH33-43+TDR+TXV | 12.5 | 14.5 | 9 | Yes | Yes | 2011-01-22 |  | 0
FALSE | TPA042H4N*G | 1606 | 4021170 | LENNOX INDUSTRIES, INC. | 14HPX-042-230* | HP | Split System: Heat Pump with Remote Outdoor Unit-Air-Source | 14HPX-042-230* |  | CH33-50/60C+TDR+TXV | 12.5 | 14.5 | 9 | Yes | Yes | 2011-01-22 |  | 0
FALSE | TPA042H4N*G | 1606 | 4021171 | LENNOX INDUSTRIES, INC. | 14HPX-042-230* | HP | Split System: Heat Pump with Remote Outdoor Unit-Air-Source | 14HPX-042-230* |  | CH33-50/60C+TDR+TXV | 12.5 | 14.5 | 9 | Yes | Yes | 2011-01-22 |  | 0
FALSE | TPA042H4N*G | 1606 | 4021172 | LENNOX INDUSTRIES, INC. | 14HPX-042-230* | HP | Split System: Heat Pump with Remote Outdoor Unit-Air-Source | 14HPX-042-230* |  | CH33-50/60C+TDR+TXV | 12.5 | 14.5 | 9.2 | Yes | Yes | 2011-01-22 |  | 0
FALSE | TPA042H4N*G | 1606 | 4021173 | LENNOX INDUSTRIES, INC. | 14HPX-042-230* | HP | Split System: Heat Pump with Remote Outdoor Unit-Air-Source | 14HPX-042-230* |  | CH33-50/60C+TDR+TXV | 12.5 | 14.5 | 9.2 | Yes | Yes | 2011-01-22 |  | 0
FALSE | TPA042H4N*G | 1606 | 4021174 | LENNOX INDUSTRIES, INC. | 14HPX-042-230* | HP | Split System: Heat Pump with Remote Outdoor Unit-Air-Source | 14HPX-042-230* |  | CH33-60D+TDR+TXV | 12.5 | 15 | 9.2 | Yes | Yes | 2011-01-22 |  | 1
FALSE | TPA042H4N*G | 1606 | 4021175 | LENNOX INDUSTRIES, INC. | 14HPX-042-230* | HP | Split System: Heat Pump with Remote Outdoor Unit-Air-Source | 14HPX-042-230* |  | CH33-62D+TDR+TXV | 12.5 | 15 | 9.2 | Yes | Yes | 2011-01-22 |  | 1
FALSE | TPA042H4N*G | 1606 | 4021176 | LENNOX INDUSTRIES, INC. | 14HPX-042-230* | HP | Split System: Heat Pump with Remote Outdoor Unit-Air-Source | 14HPX-042-230* |  | CR33-50/60+TDR+TXV | 12 | 14.5 | 9.2 | Yes | Yes | 2011-01-22 |  | 0
FALSE | TPA042H4N*G | 1606 | 4021177 | LENNOX INDUSTRIES, INC. | 14HPX-042-230* | HP | Split System: Heat Pump with Remote Outdoor Unit-Air-Source | 14HPX-042-230* |  | CR33-50/60+TDR+TXV | 12.5 | 14.5 | 9.5 | Yes | Yes | 2011-01-22 |  | 0
FALSE | TPA042H4N*G | 1606 | 4021178 | LENNOX INDUSTRIES, INC. | 14HPX-042-230* | HP | Split System: Heat Pump with Remote Outdoor Unit-Air-Source | 14HPX-042-230* |  | CR33-50/60+TDR+TXV | 12.5 | 14.5 | 9.5 | Yes | Yes | 2011-01-22 |  | 0
FALSE | TPA042H4N*G | 1606 | 4021179 | LENNOX INDUSTRIES, INC. | 14HPX-042-230* | HP | Split System: Heat Pump with Remote Outdoor Unit-Air-Source | 14HPX-042-230* |  | CR33-50/60+TDR+TXV | 12.5 | 14.5 | 9.5 | Yes | Yes | 2011-01-22 |  | 0
FALSE | TPA042H4N*G | 1606 | 4021180 | LENNOX INDUSTRIES, INC. | 14HPX-042-230* | HP | Split System: Heat Pump with Remote Outdoor Unit-Air-Source | 14HPX-042-230* |  | CX34-49+TDR | 12.5 | 14.5 | 9 | Yes | Yes | 2011-01-22 |  | 0
FALSE | TPA042H4N*G | 1606 | 4021181 | LENNOX INDUSTRIES, INC. | 14HPX-042-230* | HP | Split System: Heat Pump with Remote Outdoor Unit-Air-Source | 14HPX-042-230* |  | CX34-49+TDR | 12.5 | 14.5 | 9 | Yes | Yes | 2011-01-22 |  | 0
FALSE | TPA042H4N*G | 1606 | 4021182 | LENNOX INDUSTRIES, INC. | 14HPX-042-230* | HP | Split System: Heat Pump with Remote Outdoor Unit-Air-Source | 14HPX-042-230* |  | CX34-49+TDR | 12.5 | 14.5 | 9 | Yes | Yes | 2011-01-22 |  | 0
FALSE | TPA048H4N*G | 1610 | 4021206 | LENNOX INDUSTRIES, INC. | 14HPX-048-230* | HP | Split System: Heat Pump with Remote Outdoor Unit-Air-Source | 14HPX-048-230* |  | CX34-49+TDR | 12 | 14.5 | 8.2 | Yes | Yes | 2011-01-22 |  | Below V5.0 Req.
FALSE | TPA048H4N*G | 1610 | 4021207 | LENNOX INDUSTRIES, INC. | 14HPX-048-230* | HP | Split System: Heat Pump with Remote Outdoor Unit-Air-Source | 14HPX-048-230* |  | CX34-49+TDR | 12.5 | 14.5 | 8.2 | Yes | Yes | 2011-01-22 |  | Below V5.0 Req.
FALSE | TPA048H4N*G | 1610 | 4021208 | LENNOX INDUSTRIES, INC. | 14HPX-048-230* | HP | Split System: Heat Pump with Remote Outdoor Unit-Air-Source | 14HPX-048-230* |  | CX34-49+TDR | 12 | 14.5 | 8.2 | Yes | Yes | 2011-01-22 |  | Below V5.0 Req.
FALSE | TPA048H4N*G | 1610 | 4021209 | LENNOX INDUSTRIES, INC. | 14HPX-048-230* | HP | Split System: Heat Pump with Remote Outdoor Unit-Air-Source | 14HPX-048-230* |  | CX34-60D+TDR | 12.5 | 14.5 | 8.5 | Yes | Yes | 2011-01-22 |  | 0
FALSE | TPA048H4N*G | 1610 | 4021210 | LENNOX INDUSTRIES, INC. | 14HPX-048-230* | HP | Split System: Heat Pump with Remote Outdoor Unit-Air-Source | 14HPX-048-230* |  | CX34-62C+TDR | 12.5 | 14.5 | 8.7 | Yes | Yes | 2011-01-22 |  | 0
FALSE | TPA048H4N*G | 1610 | 4021211 | LENNOX INDUSTRIES, INC. | 14HPX-048-230* | HP | Split System: Heat Pump with Remote Outdoor Unit-Air-Source | 14HPX-048-230* |  | CX34-62C+TDR | 12.5 | 14.5 | 8.7 | Yes | Yes | 2011-01-22 |  | 0
FALSE | TPA048H4N*G | 1610 | 4021212 | LENNOX INDUSTRIES, INC. | 14HPX-048-230* | HP | Split System: Heat Pump with Remote Outdoor Unit-Air-Source | 14HPX-048-230* |  | CX34-62C+TDR | 12.5 | 14.5 | 8.7 | Yes | Yes | 2011-01-22 |  | 0
FALSE | TPA048H4N*G | 1610 | 4021213 | LENNOX INDUSTRIES, INC. | 14HPX-048-230* | HP | Split System: Heat Pump with Remote Outdoor Unit-Air-Source | 14HPX-048-230* |  | CX34-62D+TDR | 12.5 | 14.5 | 8.5 | Yes | Yes | 2011-01-22 |  | 0
FALSE | TPA060H4N*Y | 1623 | 4021215 | LENNOX INDUSTRIES, INC. | 14HPX-060-230* | HP | Split System: Heat Pump with Remote Outdoor Unit-Air-Source | 14HPX-060-230* |  | C33-62C+TDR+TXV | 12 | 14.5 | 8.5 | Yes | Yes | 2011-01-22 |  | 0
FALSE | TPA060H4N*Y | 1623 | 4021217 | LENNOX INDUSTRIES, INC. | 14HPX-060-230* | HP | Split System: Heat Pump with Remote Outdoor Unit-Air-Source | 14HPX-060-230* |  | C33-62D+TDR+TXV | 12 | 14.5 | 8.2 | Yes | Yes | 2011-01-22 |  | Below V5.0 Req.
FALSE | TPA060H4N*Y | 1623 | 4021223 | LENNOX INDUSTRIES, INC. | 14HPX-060-230* | HP | Split System: Heat Pump with Remote Outdoor Unit-Air-Source | 14HPX-060-230* |  | CX34-62C+TDR | 12 | 14.5 | 8.5 | Yes | Yes | 2011-01-22 |  | 0
FALSE | TPA060H4N*Y | 1623 | 4021225 | LENNOX INDUSTRIES, INC. | 14HPX-060-230* | HP | Split System: Heat Pump with Remote Outdoor Unit-Air-Source | 14HPX-060-230* |  | CX34-62D+TDR | 12 | 14.5 | 8.2 | Yes | Yes | 2011-01-22 |  | Below V5.0 Req.
FALSE | TPA042H4N*G | 1606 | 4021294 | LENNOX INDUSTRIES, INC. | 14HPX-042-230-* | HP | Split System: Heat Pump with Remote Outdoor Unit-Air-Source | 14HPX-042-230-* |  | C33-62C+TDR+TXV | 12.5 | 15 | 8.2 | Yes | Yes | 2011-01-22 |  | Below V5.0 Req.
FALSE | TPA042H4N*G | 1606 | 4021295 | LENNOX INDUSTRIES, INC. | 14HPX-042-230-* | HP | Split System: Heat Pump with Remote Outdoor Unit-Air-Source | 14HPX-042-230-* |  | C33-62C+TDR+TXV | 13 | 15 | 8.2 | Yes | Yes | 2011-01-22 |  | Below V5.0 Req.
FALSE | TPA042H4N*G | 1606 | 4021309 | LENNOX INDUSTRIES, INC. | 14HPX-042-230-* | HP | Split System: Heat Pump with Remote Outdoor Unit-Air-Source | 14HPX-042-230-* |  | CR33-50/60+TDR+TXV | 12.5 | 14.5 | 8.2 | Yes | Yes | 2011-01-22 |  | Below V5.0 Req.
FALSE | TPA042H4N*G | 1606 | 4021310 | LENNOX INDUSTRIES, INC. | 14HPX-042-230-* | HP | Split System: Heat Pump with Remote Outdoor Unit-Air-Source | 14HPX-042-230-* |  | CR33-50/60+TDR+TXV | 12.5 | 14.5 | 8.2 | Yes | Yes | 2011-01-22 |  | Below V5.0 Req.
FALSE | TPA042H4N*G | 1606 | 4021311 | LENNOX INDUSTRIES, INC. | 14HPX-042-230-* | HP | Split System: Heat Pump with Remote Outdoor Unit-Air-Source | 14HPX-042-230-* |  | CR33-50/60+TDR+TXV | 12.5 | 14.5 | 8.25 | Yes | Yes | 2011-01-22 |  | Below V5.0 Req.
FALSE | TPA042H4N*G | 1606 | 4021319 | LENNOX INDUSTRIES, INC. | 14HPX-042-230-* | HP | Split System: Heat Pump with Remote Outdoor Unit-Air-Source | 14HPX-042-230-* |  | CX34-62C+TDR | 12.5 | 15 | 8.2 | Yes | Yes | 2011-01-22 |  | Below V5.0 Req.
FALSE | TPA042H4N*G | 1606 | 4021320 | LENNOX INDUSTRIES, INC. | 14HPX-042-230-* | HP | Split System: Heat Pump with Remote Outdoor Unit-Air-Source | 14HPX-042-230-* |  | CX34-62C+TDR | 13 | 15 | 8.2 | Yes | Yes | 2011-01-22 |  | Below V5.0 Req.
FALSE | TPA036H4N*G | 1588 | 4021711 | LENNOX INDUSTRIES, INC. | XP14-036-230* | HP | Split System: Heat Pump with Remote Outdoor Unit-Air-Source | XP14-036-230* |  | CH33-43+TDR+TXV | 13.2 | 15.5 | 8.2 | Yes | Yes | 2011-01-22 |  | Below V5.0 Req.
FALSE | TPA036H4N*G | 1588 | 4021712 | LENNOX INDUSTRIES, INC. | XP14-036-230* | HP | Split System: Heat Pump with Remote Outdoor Unit-Air-Source | XP14-036-230* |  | CH33-44/48+TDR+TXV | 12.7 | 14.7 | 8.2 | Yes | Yes | 2011-01-22 |  | Below V5.0 Req.
FALSE | TPA036H4N*G | 1588 | 4021713 | LENNOX INDUSTRIES, INC. | XP14-036-230* | HP | Split System: Heat Pump with Remote Outdoor Unit-Air-Source | XP14-036-230* |  | CH33-48+TDR+TXV | 13.2 | 15.2 | 8.2 | Yes | Yes | 2011-01-22 |  | Below V5.0 Req.
FALSE | TPA036H4N*G | 1588 | 4021714 | LENNOX INDUSTRIES, INC. | XP14-036-230* | HP | Split System: Heat Pump with Remote Outdoor Unit-Air-Source | XP14-036-230* |  | CH33-48+TDR+TXV | 13.2 | 15.5 | 8.2 | Yes | Yes | 2011-01-22 |  | Below V5.0 Req.
FALSE | TPA036H4N*G | 1588 | 4021715 | LENNOX INDUSTRIES, INC. | XP14-036-230* | HP | Split System: Heat Pump with Remote Outdoor Unit-Air-Source | XP14-036-230* |  | CH33-49+TDR+TXV | 13.5 | 15.7 | 8.2 | Yes | Yes | 2011-01-22 |  | Below V5.0 Req.
FALSE | TPA036H4N*G | 1588 | 4021716 | LENNOX INDUSTRIES, INC. | XP14-036-230* | HP | Split System: Heat Pump with Remote Outdoor Unit-Air-Source | XP14-036-230* |  | CH33-49+TDR+TXV | 13.5 | 15.7 | 8.2 | Yes | Yes | 2011-01-22 |  | Below V5.0 Req.
FALSE | TPA036H4N*G | 1588 | 4021717 | LENNOX INDUSTRIES, INC. | XP14-036-230* | HP | Split System: Heat Pump with Remote Outdoor Unit-Air-Source | XP14-036-230* |  | CH33-50/60C+TDR+TXV | 13.5 | 15.5 | 8.2 | Yes | Yes | 2011-01-22 |  | Below V5.0 Req.
FALSE | TPA036H4N*G | 1588 | 4021718 | LENNOX INDUSTRIES, INC. | XP14-036-230* | HP | Split System: Heat Pump with Remote Outdoor Unit-Air-Source | XP14-036-230* |  | CH33-50/60C+TDR+TXV | 13.5 | 15.7 | 8.2 | Yes | Yes | 2011-01-22 |  | Below V5.0 Req.
FALSE | TPA036H4N*G | 1588 | 4021719 | LENNOX INDUSTRIES, INC. | XP14-036-230* | HP | Split System: Heat Pump with Remote Outdoor Unit-Air-Source | XP14-036-230* |  | CR33-48+TDR+TXV | 12.7 | 14.7 | 8.5 | Yes | Yes | 2011-01-22 |  | 0
FALSE | TPA036H4N*G | 1588 | 4021720 | LENNOX INDUSTRIES, INC. | XP14-036-230* | HP | Split System: Heat Pump with Remote Outdoor Unit-Air-Source | XP14-036-230* |  | CR33-48+TDR+TXV | 12.7 | 14.7 | 8.5 | Yes | Yes | 2011-01-22 |  | 0
FALSE | TPA036H4N*G | 1588 | 4021721 | LENNOX INDUSTRIES, INC. | XP14-036-230* | HP | Split System: Heat Pump with Remote Outdoor Unit-Air-Source | XP14-036-230* |  | CR33-48+TDR+TXV | 12.7 | 14.7 | 8.5 | Yes | Yes | 2011-01-22 |  | 0
FALSE | TPA036H4N*G | 1588 | 4021722 | LENNOX INDUSTRIES, INC. | XP14-036-230* | HP | Split System: Heat Pump with Remote Outdoor Unit-Air-Source | XP14-036-230* |  | CR33-50/60+TDR+TXV | 13.2 | 15.2 | 8.7 | Yes | Yes | 2011-01-22 |  | 1
FALSE | TPA036H4N*G | 1588 | 4021723 | LENNOX INDUSTRIES, INC. | XP14-036-230* | HP | Split System: Heat Pump with Remote Outdoor Unit-Air-Source | XP14-036-230* |  | CR33-50/60+TDR+TXV | 13.2 | 15.2 | 9 | Yes | Yes | 2011-01-22 |  | 1
FALSE | TPA036H4N*G | 1588 | 4021724 | LENNOX INDUSTRIES, INC. | XP14-036-230* | HP | Split System: Heat Pump with Remote Outdoor Unit-Air-Source | XP14-036-230* |  | CX34-38+TDR | 12.7 | 14.7 | 8.2 | Yes | Yes | 2011-01-22 |  | Below V5.0 Req.
FALSE | TPA036H4N*G | 1588 | 4021725 | LENNOX INDUSTRIES, INC. | XP14-036-230* | HP | Split System: Heat Pump with Remote Outdoor Unit-Air-Source | XP14-036-230* |  | CX34-43+TDR | 13 | 14.7 | 8.2 | Yes | Yes | 2011-01-22 |  | Below V5.0 Req.
FALSE | TPA036H4N*G | 1588 | 4021726 | LENNOX INDUSTRIES, INC. | XP14-036-230* | HP | Split System: Heat Pump with Remote Outdoor Unit-Air-Source | XP14-036-230* |  | CX34-43+TDR | 13.2 | 15.2 | 8.2 | Yes | Yes | 2011-01-22 |  | Below V5.0 Req.
FALSE | TPA036H4N*G | 1588 | 4021727 | LENNOX INDUSTRIES, INC. | XP14-036-230* | HP | Split System: Heat Pump with Remote Outdoor Unit-Air-Source | XP14-036-230* |  | CX34-43+TDR | 13.2 | 15.5 | 8.2 | Yes | Yes | 2011-01-22 |  | Below V5.0 Req.
FALSE | TPA036H4N*G | 1588 | 4021731 | LENNOX INDUSTRIES, INC. | XP14-036-230* | HP | Split System: Heat Pump with Remote Outdoor Unit-Air-Source | XP14-036-230* |  | CX34-49+TDR | 13.5 | 15.5 | 8.2 | Yes | Yes | 2011-01-22 |  | Below V5.0 Req.
FALSE | TPA036H4N*G | 1588 | 4021732 | LENNOX INDUSTRIES, INC. | XP14-036-230* | HP | Split System: Heat Pump with Remote Outdoor Unit-Air-Source | XP14-036-230* |  | CX34-49+TDR | 13.5 | 15.5 | 8.2 | Yes | Yes | 2011-01-22 |  | Below V5.0 Req.
FALSE | TPA042H4N*G | 1606 | 4021752 | LENNOX INDUSTRIES, INC. | XP14-042-230* | HP | Split System: Heat Pump with Remote Outdoor Unit-Air-Source | XP14-042-230* |  | CH33-50/60C+TDR+TXV | 12.5 | 14.5 | 9.2 | Yes | Yes | 2011-01-22 |  | 0
FALSE | TPA042H4N*G | 1606 | 4021753 | LENNOX INDUSTRIES, INC. | XP14-042-230* | HP | Split System: Heat Pump with Remote Outdoor Unit-Air-Source | XP14-042-230* |  | CH33-50/60C+TDR+TXV | 12.7 | 14.7 | 9.2 | Yes | Yes | 2011-01-22 |  | 0
FALSE | TPA042H4N*G | 1606 | 4021754 | LENNOX INDUSTRIES, INC. | XP14-042-230* | HP | Split System: Heat Pump with Remote Outdoor Unit-Air-Source | XP14-042-230* |  | CH33-60D+TDR+TXV | 12.7 | 15 | 9.2 | Yes | Yes | 2011-01-22 |  | 1
FALSE | TPA042H4N*G | 1606 | 4021755 | LENNOX INDUSTRIES, INC. | XP14-042-230* | HP | Split System: Heat Pump with Remote Outdoor Unit-Air-Source | XP14-042-230* |  | CH33-62D+TDR+TXV | 12.7 | 15 | 9.2 | Yes | Yes | 2011-01-22 |  | 1
FALSE | TPA042H4N*G | 1606 | 4021756 | LENNOX INDUSTRIES, INC. | XP14-042-230* | HP | Split System: Heat Pump with Remote Outdoor Unit-Air-Source | XP14-042-230* |  | CR33-50/60+TDR+TXV | 12.2 | 14.5 | 9.2 | Yes | Yes | 2011-01-22 |  | 0
FALSE | TPA042H4N*G | 1606 | 4021757 | LENNOX INDUSTRIES, INC. | XP14-042-230* | HP | Split System: Heat Pump with Remote Outdoor Unit-Air-Source | XP14-042-230* |  | CR33-50/60+TDR+TXV | 12.5 | 14.5 | 9.5 | Yes | Yes | 2011-01-22 |  | 0
FALSE | TPA042H4N*G | 1606 | 4021758 | LENNOX INDUSTRIES, INC. | XP14-042-230* | HP | Split System: Heat Pump with Remote Outdoor Unit-Air-Source | XP14-042-230* |  | CR33-50/60+TDR+TXV | 12.5 | 14.5 | 9.5 | Yes | Yes | 2011-01-22 |  | 0
FALSE | TPA042H4N*G | 1606 | 4021759 | LENNOX INDUSTRIES, INC. | XP14-042-230* | HP | Split System: Heat Pump with Remote Outdoor Unit-Air-Source | XP14-042-230* |  | CR33-50/60+TDR+TXV | 12.5 | 14.7 | 9.5 | Yes | Yes | 2011-01-22 |  | 0
FALSE | TPA042H4N*G | 1606 | 4021760 | LENNOX INDUSTRIES, INC. | XP14-042-230* | HP | Split System: Heat Pump with Remote Outdoor Unit-Air-Source | XP14-042-230* |  | CX34-49+TDR | 12.5 | 14.7 | 9 | Yes | Yes | 2011-01-22 |  | 0
FALSE | TPA042H4N*G | 1606 | 4021761 | LENNOX INDUSTRIES, INC. | XP14-042-230* | HP | Split System: Heat Pump with Remote Outdoor Unit-Air-Source | XP14-042-230* |  | CX34-49+TDR | 12.7 | 14.7 | 9 | Yes | Yes | 2011-01-22 |  | 0
FALSE | TPA042H4N*G | 1606 | 4021762 | LENNOX INDUSTRIES, INC. | XP14-042-230* | HP | Split System: Heat Pump with Remote Outdoor Unit-Air-Source | XP14-042-230* |  | CX34-49+TDR | 12.7 | 14.7 | 9 | Yes | Yes | 2011-01-22 |  | 0
FALSE | TPA042H4N*G | 1606 | 4021763 | LENNOX INDUSTRIES, INC. | XP14-042-230* | HP | Split System: Heat Pump with Remote Outdoor Unit-Air-Source | XP14-042-230* |  | CX34-49+TDR | 12.7 | 15 | 9 | Yes | Yes | 2011-01-22 |  | 1
FALSE | TPA042H4N*G | 1606 | 4021764 | LENNOX INDUSTRIES, INC. | XP14-042-230* | HP | Split System: Heat Pump with Remote Outdoor Unit-Air-Source | XP14-042-230* |  | CX34-60D+TDR | 12.7 | 15 | 9.2 | Yes | Yes | 2011-01-22 |  | 1
FALSE | TPA042H4N*G | 1606 | 4021765 | LENNOX INDUSTRIES, INC. | XP14-042-230* | HP | Split System: Heat Pump with Remote Outdoor Unit-Air-Source | XP14-042-230* |  | CX34-62C+TDR | 12.7 | 15 | 9.2 | Yes | Yes | 2011-01-22 |  | 1
FALSE | TPA042H4N*G | 1606 | 4021766 | LENNOX INDUSTRIES, INC. | XP14-042-230* | HP | Split System: Heat Pump with Remote Outdoor Unit-Air-Source | XP14-042-230* |  | CX34-62D+TDR | 13 | 15 | 9.2 | Yes | Yes | 2011-01-22 |  | 1
FALSE | TPA042H4N*G | 1606 | 4021871 | LENNOX INDUSTRIES, INC. | XP14-042-230/* | HP | Split System: Heat Pump with Remote Outdoor Unit-Air-Source | XP14-042-230/* |  | C33-62C+TDR+TXV | 12.7 | 15 | 8.2 | Yes | Yes | 2011-01-22 |  | Below V5.0 Req.
FALSE | TPA042H4N*G | 1606 | 4021872 | LENNOX INDUSTRIES, INC. | XP14-042-230/* | HP | Split System: Heat Pump with Remote Outdoor Unit-Air-Source | XP14-042-230/* |  | C33-62C+TDR+TXV | 13 | 15.2 | 8.2 | Yes | Yes | 2011-01-22 |  | Below V5.0 Req.
FALSE | TPA042H4N*G | 1606 | 4021886 | LENNOX INDUSTRIES, INC. | XP14-042-230/* | HP | Split System: Heat Pump with Remote Outdoor Unit-Air-Source | XP14-042-230/* |  | CR33-50/60+TDR+TXV | 12.5 | 14.5 | 8.2 | Yes | Yes | 2011-01-22 |  | Below V5.0 Req.
FALSE | TPA042H4N*G | 1606 | 4021887 | LENNOX INDUSTRIES, INC. | XP14-042-230/* | HP | Split System: Heat Pump with Remote Outdoor Unit-Air-Source | XP14-042-230/* |  | CR33-50/60+TDR+TXV | 12.5 | 14.5 | 8.2 | Yes | Yes | 2011-01-22 |  | Below V5.0 Req.
FALSE | TPA042H4N*G | 1606 | 4021888 | LENNOX INDUSTRIES, INC. | XP14-042-230/* | HP | Split System: Heat Pump with Remote Outdoor Unit-Air-Source | XP14-042-230/* |  | CR33-50/60+TDR+TXV | 12.5 | 14.7 | 8.25 | Yes | Yes | 2011-01-22 |  | Below V5.0 Req.
FALSE | XP16-024-230-11 | 1632 | 4021933 | LENNOX INDUSTRIES, INC. | XP16-024-230-05 | HP | Split System: Heat Pump with Remote Outdoor Unit-Air-Source | XP16-024-230-05 |  | CX34-38+TDR+TXV | 12.7 | 16.2 | 8.5 | Yes | Yes | 2011-01-22 |  | 1
FALSE | XP16-024-230-11 | 1632 | 4021934 | LENNOX INDUSTRIES, INC. | XP16-024-230-05 | HP | Split System: Heat Pump with Remote Outdoor Unit-Air-Source | XP16-024-230-05 |  | CX34-31+TDR | 12.5 | 16.2 | 8.2 | Yes | Yes | 2011-01-22 |  | Below V5.0 Req.
FALSE | XP16-024-230-11 | 1632 | 4021935 | LENNOX INDUSTRIES, INC. | XP16-024-230-05 | HP | Split System: Heat Pump with Remote Outdoor Unit-Air-Source | XP16-024-230-05 |  | CH33-31+TDR+TXV | 12.2 | 16.2 | 8.2 | Yes | Yes | 2011-01-22 |  | Below V5.0 Req.
FALSE | XP16-024-230-11 | 1632 | 4021936 | LENNOX INDUSTRIES, INC. | XP16-024-230-05 | HP | Split System: Heat Pump with Remote Outdoor Unit-Air-Source | XP16-024-230-05 |  | CR33-30/36+TDR+TXV | 12.5 | 16.2 | 8.5 | Yes | Yes | 2011-01-22 |  | 1
FALSE | XP16-024-230-11 | 1632 | 4021937 | LENNOX INDUSTRIES, INC. | XP16-024-230-05 | HP | Split System: Heat Pump with Remote Outdoor Unit-Air-Source | XP16-024-230-05 |  | CR33-30/36+TDR+TXV | 12.7 | 16.2 | 8.5 | Yes | Yes | 2011-01-22 |  | 1
FALSE | XP17-030-230* | 1581 | 4022047 | LENNOX INDUSTRIES, INC. | XP17-030-230* | HP | Split System: Heat Pump with Remote Outdoor Unit-Air-Source | XP17-030-230* |  | CH33-48+TDR+TXV | 13.7 | 16.5 | 8.7 | Yes | Yes | 2011-01-22 |  | 1
FALSE | XP17-030-230* | 1581 | 4022048 | LENNOX INDUSTRIES, INC. | XP17-030-230* | HP | Split System: Heat Pump with Remote Outdoor Unit-Air-Source | XP17-030-230* |  | CH33-48+TDR+TXV | 13.7 | 16.5 | 8.7 | Yes | Yes | 2011-01-22 |  | 1
FALSE | XP17-030-230* | 1581 | 4022049 | LENNOX INDUSTRIES, INC. | XP17-030-230* | HP | Split System: Heat Pump with Remote Outdoor Unit-Air-Source | XP17-030-230* |  | CH33-48+TDR+TXV | 13.5 | 16.2 | 8.5 | Yes | Yes | 2011-01-22 |  | 1
FALSE | XP17-036-230* | 1590 | 4022053 | LENNOX INDUSTRIES, INC. | XP17-036-230* | HP | Split System: Heat Pump with Remote Outdoor Unit-Air-Source | XP17-036-230* |  | CX34-38+TDR | 12.7 | 15.5 | 8.2 | Yes | Yes | 2011-01-22 |  | Below V5.0 Req.
FALSE | XP17-036-230* | 1590 | 4022054 | LENNOX INDUSTRIES, INC. | XP17-036-230* | HP | Split System: Heat Pump with Remote Outdoor Unit-Air-Source | XP17-036-230* |  | CX34-43+TDR | 12.7 | 15.7 | 8.2 | Yes | Yes | 2011-01-22 |  | Below V5.0 Req.
FALSE | XP17-036-230* | 1590 | 4022055 | LENNOX INDUSTRIES, INC. | XP17-036-230* | HP | Split System: Heat Pump with Remote Outdoor Unit-Air-Source | XP17-036-230* |  | CX34-43+TDR | 13 | 15.7 | 8.2 | Yes | Yes | 2011-01-22 |  | Below V5.0 Req.
FALSE | XP17-036-230* | 1590 | 4022056 | LENNOX INDUSTRIES, INC. | XP17-036-230* | HP | Split System: Heat Pump with Remote Outdoor Unit-Air-Source | XP17-036-230* |  | CX34-43+TDR | 13 | 16 | 8.5 | Yes | Yes | 2011-01-22 |  | 1
FALSE | XP17-036-230* | 1590 | 4022057 | LENNOX INDUSTRIES, INC. | XP17-036-230* | HP | Split System: Heat Pump with Remote Outdoor Unit-Air-Source | XP17-036-230* |  | CX34-43+TDR | 13.2 | 16 | 8.7 | Yes | Yes | 2011-01-22 |  | 1
FALSE | XP17-036-230* | 1590 | 4022058 | LENNOX INDUSTRIES, INC. | XP17-036-230* | HP | Split System: Heat Pump with Remote Outdoor Unit-Air-Source | XP17-036-230* |  | CX34-44/48+TDR | 12.7 | 15.2 | 8.2 | Yes | Yes | 2011-01-22 |  | Below V5.0 Req.
FALSE | XP17-036-230* | 1590 | 4022059 | LENNOX INDUSTRIES, INC. | XP17-036-230* | HP | Split System: Heat Pump with Remote Outdoor Unit-Air-Source | XP17-036-230* |  | CX34-44/48+TDR | 12.7 | 15.7 | 8.2 | Yes | Yes | 2011-01-22 |  | Below V5.0 Req.
FALSE | XP17-036-230* | 1590 | 4022060 | LENNOX INDUSTRIES, INC. | XP17-036-230* | HP | Split System: Heat Pump with Remote Outdoor Unit-Air-Source | XP17-036-230* |  | CX34-44/48+TDR | 13 | 15.7 | 8.2 | Yes | Yes | 2011-01-22 |  | Below V5.0 Req.
FALSE | XP17-036-230* | 1590 | 4022061 | LENNOX INDUSTRIES, INC. | XP17-036-230* | HP | Split System: Heat Pump with Remote Outdoor Unit-Air-Source | XP17-036-230* |  | CX34-44/48+TDR | 13 | 15.7 | 8.5 | Yes | Yes | 2011-01-22 |  | 1
FALSE | XP17-036-230* | 1590 | 4022062 | LENNOX INDUSTRIES, INC. | XP17-036-230* | HP | Split System: Heat Pump with Remote Outdoor Unit-Air-Source | XP17-036-230* |  | CX34-49+TDR | 13.2 | 15.7 | 8.5 | Yes | Yes | 2011-01-22 |  | 1
FALSE | XP17-036-230* | 1590 | 4022063 | LENNOX INDUSTRIES, INC. | XP17-036-230* | HP | Split System: Heat Pump with Remote Outdoor Unit-Air-Source | XP17-036-230* |  | CX34-49+TDR | 13.2 | 16 | 8.5 | Yes | Yes | 2011-01-22 |  | 1
FALSE | XP17-036-230* | 1590 | 4022064 | LENNOX INDUSTRIES, INC. | XP17-036-230* | HP | Split System: Heat Pump with Remote Outdoor Unit-Air-Source | XP17-036-230* |  | CX34-49+TDR | 13.2 | 16.2 | 8.7 | Yes | Yes | 2011-01-22 |  | 1
FALSE | XP17-036-230* | 1590 | 4022065 | LENNOX INDUSTRIES, INC. | XP17-036-230* | HP | Split System: Heat Pump with Remote Outdoor Unit-Air-Source | XP17-036-230* |  | CX34-50/60C+TDR | 13 | 15.7 | 8.2 | Yes | Yes | 2011-01-22 |  | Below V5.0 Req.
FALSE | XP17-036-230* | 1590 | 4022066 | LENNOX INDUSTRIES, INC. | XP17-036-230* | HP | Split System: Heat Pump with Remote Outdoor Unit-Air-Source | XP17-036-230* |  | CX34-50/60C+TDR | 13 | 16 | 8.5 | Yes | Yes | 2011-01-22 |  | 1
FALSE | XP17-036-230* | 1590 | 4022067 | LENNOX INDUSTRIES, INC. | XP17-036-230* | HP | Split System: Heat Pump with Remote Outdoor Unit-Air-Source | XP17-036-230* |  | CX34-50/60C+TDR | 13.2 | 16 | 8.7 | Yes | Yes | 2011-01-22 |  | 1
FALSE | XP17-036-230* | 1590 | 4022068 | LENNOX INDUSTRIES, INC. | XP17-036-230* | HP | Split System: Heat Pump with Remote Outdoor Unit-Air-Source | XP17-036-230* |  | CH33-43+TDR+TXV | 12.7 | 15.7 | 8.5 | Yes | Yes | 2011-01-22 |  | 1
FALSE | XP17-036-230* | 1590 | 4022086 | LENNOX INDUSTRIES, INC. | XP17-036-230* | HP | Split System: Heat Pump with Remote Outdoor Unit-Air-Source | XP17-036-230* |  | CR33-48+TDR+TXV | 13.2 | 15.7 | 9 | Yes | Yes | 2011-01-22 |  | 1
FALSE | XP17-042-230* | 1599 | 4022089 | LENNOX INDUSTRIES, INC. | XP17-042-230* | HP | Split System: Heat Pump with Remote Outdoor Unit-Air-Source | XP17-042-230* |  | CX34-43+TDR | 12.2 | 14.7 | 8.5 | Yes | Yes | 2011-01-22 |  | 0
FALSE | XP17-042-230* | 1599 | 4022090 | LENNOX INDUSTRIES, INC. | XP17-042-230* | HP | Split System: Heat Pump with Remote Outdoor Unit-Air-Source | XP17-042-230* |  | CX34-43+TDR | 12.2 | 15 | 8.5 | Yes | Yes | 2011-01-22 |  | 0
FALSE | XP17-042-230* | 1599 | 4022091 | LENNOX INDUSTRIES, INC. | XP17-042-230* | HP | Split System: Heat Pump with Remote Outdoor Unit-Air-Source | XP17-042-230* |  | CX34-43+TDR | 12.2 | 15 | 8.5 | Yes | Yes | 2011-01-22 |  | 0
FALSE | XP17-042-230* | 1599 | 4022092 | LENNOX INDUSTRIES, INC. | XP17-042-230* | HP | Split System: Heat Pump with Remote Outdoor Unit-Air-Source | XP17-042-230* |  | CX34-43+TDR | 12.2 | 15 | 8.7 | Yes | Yes | 2011-01-22 |  | 0
FALSE | XP17-042-230* | 1599 | 4022094 | LENNOX INDUSTRIES, INC. | XP17-042-230* | HP | Split System: Heat Pump with Remote Outdoor Unit-Air-Source | XP17-042-230* |  | CX34-44/48+TDR | 12 | 14.5 | 8.2 | Yes | Yes | 2011-01-22 |  | Below V5.0 Req.
FALSE | XP17-042-230* | 1599 | 4022095 | LENNOX INDUSTRIES, INC. | XP17-042-230* | HP | Split System: Heat Pump with Remote Outdoor Unit-Air-Source | XP17-042-230* |  | CX34-44/48+TDR | 12 | 14.7 | 8.2 | Yes | Yes | 2011-01-22 |  | Below V5.0 Req.
FALSE | XP17-042-230* | 1599 | 4022096 | LENNOX INDUSTRIES, INC. | XP17-042-230* | HP | Split System: Heat Pump with Remote Outdoor Unit-Air-Source | XP17-042-230* |  | CX34-44/48+TDR | 12.2 | 14.7 | 8.2 | Yes | Yes | 2011-01-22 |  | Below V5.0 Req.
FALSE | XP17-042-230* | 1599 | 4022097 | LENNOX INDUSTRIES, INC. | XP17-042-230* | HP | Split System: Heat Pump with Remote Outdoor Unit-Air-Source | XP17-042-230* |  | CX34-44/48+TDR | 12 | 14.7 | 8.2 | Yes | Yes | 2011-01-22 |  | Below V5.0 Req.
FALSE | XP17-042-230* | 1599 | 4022098 | LENNOX INDUSTRIES, INC. | XP17-042-230* | HP | Split System: Heat Pump with Remote Outdoor Unit-Air-Source | XP17-042-230* |  | CX34-49+TDR | 12.2 | 15 | 8.7 | Yes | Yes | 2011-01-22 |  | 0
FALSE | XP17-042-230* | 1599 | 4022099 | LENNOX INDUSTRIES, INC. | XP17-042-230* | HP | Split System: Heat Pump with Remote Outdoor Unit-Air-Source | XP17-042-230* |  | CX34-49+TDR | 12.2 | 15.2 | 8.7 | Yes | Yes | 2011-01-22 |  | 0
FALSE | XP17-042-230* | 1599 | 4022100 | LENNOX INDUSTRIES, INC. | XP17-042-230* | HP | Split System: Heat Pump with Remote Outdoor Unit-Air-Source | XP17-042-230* |  | CX34-49+TDR | 12.5 | 15.2 | 8.7 | Yes | Yes | 2011-01-22 |  | 1
FALSE | XP17-042-230* | 1599 | 4022101 | LENNOX INDUSTRIES, INC. | XP17-042-230* | HP | Split System: Heat Pump with Remote Outdoor Unit-Air-Source | XP17-042-230* |  | CX34-49+TDR | 12.5 | 15.2 | 8.7 | Yes | Yes | 2011-01-22 |  | 1
FALSE | XP17-042-230* | 1599 | 4022102 | LENNOX INDUSTRIES, INC. | XP17-042-230* | HP | Split System: Heat Pump with Remote Outdoor Unit-Air-Source | XP17-042-230* |  | CX34-50/60C+TDR | 12 | 14.5 | 8.5 | Yes | Yes | 2011-01-22 |  | 0
FALSE | XP17-042-230* | 1599 | 4022103 | LENNOX INDUSTRIES, INC. | XP17-042-230* | HP | Split System: Heat Pump with Remote Outdoor Unit-Air-Source | XP17-042-230* |  | CX34-50/60C+TDR | 12.2 | 14.7 | 8.5 | Yes | Yes | 2011-01-22 |  | 0
FALSE | XP17-042-230* | 1599 | 4022104 | LENNOX INDUSTRIES, INC. | XP17-042-230* | HP | Split System: Heat Pump with Remote Outdoor Unit-Air-Source | XP17-042-230* |  | CX34-50/60C+TDR | 12.2 | 14.7 | 8.5 | Yes | Yes | 2011-01-22 |  | 0
FALSE | XP17-042-230* | 1599 | 4022105 | LENNOX INDUSTRIES, INC. | XP17-042-230* | HP | Split System: Heat Pump with Remote Outdoor Unit-Air-Source | XP17-042-230* |  | CX34-50/60C+TDR | 12 | 14.7 | 8.5 | Yes | Yes | 2011-01-22 |  | 0
FALSE | XP17-042-230* | 1599 | 4022107 | LENNOX INDUSTRIES, INC. | XP17-042-230* | HP | Split System: Heat Pump with Remote Outdoor Unit-Air-Source | XP17-042-230* |  | CH33-43+TDR+TXV | 12.2 | 14.7 | 8.5 | Yes | Yes | 2011-01-22 |  | 0
FALSE | XP17-042-230* | 1599 | 4022108 | LENNOX INDUSTRIES, INC. | XP17-042-230* | HP | Split System: Heat Pump with Remote Outdoor Unit-Air-Source | XP17-042-230* |  | CH33-43+TDR+TXV | 12.2 | 15 | 8.7 | Yes | Yes | 2011-01-22 |  | 0
FALSE | XP17-042-230* | 1599 | 4022128 | LENNOX INDUSTRIES, INC. | XP17-042-230* | HP | Split System: Heat Pump with Remote Outdoor Unit-Air-Source | XP17-042-230* |  | CR33-48+TDR+TXV | 12 | 14.7 | 8.7 | Yes | Yes | 2011-01-22 |  | 0
FALSE | XP17-048-230* | 1616 | 4022129 | LENNOX INDUSTRIES, INC. | XP17-048-230* | HP | Split System: Heat Pump with Remote Outdoor Unit-Air-Source | XP17-048-230* |  | CX34-49+TDR | 12.2 | 14.7 | 8.5 | Yes | Yes | 2011-01-22 |  | 0
FALSE | XP17-048-230* | 1616 | 4022130 | LENNOX INDUSTRIES, INC. | XP17-048-230* | HP | Split System: Heat Pump with Remote Outdoor Unit-Air-Source | XP17-048-230* |  | CX34-49+TDR | 12.2 | 14.7 | 8.5 | Yes | Yes | 2011-01-22 |  | 0
FALSE | XP17-048-230* | 1616 | 4022131 | LENNOX INDUSTRIES, INC. | XP17-048-230* | HP | Split System: Heat Pump with Remote Outdoor Unit-Air-Source | XP17-048-230* |  | CX34-49+TDR | 12.5 | 14.7 | 8.5 | Yes | Yes | 2011-01-22 |  | 0
FALSE | XP17-048-230* | 1616 | 4022132 | LENNOX INDUSTRIES, INC. | XP17-048-230* | HP | Split System: Heat Pump with Remote Outdoor Unit-Air-Source | XP17-048-230* |  | CX34-62C+TDR | 12.7 | 15.2 | 8.7 | Yes | Yes | 2011-01-22 |  | 1
FALSE | XP17-048-230* | 1616 | 4022133 | LENNOX INDUSTRIES, INC. | XP17-048-230* | HP | Split System: Heat Pump with Remote Outdoor Unit-Air-Source | XP17-048-230* |  | CX34-62C+TDR | 12.7 | 15.2 | 8.7 | Yes | Yes | 2011-01-22 |  | 1
FALSE | XP17-048-230* | 1616 | 4022134 | LENNOX INDUSTRIES, INC. | XP17-048-230* | HP | Split System: Heat Pump with Remote Outdoor Unit-Air-Source | XP17-048-230* |  | CX34-62C+TDR | 12.5 | 15.2 | 8.7 | Yes | Yes | 2011-01-22 |  | 1
FALSE | XP17-048-230* | 1616 | 4022135 | LENNOX INDUSTRIES, INC. | XP17-048-230* | HP | Split System: Heat Pump with Remote Outdoor Unit-Air-Source | XP17-048-230* |  | CX34-60D+TDR | 12.2 | 14.5 | 8.7 | Yes | Yes | 2011-01-22 |  | 0
FALSE | XP17-048-230* | 1616 | 4022136 | LENNOX INDUSTRIES, INC. | XP17-048-230* | HP | Split System: Heat Pump with Remote Outdoor Unit-Air-Source | XP17-048-230* |  | CX34-62D+TDR | 12.5 | 15.2 | 8.7 | Yes | Yes | 2011-01-22 |  | 1
FALSE | XP17-048-230* | 1616 | 4022137 | LENNOX INDUSTRIES, INC. | XP17-048-230* | HP | Split System: Heat Pump with Remote Outdoor Unit-Air-Source | XP17-048-230* |  | CH33-49+TDR+TXV | 12.2 | 14.7 | 8.7 | Yes | Yes | 2011-01-22 |  | 0
FALSE | XP17-048-230* | 1616 | 4022138 | LENNOX INDUSTRIES, INC. | XP17-048-230* | HP | Split System: Heat Pump with Remote Outdoor Unit-Air-Source | XP17-048-230* |  | CH33-49+TDR+TXV | 12.2 | 14.7 | 8.7 | Yes | Yes | 2011-01-22 |  | 0
FALSE | XP17-048-230* | 1616 | 4022139 | LENNOX INDUSTRIES, INC. | XP17-048-230* | HP | Split System: Heat Pump with Remote Outdoor Unit-Air-Source | XP17-048-230* |  | CH33-49+TDR+TXV | 12.2 | 14.7 | 8.7 | Yes | Yes | 2011-01-22 |  | 0
FALSE | XP17-048-230* | 1616 | 4022140 | LENNOX INDUSTRIES, INC. | XP17-048-230* | HP | Split System: Heat Pump with Remote Outdoor Unit-Air-Source | XP17-048-230* |  | CH33-50/60C+TDR+TXV | 12.2 | 14.7 | 8.7 | Yes | Yes | 2011-01-22 |  | 0
FALSE | XP17-048-230* | 1616 | 4022141 | LENNOX INDUSTRIES, INC. | XP17-048-230* | HP | Split System: Heat Pump with Remote Outdoor Unit-Air-Source | XP17-048-230* |  | CH33-50/60C+TDR+TXV | 12.2 | 14.5 | 8.7 | Yes | Yes | 2011-01-22 |  | 0
FALSE | XP17-048-230* | 1616 | 4022142 | LENNOX INDUSTRIES, INC. | XP17-048-230* | HP | Split System: Heat Pump with Remote Outdoor Unit-Air-Source | XP17-048-230* |  | CH33-50/60C+TDR+TXV | 12.2 | 14.5 | 8.7 | Yes | Yes | 2011-01-22 |  | 0
FALSE | XP17-048-230* | 1616 | 4022143 | LENNOX INDUSTRIES, INC. | XP17-048-230* | HP | Split System: Heat Pump with Remote Outdoor Unit-Air-Source | XP17-048-230* |  | CH33-60D+TDR+TXV | 12.2 | 14.5 | 8.2 | Yes | Yes | 2011-01-22 |  | Below V5.0 Req.
FALSE | XP17-048-230* | 1616 | 4022144 | LENNOX INDUSTRIES, INC. | XP17-048-230* | HP | Split System: Heat Pump with Remote Outdoor Unit-Air-Source | XP17-048-230* |  | CH33-62D+TDR+TXV | 12.5 | 14.7 | 8.2 | Yes | Yes | 2011-01-22 |  | Below V5.0 Req.
FALSE | XP17-048-230* | 1616 | 4022145 | LENNOX INDUSTRIES, INC. | XP17-048-230* | HP | Split System: Heat Pump with Remote Outdoor Unit-Air-Source | XP17-048-230* |  | CR33-50/60+TDR+TXV | 12.2 | 14.5 | 8.7 | Yes | Yes | 2011-01-22 |  | 0
FALSE | XP17-048-230* | 1616 | 4022146 | LENNOX INDUSTRIES, INC. | XP17-048-230* | HP | Split System: Heat Pump with Remote Outdoor Unit-Air-Source | XP17-048-230* |  | CR33-50/60+TDR+TXV | 12.2 | 14.5 | 8.7 | Yes | Yes | 2011-01-22 |  | 0
FALSE | XP21-060-230-** | 1648 | 4028009 | LENNOX INDUSTRIES, INC. | XP21-060-230* | HP | Split System: Heat Pump with Remote Outdoor Unit-Air-Source | XP21-060-230* |  | CBX32MV-060*+TDR | 12.5 | 16.5 | 9.2 | Yes | Yes | 2011-01-22 |  | 1
FALSE | XP21-060-230-** | 1648 | 4028011 | LENNOX INDUSTRIES, INC. | XP21-060-230* | HP | Split System: Heat Pump with Remote Outdoor Unit-Air-Source | XP21-060-230* |  | CBX27UH-060-230*+TDR | 12.2 | 16 | 9.2 | Yes | Yes | 2011-01-22 |  | 0
FALSE | XP21-060-230-** | 1648 | 4028012 | LENNOX INDUSTRIES, INC. | XP21-060-230* | HP | Split System: Heat Pump with Remote Outdoor Unit-Air-Source | XP21-060-230* |  | CBX40UHV-060*+TDR | 12.2 | 16.2 | 9.2 | Yes | Yes | 2011-01-22 |  | 0
FALSE | XP21-060-230-** | 1648 | 4028013 | LENNOX INDUSTRIES, INC. | XP21-060-230* | HP | Split System: Heat Pump with Remote Outdoor Unit-Air-Source | XP21-060-230* |  | CBX32MV-068*+TDR | 12.5 | 16.7 | 8.7 | Yes | Yes | 2011-01-22 |  | 1
FALSE | XP21-060-230-** | 1648 | 4028019 | LENNOX INDUSTRIES, INC. | XP21-060-230* | HP | Split System: Heat Pump with Remote Outdoor Unit-Air-Source | XP21-060-230* |  | CX34-49+TDR | 12 | 15.5 | 8.7 | Yes | Yes | 2011-01-22 |  | 0
FALSE | XP21-060-230-** | 1648 | 4028026 | LENNOX INDUSTRIES, INC. | XP21-060-230* | HP | Split System: Heat Pump with Remote Outdoor Unit-Air-Source | XP21-060-230* |  | CX34-62C+TDR | 12 | 15.7 | 9 | Yes | Yes | 2011-01-22 |  | 0
FALSE | XP21-060-230-** | 1648 | 4028029 | LENNOX INDUSTRIES, INC. | XP21-060-230* | HP | Split System: Heat Pump with Remote Outdoor Unit-Air-Source | XP21-060-230* |  | CX34-62D+TDR | 12 | 15.7 | 8.7 | Yes | Yes | 2011-01-22 |  | 0
FALSE | XP21-060-230-** | 1648 | 4028030 | LENNOX INDUSTRIES, INC. | XP21-060-230* | HP | Split System: Heat Pump with Remote Outdoor Unit-Air-Source | XP21-060-230* |  | CX34-62D+TDR | 12.2 | 15.7 | 9 | Yes | Yes | 2011-01-22 |  | 0
FALSE | XP21-060-230-** | 1648 | 4028031 | LENNOX INDUSTRIES, INC. | XP21-060-230* | HP | Split System: Heat Pump with Remote Outdoor Unit-Air-Source | XP21-060-230* |  | CX34-62D+TDR | 12 | 15.7 | 9 | Yes | Yes | 2011-01-22 |  | 0
FALSE | XP21-060-230-** | 1648 | 4028037 | LENNOX INDUSTRIES, INC. | XP21-060-230* | HP | Split System: Heat Pump with Remote Outdoor Unit-Air-Source | XP21-060-230* |  | C33-49+TDR+TXV | 12 | 15.5 | 8.7 | Yes | Yes | 2011-01-22 |  | 0
FALSE | XP21-060-230-** | 1648 | 4028044 | LENNOX INDUSTRIES, INC. | XP21-060-230* | HP | Split System: Heat Pump with Remote Outdoor Unit-Air-Source | XP21-060-230* |  | C33-62C+TDR+TXV | 12 | 15.7 | 9 | Yes | Yes | 2011-01-22 |  | 0
FALSE | 15PJL18 | 13 | 4041047 | RHEEM SALES COMPANY, INC. | 14PJM18 | HP | Split System: Heat Pump with Remote Outdoor Unit-Air-Source | 14PJM18 |  | RCFL-H*2417 | 12 | 14.5 | 8.2 | Yes | Yes | 2011-01-22 |  | Below V5.0 Req.
FALSE | 14PJM30 | 27 | 4041065 | RHEEM SALES COMPANY, INC. | 14PJM30 | HP | Split System: Heat Pump with Remote Outdoor Unit-Air-Source | 14PJM30 |  | RCFL-H*3621 | 12 | 14.5 | 8.2 | Yes | Yes | 2011-01-22 |  | Below V5.0 Req.
FALSE | 14PJM30 | 27 | 4041066 | RHEEM SALES COMPANY, INC. | 14PJM30 | HP | Split System: Heat Pump with Remote Outdoor Unit-Air-Source | 14PJM30 |  | RCFL-H*3621 | 12 | 14.5 | 8.2 | Yes | Yes | 2011-01-22 |  | Below V5.0 Req.
FALSE | 14PJM30 | 27 | 4041069 | RHEEM SALES COMPANY, INC. | 14PJM30 | HP | Split System: Heat Pump with Remote Outdoor Unit-Air-Source | 14PJM30 |  | RCFL-H*3621 | 12 | 14.5 | 8.5 | Yes | Yes | 2011-01-22 |  | 0
FALSE | 14PJM30 | 27 | 4041070 | RHEEM SALES COMPANY, INC. | 14PJM30 | HP | Split System: Heat Pump with Remote Outdoor Unit-Air-Source | 14PJM30 |  | RCFL-H*3621 | 12 | 14.5 | 8.2 | Yes | Yes | 2011-01-22 |  | Below V5.0 Req.
FALSE | 14PJM36 | 3141 | 4041084 | RHEEM SALES COMPANY, INC. | 14PJM36 | HP | Split System: Heat Pump with Remote Outdoor Unit-Air-Source | 14PJM36 |  | RCFL-H*3621 | 12 | 14.5 | 8.2 | Yes | Yes | 2011-01-22 |  | Below V5.0 Req.
FALSE | 14PJM36 | 3141 | 4041085 | RHEEM SALES COMPANY, INC. | 14PJM36 | HP | Split System: Heat Pump with Remote Outdoor Unit-Air-Source | 14PJM36 |  | RCFL-H*3621 | 12 | 14.5 | 8.2 | Yes | Yes | 2011-01-22 |  | Below V5.0 Req.
FALSE | 14PJM36 | 3141 | 4041088 | RHEEM SALES COMPANY, INC. | 14PJM36 | HP | Split System: Heat Pump with Remote Outdoor Unit-Air-Source | 14PJM36 |  | RCFL-H*3621 | 12 | 14.5 | 8.2 | Yes | Yes | 2011-01-22 |  | Below V5.0 Req.
FALSE | 15PJL18 | 13 | 4041120 | RUUD AIR CONDITIONING DIVISION | 14PJM18 | HP | Split System: Heat Pump with Remote Outdoor Unit-Air-Source | 14PJM18 |  | RCFL-H*2417 | 12 | 14.5 | 8.2 | Yes | Yes | 2011-03-08 |  | Below V5.0 Req.
FALSE | 15PJL18 | 13 | 4041122 | CENTURY BY HEAT CONTROLLER | HRG1418-1B | HP | Split System: Heat Pump with Remote Outdoor Unit-Air-Source | 14PJM18 |  | RCFL-H*2417 | 12 | 14.5 | 8.2 | Yes | Yes | 2011-03-08 |  | Below V5.0 Req.
FALSE | 15PJL18 | 13 | 4041123 | HEAT CONTROLLER, INC. | HRG1418-1B | HP | Split System: Heat Pump with Remote Outdoor Unit-Air-Source | 14PJM18 |  | RCFL-H*2417 | 12 | 14.5 | 8.2 | Yes | Yes | 2011-03-08 |  | Below V5.0 Req.
FALSE | 15PJL18 | 13 | 4041124 | RICHMOND | RHP14410A18J | HP | Split System: Heat Pump with Remote Outdoor Unit-Air-Source | 14PJM18 |  | RCFL-H*2417 | 12 | 14.5 | 8.2 | Yes | Yes | 2011-03-08 |  | Below V5.0 Req.
FALSE | 15PJL18 | 13 | 4041125 | RHEEM SALES COMPANY, INC. | RHP14410A18J | HP | Split System: Heat Pump with Remote Outdoor Unit-Air-Source | 14PJM18 |  | RCFL-H*2417 | 12 | 14.5 | 8.2 | Yes | Yes | 2011-03-08 |  | Below V5.0 Req.
FALSE | 15PJL30 | 23 | 4041310 | RHEEM SALES COMPANY, INC. | 15PJL30 | HP | Split System: Heat Pump with Remote Outdoor Unit-Air-Source | 15PJL30 |  | RCFL-H*3621 | 12.5 | 15 | 8.5 | Yes | Yes | 2011-01-22 |  | 1
FALSE | 15PJL30 | 23 | 4041311 | RHEEM SALES COMPANY, INC. | 15PJL30 | HP | Split System: Heat Pump with Remote Outdoor Unit-Air-Source | 15PJL30 |  | RCFL-H*3621 | 12.5 | 15 | 8.5 | Yes | Yes | 2011-01-22 |  | 1
FALSE | 15PJL36 | 3135 | 4041324 | RHEEM SALES COMPANY, INC. | 15PJL36 | HP | Split System: Heat Pump with Remote Outdoor Unit-Air-Source | 15PJL36 |  | RCFL-H*3621 | 12 | 14.5 | 8.2 | Yes | Yes | 2011-01-22 |  | Below V5.0 Req.
FALSE | 15PJL36 | 3135 | 4041325 | RHEEM SALES COMPANY, INC. | 15PJL36 | HP | Split System: Heat Pump with Remote Outdoor Unit-Air-Source | 15PJL36 |  | RCFL-H*3621 | 12.5 | 15 | 8.5 | Yes | Yes | 2011-01-22 |  | 1
FALSE | 15PJL36 | 3135 | 4041327 | RHEEM SALES COMPANY, INC. | 15PJL36 | HP | Split System: Heat Pump with Remote Outdoor Unit-Air-Source | 15PJL36 |  | RCFL-H*3621 | 12.5 | 15 | 8.5 | Yes | Yes | 2011-01-22 |  | 1
FALSE | 15PJL42 | 44 | 4041337 | RHEEM SALES COMPANY, INC. | 15PJL42 | HP | Split System: Heat Pump with Remote Outdoor Unit-Air-Source | 15PJL42 |  | RCFL-H*4821 | 12 | 14.5 | 8.2 | Yes | Yes | 2011-01-22 |  | Below V5.0 Req.
FALSE | 15PJL42 | 44 | 4041338 | RHEEM SALES COMPANY, INC. | 15PJL42 | HP | Split System: Heat Pump with Remote Outdoor Unit-Air-Source | 15PJL42 |  | RCFL-H*4821 | 12 | 14.5 | 8.2 | Yes | Yes | 2011-01-22 |  | Below V5.0 Req.
FALSE | 15PJL42 | 44 | 4041343 | RHEEM SALES COMPANY, INC. | 15PJL42 | HP | Split System: Heat Pump with Remote Outdoor Unit-Air-Source | 15PJL42 |  | RCFL-H*4824 | 12 | 14.5 | 8.2 | Yes | Yes | 2011-01-22 |  | Below V5.0 Req.
FALSE | 15PJL42 | 44 | 4041346 | RHEEM SALES COMPANY, INC. | 15PJL42 | HP | Split System: Heat Pump with Remote Outdoor Unit-Air-Source | 15PJL42 |  | RCFL-H*4824 | 12 | 14.5 | 8.2 | Yes | Yes | 2011-01-22 |  | Below V5.0 Req.
FALSE | 15PJL48 | 56 | 4041351 | RHEEM SALES COMPANY, INC. | 15PJL48 | HP | Split System: Heat Pump with Remote Outdoor Unit-Air-Source | 15PJL48 |  | RCFL-H*6024 | 12 | 14.5 | 8.2 | Yes | Yes | 2011-01-22 |  | Below V5.0 Req.
FALSE | 15PJL60 | 3171 | 4041355 | RHEEM SALES COMPANY, INC. | 15PJL60 | HP | Split System: Heat Pump with Remote Outdoor Unit-Air-Source | 15PJL60 |  | RCFL-H*6024 | 12 | 14.5 | 8.2 | Yes | Yes | 2011-01-22 |  | Below V5.0 Req.
FALSE | 15PJL60 | 3171 | 4041356 | RHEEM SALES COMPANY, INC. | 15PJL60 | HP | Split System: Heat Pump with Remote Outdoor Unit-Air-Source | 15PJL60 |  | RCFL-H*6024 | 12 | 14.5 | 8.2 | Yes | Yes | 2011-01-22 |  | Below V5.0 Req.
FALSE | 15PJL60 | 3171 | 4041357 | RHEEM SALES COMPANY, INC. | 15PJL60 | HP | Split System: Heat Pump with Remote Outdoor Unit-Air-Source | 15PJL60 |  | RCFL-H*6024 | 12 | 14.5 | 8.2 | Yes | Yes | 2011-01-22 |  | Below V5.0 Req.
FALSE | 15PJL18 | 13 | 4041359 | RUUD AIR CONDITIONING DIVISION | 15PJL18 | HP | Split System: Heat Pump with Remote Outdoor Unit-Air-Source | 15PJL18 |  | RCFL-H*2417 | 12.5 | 15 | 8.2 | Yes | Yes | 2011-03-08 |  | Below V5.0 Req.
FALSE | 15PJL24 | 15 | 4041364 | RUUD AIR CONDITIONING DIVISION | 15PJL24 | HP | Split System: Heat Pump with Remote Outdoor Unit-Air-Source | 15PJL24 |  | RCFL-H*2417 | 12 | 14.5 | 8.2 | Yes | Yes | 2011-03-08 |  | Below V5.0 Req.
FALSE | 15PJL30 | 23 | 4041370 | RUUD AIR CONDITIONING DIVISION | 15PJL30 | HP | Split System: Heat Pump with Remote Outdoor Unit-Air-Source | 15PJL30 |  | RCFL-H*3621 | 12.5 | 15 | 8.5 | Yes | Yes | 2011-03-08 |  | 1
FALSE | 15PJL30 | 23 | 4041371 | RUUD AIR CONDITIONING DIVISION | 15PJL30 | HP | Split System: Heat Pump with Remote Outdoor Unit-Air-Source | 15PJL30 |  | RCFL-H*3621 | 12.5 | 15 | 8.5 | Yes | Yes | 2011-03-08 |  | 1
FALSE | 15PJL30 | 23 | 4041376 | RUUD AIR CONDITIONING DIVISION | 15PJL30 | HP | Split System: Heat Pump with Remote Outdoor Unit-Air-Source | 15PJL30 |  | RCFL-H*3621 | 12.5 | 15 | 8.5 | Yes | Yes | 2011-03-08 |  | 1
FALSE | 15PJL36 | 3135 | 4041388 | RUUD AIR CONDITIONING DIVISION | 15PJL36 | HP | Split System: Heat Pump with Remote Outdoor Unit-Air-Source | 15PJL36 |  | RCFL-H*3621 | 12 | 14.5 | 8.2 | Yes | Yes | 2011-03-08 |  | Below V5.0 Req.
FALSE | 15PJL36 | 3135 | 4041389 | RUUD AIR CONDITIONING DIVISION | 15PJL36 | HP | Split System: Heat Pump with Remote Outdoor Unit-Air-Source | 15PJL36 |  | RCFL-H*3621 | 12.5 | 15 | 8.5 | Yes | Yes | 2011-03-08 |  | 1
FALSE | 15PJL36 | 3135 | 4041392 | RUUD AIR CONDITIONING DIVISION | 15PJL36 | HP | Split System: Heat Pump with Remote Outdoor Unit-Air-Source | 15PJL36 |  | RCFL-H*3621 | 12.5 | 15 | 8.5 | Yes | Yes | 2011-03-08 |  | 1
FALSE | 15PJL42 | 44 | 4041407 | RUUD AIR CONDITIONING DIVISION | 15PJL42 | HP | Split System: Heat Pump with Remote Outdoor Unit-Air-Source | 15PJL42 |  | RCFL-H*4824 | 12 | 14.5 | 8.2 | Yes | Yes | 2011-03-08 |  | Below V5.0 Req.
FALSE | 15PJL42 | 44 | 4041409 | RUUD AIR CONDITIONING DIVISION | 15PJL42 | HP | Split System: Heat Pump with Remote Outdoor Unit-Air-Source | 15PJL42 |  | RCFL-H*4821 | 12 | 14.5 | 8.2 | Yes | Yes | 2011-03-08 |  | Below V5.0 Req.
FALSE | TPA036H4N*G | 1588 | 4041555 | LENNOX INDUSTRIES, INC. | XP14-036-230* | HP | Split System: Heat Pump with Remote Outdoor Unit-Air-Source | XP14-036-230* |  | CX34-38+TDR | 13 | 15 | 8.2 | Yes | Yes | 2011-01-22 |  | Below V5.0 Req.
FALSE | XP16-024-230-11 | 1632 | 4041559 | LENNOX INDUSTRIES, INC. | XP16-024-230-05 | HP | Split System: Heat Pump with Remote Outdoor Unit-Air-Source | XP16-024-230-05 |  | CX34-38+TDR | 12.7 | 16.5 | 8.7 | Yes | Yes | 2011-01-22 |  | 1
FALSE | XP16-024-230-11 | 1632 | 4041560 | LENNOX INDUSTRIES, INC. | XP16-024-230-05 | HP | Split System: Heat Pump with Remote Outdoor Unit-Air-Source | XP16-024-230-05 |  | CX34-31+TDR | 12.7 | 16.2 | 8.2 | Yes | Yes | 2011-01-22 |  | Below V5.0 Req.
FALSE | XP17-024-230* | 1566 | 4041561 | LENNOX INDUSTRIES, INC. | XP17-024-230* | HP | Split System: Heat Pump with Remote Outdoor Unit-Air-Source | XP17-024-230* |  | CX34-31+TDR | 14 | 17 | 9 | Yes | Yes | 2011-01-22 |  | 2
FALSE | XP17-024-230* | 1566 | 4041562 | LENNOX INDUSTRIES, INC. | XP17-024-230* | HP | Split System: Heat Pump with Remote Outdoor Unit-Air-Source | XP17-024-230* |  | CX34-38+TDR | 14 | 16 | 9 | Yes | Yes | 2011-01-22 |  | 2
FALSE | XP17-024-230* | 1566 | 4041563 | LENNOX INDUSTRIES, INC. | XP17-024-230* | HP | Split System: Heat Pump with Remote Outdoor Unit-Air-Source | XP17-024-230* |  | C33-31+TDR+TXV | 14 | 17 | 9 | Yes | Yes | 2011-01-22 |  | 2
FALSE | XP17-024-230* | 1566 | 4041564 | LENNOX INDUSTRIES, INC. | XP17-024-230* | HP | Split System: Heat Pump with Remote Outdoor Unit-Air-Source | XP17-024-230* |  | C33-38+TDR+TXV | 14 | 16 | 9 | Yes | Yes | 2011-01-22 |  | 2
FALSE | XP17-024-230* | 1566 | 4041565 | LENNOX INDUSTRIES, INC. | XP17-024-230* | HP | Split System: Heat Pump with Remote Outdoor Unit-Air-Source | XP17-024-230* |  | CH33-31A+TDR+TXV | 13.5 | 16 | 9 | Yes | Yes | 2011-01-22 |  | 2
FALSE | XP17-030-230* | 1581 | 4041571 | LENNOX INDUSTRIES, INC. | XP17-030-230* | HP | Split System: Heat Pump with Remote Outdoor Unit-Air-Source | XP17-030-230* |  | CX34-31+TDR | 13.5 | 16 | 8.5 | Yes | Yes | 2011-01-22 |  | 1
FALSE | XP17-030-230* | 1581 | 4041572 | LENNOX INDUSTRIES, INC. | XP17-030-230* | HP | Split System: Heat Pump with Remote Outdoor Unit-Air-Source | XP17-030-230* |  | CX34-38+TDR | 13.5 | 16 | 8.5 | Yes | Yes | 2011-01-22 |  | 1
FALSE | XP17-030-230* | 1581 | 4041573 | LENNOX INDUSTRIES, INC. | XP17-030-230* | HP | Split System: Heat Pump with Remote Outdoor Unit-Air-Source | XP17-030-230* |  | C33-31+TDR+TXV | 13.5 | 16 | 8.5 | Yes | Yes | 2011-01-22 |  | 1
FALSE | TPA042H4N*G | 1606 | 4041662 | LENNOX INDUSTRIES, INC. | 14HPX-042-230* | HP | Split System: Heat Pump with Remote Outdoor Unit-Air-Source | 14HPX-042-230* |  | CH33-43+TDR+TXV | 12.5 | 14.5 | 9 | Yes | Yes | 2011-01-22 |  | 0
FALSE | TPA042H4N*G | 1606 | 4041663 | LENNOX INDUSTRIES, INC. | 14HPX-042-230* | HP | Split System: Heat Pump with Remote Outdoor Unit-Air-Source | 14HPX-042-230* |  | CH33-44/48+TDR+TXV | 12 | 14.5 | 9 | Yes | Yes | 2011-01-22 |  | 0
FALSE | XP17-030-230* | 1581 | 4041760 | LENNOX INDUSTRIES, INC. | XP17-030-230* | HP | Split System: Heat Pump with Remote Outdoor Unit-Air-Source | XP17-030-230* |  | C33-43+TDR+TXV | 13.5 | 16 | 8.5 | Yes | Yes | 2011-01-22 |  | 1
FALSE | XP17-030-230* | 1581 | 4041761 | LENNOX INDUSTRIES, INC. | XP17-030-230* | HP | Split System: Heat Pump with Remote Outdoor Unit-Air-Source | XP17-030-230* |  | CH33-31B+TDR+TXV | 13.5 | 16 | 8.5 | Yes | Yes | 2011-01-22 |  | 1
FALSE | XP17-030-230* | 1581 | 4041762 | LENNOX INDUSTRIES, INC. | XP17-030-230* | HP | Split System: Heat Pump with Remote Outdoor Unit-Air-Source | XP17-030-230* |  | CH33-43+TDR+TXV | 14 | 16 | 9 | Yes | Yes | 2011-01-22 |  | 2
FALSE | XP17-030-230* | 1581 | 4041763 | LENNOX INDUSTRIES, INC. | XP17-030-230* | HP | Split System: Heat Pump with Remote Outdoor Unit-Air-Source | XP17-030-230* |  | CH33-44/48+TDR+TXV | 13.5 | 16 | 9 | Yes | Yes | 2011-01-22 |  | 2
FALSE | XP17-036-230* | 1590 | 4041774 | LENNOX INDUSTRIES, INC. | XP17-036-230* | HP | Split System: Heat Pump with Remote Outdoor Unit-Air-Source | XP17-036-230* |  | CX34-38+TDR | 13 | 16 | 8.5 | Yes | Yes | 2011-01-22 |  | 1
FALSE | XP17-036-230* | 1590 | 4041775 | LENNOX INDUSTRIES, INC. | XP17-036-230* | HP | Split System: Heat Pump with Remote Outdoor Unit-Air-Source | XP17-036-230* |  | CX34-43+TDR | 13 | 16 | 8.5 | Yes | Yes | 2011-01-22 |  | 1
FALSE | XP17-036-230* | 1590 | 4041776 | LENNOX INDUSTRIES, INC. | XP17-036-230* | HP | Split System: Heat Pump with Remote Outdoor Unit-Air-Source | XP17-036-230* |  | CX34-44/48+TDR | 13 | 15.7 | 8.2 | Yes | Yes | 2011-01-22 |  | Below V5.0 Req.
FALSE | XP17-036-230* | 1590 | 4041777 | LENNOX INDUSTRIES, INC. | XP17-036-230* | HP | Split System: Heat Pump with Remote Outdoor Unit-Air-Source | XP17-036-230* |  | C33-38+TDR+TXV | 13 | 16 | 8.5 | Yes | Yes | 2011-01-22 |  | 1
FALSE | XP17-036-230* | 1590 | 4041778 | LENNOX INDUSTRIES, INC. | XP17-036-230* | HP | Split System: Heat Pump with Remote Outdoor Unit-Air-Source | XP17-036-230* |  | C33-43+TDR+TXV | 13 | 16 | 8.5 | Yes | Yes | 2011-01-22 |  | 1
FALSE | XP17-036-230* | 1590 | 4041779 | LENNOX INDUSTRIES, INC. | XP17-036-230* | HP | Split System: Heat Pump with Remote Outdoor Unit-Air-Source | XP17-036-230* |  | C33-48+TDR+TXV | 13 | 15.7 | 8.2 | Yes | Yes | 2011-01-22 |  | Below V5.0 Req.
FALSE | XP17-036-230* | 1590 | 4041780 | LENNOX INDUSTRIES, INC. | XP17-036-230* | HP | Split System: Heat Pump with Remote Outdoor Unit-Air-Source | XP17-036-230* |  | CH33-43B+TDR+TXV | 13 | 16 | 8.5 | Yes | Yes | 2011-01-22 |  | 1
FALSE | XP17-036-230* | 1590 | 4041781 | LENNOX INDUSTRIES, INC. | XP17-036-230* | HP | Split System: Heat Pump with Remote Outdoor Unit-Air-Source | XP17-036-230* |  | CH33-42+TDR+TXV | 12.7 | 15.7 | 8.5 | Yes | Yes | 2011-01-22 |  | 1
FALSE | XP17-036-230* | 1590 | 4041782 | LENNOX INDUSTRIES, INC. | XP17-036-230* | HP | Split System: Heat Pump with Remote Outdoor Unit-Air-Source | XP17-036-230* |  | CH33-44/48+TDR+TXV | 13 | 15.7 | 8.7 | Yes | Yes | 2011-01-22 |  | 1
FALSE | XP17-042-230* | 1599 | 4041792 | LENNOX INDUSTRIES, INC. | XP17-042-230* | HP | Split System: Heat Pump with Remote Outdoor Unit-Air-Source | XP17-042-230* |  | C33-38+TDR+TXV | 12.2 | 14.7 | 8.2 | Yes | Yes | 2011-01-22 |  | Below V5.0 Req.
FALSE | XP17-042-230* | 1599 | 4041793 | LENNOX INDUSTRIES, INC. | XP17-042-230* | HP | Split System: Heat Pump with Remote Outdoor Unit-Air-Source | XP17-042-230* |  | C33-43+TDR+TXV | 12.2 | 14.7 | 8.5 | Yes | Yes | 2011-01-22 |  | 0
FALSE | XP17-042-230* | 1599 | 4041794 | LENNOX INDUSTRIES, INC. | XP17-042-230* | HP | Split System: Heat Pump with Remote Outdoor Unit-Air-Source | XP17-042-230* |  | C33-48+TDR+TXV | 12.2 | 14.7 | 8.2 | Yes | Yes | 2011-01-22 |  | Below V5.0 Req.
FALSE | XP17-042-230* | 1599 | 4041795 | LENNOX INDUSTRIES, INC. | XP17-042-230* | HP | Split System: Heat Pump with Remote Outdoor Unit-Air-Source | XP17-042-230* |  | CX34-38+TDR | 12.2 | 14.7 | 8.2 | Yes | Yes | 2011-01-22 |  | Below V5.0 Req.
FALSE | XP17-042-230* | 1599 | 4041796 | LENNOX INDUSTRIES, INC. | XP17-042-230* | HP | Split System: Heat Pump with Remote Outdoor Unit-Air-Source | XP17-042-230* |  | CX34-43+TDR | 12.2 | 14.7 | 8.5 | Yes | Yes | 2011-01-22 |  | 0
FALSE | XP17-042-230* | 1599 | 4041797 | LENNOX INDUSTRIES, INC. | XP17-042-230* | HP | Split System: Heat Pump with Remote Outdoor Unit-Air-Source | XP17-042-230* |  | CX34-44/48+TDR | 12.2 | 14.7 | 8.2 | Yes | Yes | 2011-01-22 |  | Below V5.0 Req.
FALSE | TPA036H4N*G | 1588 | 4041857 | LENNOX INDUSTRIES, INC. | 14HPX-036-230* | HP | Split System: Heat Pump with Remote Outdoor Unit-Air-Source | 14HPX-036-230* |  | CH33-50/60C+TDR+TXV | 13.5 | 15.5 | 8.5 | Yes | Yes | 2011-01-22 |  | 1
FALSE | TPA042H4N*G | 1606 | 4041868 | LENNOX INDUSTRIES, INC. | 14HPX-042-230* | HP | Split System: Heat Pump with Remote Outdoor Unit-Air-Source | 14HPX-042-230* |  | CX34-49+TDR | 12.5 | 15 | 9 | Yes | Yes | 2011-01-22 |  | 1
FALSE | TPA042H4N*G | 1606 | 4041869 | LENNOX INDUSTRIES, INC. | 14HPX-042-230* | HP | Split System: Heat Pump with Remote Outdoor Unit-Air-Source | 14HPX-042-230* |  | CX34-50/60C+TDR | 12.5 | 14.5 | 8.5 | Yes | Yes | 2011-01-22 |  | 0
FALSE | TPA042H4N*G | 1606 | 4041870 | LENNOX INDUSTRIES, INC. | 14HPX-042-230* | HP | Split System: Heat Pump with Remote Outdoor Unit-Air-Source | 14HPX-042-230* |  | CX34-62C+TDR | 13 | 15 | 9.5 | Yes | Yes | 2011-01-22 |  | 1
FALSE | TPA042H4N*G | 1606 | 4041871 | LENNOX INDUSTRIES, INC. | 14HPX-042-230* | HP | Split System: Heat Pump with Remote Outdoor Unit-Air-Source | 14HPX-042-230* |  | CH33-48+TDR+TXV | 12.5 | 14.5 | 8.5 | Yes | Yes | 2011-01-22 |  | 0
FALSE | TPA042H4N*G | 1606 | 4041872 | LENNOX INDUSTRIES, INC. | 14HPX-042-230* | HP | Split System: Heat Pump with Remote Outdoor Unit-Air-Source | 14HPX-042-230* |  | CH33-49+TDR+TXV | 12.5 | 14.5 | 9 | Yes | Yes | 2011-01-22 |  | 0
FALSE | TPA042H4N*G | 1606 | 4041873 | LENNOX INDUSTRIES, INC. | 14HPX-042-230* | HP | Split System: Heat Pump with Remote Outdoor Unit-Air-Source | 14HPX-042-230* |  | CH33-50/60C+TDR+TXV | 12.5 | 14.5 | 9 | Yes | Yes | 2011-01-22 |  | 0
FALSE | TPA042H4N*G | 1606 | 4041874 | LENNOX INDUSTRIES, INC. | 14HPX-042-230* | HP | Split System: Heat Pump with Remote Outdoor Unit-Air-Source | 14HPX-042-230* |  | CH33-43+TDR+TXV | 12.5 | 15 | 9 | Yes | Yes | 2011-01-22 |  | 1
FALSE | TPA060H4N*Y | 1623 | 4041884 | LENNOX INDUSTRIES, INC. | 14HPX-060-230* | HP | Split System: Heat Pump with Remote Outdoor Unit-Air-Source | 14HPX-060-230* |  | CX34-62C+TDR | 12 | 14.5 | 8.5 | Yes | Yes | 2011-01-22 |  | 0
FALSE | TPA060H4N*Y | 1623 | 4041885 | LENNOX INDUSTRIES, INC. | 14HPX-060-230* | HP | Split System: Heat Pump with Remote Outdoor Unit-Air-Source | 14HPX-060-230* |  | CH23-68+TDR+TXV | 12 | 14.5 | 9 | Yes | Yes | 2011-01-22 |  | 0
FALSE | TPA036H4N*G | 1588 | 4041926 | LENNOX INDUSTRIES, INC. | XP14-036-230* | HP | Split System: Heat Pump with Remote Outdoor Unit-Air-Source | XP14-036-230* |  | CX34-44/48+TDR | 13.2 | 15.2 | 8.2 | Yes | Yes | 2011-01-22 |  | Below V5.0 Req.
FALSE | TPA036H4N*G | 1588 | 4041927 | LENNOX INDUSTRIES, INC. | XP14-036-230* | HP | Split System: Heat Pump with Remote Outdoor Unit-Air-Source | XP14-036-230* |  | CX34-49+TDR | 13.5 | 15.5 | 8.2 | Yes | Yes | 2011-01-22 |  | Below V5.0 Req.
FALSE | TPA036H4N*G | 1588 | 4041928 | LENNOX INDUSTRIES, INC. | XP14-036-230* | HP | Split System: Heat Pump with Remote Outdoor Unit-Air-Source | XP14-036-230* |  | CX34-43+TDR | 13.2 | 15.2 | 8.2 | Yes | Yes | 2011-01-22 |  | Below V5.0 Req.
FALSE | TPA036H4N*G | 1588 | 4041929 | LENNOX INDUSTRIES, INC. | XP14-036-230* | HP | Split System: Heat Pump with Remote Outdoor Unit-Air-Source | XP14-036-230* |  | CX34-50/60C+TDR | 13.2 | 15.2 | 8.2 | Yes | Yes | 2011-01-22 |  | Below V5.0 Req.
FALSE | TPA036H4N*G | 1588 | 4041930 | LENNOX INDUSTRIES, INC. | XP14-036-230* | HP | Split System: Heat Pump with Remote Outdoor Unit-Air-Source | XP14-036-230* |  | CH33-43+TDR+TXV | 13.2 | 15.5 | 8.2 | Yes | Yes | 2011-01-22 |  | Below V5.0 Req.
FALSE | TPA036H4N*G | 1588 | 4041931 | LENNOX INDUSTRIES, INC. | XP14-036-230* | HP | Split System: Heat Pump with Remote Outdoor Unit-Air-Source | XP14-036-230* |  | CH33-48+TDR+TXV | 13.2 | 15.2 | 8.2 | Yes | Yes | 2011-01-22 |  | Below V5.0 Req.
FALSE | TPA036H4N*G | 1588 | 4041932 | LENNOX INDUSTRIES, INC. | XP14-036-230* | HP | Split System: Heat Pump with Remote Outdoor Unit-Air-Source | XP14-036-230* |  | CH33-49+TDR+TXV | 13.5 | 15.7 | 8.5 | Yes | Yes | 2011-01-22 |  | 1
FALSE | XP17-036-230* | 1590 | 4041981 | LENNOX INDUSTRIES, INC. | XP17-036-230* | HP | Split System: Heat Pump with Remote Outdoor Unit-Air-Source | XP17-036-230* |  | CX34-44/48+TDR | 12.5 | 15.1 | 8.2 | Yes | Yes | 2011-01-22 |  | Below V5.0 Req.
FALSE | XP17-036-230* | 1590 | 4041982 | LENNOX INDUSTRIES, INC. | XP17-036-230* | HP | Split System: Heat Pump with Remote Outdoor Unit-Air-Source | XP17-036-230* |  | CX34-49+TDR | 13 | 15.1 | 8.5 | Yes | Yes | 2011-01-22 |  | 1
FALSE | XP17-036-230* | 1590 | 4041983 | LENNOX INDUSTRIES, INC. | XP17-036-230* | HP | Split System: Heat Pump with Remote Outdoor Unit-Air-Source | XP17-036-230* |  | CX34-50/60C+TDR | 12.5 | 14.5 | 8.5 | Yes | Yes | 2011-01-22 |  | 0
FALSE | XP17-036-230* | 1590 | 4041984 | LENNOX INDUSTRIES, INC. | XP17-036-230* | HP | Split System: Heat Pump with Remote Outdoor Unit-Air-Source | XP17-036-230* |  | C33-43+TDR+TXV | 13 | 15.1 | 8.5 | Yes | Yes | 2011-01-22 |  | 1
FALSE | XP17-036-230* | 1590 | 4041985 | LENNOX INDUSTRIES, INC. | XP17-036-230* | HP | Split System: Heat Pump with Remote Outdoor Unit-Air-Source | XP17-036-230* |  | C33-48+TDR+TXV | 12.5 | 15.1 | 8.2 | Yes | Yes | 2011-01-22 |  | Below V5.0 Req.
FALSE | XP17-036-230* | 1590 | 4041986 | LENNOX INDUSTRIES, INC. | XP17-036-230* | HP | Split System: Heat Pump with Remote Outdoor Unit-Air-Source | XP17-036-230* |  | C33-49+TDR+TXV | 13 | 15.1 | 8.5 | Yes | Yes | 2011-01-22 |  | 1
FALSE | XP17-036-230* | 1590 | 4041987 | LENNOX INDUSTRIES, INC. | XP17-036-230* | HP | Split System: Heat Pump with Remote Outdoor Unit-Air-Source | XP17-036-230* |  | CH33-43C+TDR+TXV | 13 | 15.1 | 8.5 | Yes | Yes | 2011-01-22 |  | 1
FALSE | XP17-036-230* | 1590 | 4041988 | LENNOX INDUSTRIES, INC. | XP17-036-230* | HP | Split System: Heat Pump with Remote Outdoor Unit-Air-Source | XP17-036-230* |  | CH33-48+TDR+TXV | 12.5 | 15.1 | 8.5 | Yes | Yes | 2011-01-22 |  | 1
FALSE | XP17-036-230* | 1590 | 4041989 | LENNOX INDUSTRIES, INC. | XP17-036-230* | HP | Split System: Heat Pump with Remote Outdoor Unit-Air-Source | XP17-036-230* |  | C33-50/60C+TDR+TXV | 12.5 | 15.1 | 8.5 | Yes | Yes | 2011-01-22 |  | 1
FALSE | XP17-042-230* | 1599 | 4042002 | LENNOX INDUSTRIES, INC. | XP17-042-230* | HP | Split System: Heat Pump with Remote Outdoor Unit-Air-Source | XP17-042-230* |  | CX34-44/48+TDR | 12.2 | 14.7 | 8.2 | Yes | Yes | 2011-01-22 |  | Below V5.0 Req.
FALSE | XP17-042-230* | 1599 | 4042003 | LENNOX INDUSTRIES, INC. | XP17-042-230* | HP | Split System: Heat Pump with Remote Outdoor Unit-Air-Source | XP17-042-230* |  | CX34-49+TDR | 12.7 | 15.2 | 8.7 | Yes | Yes | 2011-01-22 |  | 1
FALSE | XP17-042-230* | 1599 | 4042004 | LENNOX INDUSTRIES, INC. | XP17-042-230* | HP | Split System: Heat Pump with Remote Outdoor Unit-Air-Source | XP17-042-230* |  | CX34-50/60C+TDR | 12.2 | 14.7 | 8.5 | Yes | Yes | 2011-01-22 |  | 0
FALSE | XP17-042-230* | 1599 | 4042005 | LENNOX INDUSTRIES, INC. | XP17-042-230* | HP | Split System: Heat Pump with Remote Outdoor Unit-Air-Source | XP17-042-230* |  | C33-43+TDR+TXV | 12.5 | 15.2 | 8.7 | Yes | Yes | 2011-01-22 |  | 1
FALSE | XP17-042-230* | 1599 | 4042006 | LENNOX INDUSTRIES, INC. | XP17-042-230* | HP | Split System: Heat Pump with Remote Outdoor Unit-Air-Source | XP17-042-230* |  | CX34-43+TDR | 12.5 | 15.2 | 8.7 | Yes | Yes | 2011-01-22 |  | 1
FALSE | XP17-042-230* | 1599 | 4042007 | LENNOX INDUSTRIES, INC. | XP17-042-230* | HP | Split System: Heat Pump with Remote Outdoor Unit-Air-Source | XP17-042-230* |  | C33-48+TDR+TXV | 12.2 | 14.7 | 8.2 | Yes | Yes | 2011-01-22 |  | Below V5.0 Req.
FALSE | XP17-042-230* | 1599 | 4042008 | LENNOX INDUSTRIES, INC. | XP17-042-230* | HP | Split System: Heat Pump with Remote Outdoor Unit-Air-Source | XP17-042-230* |  | C33-49+TDR+TXV | 12.7 | 15.2 | 8.7 | Yes | Yes | 2011-01-22 |  | 1
FALSE | XP17-042-230* | 1599 | 4042009 | LENNOX INDUSTRIES, INC. | XP17-042-230* | HP | Split System: Heat Pump with Remote Outdoor Unit-Air-Source | XP17-042-230* |  | CH33-49+TDR+TXV | 12.7 | 15.2 | 8.5 | Yes | Yes | 2011-01-22 |  | 1
FALSE | XP17-042-230* | 1599 | 4042010 | LENNOX INDUSTRIES, INC. | XP17-042-230* | HP | Split System: Heat Pump with Remote Outdoor Unit-Air-Source | XP17-042-230* |  | CH33-50/60C+TDR+TXV | 12.7 | 15.2 | 8.5 | Yes | Yes | 2011-01-22 |  | 1
FALSE | XP17-042-230* | 1599 | 4042011 | LENNOX INDUSTRIES, INC. | XP17-042-230* | HP | Split System: Heat Pump with Remote Outdoor Unit-Air-Source | XP17-042-230* |  | CH33-43C+TDR+TXV | 12.5 | 15.2 | 8.7 | Yes | Yes | 2011-01-22 |  | 1
FALSE | XP21-036-230-** | 1641 | 4042090 | LENNOX INDUSTRIES, INC. | XP21-036-230* | HP | Split System: Heat Pump with Remote Outdoor Unit-Air-Source | XP21-036-230* |  | CX34-43+TDR | 12.5 | 16.7 | 9.2 | Yes | Yes | 2011-01-22 |  | 1
FALSE | XP21-036-230-** | 1641 | 4042091 | LENNOX INDUSTRIES, INC. | XP21-036-230* | HP | Split System: Heat Pump with Remote Outdoor Unit-Air-Source | XP21-036-230* |  | CX34-44/48+TDR | 12.5 | 17 | 9 | Yes | Yes | 2011-01-22 |  | 1
FALSE | XP21-036-230-** | 1641 | 4042092 | LENNOX INDUSTRIES, INC. | XP21-036-230* | HP | Split System: Heat Pump with Remote Outdoor Unit-Air-Source | XP21-036-230* |  | CH33-43C+TDR+TXV | 12.2 | 16.7 | 9.2 | Yes | Yes | 2011-01-22 |  | 0
FALSE | XP21-036-230-** | 1641 | 4042093 | LENNOX INDUSTRIES, INC. | XP21-036-230* | HP | Split System: Heat Pump with Remote Outdoor Unit-Air-Source | XP21-036-230* |  | CX34-49+TDR | 12.5 | 17.2 | 9.5 | Yes | Yes | 2011-01-22 |  | 1
FALSE | XP21-036-230-** | 1641 | 4042094 | LENNOX INDUSTRIES, INC. | XP21-036-230* | HP | Split System: Heat Pump with Remote Outdoor Unit-Air-Source | XP21-036-230* |  | CX34-50/60C+TDR | 12.2 | 16.7 | 9.2 | Yes | Yes | 2011-01-22 |  | 0
FALSE | XP21-036-230-** | 1641 | 4042095 | LENNOX INDUSTRIES, INC. | XP21-036-230* | HP | Split System: Heat Pump with Remote Outdoor Unit-Air-Source | XP21-036-230* |  | CH33-48+TDR+TXV | 12.2 | 16.7 | 9.2 | Yes | Yes | 2011-01-22 |  | 0
FALSE | XP21-036-230-** | 1641 | 4042096 | LENNOX INDUSTRIES, INC. | XP21-036-230* | HP | Split System: Heat Pump with Remote Outdoor Unit-Air-Source | XP21-036-230* |  | CH33-49+TDR+TXV | 12.5 | 17.5 | 9.5 | Yes | Yes | 2011-01-22 |  | 1
FALSE | XP21-036-230-** | 1641 | 4042097 | LENNOX INDUSTRIES, INC. | XP21-036-230* | HP | Split System: Heat Pump with Remote Outdoor Unit-Air-Source | XP21-036-230* |  | CH33-50/60C+TDR+TXV | 12.2 | 17.2 | 9.5 | Yes | Yes | 2011-01-22 |  | 0
FALSE | XP21-036-230-** | 1641 | 4042099 | LENNOX INDUSTRIES, INC. | XP21-036-230/* | HP | Split System: Heat Pump with Remote Outdoor Unit-Air-Source | XP21-036-230/* |  | CH33-43C+TDR+TXV | 12.2 | 16.7 | 8.2 | Yes | Yes | 2011-01-22 |  | Below V5.0 Req.
FALSE | XP21-036-230-** | 1641 | 4042100 | LENNOX INDUSTRIES, INC. | XP21-036-230/* | HP | Split System: Heat Pump with Remote Outdoor Unit-Air-Source | XP21-036-230/* |  | CH33-48+TDR+TXV | 12.2 | 16.7 | 8.2 | Yes | Yes | 2011-01-22 |  | Below V5.0 Req.
FALSE | XP21-036-230-** | 1641 | 4042101 | LENNOX INDUSTRIES, INC. | XP21-036-230/* | HP | Split System: Heat Pump with Remote Outdoor Unit-Air-Source | XP21-036-230/* |  | CX34-43+TDR | 12.5 | 16.7 | 8.2 | Yes | Yes | 2011-01-22 |  | Below V5.0 Req.
FALSE | XP17-042-230* | 1599 | 4042166 | LENNOX INDUSTRIES, INC. | XP17-042-230* | HP | Split System: Heat Pump with Remote Outdoor Unit-Air-Source | XP17-042-230* |  | CR33-50/60+TDR+TXV | 12 | 14.7 | 9 | Yes | Yes | 2011-01-22 |  | 0
FALSE | XP17-042-230* | 1599 | 4042167 | LENNOX INDUSTRIES, INC. | XP17-042-230* | HP | Split System: Heat Pump with Remote Outdoor Unit-Air-Source | XP17-042-230* |  | CR33-50/60+TDR+TXV | 12.2 | 14.7 | 9 | Yes | Yes | 2011-01-22 |  | 0
FALSE | XP17-042-230* | 1599 | 4042168 | LENNOX INDUSTRIES, INC. | XP17-042-230* | HP | Split System: Heat Pump with Remote Outdoor Unit-Air-Source | XP17-042-230* |  | CR33-50/60+TDR+TXV | 12.2 | 15 | 9.2 | Yes | Yes | 2011-01-22 |  | 0
FALSE | XP17-042-230* | 1599 | 4042169 | LENNOX INDUSTRIES, INC. | XP17-042-230* | HP | Split System: Heat Pump with Remote Outdoor Unit-Air-Source | XP17-042-230* |  | CR33-50/60+TDR+TXV | 12.2 | 15 | 9.2 | Yes | Yes | 2011-01-22 |  | 0
FALSE | XP17-042-230* | 1599 | 4042170 | LENNOX INDUSTRIES, INC. | XP17-042-230* | HP | Split System: Heat Pump with Remote Outdoor Unit-Air-Source | XP17-042-230* |  | CR33-50/60+TDR+TXV | 12.5 | 15.2 | 9.2 | Yes | Yes | 2011-01-22 |  | 1
FALSE | XP17-042-230* | 1599 | 4042171 | LENNOX INDUSTRIES, INC. | XP17-042-230* | HP | Split System: Heat Pump with Remote Outdoor Unit-Air-Source | XP17-042-230* |  | CR33-50/60+TDR+TXV | 12.5 | 15.2 | 9.2 | Yes | Yes | 2011-01-22 |  | 1
FALSE | XP17-042-230* | 1599 | 4042172 | LENNOX INDUSTRIES, INC. | XP17-042-230* | HP | Split System: Heat Pump with Remote Outdoor Unit-Air-Source | XP17-042-230* |  | CR33-50/60+TDR+TXV | 12 | 14.7 | 9 | Yes | Yes | 2011-01-22 |  | 0
FALSE | XP17-042-230* | 1599 | 4042173 | LENNOX INDUSTRIES, INC. | XP17-042-230* | HP | Split System: Heat Pump with Remote Outdoor Unit-Air-Source | XP17-042-230* |  | CR33-50/60+TDR+TXV | 12.2 | 15 | 9 | Yes | Yes | 2011-01-22 |  | 0
FALSE | XP17-042-230* | 1599 | 4042174 | LENNOX INDUSTRIES, INC. | XP17-042-230* | HP | Split System: Heat Pump with Remote Outdoor Unit-Air-Source | XP17-042-230* |  | CR33-50/60+TDR+TXV | 12.2 | 14.7 | 9.2 | Yes | Yes | 2011-01-22 |  | 0
FALSE | XP17-042-230* | 1599 | 4042175 | LENNOX INDUSTRIES, INC. | XP17-042-230* | HP | Split System: Heat Pump with Remote Outdoor Unit-Air-Source | XP17-042-230* |  | CR33-50/60+TDR+TXV | 12.2 | 15 | 9.2 | Yes | Yes | 2011-01-22 |  | 0
FALSE | XP17-042-230* | 1599 | 4042177 | LENNOX INDUSTRIES, INC. | XP17-042-230* | HP | Split System: Heat Pump with Remote Outdoor Unit-Air-Source | XP17-042-230* |  | CR33-60+TDR+TXV | 12.5 | 15.2 | 9.2 | Yes | Yes | 2011-01-22 |  | 1
FALSE | XP17-060-230* | 1620 | 4042182 | LENNOX INDUSTRIES, INC. | XP17-060-230* | HP | Split System: Heat Pump with Remote Outdoor Unit-Air-Source | XP17-060-230* |  | CR33-50/60+TDR+TXV | 12 | 14.5 | 8.7 | Yes | Yes | 2011-01-22 |  | 0
FALSE | XP17-036-230* | 1590 | 4042186 | LENNOX INDUSTRIES, INC. | XP17-036-230/* | HP | Split System: Heat Pump with Remote Outdoor Unit-Air-Source | XP17-036-230/* |  | CR33-50/60+TDR+TXV | 13 | 15.7 | 8.2 | Yes | Yes | 2011-01-22 |  | Below V5.0 Req.
FALSE | XP17-036-230* | 1590 | 4042189 | LENNOX INDUSTRIES, INC. | XP17-036-230/* | HP | Split System: Heat Pump with Remote Outdoor Unit-Air-Source | XP17-036-230/* |  | CR33-50/60+TDR+TXV | 13.2 | 16.2 | 8.2 | Yes | Yes | 2011-01-22 |  | Below V5.0 Req.
FALSE | XP17-036-230* | 1590 | 4042190 | LENNOX INDUSTRIES, INC. | XP17-036-230/* | HP | Split System: Heat Pump with Remote Outdoor Unit-Air-Source | XP17-036-230/* |  | CR33-50/60+TDR+TXV | 12.7 | 15.7 | 8.2 | Yes | Yes | 2011-01-22 |  | Below V5.0 Req.
FALSE | XP17-036-230* | 1590 | 4042191 | LENNOX INDUSTRIES, INC. | XP17-036-230/* | HP | Split System: Heat Pump with Remote Outdoor Unit-Air-Source | XP17-036-230/* |  | CR33-50/60+TDR+TXV | 13 | 15.7 | 8.2 | Yes | Yes | 2011-01-22 |  | Below V5.0 Req.
FALSE | TPA036H4N*G | 1588 | 4083130 | LENNOX INDUSTRIES, INC. | TPA036H4N*Y | HP | Split System: Heat Pump with Remote Outdoor Unit-Air-Source | TPA036H4N*Y |  | C33-49+TDR+TXV | 13.5 | 15.5 | 8.2 | Yes | Yes | 2011-01-22 |  | Below V5.0 Req.
FALSE | TPA036H4N*G | 1588 | 4083131 | LENNOX INDUSTRIES, INC. | TPA036H4N*Y | HP | Split System: Heat Pump with Remote Outdoor Unit-Air-Source | TPA036H4N*Y |  | C33-49+TDR+TXV | 13.5 | 15.5 | 8.2 | Yes | Yes | 2011-01-22 |  | Below V5.0 Req.
FALSE | TPA036H4N*G | 1588 | 4083132 | LENNOX INDUSTRIES, INC. | TPA036H4N*Y | HP | Split System: Heat Pump with Remote Outdoor Unit-Air-Source | TPA036H4N*Y |  | C33-50/60C+TDR+TXV | 13 | 15 | 8.2 | Yes | Yes | 2011-01-22 |  | Below V5.0 Req.
FALSE | TPA036H4N*G | 1588 | 4083133 | LENNOX INDUSTRIES, INC. | TPA036H4N*Y | HP | Split System: Heat Pump with Remote Outdoor Unit-Air-Source | TPA036H4N*Y |  | C33-50/60C+TDR+TXV | 13 | 15 | 8.2 | Yes | Yes | 2011-01-22 |  | Below V5.0 Req.
FALSE | TPA036H4N*G | 1588 | 4083134 | LENNOX INDUSTRIES, INC. | TPA036H4N*Y | HP | Split System: Heat Pump with Remote Outdoor Unit-Air-Source | TPA036H4N*Y |  | CH33-43+TDR+TXV | 13 | 15 | 8.2 | Yes | Yes | 2011-01-22 |  | Below V5.0 Req.
FALSE | TPA036H4N*G | 1588 | 4083135 | LENNOX INDUSTRIES, INC. | TPA036H4N*Y | HP | Split System: Heat Pump with Remote Outdoor Unit-Air-Source | TPA036H4N*Y |  | CX34-43+TDR | 13 | 14.5 | 8.2 | Yes | Yes | 2011-01-22 |  | Below V5.0 Req.
FALSE | TPA036H4N*G | 1588 | 4083136 | LENNOX INDUSTRIES, INC. | TPA036H4N*Y | HP | Split System: Heat Pump with Remote Outdoor Unit-Air-Source | TPA036H4N*Y |  | CX34-43+TDR | 13 | 15 | 8.2 | Yes | Yes | 2011-01-22 |  | Below V5.0 Req.
FALSE | TPA036H4N*G | 1588 | 4083137 | LENNOX INDUSTRIES, INC. | TPA036H4N*Y | HP | Split System: Heat Pump with Remote Outdoor Unit-Air-Source | TPA036H4N*Y |  | CX34-43+TDR | 13 | 15.5 | 8.2 | Yes | Yes | 2011-01-22 |  | Below V5.0 Req.
FALSE | TPA036H4N*G | 1588 | 4083141 | LENNOX INDUSTRIES, INC. | TPA036H4N*Y | HP | Split System: Heat Pump with Remote Outdoor Unit-Air-Source | TPA036H4N*Y |  | CX34-49+TDR | 13.5 | 15.5 | 8.2 | Yes | Yes | 2011-01-22 |  | Below V5.0 Req.
FALSE | TPA036H4N*G | 1588 | 4083142 | LENNOX INDUSTRIES, INC. | TPA036H4N*Y | HP | Split System: Heat Pump with Remote Outdoor Unit-Air-Source | TPA036H4N*Y |  | CX34-49+TDR | 13.5 | 15.5 | 8.2 | Yes | Yes | 2011-01-22 |  | Below V5.0 Req.
FALSE | TPA036H4N*G | 1588 | 4083143 | LENNOX INDUSTRIES, INC. | TPA036H4N*Y | HP | Split System: Heat Pump with Remote Outdoor Unit-Air-Source | TPA036H4N*Y |  | CX34-50/60C+TDR | 13 | 15 | 8.2 | Yes | Yes | 2011-01-22 |  | Below V5.0 Req.
FALSE | TPA036H4N*G | 1588 | 4083144 | LENNOX INDUSTRIES, INC. | TPA036H4N*Y | HP | Split System: Heat Pump with Remote Outdoor Unit-Air-Source | TPA036H4N*Y |  | CH33-48+TDR+TXV | 13 | 15 | 8.2 | Yes | Yes | 2011-01-22 |  | Below V5.0 Req.
FALSE | TPA036H4N*G | 1588 | 4083145 | LENNOX INDUSTRIES, INC. | TPA036H4N*Y | HP | Split System: Heat Pump with Remote Outdoor Unit-Air-Source | TPA036H4N*Y |  | CH33-48+TDR+TXV | 13 | 15.5 | 8.2 | Yes | Yes | 2011-01-22 |  | Below V5.0 Req.
FALSE | TPA036H4N*G | 1588 | 4083146 | LENNOX INDUSTRIES, INC. | TPA036H4N*Y | HP | Split System: Heat Pump with Remote Outdoor Unit-Air-Source | TPA036H4N*Y |  | CH33-49+TDR+TXV | 13.5 | 15.5 | 8.2 | Yes | Yes | 2011-01-22 |  | Below V5.0 Req.
FALSE | TPA036H4N*G | 1588 | 4083147 | LENNOX INDUSTRIES, INC. | TPA036H4N*Y | HP | Split System: Heat Pump with Remote Outdoor Unit-Air-Source | TPA036H4N*Y |  | CH33-49+TDR+TXV | 13.5 | 15.5 | 8.2 | Yes | Yes | 2011-01-22 |  | Below V5.0 Req.
FALSE | TPA036H4N*G | 1588 | 4083148 | LENNOX INDUSTRIES, INC. | TPA036H4N*Y | HP | Split System: Heat Pump with Remote Outdoor Unit-Air-Source | TPA036H4N*Y |  | CH33-50/60C+TDR+TXV | 13.5 | 15.5 | 8.2 | Yes | Yes | 2011-01-22 |  | Below V5.0 Req.
FALSE | TPA036H4N*G | 1588 | 4083149 | LENNOX INDUSTRIES, INC. | TPA036H4N*Y | HP | Split System: Heat Pump with Remote Outdoor Unit-Air-Source | TPA036H4N*Y |  | CH33-50/60C+TDR+TXV | 13.5 | 15.5 | 8.2 | Yes | Yes | 2011-01-22 |  | Below V5.0 Req.
FALSE | TPA036H4N*G | 1588 | 4083150 | LENNOX INDUSTRIES, INC. | TPA036H4N*Y | HP | Split System: Heat Pump with Remote Outdoor Unit-Air-Source | TPA036H4N*Y |  | CR33-48+TDR+TXV | 12.5 | 14.5 | 8.5 | Yes | Yes | 2011-01-22 |  | 0
FALSE | TPA036H4N*G | 1588 | 4083151 | LENNOX INDUSTRIES, INC. | TPA036H4N*Y | HP | Split System: Heat Pump with Remote Outdoor Unit-Air-Source | TPA036H4N*Y |  | CR33-48+TDR+TXV | 12.5 | 14.5 | 8.5 | Yes | Yes | 2011-01-22 |  | 0
FALSE | TPA036H4N*G | 1588 | 4083204 | LENNOX INDUSTRIES, INC. | TPA036H4N*G | HP | Split System: Heat Pump with Remote Outdoor Unit-Air-Source | TPA036H4N*G |  | C33-38+TDR+TXV | 12.5 | 14.5 | 8.2 | Yes | Yes | 2011-01-22 |  | Below V5.0 Req.
FALSE | TPA036H4N*G | 1588 | 4083205 | LENNOX INDUSTRIES, INC. | TPA036H4N*G | HP | Split System: Heat Pump with Remote Outdoor Unit-Air-Source | TPA036H4N*G |  | C33-43+TDR+TXV | 13 | 14.5 | 8.2 | Yes | Yes | 2011-01-22 |  | Below V5.0 Req.
FALSE | TPA036H4N*G | 1588 | 4083206 | LENNOX INDUSTRIES, INC. | TPA036H4N*G | HP | Split System: Heat Pump with Remote Outdoor Unit-Air-Source | TPA036H4N*G |  | C33-43+TDR+TXV | 13 | 15 | 8.2 | Yes | Yes | 2011-01-22 |  | Below V5.0 Req.
FALSE | TPA036H4N*G | 1588 | 4083207 | LENNOX INDUSTRIES, INC. | TPA036H4N*G | HP | Split System: Heat Pump with Remote Outdoor Unit-Air-Source | TPA036H4N*G |  | C33-43+TDR+TXV | 13 | 15.5 | 8.2 | Yes | Yes | 2011-01-22 |  | Below V5.0 Req.
FALSE | TPA036H4N*G | 1588 | 4083211 | LENNOX INDUSTRIES, INC. | TPA036H4N*G | HP | Split System: Heat Pump with Remote Outdoor Unit-Air-Source | TPA036H4N*G |  | C33-49+TDR+TXV | 13.5 | 15.5 | 8.2 | Yes | Yes | 2011-01-22 |  | Below V5.0 Req.
FALSE | TPA036H4N*G | 1588 | 4083212 | LENNOX INDUSTRIES, INC. | TPA036H4N*G | HP | Split System: Heat Pump with Remote Outdoor Unit-Air-Source | TPA036H4N*G |  | C33-49+TDR+TXV | 13.5 | 15.5 | 8.2 | Yes | Yes | 2011-01-22 |  | Below V5.0 Req.
FALSE | TPA036H4N*G | 1588 | 4083213 | LENNOX INDUSTRIES, INC. | TPA036H4N*G | HP | Split System: Heat Pump with Remote Outdoor Unit-Air-Source | TPA036H4N*G |  | C33-50/60C+TDR+TXV | 13 | 15 | 8.2 | Yes | Yes | 2011-01-22 |  | Below V5.0 Req.
FALSE | TPA036H4N*G | 1588 | 4083214 | LENNOX INDUSTRIES, INC. | TPA036H4N*G | HP | Split System: Heat Pump with Remote Outdoor Unit-Air-Source | TPA036H4N*G |  | C33-50/60C+TDR+TXV | 13 | 15 | 8.2 | Yes | Yes | 2011-01-22 |  | Below V5.0 Req.
FALSE | TPA036H4N*G | 1588 | 4083215 | LENNOX INDUSTRIES, INC. | TPA036H4N*G | HP | Split System: Heat Pump with Remote Outdoor Unit-Air-Source | TPA036H4N*G |  | CH33-43+TDR+TXV | 13 | 15 | 8.2 | Yes | Yes | 2011-01-22 |  | Below V5.0 Req.
FALSE | TPA036H4N*G | 1588 | 4083216 | LENNOX INDUSTRIES, INC. | TPA036H4N*G | HP | Split System: Heat Pump with Remote Outdoor Unit-Air-Source | TPA036H4N*G |  | CX34-43+TDR | 13 | 14.5 | 8.2 | Yes | Yes | 2011-01-22 |  | Below V5.0 Req.
FALSE | TPA036H4N*G | 1588 | 4083217 | LENNOX INDUSTRIES, INC. | TPA036H4N*G | HP | Split System: Heat Pump with Remote Outdoor Unit-Air-Source | TPA036H4N*G |  | CX34-43+TDR | 13 | 15 | 8.2 | Yes | Yes | 2011-01-22 |  | Below V5.0 Req.
FALSE | TPA036H4N*G | 1588 | 4083218 | LENNOX INDUSTRIES, INC. | TPA036H4N*G | HP | Split System: Heat Pump with Remote Outdoor Unit-Air-Source | TPA036H4N*G |  | CX34-43+TDR | 13 | 15.5 | 8.2 | Yes | Yes | 2011-01-22 |  | Below V5.0 Req.
FALSE | TPA036H4N*G | 1588 | 4083222 | LENNOX INDUSTRIES, INC. | TPA036H4N*G | HP | Split System: Heat Pump with Remote Outdoor Unit-Air-Source | TPA036H4N*G |  | CX34-49+TDR | 13.5 | 15.5 | 8.2 | Yes | Yes | 2011-01-22 |  | Below V5.0 Req.
FALSE | TPA036H4N*G | 1588 | 4083223 | LENNOX INDUSTRIES, INC. | TPA036H4N*G | HP | Split System: Heat Pump with Remote Outdoor Unit-Air-Source | TPA036H4N*G |  | CX34-49+TDR | 13.5 | 15.5 | 8.2 | Yes | Yes | 2011-01-22 |  | Below V5.0 Req.
FALSE | TPA036H4N*G | 1588 | 4083224 | LENNOX INDUSTRIES, INC. | TPA036H4N*G | HP | Split System: Heat Pump with Remote Outdoor Unit-Air-Source | TPA036H4N*G |  | CX34-50/60C+TDR | 13 | 15 | 8.2 | Yes | Yes | 2011-01-22 |  | Below V5.0 Req.
FALSE | TPA036H4N*G | 1588 | 4083225 | LENNOX INDUSTRIES, INC. | TPA036H4N*G | HP | Split System: Heat Pump with Remote Outdoor Unit-Air-Source | TPA036H4N*G |  | CH33-48+TDR+TXV | 13 | 15 | 8.2 | Yes | Yes | 2011-01-22 |  | Below V5.0 Req.
FALSE | TPA036H4N*G | 1588 | 4083226 | LENNOX INDUSTRIES, INC. | TPA036H4N*G | HP | Split System: Heat Pump with Remote Outdoor Unit-Air-Source | TPA036H4N*G |  | CH33-48+TDR+TXV | 13 | 15.5 | 8.2 | Yes | Yes | 2011-01-22 |  | Below V5.0 Req.
FALSE | TPA036H4N*G | 1588 | 4083227 | LENNOX INDUSTRIES, INC. | TPA036H4N*G | HP | Split System: Heat Pump with Remote Outdoor Unit-Air-Source | TPA036H4N*G |  | CH33-49+TDR+TXV | 13.5 | 15.5 | 8.2 | Yes | Yes | 2011-01-22 |  | Below V5.0 Req.
FALSE | TPA036H4N*G | 1588 | 4083228 | LENNOX INDUSTRIES, INC. | TPA036H4N*G | HP | Split System: Heat Pump with Remote Outdoor Unit-Air-Source | TPA036H4N*G |  | CH33-49+TDR+TXV | 13.5 | 15.5 | 8.2 | Yes | Yes | 2011-01-22 |  | Below V5.0 Req.
FALSE | TPA042H4N*G | 1606 | 4083374 | LENNOX INDUSTRIES, INC. | TPA042H4N*Y | HP | Split System: Heat Pump with Remote Outdoor Unit-Air-Source | TPA042H4N*Y |  | CH33-48+TDR+TXV | 12.5 | 14.5 | 9 | Yes | Yes | 2011-01-22 |  | 0
FALSE | TPA042H4N*G | 1606 | 4083375 | LENNOX INDUSTRIES, INC. | TPA042H4N*Y | HP | Split System: Heat Pump with Remote Outdoor Unit-Air-Source | TPA042H4N*Y |  | CH33-48+TDR+TXV | 12.5 | 14.5 | 8.5 | Yes | Yes | 2011-01-22 |  | 0
FALSE | TPA042H4N*G | 1606 | 4083376 | LENNOX INDUSTRIES, INC. | TPA042H4N*Y | HP | Split System: Heat Pump with Remote Outdoor Unit-Air-Source | TPA042H4N*Y |  | CH33-49+TDR+TXV | 12.5 | 14.5 | 9 | Yes | Yes | 2011-01-22 |  | 0
FALSE | TPA042H4N*G | 1606 | 4083377 | LENNOX INDUSTRIES, INC. | TPA042H4N*Y | HP | Split System: Heat Pump with Remote Outdoor Unit-Air-Source | TPA042H4N*Y |  | CH33-49+TDR+TXV | 12.5 | 14.5 | 9 | Yes | Yes | 2011-01-22 |  | 0
FALSE | TPA042H4N*G | 1606 | 4083378 | LENNOX INDUSTRIES, INC. | TPA042H4N*Y | HP | Split System: Heat Pump with Remote Outdoor Unit-Air-Source | TPA042H4N*Y |  | CH33-50/60C+TDR+TXV | 12.5 | 14.5 | 9 | Yes | Yes | 2011-01-22 |  | 0
FALSE | TPA042H4N*G | 1606 | 4083379 | LENNOX INDUSTRIES, INC. | TPA042H4N*Y | HP | Split System: Heat Pump with Remote Outdoor Unit-Air-Source | TPA042H4N*Y |  | CH33-50/60C+TDR+TXV | 12.5 | 14.5 | 9 | Yes | Yes | 2011-01-22 |  | 0
FALSE | TPA042H4N*G | 1606 | 4083380 | LENNOX INDUSTRIES, INC. | TPA042H4N*Y | HP | Split System: Heat Pump with Remote Outdoor Unit-Air-Source | TPA042H4N*Y |  | CH33-60D+TDR+TXV | 12.5 | 15 | 9 | Yes | Yes | 2011-01-22 |  | 1
FALSE | TPA042H4N*G | 1606 | 4083381 | LENNOX INDUSTRIES, INC. | TPA042H4N*Y | HP | Split System: Heat Pump with Remote Outdoor Unit-Air-Source | TPA042H4N*Y |  | CH33-62D+TDR+TXV | 13 | 15 | 9 | Yes | Yes | 2011-01-22 |  | 1
FALSE | TPA042H4N*G | 1606 | 4083382 | LENNOX INDUSTRIES, INC. | TPA042H4N*Y | HP | Split System: Heat Pump with Remote Outdoor Unit-Air-Source | TPA042H4N*Y |  | CR33-50/60+TDR+TXV | 12.5 | 14.5 | 9.5 | Yes | Yes | 2011-01-22 |  | 0
FALSE | TPA042H4N*G | 1606 | 4083383 | LENNOX INDUSTRIES, INC. | TPA042H4N*Y | HP | Split System: Heat Pump with Remote Outdoor Unit-Air-Source | TPA042H4N*Y |  | CR33-50/60+TDR+TXV | 12.5 | 15 | 9.5 | Yes | Yes | 2011-01-22 |  | 1
FALSE | TPA042H4N*G | 1606 | 4083384 | LENNOX INDUSTRIES, INC. | TPA042H4N*Y | HP | Split System: Heat Pump with Remote Outdoor Unit-Air-Source | TPA042H4N*Y |  | CX34-62D+TDR | 13 | 15 | 9 | Yes | Yes | 2011-01-22 |  | 1
FALSE | TPA042H4N*G | 1606 | 4083385 | LENNOX INDUSTRIES, INC. | TPA042H4N*Y | HP | Split System: Heat Pump with Remote Outdoor Unit-Air-Source | TPA042H4N*Y |  | CH33-43+TDR+TXV | 12.5 | 14.5 | 9 | Yes | Yes | 2011-01-22 |  | 0
FALSE | TPA042H4N*G | 1606 | 4083386 | LENNOX INDUSTRIES, INC. | TPA042H4N*Y | HP | Split System: Heat Pump with Remote Outdoor Unit-Air-Source | TPA042H4N*Y |  | CH33-43+TDR+TXV | 12.5 | 14.5 | 9 | Yes | Yes | 2011-01-22 |  | 0
FALSE | TPA042H4N*G | 1606 | 4083387 | LENNOX INDUSTRIES, INC. | TPA042H4N*Y | HP | Split System: Heat Pump with Remote Outdoor Unit-Air-Source | TPA042H4N*Y |  | CH33-43+TDR+TXV | 12.5 | 15 | 9 | Yes | Yes | 2011-01-22 |  | 1
FALSE | TPA042H4N*G | 1606 | 4083388 | LENNOX INDUSTRIES, INC. | TPA042H4N*Y | HP | Split System: Heat Pump with Remote Outdoor Unit-Air-Source | TPA042H4N*Y |  | CH33-43+TDR+TXV | 12.5 | 15 | 9 | Yes | Yes | 2011-01-22 |  | 1
FALSE | TPA042H4N*G | 1606 | 4083390 | LENNOX INDUSTRIES, INC. | TPA042H4N*Y | HP | Split System: Heat Pump with Remote Outdoor Unit-Air-Source | TPA042H4N*Y |  | CH33-44/48+TDR+TXV | 12 | 14.5 | 9 | Yes | Yes | 2011-01-22 |  | 0
FALSE | TPA042H4N*G | 1606 | 4083391 | LENNOX INDUSTRIES, INC. | TPA042H4N*Y | HP | Split System: Heat Pump with Remote Outdoor Unit-Air-Source | TPA042H4N*Y |  | C33-60D+TDR+TXV | 12.5 | 15 | 9.2 | Yes | Yes | 2011-01-22 |  | 1
FALSE | TPA042H4N*G | 1606 | 4083392 | LENNOX INDUSTRIES, INC. | TPA042H4N*Y | HP | Split System: Heat Pump with Remote Outdoor Unit-Air-Source | TPA042H4N*Y |  | C33-62C+TDR+TXV | 12.5 | 15 | 9.2 | Yes | Yes | 2011-01-22 |  | 1
FALSE | TPA042H4N*G | 1606 | 4083411 | LENNOX INDUSTRIES, INC. | TPA042H4N*Y | HP | Split System: Heat Pump with Remote Outdoor Unit-Air-Source | TPA042H4N*Y |  | CR33-50/60+TDR+TXV | 12.5 | 14.5 | 9.5 | Yes | Yes | 2011-01-22 |  | 0
FALSE | TPA042H4N*G | 1606 | 4083412 | LENNOX INDUSTRIES, INC. | TPA042H4N*Y | HP | Split System: Heat Pump with Remote Outdoor Unit-Air-Source | TPA042H4N*Y |  | CX34-49+TDR | 12.5 | 14.5 | 9 | Yes | Yes | 2011-01-22 |  | 0
FALSE | TPA042H4N*G | 1606 | 4083413 | LENNOX INDUSTRIES, INC. | TPA042H4N*Y | HP | Split System: Heat Pump with Remote Outdoor Unit-Air-Source | TPA042H4N*Y |  | CX34-49+TDR | 12.5 | 14.5 | 9 | Yes | Yes | 2011-01-22 |  | 0
FALSE | TPA042H4N*G | 1606 | 4083414 | LENNOX INDUSTRIES, INC. | TPA042H4N*Y | HP | Split System: Heat Pump with Remote Outdoor Unit-Air-Source | TPA042H4N*Y |  | CX34-49+TDR | 12.5 | 14.5 | 9 | Yes | Yes | 2011-01-22 |  | 0
FALSE | TPA042H4N*G | 1606 | 4083415 | LENNOX INDUSTRIES, INC. | TPA042H4N*Y | HP | Split System: Heat Pump with Remote Outdoor Unit-Air-Source | TPA042H4N*Y |  | CX34-49+TDR | 12.5 | 15 | 9 | Yes | Yes | 2011-01-22 |  | 1
FALSE | TPA042H4N*G | 1606 | 4083416 | LENNOX INDUSTRIES, INC. | TPA042H4N*Y | HP | Split System: Heat Pump with Remote Outdoor Unit-Air-Source | TPA042H4N*Y |  | CX34-60D+TDR | 12.5 | 15 | 9.2 | Yes | Yes | 2011-01-22 |  | 1
FALSE | TPA042H4N*G | 1606 | 4083417 | LENNOX INDUSTRIES, INC. | TPA042H4N*Y | HP | Split System: Heat Pump with Remote Outdoor Unit-Air-Source | TPA042H4N*Y |  | CX34-62C+TDR | 12.5 | 15 | 9.2 | Yes | Yes | 2011-01-22 |  | 1
FALSE | TPA042H4N*G | 1606 | 4083418 | LENNOX INDUSTRIES, INC. | TPA042H4N*Y | HP | Split System: Heat Pump with Remote Outdoor Unit-Air-Source | TPA042H4N*Y |  | CX34-62C+TDR | 12.5 | 15 | 9.2 | Yes | Yes | 2011-01-22 |  | 1
FALSE | TPA042H4N*G | 1606 | 4083419 | LENNOX INDUSTRIES, INC. | TPA042H4N*Y | HP | Split System: Heat Pump with Remote Outdoor Unit-Air-Source | TPA042H4N*Y |  | CX34-62C+TDR | 12.5 | 15 | 9.5 | Yes | Yes | 2011-01-22 |  | 1
FALSE | TPA042H4N*G | 1606 | 4083420 | LENNOX INDUSTRIES, INC. | TPA042H4N*Y | HP | Split System: Heat Pump with Remote Outdoor Unit-Air-Source | TPA042H4N*Y |  | CX34-62C+TDR | 13 | 15 | 9.5 | Yes | Yes | 2011-01-22 |  | 1
FALSE | TPA042H4N*G | 1606 | 4083421 | LENNOX INDUSTRIES, INC. | TPA042H4N*Y | HP | Split System: Heat Pump with Remote Outdoor Unit-Air-Source | TPA042H4N*Y |  | CX34-62D+TDR | 13 | 15 | 9.2 | Yes | Yes | 2011-01-22 |  | 1
FALSE | TPA042H4N*G | 1606 | 4083422 | LENNOX INDUSTRIES, INC. | TPA042H4N*Y | HP | Split System: Heat Pump with Remote Outdoor Unit-Air-Source | TPA042H4N*Y |  | C33-49+TDR+TXV | 12.5 | 14.5 | 9 | Yes | Yes | 2011-01-22 |  | 0
FALSE | TPA042H4N*G | 1606 | 4083423 | LENNOX INDUSTRIES, INC. | TPA042H4N*Y | HP | Split System: Heat Pump with Remote Outdoor Unit-Air-Source | TPA042H4N*Y |  | C33-49+TDR+TXV | 12.5 | 14.5 | 9 | Yes | Yes | 2011-01-22 |  | 0
FALSE | TPA042H4N*G | 1606 | 4083424 | LENNOX INDUSTRIES, INC. | TPA042H4N*Y | HP | Split System: Heat Pump with Remote Outdoor Unit-Air-Source | TPA042H4N*Y |  | C33-49+TDR+TXV | 12.5 | 14.5 | 9 | Yes | Yes | 2011-01-22 |  | 0
FALSE | TPA042H4N*G | 1606 | 4083425 | LENNOX INDUSTRIES, INC. | TPA042H4N*Y | HP | Split System: Heat Pump with Remote Outdoor Unit-Air-Source | TPA042H4N*Y |  | C33-49+TDR+TXV | 12.5 | 15 | 9 | Yes | Yes | 2011-01-22 |  | 1
FALSE | TPA042H4N*G | 1606 | 4083426 | LENNOX INDUSTRIES, INC. | TPA042H4N*Y | HP | Split System: Heat Pump with Remote Outdoor Unit-Air-Source | TPA042H4N*Y |  | CH33-44/48+TDR+TXV | 12 | 14.5 | 9 | Yes | Yes | 2011-01-22 |  | 0
FALSE | TPA042H4N*G | 1606 | 4083427 | LENNOX INDUSTRIES, INC. | TPA042H4N*Y | HP | Split System: Heat Pump with Remote Outdoor Unit-Air-Source | TPA042H4N*Y |  | CH33-43+TDR+TXV | 12.5 | 14.5 | 9 | Yes | Yes | 2011-01-22 |  | 0
FALSE | TPA042H4N*G | 1606 | 4083428 | LENNOX INDUSTRIES, INC. | TPA042H4N*Y | HP | Split System: Heat Pump with Remote Outdoor Unit-Air-Source | TPA042H4N*Y |  | CX34-49+TDR | 12.5 | 15 | 9 | Yes | Yes | 2011-01-22 |  | 1
FALSE | TPA042H4N*G | 1606 | 4083429 | LENNOX INDUSTRIES, INC. | TPA042H4N*Y | HP | Split System: Heat Pump with Remote Outdoor Unit-Air-Source | TPA042H4N*Y |  | CX34-50/60C+TDR | 12.5 | 14.5 | 8.5 | Yes | Yes | 2011-01-22 |  | 0
FALSE | TPA042H4N*G | 1606 | 4083448 | LENNOX INDUSTRIES, INC. | TPA042H4N*G | HP | Split System: Heat Pump with Remote Outdoor Unit-Air-Source | TPA042H4N*G |  | CH33-60D+TDR+TXV | 12.5 | 15 | 9 | Yes | Yes | 2011-01-22 |  | 1
FALSE | TPA042H4N*G | 1606 | 4083449 | LENNOX INDUSTRIES, INC. | TPA042H4N*G | HP | Split System: Heat Pump with Remote Outdoor Unit-Air-Source | TPA042H4N*G |  | CH33-62D+TDR+TXV | 13 | 15 | 9 | Yes | Yes | 2011-01-22 |  | 1
FALSE | TPA042H4N*G | 1606 | 4083450 | LENNOX INDUSTRIES, INC. | TPA042H4N*G | HP | Split System: Heat Pump with Remote Outdoor Unit-Air-Source | TPA042H4N*G |  | CR33-50/60+TDR+TXV | 12.5 | 14.5 | 9.5 | Yes | Yes | 2011-01-22 |  | 0
FALSE | TPA042H4N*G | 1606 | 4083451 | LENNOX INDUSTRIES, INC. | TPA042H4N*G | HP | Split System: Heat Pump with Remote Outdoor Unit-Air-Source | TPA042H4N*G |  | CR33-50/60+TDR+TXV | 12.5 | 15 | 9.5 | Yes | Yes | 2011-01-22 |  | 1
FALSE | TPA042H4N*G | 1606 | 4083452 | LENNOX INDUSTRIES, INC. | TPA042H4N*G | HP | Split System: Heat Pump with Remote Outdoor Unit-Air-Source | TPA042H4N*G |  | CX34-62D+TDR | 13 | 15 | 9 | Yes | Yes | 2011-01-22 |  | 1
FALSE | TPA042H4N*G | 1606 | 4083453 | LENNOX INDUSTRIES, INC. | TPA042H4N*G | HP | Split System: Heat Pump with Remote Outdoor Unit-Air-Source | TPA042H4N*G |  | CH33-43+TDR+TXV | 12.5 | 14.5 | 9 | Yes | Yes | 2011-01-22 |  | 0
FALSE | TPA042H4N*G | 1606 | 4083454 | LENNOX INDUSTRIES, INC. | TPA042H4N*G | HP | Split System: Heat Pump with Remote Outdoor Unit-Air-Source | TPA042H4N*G |  | CH33-43+TDR+TXV | 12.5 | 14.5 | 9 | Yes | Yes | 2011-01-22 |  | 0
FALSE | TPA042H4N*G | 1606 | 4083455 | LENNOX INDUSTRIES, INC. | TPA042H4N*G | HP | Split System: Heat Pump with Remote Outdoor Unit-Air-Source | TPA042H4N*G |  | CH33-43+TDR+TXV | 12.5 | 15 | 9 | Yes | Yes | 2011-01-22 |  | 1
FALSE | TPA042H4N*G | 1606 | 4083456 | LENNOX INDUSTRIES, INC. | TPA042H4N*G | HP | Split System: Heat Pump with Remote Outdoor Unit-Air-Source | TPA042H4N*G |  | CH33-43+TDR+TXV | 12.5 | 15 | 9 | Yes | Yes | 2011-01-22 |  | 1
FALSE | TPA042H4N*G | 1606 | 4083458 | LENNOX INDUSTRIES, INC. | TPA042H4N*G | HP | Split System: Heat Pump with Remote Outdoor Unit-Air-Source | TPA042H4N*G |  | CH33-44/48+TDR+TXV | 12 | 14.5 | 9 | Yes | Yes | 2011-01-22 |  | 0
FALSE | TPA042H4N*G | 1606 | 4083459 | LENNOX INDUSTRIES, INC. | TPA042H4N*G | HP | Split System: Heat Pump with Remote Outdoor Unit-Air-Source | TPA042H4N*G |  | C33-60D+TDR+TXV | 12.5 | 15 | 9.2 | Yes | Yes | 2011-01-22 |  | 1
FALSE | TPA042H4N*G | 1606 | 4083460 | LENNOX INDUSTRIES, INC. | TPA042H4N*G | HP | Split System: Heat Pump with Remote Outdoor Unit-Air-Source | TPA042H4N*G |  | C33-62C+TDR+TXV | 12.5 | 15 | 9.2 | Yes | Yes | 2011-01-22 |  | 1
FALSE | TPA042H4N*G | 1606 | 4083461 | LENNOX INDUSTRIES, INC. | TPA042H4N*G | HP | Split System: Heat Pump with Remote Outdoor Unit-Air-Source | TPA042H4N*G |  | C33-62C+TDR+TXV | 12.5 | 15 | 9.2 | Yes | Yes | 2011-01-22 |  | 1
FALSE | TPA042H4N*G | 1606 | 4083462 | LENNOX INDUSTRIES, INC. | TPA042H4N*G | HP | Split System: Heat Pump with Remote Outdoor Unit-Air-Source | TPA042H4N*G |  | C33-62C+TDR+TXV | 12.5 | 15 | 9.5 | Yes | Yes | 2011-01-22 |  | 1
FALSE | TPA042H4N*G | 1606 | 4083463 | LENNOX INDUSTRIES, INC. | TPA042H4N*G | HP | Split System: Heat Pump with Remote Outdoor Unit-Air-Source | TPA042H4N*G |  | C33-62C+TDR+TXV | 13 | 15 | 9.5 | Yes | Yes | 2011-01-22 |  | 1
FALSE | TPA042H4N*G | 1606 | 4083464 | LENNOX INDUSTRIES, INC. | TPA042H4N*G | HP | Split System: Heat Pump with Remote Outdoor Unit-Air-Source | TPA042H4N*G |  | C33-62D+TDR+TXV | 13 | 15 | 9.2 | Yes | Yes | 2011-01-22 |  | 1
FALSE | TPA042H4N*G | 1606 | 4083466 | LENNOX INDUSTRIES, INC. | TPA042H4N*G | HP | Split System: Heat Pump with Remote Outdoor Unit-Air-Source | TPA042H4N*G |  | CH33-43+TDR+TXV | 12.5 | 14.5 | 8.7 | Yes | Yes | 2011-01-22 |  | 0
FALSE | TPA042H4N*G | 1606 | 4083485 | LENNOX INDUSTRIES, INC. | TPA042H4N*G | HP | Split System: Heat Pump with Remote Outdoor Unit-Air-Source | TPA042H4N*G |  | CX34-62C+TDR | 12.5 | 15 | 9.2 | Yes | Yes | 2011-01-22 |  | 1
FALSE | TPA042H4N*G | 1606 | 4083486 | LENNOX INDUSTRIES, INC. | TPA042H4N*G | HP | Split System: Heat Pump with Remote Outdoor Unit-Air-Source | TPA042H4N*G |  | CX34-62C+TDR | 12.5 | 15 | 9.2 | Yes | Yes | 2011-01-22 |  | 1
FALSE | TPA042H4N*G | 1606 | 4083487 | LENNOX INDUSTRIES, INC. | TPA042H4N*G | HP | Split System: Heat Pump with Remote Outdoor Unit-Air-Source | TPA042H4N*G |  | CX34-62C+TDR | 12.5 | 15 | 9.5 | Yes | Yes | 2011-01-22 |  | 1
FALSE | TPA042H4N*G | 1606 | 4083488 | LENNOX INDUSTRIES, INC. | TPA042H4N*G | HP | Split System: Heat Pump with Remote Outdoor Unit-Air-Source | TPA042H4N*G |  | CX34-62C+TDR | 13 | 15 | 9.5 | Yes | Yes | 2011-01-22 |  | 1
FALSE | TPA042H4N*G | 1606 | 4083489 | LENNOX INDUSTRIES, INC. | TPA042H4N*G | HP | Split System: Heat Pump with Remote Outdoor Unit-Air-Source | TPA042H4N*G |  | CX34-62D+TDR | 13 | 15 | 9.2 | Yes | Yes | 2011-01-22 |  | 1
FALSE | TPA042H4N*G | 1606 | 4083490 | LENNOX INDUSTRIES, INC. | TPA042H4N*G | HP | Split System: Heat Pump with Remote Outdoor Unit-Air-Source | TPA042H4N*G |  | C33-49+TDR+TXV | 12.5 | 14.5 | 9 | Yes | Yes | 2011-01-22 |  | 0
FALSE | TPA042H4N*G | 1606 | 4083491 | LENNOX INDUSTRIES, INC. | TPA042H4N*G | HP | Split System: Heat Pump with Remote Outdoor Unit-Air-Source | TPA042H4N*G |  | C33-49+TDR+TXV | 12.5 | 14.5 | 9 | Yes | Yes | 2011-01-22 |  | 0
FALSE | TPA042H4N*G | 1606 | 4083493 | LENNOX INDUSTRIES, INC. | TPA042H4N*G | HP | Split System: Heat Pump with Remote Outdoor Unit-Air-Source | TPA042H4N*G |  | C33-49+TDR+TXV | 12.5 | 14.5 | 9 | Yes | Yes | 2011-01-22 |  | 0
FALSE | TPA042H4N*G | 1606 | 4083495 | LENNOX INDUSTRIES, INC. | TPA042H4N*G | HP | Split System: Heat Pump with Remote Outdoor Unit-Air-Source | TPA042H4N*G |  | C33-49+TDR+TXV | 12.5 | 15 | 9 | Yes | Yes | 2011-01-22 |  | 1
FALSE | TPA042H4N*G | 1606 | 4083496 | LENNOX INDUSTRIES, INC. | TPA042H4N*G | HP | Split System: Heat Pump with Remote Outdoor Unit-Air-Source | TPA042H4N*G |  | CH33-44/48+TDR+TXV | 12 | 14.5 | 9 | Yes | Yes | 2011-01-22 |  | 0
FALSE | TPA042H4N*G | 1606 | 4083498 | LENNOX INDUSTRIES, INC. | TPA042H4N*G | HP | Split System: Heat Pump with Remote Outdoor Unit-Air-Source | TPA042H4N*G |  | CH33-43+TDR+TXV | 12.5 | 14.5 | 9 | Yes | Yes | 2011-01-22 |  | 0
FALSE | TPA042H4N*G | 1606 | 4083499 | LENNOX INDUSTRIES, INC. | TPA042H4N*G | HP | Split System: Heat Pump with Remote Outdoor Unit-Air-Source | TPA042H4N*G |  | CX34-49+TDR | 12.5 | 15 | 9 | Yes | Yes | 2011-01-22 |  | 1
FALSE | TPA042H4N*G | 1606 | 4083501 | LENNOX INDUSTRIES, INC. | TPA042H4N*G | HP | Split System: Heat Pump with Remote Outdoor Unit-Air-Source | TPA042H4N*G |  | CX34-50/60C+TDR | 12.5 | 14.5 | 8.5 | Yes | Yes | 2011-01-22 |  | 0
FALSE | TPA042H4N*G | 1606 | 4083502 | LENNOX INDUSTRIES, INC. | TPA042H4N*G | HP | Split System: Heat Pump with Remote Outdoor Unit-Air-Source | TPA042H4N*G |  | CX34-62C+TDR | 13 | 15 | 9.5 | Yes | Yes | 2011-01-22 |  | 1
FALSE | TPA042H4N*G | 1606 | 4083504 | LENNOX INDUSTRIES, INC. | TPA042H4N*G | HP | Split System: Heat Pump with Remote Outdoor Unit-Air-Source | TPA042H4N*G |  | CH33-48+TDR+TXV | 12.5 | 14.5 | 8.5 | Yes | Yes | 2011-01-22 |  | 0
FALSE | TPA042H4N*G | 1606 | 4083506 | LENNOX INDUSTRIES, INC. | TPA042H4N*G | HP | Split System: Heat Pump with Remote Outdoor Unit-Air-Source | TPA042H4N*G |  | CH33-49+TDR+TXV | 12.5 | 14.5 | 9 | Yes | Yes | 2011-01-22 |  | 0
FALSE | TPA042H4N*G | 1606 | 4083507 | LENNOX INDUSTRIES, INC. | TPA042H4N*G | HP | Split System: Heat Pump with Remote Outdoor Unit-Air-Source | TPA042H4N*G |  | CH33-50/60C+TDR+TXV | 12.5 | 14.5 | 9 | Yes | Yes | 2011-01-22 |  | 0
FALSE | TPA042H4N*G | 1606 | 4083509 | LENNOX INDUSTRIES, INC. | TPA042H4N*G | HP | Split System: Heat Pump with Remote Outdoor Unit-Air-Source | TPA042H4N*G |  | CH33-43+TDR+TXV | 12.5 | 15 | 9 | Yes | Yes | 2011-01-22 |  | 1
FALSE | TPA048H4N*G | 1610 | 4083555 | LENNOX INDUSTRIES, INC. | TPA048H4N*Y | HP | Split System: Heat Pump with Remote Outdoor Unit-Air-Source | TPA048H4N*Y |  | CX34-62C+TDR | 12.5 | 15 | 8.5 | Yes | Yes | 2011-01-22 |  | 1
FALSE | TPA048H4N*G | 1610 | 4083581 | LENNOX INDUSTRIES, INC. | TPA048H4N*Y | HP | Split System: Heat Pump with Remote Outdoor Unit-Air-Source | TPA048H4N*Y |  | CX34-49+TDR | 12 | 14.5 | 8.2 | Yes | Yes | 2011-01-22 |  | Below V5.0 Req.
FALSE | TPA048H4N*G | 1610 | 4083582 | LENNOX INDUSTRIES, INC. | TPA048H4N*Y | HP | Split System: Heat Pump with Remote Outdoor Unit-Air-Source | TPA048H4N*Y |  | CX34-49+TDR | 12.5 | 14.5 | 8.2 | Yes | Yes | 2011-01-22 |  | Below V5.0 Req.
FALSE | TPA048H4N*G | 1610 | 4083583 | LENNOX INDUSTRIES, INC. | TPA048H4N*Y | HP | Split System: Heat Pump with Remote Outdoor Unit-Air-Source | TPA048H4N*Y |  | CX34-49+TDR | 12 | 14.5 | 8.2 | Yes | Yes | 2011-01-22 |  | Below V5.0 Req.
FALSE | TPA048H4N*G | 1610 | 4083584 | LENNOX INDUSTRIES, INC. | TPA048H4N*Y | HP | Split System: Heat Pump with Remote Outdoor Unit-Air-Source | TPA048H4N*Y |  | CX34-60D+TDR | 12.5 | 14.5 | 8.5 | Yes | Yes | 2011-01-22 |  | 0
FALSE | TPA048H4N*G | 1610 | 4083585 | LENNOX INDUSTRIES, INC. | TPA048H4N*Y | HP | Split System: Heat Pump with Remote Outdoor Unit-Air-Source | TPA048H4N*Y |  | CX34-62C+TDR | 12.5 | 14.5 | 8.7 | Yes | Yes | 2011-01-22 |  | 0
FALSE | TPA048H4N*G | 1610 | 4083586 | LENNOX INDUSTRIES, INC. | TPA048H4N*Y | HP | Split System: Heat Pump with Remote Outdoor Unit-Air-Source | TPA048H4N*Y |  | CX34-62C+TDR | 12.5 | 14.5 | 8.7 | Yes | Yes | 2011-01-22 |  | 0
FALSE | TPA048H4N*G | 1610 | 4083587 | LENNOX INDUSTRIES, INC. | TPA048H4N*Y | HP | Split System: Heat Pump with Remote Outdoor Unit-Air-Source | TPA048H4N*Y |  | CX34-62C+TDR | 12.5 | 14.5 | 8.7 | Yes | Yes | 2011-01-22 |  | 0
FALSE | TPA048H4N*G | 1610 | 4083588 | LENNOX INDUSTRIES, INC. | TPA048H4N*Y | HP | Split System: Heat Pump with Remote Outdoor Unit-Air-Source | TPA048H4N*Y |  | CX34-62D+TDR | 12.5 | 14.5 | 8.5 | Yes | Yes | 2011-01-22 |  | 0
FALSE | TPA048H4N*G | 1610 | 4083592 | LENNOX INDUSTRIES, INC. | TPA048H4N*G | HP | Split System: Heat Pump with Remote Outdoor Unit-Air-Source | TPA048H4N*G |  | CX34-62C+TDR | 12.5 | 15 | 8.5 | Yes | Yes | 2011-01-22 |  | 1
FALSE | TPA048H4N*G | 1610 | 4083593 | LENNOX INDUSTRIES, INC. | TPA048H4N*G | HP | Split System: Heat Pump with Remote Outdoor Unit-Air-Source | TPA048H4N*G |  | CX34-62C+TDR | 12.5 | 15 | 8.5 | Yes | Yes | 2011-01-22 |  | 1
FALSE | TPA048H4N*G | 1610 | 4083600 | LENNOX INDUSTRIES, INC. | TPA048H4N*G | HP | Split System: Heat Pump with Remote Outdoor Unit-Air-Source | TPA048H4N*G |  | CR33-50/60+TDR+TXV | 12 | 14.5 | 8.5 | Yes | Yes | 2011-01-22 |  | 0
FALSE | TPA048H4N*G | 1610 | 4083601 | LENNOX INDUSTRIES, INC. | TPA048H4N*G | HP | Split System: Heat Pump with Remote Outdoor Unit-Air-Source | TPA048H4N*G |  | CR33-50/60+TDR+TXV | 12.5 | 14.5 | 8.5 | Yes | Yes | 2011-01-22 |  | 0
FALSE | TPA048H4N*G | 1610 | 4083602 | LENNOX INDUSTRIES, INC. | TPA048H4N*G | HP | Split System: Heat Pump with Remote Outdoor Unit-Air-Source | TPA048H4N*G |  | C33-49+TDR+TXV | 12 | 14.5 | 8.2 | Yes | Yes | 2011-01-22 |  | Below V5.0 Req.
FALSE | TPA048H4N*G | 1610 | 4083603 | LENNOX INDUSTRIES, INC. | TPA048H4N*G | HP | Split System: Heat Pump with Remote Outdoor Unit-Air-Source | TPA048H4N*G |  | C33-49+TDR+TXV | 12.5 | 14.5 | 8.2 | Yes | Yes | 2011-01-22 |  | Below V5.0 Req.
FALSE | TPA048H4N*G | 1610 | 4083604 | LENNOX INDUSTRIES, INC. | TPA048H4N*G | HP | Split System: Heat Pump with Remote Outdoor Unit-Air-Source | TPA048H4N*G |  | C33-49+TDR+TXV | 12 | 14.5 | 8.2 | Yes | Yes | 2011-01-22 |  | Below V5.0 Req.
FALSE | TPA048H4N*G | 1610 | 4083605 | LENNOX INDUSTRIES, INC. | TPA048H4N*G | HP | Split System: Heat Pump with Remote Outdoor Unit-Air-Source | TPA048H4N*G |  | C33-60D+TDR+TXV | 12.5 | 14.5 | 8.5 | Yes | Yes | 2011-01-22 |  | 0
FALSE | TPA048H4N*G | 1610 | 4083606 | LENNOX INDUSTRIES, INC. | TPA048H4N*G | HP | Split System: Heat Pump with Remote Outdoor Unit-Air-Source | TPA048H4N*G |  | C33-62C+TDR+TXV | 12.5 | 14.5 | 8.7 | Yes | Yes | 2011-01-22 |  | 0
FALSE | TPA048H4N*G | 1610 | 4083607 | LENNOX INDUSTRIES, INC. | TPA048H4N*G | HP | Split System: Heat Pump with Remote Outdoor Unit-Air-Source | TPA048H4N*G |  | C33-62C+TDR+TXV | 12.5 | 14.5 | 8.7 | Yes | Yes | 2011-01-22 |  | 0
FALSE | TPA060H4N*Y | 1623 | 4083628 | LENNOX INDUSTRIES, INC. | TPA060H4N*Y | HP | Split System: Heat Pump with Remote Outdoor Unit-Air-Source | TPA060H4N*Y |  | CX34-62C+TDR | 12 | 14.5 | 8.5 | Yes | Yes | 2011-01-22 |  | 0
FALSE | TPA060H4N*Y | 1623 | 4083629 | LENNOX INDUSTRIES, INC. | TPA060H4N*Y | HP | Split System: Heat Pump with Remote Outdoor Unit-Air-Source | TPA060H4N*Y |  | CX34-62C+TDR | 12 | 14.5 | 8.5 | Yes | Yes | 2011-01-22 |  | 0
FALSE | TPA060H4N*Y | 1623 | 4083632 | LENNOX INDUSTRIES, INC. | TPA060H4N*Y | HP | Split System: Heat Pump with Remote Outdoor Unit-Air-Source | TPA060H4N*Y |  | CH23-68+TDR+TXV | 12 | 14.5 | 9 | Yes | Yes | 2011-01-22 |  | 0
FALSE | TPA060H4N*Y | 1623 | 4083633 | LENNOX INDUSTRIES, INC. | TPA060H4N*Y | HP | Split System: Heat Pump with Remote Outdoor Unit-Air-Source | TPA060H4N*Y |  | CH23-68+TDR+TXV | 12 | 14.5 | 9 | Yes | Yes | 2011-01-22 |  | 0
FALSE | TPA060H4N*Y | 1623 | 4083638 | LENNOX INDUSTRIES, INC. | TPA060H4N*Y | HP | Split System: Heat Pump with Remote Outdoor Unit-Air-Source | TPA060H4N*Y |  | C33-62C+TDR+TXV | 12 | 14.5 | 8.5 | Yes | Yes | 2011-01-22 |  | 0
FALSE | TPA060H4N*Y | 1623 | 4083640 | LENNOX INDUSTRIES, INC. | TPA060H4N*Y | HP | Split System: Heat Pump with Remote Outdoor Unit-Air-Source | TPA060H4N*Y |  | C33-62D+TDR+TXV | 12 | 14.5 | 8.2 | Yes | Yes | 2011-01-22 |  | Below V5.0 Req.
FALSE | TPA060H4N*Y | 1623 | 4083647 | LENNOX INDUSTRIES, INC. | TPA060H4N*Y | HP | Split System: Heat Pump with Remote Outdoor Unit-Air-Source | TPA060H4N*Y |  | CX34-62C+TDR | 12 | 14.5 | 8.5 | Yes | Yes | 2011-01-22 |  | 0
FALSE | TPA060H4N*Y | 1623 | 4083649 | LENNOX INDUSTRIES, INC. | TPA060H4N*Y | HP | Split System: Heat Pump with Remote Outdoor Unit-Air-Source | TPA060H4N*Y |  | CX34-62D+TDR | 12 | 14.5 | 8.2 | Yes | Yes | 2011-01-22 |  | Below V5.0 Req.
FALSE | TPA060H4N*Y | 1623 | 4083650 | LENNOX INDUSTRIES, INC. | TPA060H4N*Y | HP | Split System: Heat Pump with Remote Outdoor Unit-Air-Source | TPA060H4N*Y |  | CX34-62C+TDR | 12 | 14.5 | 8.5 | Yes | Yes | 2011-01-22 |  | 0
FALSE | TPA060H4N*Y | 1623 | 4083651 | LENNOX INDUSTRIES, INC. | TPA060H4N*Y | HP | Split System: Heat Pump with Remote Outdoor Unit-Air-Source | TPA060H4N*Y |  | CH23-68+TDR+TXV | 12 | 14.5 | 9 | Yes | Yes | 2011-01-22 |  | 0
FALSE | TPA060H4N*Y | 1623 | 4083653 | LENNOX INDUSTRIES, INC. | TPA060H4N*G | HP | Split System: Heat Pump with Remote Outdoor Unit-Air-Source | TPA060H4N*G |  | CX34-62C+TDR | 12 | 14.5 | 8.5 | Yes | Yes | 2011-01-22 |  | 0
FALSE | TPA060H4N*Y | 1623 | 4083654 | LENNOX INDUSTRIES, INC. | TPA060H4N*G | HP | Split System: Heat Pump with Remote Outdoor Unit-Air-Source | TPA060H4N*G |  | CX34-62C+TDR | 12 | 14.5 | 8.5 | Yes | Yes | 2011-01-22 |  | 0
FALSE | TPA060H4N*Y | 1623 | 4083657 | LENNOX INDUSTRIES, INC. | TPA060H4N*G | HP | Split System: Heat Pump with Remote Outdoor Unit-Air-Source | TPA060H4N*G |  | CH23-68+TDR+TXV | 12 | 14.5 | 9 | Yes | Yes | 2011-01-22 |  | 0
FALSE | TPA060H4N*Y | 1623 | 4083658 | LENNOX INDUSTRIES, INC. | TPA060H4N*G | HP | Split System: Heat Pump with Remote Outdoor Unit-Air-Source | TPA060H4N*G |  | CH23-68+TDR+TXV | 12 | 14.5 | 9 | Yes | Yes | 2011-01-22 |  | 0
FALSE | TPA060H4N*Y | 1623 | 4083663 | LENNOX INDUSTRIES, INC. | TPA060H4N*G | HP | Split System: Heat Pump with Remote Outdoor Unit-Air-Source | TPA060H4N*G |  | C33-62C+TDR+TXV | 12 | 14.5 | 8.5 | Yes | Yes | 2011-01-22 |  | 0
FALSE | TPA060H4N*Y | 1623 | 4083665 | LENNOX INDUSTRIES, INC. | TPA060H4N*G | HP | Split System: Heat Pump with Remote Outdoor Unit-Air-Source | TPA060H4N*G |  | C33-62D+TDR+TXV | 12 | 14.5 | 8.2 | Yes | Yes | 2011-01-22 |  | Below V5.0 Req.
FALSE | TPA060H4N*Y | 1623 | 4083672 | LENNOX INDUSTRIES, INC. | TPA060H4N*G | HP | Split System: Heat Pump with Remote Outdoor Unit-Air-Source | TPA060H4N*G |  | CX34-62C+TDR | 12 | 14.5 | 8.5 | Yes | Yes | 2011-01-22 |  | 0
FALSE | TPA060H4N*Y | 1623 | 4083674 | LENNOX INDUSTRIES, INC. | TPA060H4N*G | HP | Split System: Heat Pump with Remote Outdoor Unit-Air-Source | TPA060H4N*G |  | CX34-62D+TDR | 12 | 14.5 | 8.2 | Yes | Yes | 2011-01-22 |  | Below V5.0 Req.
FALSE | TPA060H4N*Y | 1623 | 4083675 | LENNOX INDUSTRIES, INC. | TPA060H4N*G | HP | Split System: Heat Pump with Remote Outdoor Unit-Air-Source | TPA060H4N*G |  | CX34-62C+TDR | 12 | 14.5 | 8.5 | Yes | Yes | 2011-01-22 |  | 0
FALSE | SPB060H4S48Y | 1652 | 4083762 | LENNOX INDUSTRIES, INC. | SPB060H4N45Y | HP | Split System: Heat Pump with Remote Outdoor Unit-Air-Source | SPB060H4N45Y |  | CR33-50/60+TDR+TXV | 12 | 15.5 | 8.7 | Yes | Yes | 2011-01-22 |  | 0
FALSE | SPB060H4S48Y | 1652 | 4083764 | LENNOX INDUSTRIES, INC. | SPB060H4N45Y | HP | Split System: Heat Pump with Remote Outdoor Unit-Air-Source | SPB060H4N45Y |  | CX34-62D+TDR | 12 | 15.7 | 8.7 | Yes | Yes | 2011-01-22 |  | 0
FALSE | 15PJL18 | 13 | 4093314 | RHEEM SALES COMPANY, INC. | 15PJL18 | HP | Split System: Heat Pump with Remote Outdoor Unit-Air-Source | 15PJL18 |  | RCFL-H*2417 | 12.5 | 15 | 8.2 | Yes | Yes | 2011-01-22 |  | Below V5.0 Req.
FALSE | 15PJL18 | 13 | 4093315 | RHEEM SALES COMPANY, INC. | 15PJL18 | HP | Split System: Heat Pump with Remote Outdoor Unit-Air-Source | 15PJL18 |  | RCFL-H*2417 | 12.5 | 15 | 8.2 | Yes | Yes | 2011-01-22 |  | Below V5.0 Req.
FALSE | 15PJL24 | 15 | 4093316 | RHEEM SALES COMPANY, INC. | 15PJL24 | HP | Split System: Heat Pump with Remote Outdoor Unit-Air-Source | 15PJL24 |  | RCFL-H*2417 | 12 | 14.5 | 8.2 | Yes | Yes | 2011-01-22 |  | Below V5.0 Req.
FALSE | 15PJL24 | 15 | 4093317 | RHEEM SALES COMPANY, INC. | 15PJL24 | HP | Split System: Heat Pump with Remote Outdoor Unit-Air-Source | 15PJL24 |  | RCFL-H*2417 | 12 | 14.5 | 8.2 | Yes | Yes | 2011-01-22 |  | Below V5.0 Req.
FALSE | 15PJL30 | 23 | 4093318 | RHEEM SALES COMPANY, INC. | 15PJL30 | HP | Split System: Heat Pump with Remote Outdoor Unit-Air-Source | 15PJL30 |  | RCFL-H*3617 | 12 | 14.5 | 8.2 | Yes | Yes | 2011-01-22 |  | Below V5.0 Req.
FALSE | 15PJL30 | 23 | 4093319 | RHEEM SALES COMPANY, INC. | 15PJL30 | HP | Split System: Heat Pump with Remote Outdoor Unit-Air-Source | 15PJL30 |  | RCFL-H*3617 | 12 | 14.5 | 8.2 | Yes | Yes | 2011-01-22 |  | Below V5.0 Req.
FALSE | 15PJL30 | 23 | 4093320 | RHEEM SALES COMPANY, INC. | 15PJL30 | HP | Split System: Heat Pump with Remote Outdoor Unit-Air-Source | 15PJL30 |  | RCFL-H*3617 | 12 | 14.5 | 8.2 | Yes | Yes | 2011-01-22 |  | Below V5.0 Req.
FALSE | 15PJL30 | 23 | 4093321 | RHEEM SALES COMPANY, INC. | 15PJL30 | HP | Split System: Heat Pump with Remote Outdoor Unit-Air-Source | 15PJL30 |  | RCFL-H*3617 | 12 | 14.5 | 8.2 | Yes | Yes | 2011-01-22 |  | Below V5.0 Req.
FALSE | 15PJL30 | 23 | 4093322 | RHEEM SALES COMPANY, INC. | 15PJL30 | HP | Split System: Heat Pump with Remote Outdoor Unit-Air-Source | 15PJL30 |  | RCFL-H*3621 | 12 | 14.5 | 8.2 | Yes | Yes | 2011-01-22 |  | Below V5.0 Req.
FALSE | 15PJL30 | 23 | 4093323 | RHEEM SALES COMPANY, INC. | 15PJL30 | HP | Split System: Heat Pump with Remote Outdoor Unit-Air-Source | 15PJL30 |  | RCFL-H*3621 | 12 | 14.5 | 8.2 | Yes | Yes | 2011-01-22 |  | Below V5.0 Req.
FALSE | 15PJL30 | 23 | 4093324 | RHEEM SALES COMPANY, INC. | 15PJL30 | HP | Split System: Heat Pump with Remote Outdoor Unit-Air-Source | 15PJL30 |  | RCFL-H*3621 | 12.5 | 15 | 8.5 | Yes | Yes | 2011-01-22 |  | 1
FALSE | 15PJL30 | 23 | 4093325 | RHEEM SALES COMPANY, INC. | 15PJL30 | HP | Split System: Heat Pump with Remote Outdoor Unit-Air-Source | 15PJL30 |  | RCFL-H*3621 | 12.5 | 15 | 8.5 | Yes | Yes | 2011-01-22 |  | 1
FALSE | 15PJL30 | 23 | 4093326 | RHEEM SALES COMPANY, INC. | 15PJL30 | HP | Split System: Heat Pump with Remote Outdoor Unit-Air-Source | 15PJL30 |  | RCFL-H*3621 | 12.5 | 15 | 8.5 | Yes | Yes | 2011-01-22 |  | 1
FALSE | 15PJL36 | 3135 | 4093329 | RHEEM SALES COMPANY, INC. | 15PJL36 | HP | Split System: Heat Pump with Remote Outdoor Unit-Air-Source | 15PJL36 |  | RCFL-H*3617 | 12 | 14.5 | 8.2 | Yes | Yes | 2011-01-22 |  | Below V5.0 Req.
FALSE | 15PJL36 | 3135 | 4093330 | RHEEM SALES COMPANY, INC. | 15PJL36 | HP | Split System: Heat Pump with Remote Outdoor Unit-Air-Source | 15PJL36 |  | RCFL-H*3617 | 12 | 14.5 | 8.2 | Yes | Yes | 2011-01-22 |  | Below V5.0 Req.
FALSE | 15PJL36 | 3135 | 4093333 | RHEEM SALES COMPANY, INC. | 15PJL36 | HP | Split System: Heat Pump with Remote Outdoor Unit-Air-Source | 15PJL36 |  | RCFL-H*3621 | 12 | 14.5 | 8.2 | Yes | Yes | 2011-01-22 |  | Below V5.0 Req.
FALSE | 15PJL36 | 3135 | 4093334 | RHEEM SALES COMPANY, INC. | 15PJL36 | HP | Split System: Heat Pump with Remote Outdoor Unit-Air-Source | 15PJL36 |  | RCFL-H*3621 | 12 | 14.5 | 8.2 | Yes | Yes | 2011-01-22 |  | Below V5.0 Req.
FALSE | 15PJL36 | 3135 | 4093335 | RHEEM SALES COMPANY, INC. | 15PJL36 | HP | Split System: Heat Pump with Remote Outdoor Unit-Air-Source | 15PJL36 |  | RCFL-H*3621 | 12 | 14.5 | 8.2 | Yes | Yes | 2011-01-22 |  | Below V5.0 Req.
FALSE | 15PJL18 | 13 | 4093548 | RUUD AIR CONDITIONING DIVISION | 14PJM18 | HP | Split System: Heat Pump with Remote Outdoor Unit-Air-Source | 14PJM18 |  | RCFL-H*2417 | 12 | 14.5 | 8.2 | Yes | Yes | 2011-03-08 |  | Below V5.0 Req.
FALSE | 15PJL18 | 13 | 4093549 | RUUD AIR CONDITIONING DIVISION | 14PJM18 | HP | Split System: Heat Pump with Remote Outdoor Unit-Air-Source | 14PJM18 |  | RCFL-H*2417 | 12 | 14.5 | 8.2 | Yes | Yes | 2011-03-08 |  | Below V5.0 Req.
FALSE | 14PJM24 | 3122 | 4093550 | RUUD AIR CONDITIONING DIVISION | 14PJM24 | HP | Split System: Heat Pump with Remote Outdoor Unit-Air-Source | 14PJM24 |  | RCFL-H*2417 | 12 | 14.5 | 8.2 | Yes | Yes | 2011-03-08 |  | Below V5.0 Req.
FALSE | 14PJM24 | 3122 | 4093551 | RUUD AIR CONDITIONING DIVISION | 14PJM24 | HP | Split System: Heat Pump with Remote Outdoor Unit-Air-Source | 14PJM24 |  | RCFL-H*2417 | 12 | 14.5 | 8.2 | Yes | Yes | 2011-03-08 |  | Below V5.0 Req.
FALSE | 14PJM30 | 27 | 4093556 | RUUD AIR CONDITIONING DIVISION | 14PJM30 | HP | Split System: Heat Pump with Remote Outdoor Unit-Air-Source | 14PJM30 |  | RCFL-H*3617 | 12 | 14.5 | 8.2 | Yes | Yes | 2011-03-08 |  | Below V5.0 Req.
FALSE | 14PJM30 | 27 | 4093557 | RUUD AIR CONDITIONING DIVISION | 14PJM30 | HP | Split System: Heat Pump with Remote Outdoor Unit-Air-Source | 14PJM30 |  | RCFL-H*3621 | 12 | 14.5 | 8.2 | Yes | Yes | 2011-03-08 |  | Below V5.0 Req.
FALSE | 14PJM30 | 27 | 4093558 | RUUD AIR CONDITIONING DIVISION | 14PJM30 | HP | Split System: Heat Pump with Remote Outdoor Unit-Air-Source | 14PJM30 |  | RCFL-H*3617 | 12 | 14.5 | 8.2 | Yes | Yes | 2011-03-08 |  | Below V5.0 Req.
FALSE | 14PJM30 | 27 | 4093559 | RUUD AIR CONDITIONING DIVISION | 14PJM30 | HP | Split System: Heat Pump with Remote Outdoor Unit-Air-Source | 14PJM30 |  | RCFL-H*3621 | 12 | 14.5 | 8.2 | Yes | Yes | 2011-03-08 |  | Below V5.0 Req.
FALSE | 14PJM36 | 3141 | 4093570 | RUUD AIR CONDITIONING DIVISION | 14PJM36 | HP | Split System: Heat Pump with Remote Outdoor Unit-Air-Source | 14PJM36 |  | RCFL-H*3621 | 12 | 14.5 | 8.2 | Yes | Yes | 2011-03-08 |  | Below V5.0 Req.
FALSE | 15PJL18 | 13 | 4093577 | RUUD AIR CONDITIONING DIVISION | 15PJL18 | HP | Split System: Heat Pump with Remote Outdoor Unit-Air-Source | 15PJL18 |  | RCFL-H*2417 | 12.5 | 15 | 8.2 | Yes | Yes | 2011-03-08 |  | Below V5.0 Req.
FALSE | 15PJL18 | 13 | 4093578 | RUUD AIR CONDITIONING DIVISION | 15PJL18 | HP | Split System: Heat Pump with Remote Outdoor Unit-Air-Source | 15PJL18 |  | RCFL-H*2417 | 12.5 | 15 | 8.2 | Yes | Yes | 2011-03-08 |  | Below V5.0 Req.
FALSE | 15PJL24 | 15 | 4093579 | RUUD AIR CONDITIONING DIVISION | 15PJL24 | HP | Split System: Heat Pump with Remote Outdoor Unit-Air-Source | 15PJL24 |  | RCFL-H*2417 | 12 | 14.5 | 8.2 | Yes | Yes | 2011-03-08 |  | Below V5.0 Req.
FALSE | 15PJL24 | 15 | 4093580 | RUUD AIR CONDITIONING DIVISION | 15PJL24 | HP | Split System: Heat Pump with Remote Outdoor Unit-Air-Source | 15PJL24 |  | RCFL-H*2417 | 12 | 14.5 | 8.2 | Yes | Yes | 2011-03-08 |  | Below V5.0 Req.
FALSE | 15PJL30 | 23 | 4093581 | RUUD AIR CONDITIONING DIVISION | 15PJL30 | HP | Split System: Heat Pump with Remote Outdoor Unit-Air-Source | 15PJL30 |  | RCFL-H*3617 | 12 | 14.5 | 8.2 | Yes | Yes | 2011-03-08 |  | Below V5.0 Req.
FALSE | 15PJL30 | 23 | 4093582 | RUUD AIR CONDITIONING DIVISION | 15PJL30 | HP | Split System: Heat Pump with Remote Outdoor Unit-Air-Source | 15PJL30 |  | RCFL-H*3621 | 12 | 14.5 | 8.2 | Yes | Yes | 2011-03-08 |  | Below V5.0 Req.
FALSE | 15PJL30 | 23 | 4093583 | RUUD AIR CONDITIONING DIVISION | 15PJL30 | HP | Split System: Heat Pump with Remote Outdoor Unit-Air-Source | 15PJL30 |  | RCFL-H*3617 | 12 | 14.5 | 8.2 | Yes | Yes | 2011-03-08 |  | Below V5.0 Req.
FALSE | 15PJL30 | 23 | 4093584 | RUUD AIR CONDITIONING DIVISION | 15PJL30 | HP | Split System: Heat Pump with Remote Outdoor Unit-Air-Source | 15PJL30 |  | RCFL-H*3621 | 12 | 14.5 | 8.2 | Yes | Yes | 2011-03-08 |  | Below V5.0 Req.
FALSE | 15PJL30 | 23 | 4093585 | RUUD AIR CONDITIONING DIVISION | 15PJL30 | HP | Split System: Heat Pump with Remote Outdoor Unit-Air-Source | 15PJL30 |  | RCFL-H*3617 | 12 | 14.5 | 8.2 | Yes | Yes | 2011-03-08 |  | Below V5.0 Req.
FALSE | 15PJL30 | 23 | 4093586 | RUUD AIR CONDITIONING DIVISION | 15PJL30 | HP | Split System: Heat Pump with Remote Outdoor Unit-Air-Source | 15PJL30 |  | RCFL-H*3621 | 12.5 | 15 | 8.5 | Yes | Yes | 2011-03-08 |  | 1
FALSE | 15PJL30 | 23 | 4093587 | RUUD AIR CONDITIONING DIVISION | 15PJL30 | HP | Split System: Heat Pump with Remote Outdoor Unit-Air-Source | 15PJL30 |  | RCFL-H*3617 | 12 | 14.5 | 8.2 | Yes | Yes | 2011-03-08 |  | Below V5.0 Req.
FALSE | 15PJL30 | 23 | 4093588 | RUUD AIR CONDITIONING DIVISION | 15PJL30 | HP | Split System: Heat Pump with Remote Outdoor Unit-Air-Source | 15PJL30 |  | RCFL-H*3621 | 12.5 | 15 | 8.5 | Yes | Yes | 2011-03-08 |  | 1
FALSE | 15PJL30 | 23 | 4093589 | RUUD AIR CONDITIONING DIVISION | 15PJL30 | HP | Split System: Heat Pump with Remote Outdoor Unit-Air-Source | 15PJL30 |  | RCFL-H*3621 | 12.5 | 15 | 8.5 | Yes | Yes | 2011-03-08 |  | 1
FALSE | 15PJL36 | 3135 | 4093594 | RUUD AIR CONDITIONING DIVISION | 15PJL36 | HP | Split System: Heat Pump with Remote Outdoor Unit-Air-Source | 15PJL36 |  | RCFL-H*3617 | 12 | 14.5 | 8.2 | Yes | Yes | 2011-03-08 |  | Below V5.0 Req.
FALSE | 15PJL36 | 3135 | 4093595 | RUUD AIR CONDITIONING DIVISION | 15PJL36 | HP | Split System: Heat Pump with Remote Outdoor Unit-Air-Source | 15PJL36 |  | RCFL-H*3621 | 12 | 14.5 | 8.2 | Yes | Yes | 2011-03-08 |  | Below V5.0 Req.
FALSE | 15PJL36 | 3135 | 4093596 | RUUD AIR CONDITIONING DIVISION | 15PJL36 | HP | Split System: Heat Pump with Remote Outdoor Unit-Air-Source | 15PJL36 |  | RCFL-H*3617 | 12 | 14.5 | 8.2 | Yes | Yes | 2011-03-08 |  | Below V5.0 Req.
FALSE | 15PJL36 | 3135 | 4093597 | RUUD AIR CONDITIONING DIVISION | 15PJL36 | HP | Split System: Heat Pump with Remote Outdoor Unit-Air-Source | 15PJL36 |  | RCFL-H*3621 | 12 | 14.5 | 8.2 | Yes | Yes | 2011-03-08 |  | Below V5.0 Req.
FALSE | 15PJL36 | 3135 | 4093598 | RUUD AIR CONDITIONING DIVISION | 15PJL36 | HP | Split System: Heat Pump with Remote Outdoor Unit-Air-Source | 15PJL36 |  | RCFL-H*3621 | 12 | 14.5 | 8.2 | Yes | Yes | 2011-03-08 |  | Below V5.0 Req.
FALSE | XP21-024-230-** | 1634 | 4094911 | LENNOX INDUSTRIES, INC. | XP21-024-230* | HP | Split System: Heat Pump with Remote Outdoor Unit-Air-Source | XP21-024-230* |  | CX34-31+TDR+TXV | 13 | 17.5 | 8.5 | Yes | Yes | 2011-01-22 |  | 1
FALSE | XP21-024-230-** | 1634 | 4094914 | LENNOX INDUSTRIES, INC. | XP21-024-230* | HP | Split System: Heat Pump with Remote Outdoor Unit-Air-Source | XP21-024-230* |  | CX34-31+TDR+TXV | 13.2 | 18.2 | 8.7 | Yes | Yes | 2011-01-22 |  | 1
FALSE | XP21-024-230-** | 1634 | 4094917 | LENNOX INDUSTRIES, INC. | XP21-024-230* | HP | Split System: Heat Pump with Remote Outdoor Unit-Air-Source | XP21-024-230* |  | CX34-38+TDR+TXV | 13.2 | 17.7 | 8.5 | Yes | Yes | 2011-01-22 |  | 1
FALSE | XP21-024-230-** | 1634 | 4094920 | LENNOX INDUSTRIES, INC. | XP21-024-230* | HP | Split System: Heat Pump with Remote Outdoor Unit-Air-Source | XP21-024-230* |  | CX34-44/48+TDR+TXV | 12.7 | 17.2 | 8.5 | Yes | Yes | 2011-01-22 |  | 1
FALSE | XP21-024-230-** | 1634 | 4094923 | LENNOX INDUSTRIES, INC. | XP21-024-230* | HP | Split System: Heat Pump with Remote Outdoor Unit-Air-Source | XP21-024-230* |  | CX34-44/48+TDR+TXV | 13.2 | 18 | 8.7 | Yes | Yes | 2011-01-22 |  | 1
FALSE | XP21-024-230-** | 1634 | 4094927 | LENNOX INDUSTRIES, INC. | XP21-024-230* | HP | Split System: Heat Pump with Remote Outdoor Unit-Air-Source | XP21-024-230* |  | CH33-31+TDR+TXV | 13.2 | 17.7 | 8.7 | Yes | Yes | 2011-01-22 |  | 1
FALSE | XP21-024-230-** | 1634 | 4094930 | LENNOX INDUSTRIES, INC. | XP21-024-230* | HP | Split System: Heat Pump with Remote Outdoor Unit-Air-Source | XP21-024-230* |  | CH33-42+TDR+TXV | 13.2 | 17.5 | 8.5 | Yes | Yes | 2011-01-22 |  | 1
FALSE | 4A6H7060A1 | 173 | 4147285 | AMERICAN STANDARD, INC. | 4A6H6060E1 | HP | Split System: Heat Pump with Remote Outdoor Unit-Air-Source | 4A6H6060E1 |  | 4TEE3F65B1 | 12 | 15.5 | 9 | Yes | Yes | 2011-01-22 |  | 0
FALSE | 4A6H7060A1 | 173 | 4147286 | TRANE | 4TWX6060E1 | HP | Split System: Heat Pump with Remote Outdoor Unit-Air-Source | 4A6H6060E1 |  | 4TEE3F65B1 | 12 | 15.5 | 9 | Yes | Yes | 2011-02-28 |  | 0
FALSE | 4TWX5049E1 | 2561 | 4148383 | TRANE | 4TWX5049E1 | HP | Split System: Heat Pump with Remote Outdoor Unit with No Indoor Fan --Air Source | 4TWX5049E1 |  | 4TXCD063BC3 | 12 | 15 | 8.5 | Yes | Yes | 2011-01-22 |  | 0
FALSE | XP17-048-230* | 1616 | 4150373 | LENNOX INDUSTRIES, INC. | XP17-048-230* | HP | Split System: Heat Pump with Remote Outdoor Unit-Air-Source | XP17-048-230* |  | C33-49+TDR+TXV | 12.2 | 14.7 | 8.5 | Yes | Yes | 2011-01-22 |  | 0
FALSE | XP17-048-230* | 1616 | 4150374 | LENNOX INDUSTRIES, INC. | XP17-048-230* | HP | Split System: Heat Pump with Remote Outdoor Unit-Air-Source | XP17-048-230* |  | CX34-49+TDR | 12.2 | 14.7 | 8.5 | Yes | Yes | 2011-01-22 |  | 0
FALSE | XP21-048-230-** | 1646 | 4150411 | LENNOX INDUSTRIES, INC. | XP21-048-230* | HP | Split System: Heat Pump with Remote Outdoor Unit-Air-Source | XP21-048-230* |  | CX34-49+TDR | 12.2 | 16.7 | 9.2 | Yes | Yes | 2011-01-22 |  | 0
FALSE | XP21-048-230-** | 1646 | 4150412 | LENNOX INDUSTRIES, INC. | XP21-048-230* | HP | Split System: Heat Pump with Remote Outdoor Unit-Air-Source | XP21-048-230* |  | CX34-49+TDR | 12.2 | 16.5 | 9 | Yes | Yes | 2011-01-22 |  | 0
FALSE | XP21-048-230-** | 1646 | 4150413 | LENNOX INDUSTRIES, INC. | XP21-048-230* | HP | Split System: Heat Pump with Remote Outdoor Unit-Air-Source | XP21-048-230* |  | CX34-49+TDR | 12.2 | 16.5 | 9 | Yes | Yes | 2011-01-22 |  | 0
FALSE | XP21-048-230-** | 1646 | 4150414 | LENNOX INDUSTRIES, INC. | XP21-048-230* | HP | Split System: Heat Pump with Remote Outdoor Unit-Air-Source | XP21-048-230* |  | CX34-62C+TDR | 12.5 | 17.5 | 9.2 | Yes | Yes | 2011-01-22 |  | 1
FALSE | XP21-048-230-** | 1646 | 4150415 | LENNOX INDUSTRIES, INC. | XP21-048-230* | HP | Split System: Heat Pump with Remote Outdoor Unit-Air-Source | XP21-048-230* |  | CX34-62C+TDR | 12.5 | 17.2 | 9.2 | Yes | Yes | 2011-01-22 |  | 1
FALSE | XP21-048-230-** | 1646 | 4150416 | LENNOX INDUSTRIES, INC. | XP21-048-230* | HP | Split System: Heat Pump with Remote Outdoor Unit-Air-Source | XP21-048-230* |  | CX34-62C+TDR | 12.5 | 17.2 | 9.2 | Yes | Yes | 2011-01-22 |  | 1
FALSE | XP21-048-230-** | 1646 | 4150420 | LENNOX INDUSTRIES, INC. | XP21-048-230/* | HP | Split System: Heat Pump with Remote Outdoor Unit-Air-Source | XP21-048-230/* |  | CX34-62C+TDR | 12.5 | 17.5 | 8.2 | Yes | Yes | 2011-01-22 |  | Below V5.0 Req.
FALSE | XP21-048-230-** | 1646 | 4150421 | LENNOX INDUSTRIES, INC. | XP21-048-230/* | HP | Split System: Heat Pump with Remote Outdoor Unit-Air-Source | XP21-048-230/* |  | CX34-62C+TDR | 12.5 | 17.2 | 8.2 | Yes | Yes | 2011-01-22 |  | Below V5.0 Req.
FALSE | XP21-048-230-** | 1646 | 4150422 | LENNOX INDUSTRIES, INC. | XP21-048-230/* | HP | Split System: Heat Pump with Remote Outdoor Unit-Air-Source | XP21-048-230/* |  | CX34-62C+TDR | 12.5 | 17.2 | 8.2 | Yes | Yes | 2011-01-22 |  | Below V5.0 Req.
FALSE | XP21-024-230-** | 1634 | 4150423 | LENNOX INDUSTRIES, INC. | XP21-024-230* | HP | Split System: Heat Pump with Remote Outdoor Unit-Air-Source | XP21-024-230* |  | CX34-44/48+TDR | 13 | 17.7 | 8.7 | Yes | Yes | 2011-01-22 |  | 1
FALSE | XP21-024-230-** | 1634 | 4150424 | LENNOX INDUSTRIES, INC. | XP21-024-230* | HP | Split System: Heat Pump with Remote Outdoor Unit-Air-Source | XP21-024-230* |  | CH33-31B+TDR+TXV | 13.2 | 18.2 | 8.7 | Yes | Yes | 2011-01-22 |  | 1
FALSE | XP21-024-230-** | 1634 | 4150425 | LENNOX INDUSTRIES, INC. | XP21-024-230* | HP | Split System: Heat Pump with Remote Outdoor Unit-Air-Source | XP21-024-230* |  | CH33-42+TDR+TXV | 13.2 | 18.2 | 8.7 | Yes | Yes | 2011-01-22 |  | 1
FALSE | XP21-024-230-** | 1634 | 4150426 | LENNOX INDUSTRIES, INC. | XP21-024-230* | HP | Split System: Heat Pump with Remote Outdoor Unit-Air-Source | XP21-024-230* |  | CX34-38+TDR | 13.5 | 18.2 | 8.7 | Yes | Yes | 2011-01-22 |  | 1
FALSE | XP21-024-230-** | 1634 | 4150427 | LENNOX INDUSTRIES, INC. | XP21-024-230* | HP | Split System: Heat Pump with Remote Outdoor Unit-Air-Source | XP21-024-230* |  | CX34-31+TDR | 13.2 | 18 | 8.7 | Yes | Yes | 2011-01-22 |  | 1
FALSE | XP21-024-230-** | 1634 | 4150428 | LENNOX INDUSTRIES, INC. | XP21-024-230* | HP | Split System: Heat Pump with Remote Outdoor Unit-Air-Source | XP21-024-230* |  | CR33-50/60+TDR+TXV | 13.2 | 18.5 | 9.5 | Yes | Yes | 2011-01-22 |  | 2
FALSE | XP21-036-230-** | 1641 | 4150455 | LENNOX INDUSTRIES, INC. | XP21-036-230* | HP | Split System: Heat Pump with Remote Outdoor Unit-Air-Source | XP21-036-230* |  | CH33-49+TDR+TXV | 12.5 | 17.5 | 9.5 | Yes | Yes | 2011-01-22 |  | 1
FALSE | XP21-036-230-** | 1641 | 4150456 | LENNOX INDUSTRIES, INC. | XP21-036-230* | HP | Split System: Heat Pump with Remote Outdoor Unit-Air-Source | XP21-036-230* |  | CH33-50/60C+TDR+TXV | 12.2 | 17.2 | 9.5 | Yes | Yes | 2011-01-22 |  | 0
FALSE | XP21-036-230-** | 1641 | 4150457 | LENNOX INDUSTRIES, INC. | XP21-036-230* | HP | Split System: Heat Pump with Remote Outdoor Unit-Air-Source | XP21-036-230* |  | CR33-50/60+TDR+TXV | 12.7 | 17.2 | 9.7 | Yes | Yes | 2011-01-22 |  | 1
FALSE | XP21-036-230-** | 1641 | 4150458 | LENNOX INDUSTRIES, INC. | XP21-036-230* | HP | Split System: Heat Pump with Remote Outdoor Unit-Air-Source | XP21-036-230* |  | CR33-50/60+TDR+TXV | 12.7 | 17.5 | 9.7 | Yes | Yes | 2011-01-22 |  | 1
FALSE | XP21-036-230-** | 1641 | 4150465 | LENNOX INDUSTRIES, INC. | XP21-036-230/* | HP | Split System: Heat Pump with Remote Outdoor Unit-Air-Source | XP21-036-230/* |  | CH33-49+TDR+TXV | 12.5 | 17.2 | 8.2 | Yes | Yes | 2011-01-22 |  | Below V5.0 Req.
FALSE | XP21-036-230-** | 1641 | 4150468 | LENNOX INDUSTRIES, INC. | XP21-036-230/* | HP | Split System: Heat Pump with Remote Outdoor Unit-Air-Source | XP21-036-230/* |  | CX34-49+TDR | 12.2 | 17 | 8.2 | Yes | Yes | 2011-01-22 |  | Below V5.0 Req.
FALSE | XP21-036-230-** | 1641 | 4150470 | LENNOX INDUSTRIES, INC. | XP21-036-230/* | HP | Split System: Heat Pump with Remote Outdoor Unit-Air-Source | XP21-036-230/* |  | CH33-50/60C+TDR+TXV | 12.2 | 17.2 | 8.2 | Yes | Yes | 2011-01-22 |  | Below V5.0 Req.
FALSE | XP21-036-230-** | 1641 | 4150471 | LENNOX INDUSTRIES, INC. | XP21-036-230/* | HP | Split System: Heat Pump with Remote Outdoor Unit-Air-Source | XP21-036-230/* |  | CR33-50/60+TDR+TXV | 12.5 | 17.2 | 8.2 | Yes | Yes | 2011-01-22 |  | Below V5.0 Req.
FALSE | XP21-036-230-** | 1641 | 4150473 | LENNOX INDUSTRIES, INC. | XP21-036-230/* | HP | Split System: Heat Pump with Remote Outdoor Unit-Air-Source | XP21-036-230/* |  | CH33-43C+TDR+TXV | 12.2 | 16.7 | 8.2 | Yes | Yes | 2011-01-22 |  | Below V5.0 Req.
FALSE | XP21-036-230-** | 1641 | 4150474 | LENNOX INDUSTRIES, INC. | XP21-036-230/* | HP | Split System: Heat Pump with Remote Outdoor Unit-Air-Source | XP21-036-230/* |  | CH33-48+TDR+TXV | 12.2 | 16.7 | 8.2 | Yes | Yes | 2011-01-22 |  | Below V5.0 Req.
FALSE | XP21-036-230-** | 1641 | 4150475 | LENNOX INDUSTRIES, INC. | XP21-036-230/* | HP | Split System: Heat Pump with Remote Outdoor Unit-Air-Source | XP21-036-230/* |  | CX34-43+TDR | 12.2 | 16.7 | 8.2 | Yes | Yes | 2011-01-22 |  | Below V5.0 Req.
FALSE | XP21-036-230-** | 1641 | 4150477 | LENNOX INDUSTRIES, INC. | XP21-036-230/* | HP | Split System: Heat Pump with Remote Outdoor Unit-Air-Source | XP21-036-230/* |  | CX34-49+TDR | 12.2 | 17.2 | 8.2 | Yes | Yes | 2011-01-22 |  | Below V5.0 Req.
FALSE | XP21-036-230-** | 1641 | 4150479 | LENNOX INDUSTRIES, INC. | XP21-036-230/* | HP | Split System: Heat Pump with Remote Outdoor Unit-Air-Source | XP21-036-230/* |  | CH33-49+TDR+TXV | 12.5 | 17.5 | 8.2 | Yes | Yes | 2011-01-22 |  | Below V5.0 Req.
FALSE | XP21-036-230-** | 1641 | 4150480 | LENNOX INDUSTRIES, INC. | XP21-036-230/* | HP | Split System: Heat Pump with Remote Outdoor Unit-Air-Source | XP21-036-230/* |  | CH33-50/60C+TDR+TXV | 12.2 | 17.2 | 8.2 | Yes | Yes | 2011-01-22 |  | Below V5.0 Req.
FALSE | XP21-036-230-** | 1641 | 4150481 | LENNOX INDUSTRIES, INC. | XP21-036-230/* | HP | Split System: Heat Pump with Remote Outdoor Unit-Air-Source | XP21-036-230/* |  | CR33-50/60+TDR+TXV | 12.7 | 17.2 | 8.2 | Yes | Yes | 2011-01-22 |  | Below V5.0 Req.
FALSE | XP21-036-230-** | 1641 | 4150482 | LENNOX INDUSTRIES, INC. | XP21-036-230/* | HP | Split System: Heat Pump with Remote Outdoor Unit-Air-Source | XP21-036-230/* |  | CR33-50/60+TDR+TXV | 12.7 | 17.5 | 8.2 | Yes | Yes | 2011-01-22 |  | Below V5.0 Req.
FALSE | XP21-048-230-** | 1646 | 4150483 | LENNOX INDUSTRIES, INC. | XP21-048-230* | HP | Split System: Heat Pump with Remote Outdoor Unit-Air-Source | XP21-048-230* |  | CH33-49+TDR+TXV | 12 | 16.7 | 8.5 | Yes | Yes | 2011-01-22 |  | 0
FALSE | XP21-048-230-** | 1646 | 4150484 | LENNOX INDUSTRIES, INC. | XP21-048-230* | HP | Split System: Heat Pump with Remote Outdoor Unit-Air-Source | XP21-048-230* |  | CH33-50/60C+TDR+TXV | 12 | 16.7 | 8.5 | Yes | Yes | 2011-01-22 |  | 0
TRUE | 4TWB4024E1 | 2408 | 4151170 | TRANE | 4TWB4024E1 | HP | Split System: Heat Pump with Remote Outdoor Unit-Air-Source | 4TWB4024E1 |  | GAM5A0A24M21 | 12.5 | 15 | 8.5 | Yes | Yes | 2011-01-22 |  | 1
TRUE | 4TWB4030E1 | 2420 | 4151173 | TRANE | 4TWB4030E1 | HP | Split System: Heat Pump with Remote Outdoor Unit-Air-Source | 4TWB4030E1 |  | GAM5A0B30M21 | 12.5 | 15 | 8.5 | Yes | Yes | 2011-01-22 |  | 1
TRUE | 4TWB4036E1 | 2481 | 4151176 | TRANE | 4TWB4036E1 | HP | Split System: Heat Pump with Remote Outdoor Unit-Air-Source | 4TWB4036E1 |  | GAM5A0B36M31 | 12.5 | 15 | 8.5 | Yes | Yes | 2011-01-22 |  | 1
TRUE | 4TWB4042E1 | 2551 | 4151178 | TRANE | 4TWB4042E1 | HP | Split System: Heat Pump with Remote Outdoor Unit-Air-Source | 4TWB4042E1 |  | GAM5A0C42M31 | 12.5 | 15 | 8.5 | Yes | Yes | 2011-01-22 |  | 1
FALSE | 4TWB4049E1 | 2559 | 4151183 | TRANE | 4TWB4049E1 | HP | Split System: Heat Pump with Remote Outdoor Unit-Air-Source | 4TWB4049E1 |  | GAM5A0C42M31 | 12.5 | 15 | 8.5 | Yes | Yes | 2011-01-22 |  | 1
FALSE | 4TWB4049E1 | 2559 | 4151184 | TRANE | 4TWB4049E1 | HP | Split System: Heat Pump with Remote Outdoor Unit-Air-Source | 4TWB4049E1 |  | GAM5A0C48M41 | 12.5 | 15 | 8.5 | Yes | Yes | 2011-01-22 |  | 1
FALSE | 4TWB4049E1 | 2559 | 4151185 | TRANE | 4TWB4049E1 | HP | Split System: Heat Pump with Remote Outdoor Unit-Air-Source | 4TWB4049E1 |  | GAM5A0C60M51 | 12 | 15 | 8.5 | Yes | Yes | 2011-01-22 |  | 0
TRUE | 4TWR5018E1 | 2394 | 4151201 | TRANE | 4TWR5018E1 | HP | Split System: Heat Pump with Remote Outdoor Unit-Air-Source | 4TWR5018E1 |  | GAM5A0A18M11 | 13.5 | 16.25 | 8.5 | Yes | Yes | 2011-01-22 |  | 1
TRUE | 4TWR5024E1 | 2409 | 4151203 | TRANE | 4TWR5024E1 | HP | Split System: Heat Pump with Remote Outdoor Unit-Air-Source | 4TWR5024E1 |  | GAM5A0A24M21 | 13 | 15.25 | 8.5 | Yes | Yes | 2011-01-22 |  | 1
TRUE | 4TWR5030E1 | 2421 | 4151206 | TRANE | 4TWR5030E1 | HP | Split System: Heat Pump with Remote Outdoor Unit-Air-Source | 4TWR5030E1 |  | GAM5A0B30M21 | 13 | 15.75 | 9 | Yes | Yes | 2011-01-22 |  | 1
TRUE | 4TWX5042A1 | 2550 | 4151234 | TRANE | 4TWX5042A1 | HP | Split System: Heat Pump with Remote Outdoor Unit-Air-Source | 4TWX5042A1 |  | GAM5A0C42M31 | 12.5 | 15.25 | 8.5 | Yes | Yes | 2011-01-22 |  | 1
FALSE | 4TWX5049E1 | 2561 | 4151236 | TRANE | 4TWX5049E1 | HP | Split System: Heat Pump with Remote Outdoor Unit-Air-Source | 4TWX5049E1 |  | GAM5A0C42M31 | 12.5 | 15.75 | 8.5 | Yes | Yes | 2011-01-22 |  | 1
FALSE | 4TWX5049E1 | 2561 | 4151237 | TRANE | 4TWX5049E1 | HP | Split System: Heat Pump with Remote Outdoor Unit-Air-Source | 4TWX5049E1 |  | GAM5A0C48M41 | 12.5 | 15.5 | 8.5 | Yes | Yes | 2011-01-22 |  | 1
FALSE | 4TWX5049E1 | 2561 | 4151238 | TRANE | 4TWX5049E1 | HP | Split System: Heat Pump with Remote Outdoor Unit-Air-Source | 4TWX5049E1 |  | GAM5A0C60M51 | 12.5 | 15 | 8.5 | Yes | Yes | 2011-01-22 |  | 1
TRUE | 4TWB4018E1 | 2393 | 4151270 | AMERICAN STANDARD, INC. | 4A6B4018E1 | HP | Split System: Heat Pump with Remote Outdoor Unit-Air-Source | 4TWB4018E1 |  | GAM5A0A18M11 | 12.5 | 15 | 8.5 | Yes | Yes | 2011-02-28 |  | 1
TRUE | 4TWB4024E1 | 2408 | 4151272 | AMERICAN STANDARD, INC. | 4A6B4024E1 | HP | Split System: Heat Pump with Remote Outdoor Unit-Air-Source | 4TWB4024E1 |  | GAM5A0A24M21 | 12.5 | 15 | 8.5 | Yes | Yes | 2011-02-28 |  | 1
TRUE | 4TWB4030E1 | 2420 | 4151275 | AMERICAN STANDARD, INC. | 4A6B4030E1 | HP | Split System: Heat Pump with Remote Outdoor Unit-Air-Source | 4TWB4030E1 |  | GAM5A0B30M21 | 12.5 | 15 | 8.5 | Yes | Yes | 2011-02-28 |  | 1
TRUE | 4TWB4036E1 | 2481 | 4151278 | AMERICAN STANDARD, INC. | 4A6B4036E1 | HP | Split System: Heat Pump with Remote Outdoor Unit-Air-Source | 4TWB4036E1 |  | GAM5A0B36M31 | 12.5 | 15 | 8.5 | Yes | Yes | 2011-02-28 |  | 1
TRUE | 4TWB4042E1 | 2551 | 4151280 | AMERICAN STANDARD, INC. | 4A6B4042E1 | HP | Split System: Heat Pump with Remote Outdoor Unit-Air-Source | 4TWB4042E1 |  | GAM5A0C42M31 | 12.5 | 15 | 8.5 | Yes | Yes | 2011-02-28 |  | 1
FALSE | 4TWB4049E1 | 2559 | 4151285 | AMERICAN STANDARD, INC. | 4A6B4049E1 | HP | Split System: Heat Pump with Remote Outdoor Unit-Air-Source | 4TWB4049E1 |  | GAM5A0C42M31 | 12.5 | 15 | 8.5 | Yes | Yes | 2011-02-28 |  | 1
FALSE | 4TWB4049E1 | 2559 | 4151286 | AMERICAN STANDARD, INC. | 4A6B4049E1 | HP | Split System: Heat Pump with Remote Outdoor Unit-Air-Source | 4TWB4049E1 |  | GAM5A0C48M41 | 12.5 | 15 | 8.5 | Yes | Yes | 2011-02-28 |  | 1
FALSE | 4TWB4049E1 | 2559 | 4151287 | AMERICAN STANDARD, INC. | 4A6B4049E1 | HP | Split System: Heat Pump with Remote Outdoor Unit-Air-Source | 4TWB4049E1 |  | GAM5A0C60M51 | 12 | 15 | 8.5 | Yes | Yes | 2011-02-28 |  | 0
TRUE | 4TWR5018E1 | 2394 | 4151303 | AMERICAN STANDARD, INC. | 4A6H5018E1 | HP | Split System: Heat Pump with Remote Outdoor Unit-Air-Source | 4TWR5018E1 |  | GAM5A0A18M11 | 13.5 | 16.25 | 8.5 | Yes | Yes | 2011-02-28 |  | 1
TRUE | 4TWR5024E1 | 2409 | 4151305 | AMERICAN STANDARD, INC. | 4A6H5024E1 | HP | Split System: Heat Pump with Remote Outdoor Unit-Air-Source | 4TWR5024E1 |  | GAM5A0A24M21 | 13 | 15.25 | 8.5 | Yes | Yes | 2011-02-28 |  | 1
TRUE | 4TWR5030E1 | 2421 | 4151308 | AMERICAN STANDARD, INC. | 4A6H5030E1 | HP | Split System: Heat Pump with Remote Outdoor Unit-Air-Source | 4TWR5030E1 |  | GAM5A0B30M21 | 13 | 15.75 | 9 | Yes | Yes | 2011-02-28 |  | 1
TRUE | 4TWR5036E1 | 2477 | 4151311 | AMERICAN STANDARD, INC. | 4A6H5036E1 | HP | Split System: Heat Pump with Remote Outdoor Unit-Air-Source | 4TWR5036E1 |  | GAM5A0B36M31 | 12.5 | 15 | 8.5 | Yes | Yes | 2011-02-28 |  | 1
TRUE | 4TWR5042E1 | 2555 | 4151313 | AMERICAN STANDARD, INC. | 4A6H5042E1 | HP | Split System: Heat Pump with Remote Outdoor Unit-Air-Source | 4TWR5042E1 |  | GAM5A0C42M31 | 12.5 | 15.25 | 8.5 | Yes | Yes | 2011-02-28 |  | 1
FALSE | 4A6H7048A1 | 172 | 4166527 | TRANE | 4TWX6048E1 | HP | Split System: Heat Pump with Remote Outdoor Unit-Air-Source | 4A6H6048E1 |  | 4TXCD061BC3 | 12 | 16 | 8.5 | Yes | Yes | 2011-02-28 |  | 0
FALSE | 4A6H7048A1 | 172 | 4166528 | TRANE | 4TWX6048E1 | HP | Split System: Heat Pump with Remote Outdoor Unit-Air-Source | 4A6H6048E1 |  | 4TXCD063BC3 | 12.5 | 16 | 8.5 | Yes | Yes | 2011-02-28 |  | 1
FALSE | 4A6H7048A1 | 172 | 4166529 | TRANE | 4TWX6048E1 | HP | Split System: Heat Pump with Remote Outdoor Unit-Air-Source | 4A6H6048E1 |  | 4TXCD064BC3 | 12 | 16 | 8.5 | Yes | Yes | 2011-02-28 |  | 0
FALSE | 4A6H7048A1 | 172 | 4166531 | TRANE | 4TWX6048E1 | HP | Split System: Heat Pump with Remote Outdoor Unit-Air-Source | 4A6H6048E1 |  | 4TXFH063CZ3 | 12.5 | 16.5 | 8.5 | Yes | Yes | 2011-02-28 |  | 1
FALSE | 4A6H7048A1 | 172 | 4176441 | AMERICAN STANDARD, INC. | 4A6H6048E1 | HP | Split System: Heat Pump with Remote Outdoor Unit-Air-Source | 4A6H6048E1 |  | 4TXAD061BC3 | 12 | 16 | 8.5 | Yes | Yes | 2011-01-22 |  | 0
FALSE | 4A6H7048A1 | 172 | 4176442 | AMERICAN STANDARD, INC. | 4A6H6048E1 | HP | Split System: Heat Pump with Remote Outdoor Unit-Air-Source | 4A6H6048E1 |  | 4TXAD064BC3 | 12 | 16 | 8.5 | Yes | Yes | 2011-01-22 |  | 0
FALSE | 4A6H7048A1 | 172 | 4176443 | AMERICAN STANDARD, INC. | 4A6H6048E1 | HP | Split System: Heat Pump with Remote Outdoor Unit-Air-Source | 4A6H6048E1 |  | 4TXCC008CC3 | 12 | 16 | 8.5 | Yes | Yes | 2011-01-22 |  | 0
FALSE | 4A6H7048A1 | 172 | 4176447 | AMERICAN STANDARD, INC. | 4A6H6048E1 | HP | Split System: Heat Pump with Remote Outdoor Unit-Air-Source | 4A6H6048E1 |  | 4TXCC060BC3 | 12 | 15.5 | 8.5 | Yes | Yes | 2011-01-22 |  | 0
FALSE | 4A6H7048A1 | 172 | 4176448 | AMERICAN STANDARD, INC. | 4A6H6048E1 | HP | Split System: Heat Pump with Remote Outdoor Unit-Air-Source | 4A6H6048E1 |  | 4TXCD009CC3 | 12 | 16 | 8.5 | Yes | Yes | 2011-01-22 |  | 0
FALSE | 4A6H7048A1 | 172 | 4176451 | AMERICAN STANDARD, INC. | 4A6H6048E1 | HP | Split System: Heat Pump with Remote Outdoor Unit-Air-Source | 4A6H6048E1 |  | 4TXCD061BC3 | 12 | 16 | 8.5 | Yes | Yes | 2011-01-22 |  | 0
FALSE | 4A6H7048A1 | 172 | 4176452 | AMERICAN STANDARD, INC. | 4A6H6048E1 | HP | Split System: Heat Pump with Remote Outdoor Unit-Air-Source | 4A6H6048E1 |  | 4TXCD063BC3 | 12.5 | 16.5 | 8.5 | Yes | Yes | 2011-01-22 |  | 1
FALSE | 4A6H7048A1 | 172 | 4176453 | AMERICAN STANDARD, INC. | 4A6H6048E1 | HP | Split System: Heat Pump with Remote Outdoor Unit-Air-Source | 4A6H6048E1 |  | 4TXCD064BC3 | 12 | 16 | 8.5 | Yes | Yes | 2011-01-22 |  | 0
FALSE | 4A6H7048A1 | 172 | 4176456 | AMERICAN STANDARD, INC. | 4A6H6048E1 | HP | Split System: Heat Pump with Remote Outdoor Unit-Air-Source | 4A6H6048E1 |  | 4TXFH063CZ3 | 12.5 | 16.5 | 8.5 | Yes | Yes | 2011-01-22 |  | 1
FALSE | 4A6H7048A1 | 172 | 4177921 | TRANE | 4TWX6048E1 | HP | Split System: Heat Pump with Remote Outdoor Unit-Air-Source | 4A6H6048E1 |  | 4TXCD061BC3 | 12 | 16 | 8.5 | Yes | Yes | 2011-02-28 |  | 0
FALSE | 4A6H7048A1 | 172 | 4177922 | TRANE | 4TWX6048E1 | HP | Split System: Heat Pump with Remote Outdoor Unit-Air-Source | 4A6H6048E1 |  | 4TXCD063BC3 | 12.5 | 16.5 | 8.5 | Yes | Yes | 2011-02-28 |  | 1
FALSE | 4A6H7048A1 | 172 | 4177923 | TRANE | 4TWX6048E1 | HP | Split System: Heat Pump with Remote Outdoor Unit-Air-Source | 4A6H6048E1 |  | 4TXCD064BC3 | 12 | 16 | 8.5 | Yes | Yes | 2011-02-28 |  | 0
FALSE | 4A6H7048A1 | 172 | 4177926 | TRANE | 4TWX6048E1 | HP | Split System: Heat Pump with Remote Outdoor Unit-Air-Source | 4A6H6048E1 |  | 4TXFH063CZ3 | 12.5 | 16.5 | 8.5 | Yes | Yes | 2011-02-28 |  | 1
FALSE | 4A6H7048A1 | 172 | 4177907 | TRANE | 4TWX6048E1 | HP | Split System: Heat Pump with Remote Outdoor Unit-Air-Source | 4A6H6048E1 |  | 4TXAC060BC3 | 12 | 15.5 | 8.5 | Yes | Yes | 2011-02-28 |  | 0
FALSE | 4A6H7048A1 | 172 | 4177909 | TRANE | 4TWX6048E1 | HP | Split System: Heat Pump with Remote Outdoor Unit-Air-Source | 4A6H6048E1 |  | 4TXAD061BC3 | 12 | 16 | 8.5 | Yes | Yes | 2011-02-28 |  | 0
FALSE | 4A6H7048A1 | 172 | 4177910 | TRANE | 4TWX6048E1 | HP | Split System: Heat Pump with Remote Outdoor Unit-Air-Source | 4A6H6048E1 |  | 4TXAD064BC3 | 12 | 16 | 8.5 | Yes | Yes | 2011-02-28 |  | 0
FALSE | 4A6H7048A1 | 172 | 4177911 | TRANE | 4TWX6048E1 | HP | Split System: Heat Pump with Remote Outdoor Unit-Air-Source | 4A6H6048E1 |  | 4TXCC008CC3 | 12 | 16 | 8.5 | Yes | Yes | 2011-02-28 |  | 0
FALSE | 4A6H7048A1 | 172 | 4177916 | TRANE | 4TWX6048E1 | HP | Split System: Heat Pump with Remote Outdoor Unit-Air-Source | 4A6H6048E1 |  | 4TXCC060BC3 | 12 | 15.5 | 8.5 | Yes | Yes | 2011-02-28 |  | 0
FALSE | 4A6H7048A1 | 172 | 4177917 | TRANE | 4TWX6048E1 | HP | Split System: Heat Pump with Remote Outdoor Unit-Air-Source | 4A6H6048E1 |  | 4TXCD009CC3 | 12 | 16 | 8.5 | Yes | Yes | 2011-02-28 |  | 0
FALSE | 4A6H7048A1 | 172 | 4180818 | AMERICAN STANDARD, INC. | 4A6H6048E1 | HP | Split System: Heat Pump with Remote Outdoor Unit-Air-Source | 4A6H6048E1 |  | 4TXAD061BC3 | 12 | 16 | 8.5 | Yes | Yes | 2011-01-22 |  | 0
FALSE | 4A6H7048A1 | 172 | 4180828 | AMERICAN STANDARD, INC. | 4A6H6048E1 | HP | Split System: Heat Pump with Remote Outdoor Unit-Air-Source | 4A6H6048E1 |  | 4TXCD061BC3 | 12 | 16 | 8.5 | Yes | Yes | 2011-01-22 |  | 0
FALSE | 4A6H7048A1 | 172 | 4180829 | AMERICAN STANDARD, INC. | 4A6H6048E1 | HP | Split System: Heat Pump with Remote Outdoor Unit-Air-Source | 4A6H6048E1 |  | 4TXCD063BC3 | 12.5 | 17 | 8.5 | Yes | Yes | 2011-01-22 |  | 1
FALSE | 4A6H7048A1 | 172 | 4180832 | AMERICAN STANDARD, INC. | 4A6H6048E1 | HP | Split System: Heat Pump with Remote Outdoor Unit-Air-Source | 4A6H6048E1 |  | 4TXFH063CZ3 | 12.5 | 16.5 | 8.5 | Yes | Yes | 2011-01-22 |  | 1
FALSE | 4A6H7048A1 | 172 | 4181664 | TRANE | 4TWX6048E1 | HP | Split System: Heat Pump with Remote Outdoor Unit-Air-Source | 4A6H6048E1 |  | 4TXAD061BC3 | 12 | 16 | 8.5 | Yes | Yes | 2011-02-28 |  | 0
FALSE | 4A6H7048A1 | 172 | 4181674 | TRANE | 4TWX6048E1 | HP | Split System: Heat Pump with Remote Outdoor Unit-Air-Source | 4A6H6048E1 |  | 4TXCD061BC3 | 12 | 16 | 8.5 | Yes | Yes | 2011-02-28 |  | 0
FALSE | 4A6H7048A1 | 172 | 4181675 | TRANE | 4TWX6048E1 | HP | Split System: Heat Pump with Remote Outdoor Unit-Air-Source | 4A6H6048E1 |  | 4TXCD063BC3 | 12.5 | 17 | 8.5 | Yes | Yes | 2011-02-28 |  | 1
FALSE | 4A6H7048A1 | 172 | 4181678 | TRANE | 4TWX6048E1 | HP | Split System: Heat Pump with Remote Outdoor Unit-Air-Source | 4A6H6048E1 |  | 4TXFH063CZ3 | 12.5 | 16.5 | 8.5 | Yes | Yes | 2011-02-28 |  | 1
FALSE | 4A6H7048A1 | 172 | 4182476 | AMERICAN STANDARD, INC. | 4A6H6048E1 | HP | Split System: Heat Pump with Remote Outdoor Unit-Air-Source | 4A6H6048E1 |  | 4TXAD050BC3 | 12 | 16 | 8.5 | Yes | Yes | 2011-01-22 |  | 0
FALSE | 4A6H7048A1 | 172 | 4182477 | AMERICAN STANDARD, INC. | 4A6H6048E1 | HP | Split System: Heat Pump with Remote Outdoor Unit-Air-Source | 4A6H6048E1 |  | 4TXAD061BC3 | 12 | 16 | 8.5 | Yes | Yes | 2011-01-22 |  | 0
FALSE | 4A6H7048A1 | 172 | 4182478 | AMERICAN STANDARD, INC. | 4A6H6048E1 | HP | Split System: Heat Pump with Remote Outdoor Unit-Air-Source | 4A6H6048E1 |  | 4TXAD064BC3 | 12 | 16 | 8.5 | Yes | Yes | 2011-01-22 |  | 0
FALSE | 4A6H7048A1 | 172 | 4182479 | AMERICAN STANDARD, INC. | 4A6H6048E1 | HP | Split System: Heat Pump with Remote Outdoor Unit-Air-Source | 4A6H6048E1 |  | 4TXCD009CC3 | 12 | 16 | 8.5 | Yes | Yes | 2011-01-22 |  | 0
FALSE | 4A6H7048A1 | 172 | 4182480 | AMERICAN STANDARD, INC. | 4A6H6048E1 | HP | Split System: Heat Pump with Remote Outdoor Unit-Air-Source | 4A6H6048E1 |  | 4TXCD010CC3 | 12 | 16 | 8.5 | Yes | Yes | 2011-01-22 |  | 0
FALSE | 4A6H7048A1 | 172 | 4182481 | AMERICAN STANDARD, INC. | 4A6H6048E1 | HP | Split System: Heat Pump with Remote Outdoor Unit-Air-Source | 4A6H6048E1 |  | 4TXCD050BC3 | 12 | 16 | 8.5 | Yes | Yes | 2011-01-22 |  | 0
FALSE | 4A6H7048A1 | 172 | 4183225 | TRANE | 4TWX6048E1 | HP | Split System: Heat Pump with Remote Outdoor Unit-Air-Source | 4A6H6048E1 |  | 4TXAD050BC3 | 12 | 16 | 8.5 | Yes | Yes | 2011-02-28 |  | 0
FALSE | 4A6H7048A1 | 172 | 4183226 | TRANE | 4TWX6048E1 | HP | Split System: Heat Pump with Remote Outdoor Unit-Air-Source | 4A6H6048E1 |  | 4TXAD061BC3 | 12 | 16 | 8.5 | Yes | Yes | 2011-02-28 |  | 0
FALSE | 4A6H7048A1 | 172 | 4183227 | TRANE | 4TWX6048E1 | HP | Split System: Heat Pump with Remote Outdoor Unit-Air-Source | 4A6H6048E1 |  | 4TXAD064BC3 | 12 | 16 | 8.5 | Yes | Yes | 2011-02-28 |  | 0
FALSE | 4A6H7048A1 | 172 | 4183228 | TRANE | 4TWX6048E1 | HP | Split System: Heat Pump with Remote Outdoor Unit-Air-Source | 4A6H6048E1 |  | 4TXCD009CC3 | 12 | 16 | 8.5 | Yes | Yes | 2011-02-28 |  | 0
FALSE | 4A6H7048A1 | 172 | 4183229 | TRANE | 4TWX6048E1 | HP | Split System: Heat Pump with Remote Outdoor Unit-Air-Source | 4A6H6048E1 |  | 4TXCD010CC3 | 12 | 16 | 8.5 | Yes | Yes | 2011-02-28 |  | 0
FALSE | 4A6H7048A1 | 172 | 4183230 | TRANE | 4TWX6048E1 | HP | Split System: Heat Pump with Remote Outdoor Unit-Air-Source | 4A6H6048E1 |  | 4TXCD050BC3 | 12 | 16 | 8.5 | Yes | Yes | 2011-02-28 |  | 0
FALSE | 4A6H7048A1 | 172 | 4183231 | TRANE | 4TWX6048E1 | HP | Split System: Heat Pump with Remote Outdoor Unit-Air-Source | 4A6H6048E1 |  | 4TXCD061BC3 | 12 | 16 | 8.5 | Yes | Yes | 2011-02-28 |  | 0
FALSE | 4A6H7048A1 | 172 | 4183232 | TRANE | 4TWX6048E1 | HP | Split System: Heat Pump with Remote Outdoor Unit-Air-Source | 4A6H6048E1 |  | 4TXCD063BC3 | 12.5 | 17 | 9 | Yes | Yes | 2011-02-28 |  | 1
FALSE | 4A6H7048A1 | 172 | 4183233 | TRANE | 4TWX6048E1 | HP | Split System: Heat Pump with Remote Outdoor Unit-Air-Source | 4A6H6048E1 |  | 4TXCD064BC3 | 12 | 16 | 8.5 | Yes | Yes | 2011-02-28 |  | 0
FALSE | 4A6H7048A1 | 172 | 4183235 | TRANE | 4TWX6048E1 | HP | Split System: Heat Pump with Remote Outdoor Unit-Air-Source | 4A6H6048E1 |  | 4TXFH063CZ3 | 12.5 | 16.5 | 8.5 | Yes | Yes | 2011-02-28 |  | 1
FALSE | XP17-024-230* | 1566 | 4188204 | LENNOX INDUSTRIES, INC. | XP17-024-230* | HP | Split System: Heat Pump with Remote Outdoor Unit-Air-Source | XP17-024-230* |  | C33-31+TDR+TXV | 14.2 | 17.2 | 9 | Yes | Yes | 2011-01-22 |  | 2
FALSE | XP17-030-230* | 1581 | 4188206 | LENNOX INDUSTRIES, INC. | XP17-030-230* | HP | Split System: Heat Pump with Remote Outdoor Unit-Air-Source | XP17-030-230* |  | C33-31+TDR+TXV | 13.5 | 16.2 | 8.7 | Yes | Yes | 2011-01-22 |  | 1
FALSE | XP17-030-230* | 1581 | 4188207 | LENNOX INDUSTRIES, INC. | XP17-030-230* | HP | Split System: Heat Pump with Remote Outdoor Unit-Air-Source | XP17-030-230* |  | C33-38+TDR+TXV | 13.5 | 16.2 | 8.7 | Yes | Yes | 2011-01-22 |  | 1
FALSE | XP17-030-230* | 1581 | 4188208 | LENNOX INDUSTRIES, INC. | XP17-030-230* | HP | Split System: Heat Pump with Remote Outdoor Unit-Air-Source | XP17-030-230* |  | C33-43+TDR+TXV | 13.5 | 16.2 | 8.7 | Yes | Yes | 2011-01-22 |  | 1
FALSE | XP17-030-230* | 1581 | 4188209 | LENNOX INDUSTRIES, INC. | XP17-030-230* | HP | Split System: Heat Pump with Remote Outdoor Unit-Air-Source | XP17-030-230* |  | C33-43+TDR+TXV | 14 | 16.7 | 8.7 | Yes | Yes | 2011-01-22 |  | 1
FALSE | XP17-036-230* | 1590 | 4188214 | LENNOX INDUSTRIES, INC. | XP17-036-230* | HP | Split System: Heat Pump with Remote Outdoor Unit-Air-Source | XP17-036-230* |  | C33-38+TDR+TXV | 12.7 | 15.5 | 8.2 | Yes | Yes | 2011-01-22 |  | Below V5.0 Req.
FALSE | XP17-036-230* | 1590 | 4188215 | LENNOX INDUSTRIES, INC. | XP17-036-230* | HP | Split System: Heat Pump with Remote Outdoor Unit-Air-Source | XP17-036-230* |  | C33-43+TDR+TXV | 12.7 | 15.7 | 8.2 | Yes | Yes | 2011-01-22 |  | Below V5.0 Req.
FALSE | XP17-036-230* | 1590 | 4188216 | LENNOX INDUSTRIES, INC. | XP17-036-230* | HP | Split System: Heat Pump with Remote Outdoor Unit-Air-Source | XP17-036-230* |  | C33-43+TDR+TXV | 13 | 15.7 | 8.2 | Yes | Yes | 2011-01-22 |  | Below V5.0 Req.
FALSE | XP17-036-230* | 1590 | 4188217 | LENNOX INDUSTRIES, INC. | XP17-036-230* | HP | Split System: Heat Pump with Remote Outdoor Unit-Air-Source | XP17-036-230* |  | C33-43+TDR+TXV | 13 | 16 | 8.5 | Yes | Yes | 2011-01-22 |  | 1
FALSE | XP17-036-230* | 1590 | 4188218 | LENNOX INDUSTRIES, INC. | XP17-036-230* | HP | Split System: Heat Pump with Remote Outdoor Unit-Air-Source | XP17-036-230* |  | C33-43+TDR+TXV | 13.2 | 16 | 8.7 | Yes | Yes | 2011-01-22 |  | 1
FALSE | XP17-036-230* | 1590 | 4188219 | LENNOX INDUSTRIES, INC. | XP17-036-230* | HP | Split System: Heat Pump with Remote Outdoor Unit-Air-Source | XP17-036-230* |  | C33-48+TDR+TXV | 12.7 | 15.2 | 8.2 | Yes | Yes | 2011-01-22 |  | Below V5.0 Req.
FALSE | XP17-036-230* | 1590 | 4188220 | LENNOX INDUSTRIES, INC. | XP17-036-230* | HP | Split System: Heat Pump with Remote Outdoor Unit-Air-Source | XP17-036-230* |  | C33-48+TDR+TXV | 12.7 | 15.7 | 8.2 | Yes | Yes | 2011-01-22 |  | Below V5.0 Req.
FALSE | XP17-036-230* | 1590 | 4188221 | LENNOX INDUSTRIES, INC. | XP17-036-230* | HP | Split System: Heat Pump with Remote Outdoor Unit-Air-Source | XP17-036-230* |  | C33-48+TDR+TXV | 13 | 15.7 | 8.2 | Yes | Yes | 2011-01-22 |  | Below V5.0 Req.
FALSE | XP17-036-230* | 1590 | 4188222 | LENNOX INDUSTRIES, INC. | XP17-036-230* | HP | Split System: Heat Pump with Remote Outdoor Unit-Air-Source | XP17-036-230* |  | C33-48+TDR+TXV | 13 | 15.7 | 8.5 | Yes | Yes | 2011-01-22 |  | 1
FALSE | XP17-036-230* | 1590 | 4188223 | LENNOX INDUSTRIES, INC. | XP17-036-230* | HP | Split System: Heat Pump with Remote Outdoor Unit-Air-Source | XP17-036-230* |  | C33-49+TDR+TXV | 13.2 | 15.7 | 8.5 | Yes | Yes | 2011-01-22 |  | 1
FALSE | XP17-036-230* | 1590 | 4188224 | LENNOX INDUSTRIES, INC. | XP17-036-230* | HP | Split System: Heat Pump with Remote Outdoor Unit-Air-Source | XP17-036-230* |  | C33-49+TDR+TXV | 13.2 | 16 | 8.5 | Yes | Yes | 2011-01-22 |  | 1
FALSE | XP17-036-230* | 1590 | 4188225 | LENNOX INDUSTRIES, INC. | XP17-036-230* | HP | Split System: Heat Pump with Remote Outdoor Unit-Air-Source | XP17-036-230* |  | C33-49+TDR+TXV | 13.2 | 16.2 | 8.7 | Yes | Yes | 2011-01-22 |  | 1
FALSE | XP17-036-230* | 1590 | 4188226 | LENNOX INDUSTRIES, INC. | XP17-036-230* | HP | Split System: Heat Pump with Remote Outdoor Unit-Air-Source | XP17-036-230* |  | C33-50/60C+TDR+TXV | 13 | 15.7 | 8.2 | Yes | Yes | 2011-01-22 |  | Below V5.0 Req.
FALSE | XP17-036-230* | 1590 | 4188227 | LENNOX INDUSTRIES, INC. | XP17-036-230* | HP | Split System: Heat Pump with Remote Outdoor Unit-Air-Source | XP17-036-230* |  | C33-50/60C+TDR+TXV | 13 | 16 | 8.5 | Yes | Yes | 2011-01-22 |  | 1
FALSE | XP17-042-230* | 1599 | 4188262 | LENNOX INDUSTRIES, INC. | XP17-042-230* | HP | Split System: Heat Pump with Remote Outdoor Unit-Air-Source | XP17-042-230* |  | C33-38+TDR+TXV | 12 | 14.5 | 8.2 | Yes | Yes | 2011-01-22 |  | Below V5.0 Req.
FALSE | XP17-048-230* | 1616 | 4188282 | LENNOX INDUSTRIES, INC. | XP17-048-230* | HP | Split System: Heat Pump with Remote Outdoor Unit-Air-Source | XP17-048-230* |  | C33-49+TDR+TXV | 12.2 | 14.7 | 8.5 | Yes | Yes | 2011-01-22 |  | 0
FALSE | XP17-048-230* | 1616 | 4188283 | LENNOX INDUSTRIES, INC. | XP17-048-230* | HP | Split System: Heat Pump with Remote Outdoor Unit-Air-Source | XP17-048-230* |  | C33-49+TDR+TXV | 12.2 | 14.7 | 8.5 | Yes | Yes | 2011-01-22 |  | 0
FALSE | XP17-048-230* | 1616 | 4188284 | LENNOX INDUSTRIES, INC. | XP17-048-230* | HP | Split System: Heat Pump with Remote Outdoor Unit-Air-Source | XP17-048-230* |  | C33-49+TDR+TXV | 12.5 | 14.7 | 8.5 | Yes | Yes | 2011-01-22 |  | 0
FALSE | XP17-048-230* | 1616 | 4188285 | LENNOX INDUSTRIES, INC. | XP17-048-230* | HP | Split System: Heat Pump with Remote Outdoor Unit-Air-Source | XP17-048-230* |  | C33-62C+TDR+TXV | 12.7 | 15.2 | 8.7 | Yes | Yes | 2011-01-22 |  | 1
FALSE | XP17-048-230* | 1616 | 4188286 | LENNOX INDUSTRIES, INC. | XP17-048-230* | HP | Split System: Heat Pump with Remote Outdoor Unit-Air-Source | XP17-048-230* |  | C33-62C+TDR+TXV | 12.7 | 15.2 | 8.7 | Yes | Yes | 2011-01-22 |  | 1
FALSE | XP17-048-230* | 1616 | 4188287 | LENNOX INDUSTRIES, INC. | XP17-048-230* | HP | Split System: Heat Pump with Remote Outdoor Unit-Air-Source | XP17-048-230* |  | C33-62C+TDR+TXV | 12.5 | 15.2 | 8.7 | Yes | Yes | 2011-01-22 |  | 1
FALSE | XP17-048-230* | 1616 | 4188288 | LENNOX INDUSTRIES, INC. | XP17-048-230* | HP | Split System: Heat Pump with Remote Outdoor Unit-Air-Source | XP17-048-230* |  | C33-62D+TDR+TXV | 12.5 | 15.2 | 8.7 | Yes | Yes | 2011-01-22 |  | 1
FALSE | XP17-060-230* | 1620 | 4188298 | LENNOX INDUSTRIES, INC. | XP17-060-230* | HP | Split System: Heat Pump with Remote Outdoor Unit-Air-Source | XP17-060-230* |  | C33-62D+TDR+TXV | 12.2 | 14.7 | 8.5 | Yes | Yes | 2011-01-22 |  | 0
FALSE | XP17-048-230* | 1616 | 4188308 | LENNOX INDUSTRIES, INC. | XP17-048-230* | HP | Split System: Heat Pump with Remote Outdoor Unit-Air-Source | XP17-048-230* |  | C33-60D+TDR+TXV | 12.2 | 14.5 | 8.7 | Yes | Yes | 2011-01-22 |  | 0
FALSE | XP21-024-230-** | 1634 | 4209344 | LENNOX INDUSTRIES, INC. | XP21-024-230* | HP | Split System: Heat Pump with Remote Outdoor Unit-Air-Source | XP21-024-230* |  | CX34-31+TDR | 13.2 | 17.7 | 8.7 | Yes | Yes | 2011-01-22 |  | 1
FALSE | XP21-024-230-** | 1634 | 4209345 | LENNOX INDUSTRIES, INC. | XP21-024-230* | HP | Split System: Heat Pump with Remote Outdoor Unit-Air-Source | XP21-024-230* |  | CX34-31+TDR | 13.2 | 18 | 8.7 | Yes | Yes | 2011-01-22 |  | 1
FALSE | XP21-024-230-** | 1634 | 4209346 | LENNOX INDUSTRIES, INC. | XP21-024-230* | HP | Split System: Heat Pump with Remote Outdoor Unit-Air-Source | XP21-024-230* |  | CX34-38+TDR | 13.5 | 18 | 8.7 | Yes | Yes | 2011-01-22 |  | 1
FALSE | XP21-024-230-** | 1634 | 4209347 | LENNOX INDUSTRIES, INC. | XP21-024-230* | HP | Split System: Heat Pump with Remote Outdoor Unit-Air-Source | XP21-024-230* |  | CX34-38+TDR | 13.5 | 18.2 | 8.7 | Yes | Yes | 2011-01-22 |  | 1
FALSE | XP21-024-230-** | 1634 | 4209348 | LENNOX INDUSTRIES, INC. | XP21-024-230* | HP | Split System: Heat Pump with Remote Outdoor Unit-Air-Source | XP21-024-230* |  | CX34-44/48+TDR | 13 | 17.5 | 8.7 | Yes | Yes | 2011-01-22 |  | 1
FALSE | XP21-024-230-** | 1634 | 4209349 | LENNOX INDUSTRIES, INC. | XP21-024-230* | HP | Split System: Heat Pump with Remote Outdoor Unit-Air-Source | XP21-024-230* |  | CX34-44/48+TDR | 13 | 17.7 | 8.7 | Yes | Yes | 2011-01-22 |  | 1
FALSE | XP17-060-230* | 1620 | 4209350 | LENNOX INDUSTRIES, INC. | XP17-060-230* | HP | Split System: Heat Pump with Remote Outdoor Unit-Air-Source | XP17-060-230* |  | CX34-62C+TDR | 12 | 14.5 | 8.5 | Yes | Yes | 2011-01-22 |  | 0
FALSE | XP17-060-230* | 1620 | 4209351 | LENNOX INDUSTRIES, INC. | XP17-060-230* | HP | Split System: Heat Pump with Remote Outdoor Unit-Air-Source | XP17-060-230* |  | CX34-62C+TDR | 12.2 | 14.7 | 8.5 | Yes | Yes | 2011-01-22 |  | 0
FALSE | TPA036H4N*G | 1588 | 4216160 | LENNOX INDUSTRIES, INC. | TPA036H4N*G | HP | Split System: Heat Pump with Remote Outdoor Unit-Air-Source | TPA036H4N*G |  | CBX27UH-036-460*+TDR | 12.5 | 15 | 8.5 | Yes | Yes | 2011-01-22 |  | 1
FALSE | TPA048H4N*G | 1610 | 4216161 | LENNOX INDUSTRIES, INC. | TPA048H4N*G | HP | Split System: Heat Pump with Remote Outdoor Unit-Air-Source | TPA048H4N*G |  | CBX27UH-048-460*+TDR | 12.5 | 15 | 8.5 | Yes | Yes | 2011-01-22 |  | 1
FALSE | TPA060H4N*Y | 1623 | 4216162 | LENNOX INDUSTRIES, INC. | TPA060H4N*G | HP | Split System: Heat Pump with Remote Outdoor Unit-Air-Source | TPA060H4N*G |  | CBX27UH-060-460*+TDR | 12.5 | 15 | 8.5 | Yes | Yes | 2011-01-22 |  | 1
FALSE | 15PJL18 | 13 | 4218877 | RHEEM SALES COMPANY, INC. | 14PJM18 | HP | Split System: Heat Pump with Remote Outdoor Unit-Air-Source | 14PJM18 |  | RCFL-H*2417 | 12 | 14.5 | 8.2 | Yes | Yes | 2011-01-22 |  | Below V5.0 Req.
FALSE | 15PJL18 | 13 | 4218883 | RHEEM SALES COMPANY, INC. | 15PJL18 | HP | Split System: Heat Pump with Remote Outdoor Unit-Air-Source | 15PJL18 |  | RCFL-H*2417 | 12.5 | 15 | 8.2 | Yes | Yes | 2011-01-22 |  | Below V5.0 Req.
FALSE | 15PJL24 | 15 | 4218884 | RHEEM SALES COMPANY, INC. | 15PJL24 | HP | Split System: Heat Pump with Remote Outdoor Unit-Air-Source | 15PJL24 |  | RCFL-H*2417 | 12 | 14.5 | 8.2 | Yes | Yes | 2011-01-22 |  | Below V5.0 Req.
FALSE | 15PJL18 | 13 | 4218896 | RUUD AIR CONDITIONING DIVISION | 14PJM18 | HP | Split System: Heat Pump with Remote Outdoor Unit-Air-Source | 14PJM18 |  | RCFL-H*2417 | 12 | 14.5 | 8.2 | Yes | Yes | 2011-03-08 |  | Below V5.0 Req.
FALSE | 15PJL18 | 13 | 4218902 | RUUD AIR CONDITIONING DIVISION | 15PJL18 | HP | Split System: Heat Pump with Remote Outdoor Unit-Air-Source | 15PJL18 |  | RCFL-H*2417 | 12.5 | 15 | 8.2 | Yes | Yes | 2011-03-08 |  | Below V5.0 Req.
FALSE | 15PJL24 | 15 | 4218903 | RUUD AIR CONDITIONING DIVISION | 15PJL24 | HP | Split System: Heat Pump with Remote Outdoor Unit-Air-Source | 15PJL24 |  | RCFL-H*2417 | 12 | 14.5 | 8.2 | Yes | Yes | 2011-03-08 |  | Below V5.0 Req.
FALSE | T4BF-024KB | 1866 | 4222353 | MAYTAG | PSH4BF024KA | HP | Split System: Heat Pump with Remote Outdoor Unit-Air-Source | T4BF-024KA |  | C6B(A,H)-X26(C,U)-B | 13 | 15.5 | 8.8 | Yes | Yes | 2011-02-08 |  | 1
FALSE | T4BF-036KA | 1871 | 4222354 | MAYTAG | PSH4BF036KA | HP | Split System: Heat Pump with Remote Outdoor Unit-Air-Source | T4BF-036KA |  | C6B(A,H)-X36(C,U)-C | 12.5 | 15.7 | 8.6 | Yes | Yes | 2011-02-08 |  | 1
FALSE | T4BF-036KA | 1871 | 4222355 | MAYTAG | PSH4BF036KA | HP | Split System: Heat Pump with Remote Outdoor Unit-Air-Source | T4BF-036KA |  | C6B(A,H)-F48(C,U)-C+TXV-X3.0 | 12.5 | 15.7 | 8.6 | Yes | Yes | 2011-02-08 |  | 1
FALSE | T4BF-048KA | 1876 | 4222356 | MAYTAG | PSH4BF048KA | HP | Split System: Heat Pump with Remote Outdoor Unit-Air-Source | T4BF-048KA |  | C6B(A,H)-X48(C,U)-C | 12.2 | 16 | 8.5 | Yes | Yes | 2011-02-08 |  | 0
FALSE | T4BF-048KA | 1876 | 4222357 | MAYTAG | PSH4BF048KA | HP | Split System: Heat Pump with Remote Outdoor Unit-Air-Source | T4BF-048KA |  | C6B(A,H)-F60(C,U)-C+TXV-X4.0 | 12.2 | 16 | 8.5 | Yes | Yes | 2011-02-08 |  | 0
FALSE | XP17-036-230* | 1590 | 4235830 | LENNOX INDUSTRIES, INC. | XP17-036-230* | HP | Split System: Heat Pump with Remote Outdoor Unit-Air-Source | XP17-036-230* |  | CX34-44/48+TDR | 13 | 15.7 | 8.2 | Yes | Yes | 2011-01-22 |  | Below V5.0 Req.
FALSE | XP17-036-230* | 1590 | 4235831 | LENNOX INDUSTRIES, INC. | XP17-036-230* | HP | Split System: Heat Pump with Remote Outdoor Unit-Air-Source | XP17-036-230* |  | CX34-49+TDR | 13 | 15.1 | 8.5 | Yes | Yes | 2011-01-22 |  | 1
FALSE | XP17-036-230* | 1590 | 4235832 | LENNOX INDUSTRIES, INC. | XP17-036-230* | HP | Split System: Heat Pump with Remote Outdoor Unit-Air-Source | XP17-036-230* |  | CX34-50/60C+TDR | 13 | 15.1 | 8.5 | Yes | Yes | 2011-01-22 |  | 1
FALSE | XP17-036-230* | 1590 | 4235833 | LENNOX INDUSTRIES, INC. | XP17-036-230* | HP | Split System: Heat Pump with Remote Outdoor Unit-Air-Source | XP17-036-230* |  | C33-43+TDR+TXV | 13 | 15.1 | 8.5 | Yes | Yes | 2011-01-22 |  | 1
FALSE | XP17-036-230* | 1590 | 4235834 | LENNOX INDUSTRIES, INC. | XP17-036-230* | HP | Split System: Heat Pump with Remote Outdoor Unit-Air-Source | XP17-036-230* |  | C33-48+TDR+TXV | 13 | 15.7 | 8.2 | Yes | Yes | 2011-01-22 |  | Below V5.0 Req.
FALSE | XP17-036-230* | 1590 | 4235835 | LENNOX INDUSTRIES, INC. | XP17-036-230* | HP | Split System: Heat Pump with Remote Outdoor Unit-Air-Source | XP17-036-230* |  | C33-49+TDR+TXV | 13 | 15.1 | 8.5 | Yes | Yes | 2011-01-22 |  | 1
FALSE | XP17-036-230* | 1590 | 4235836 | LENNOX INDUSTRIES, INC. | XP17-036-230* | HP | Split System: Heat Pump with Remote Outdoor Unit-Air-Source | XP17-036-230* |  | CH33-43C+TDR+TXV | 13 | 15.1 | 8.5 | Yes | Yes | 2011-01-22 |  | 1
FALSE | XP17-036-230* | 1590 | 4235837 | LENNOX INDUSTRIES, INC. | XP17-036-230* | HP | Split System: Heat Pump with Remote Outdoor Unit-Air-Source | XP17-036-230* |  | CH33-48+TDR+TXV | 13 | 16 | 8.5 | Yes | Yes | 2011-01-22 |  | 1
FALSE | XP17-036-230* | 1590 | 4235838 | LENNOX INDUSTRIES, INC. | XP17-036-230* | HP | Split System: Heat Pump with Remote Outdoor Unit-Air-Source | XP17-036-230* |  | CH33-49+TDR+TXV | 13 | 16 | 8.5 | Yes | Yes | 2011-01-22 |  | 1
FALSE | XP17-036-230* | 1590 | 4235839 | LENNOX INDUSTRIES, INC. | XP17-036-230* | HP | Split System: Heat Pump with Remote Outdoor Unit-Air-Source | XP17-036-230* |  | C33-50/60C+TDR+TXV | 13 | 16 | 8.5 | Yes | Yes | 2011-01-22 |  | 1
FALSE | XP17-042-230* | 1599 | 4235847 | LENNOX INDUSTRIES, INC. | XP17-042-230* | HP | Split System: Heat Pump with Remote Outdoor Unit-Air-Source | XP17-042-230* |  | CX34-49+TDR | 12.5 | 15.5 | 8.5 | Yes | Yes | 2011-01-22 |  | 1
FALSE | XP17-042-230* | 1599 | 4235848 | LENNOX INDUSTRIES, INC. | XP17-042-230* | HP | Split System: Heat Pump with Remote Outdoor Unit-Air-Source | XP17-042-230* |  | CX34-50/60C+TDR | 12.2 | 15 | 8.5 | Yes | Yes | 2011-01-22 |  | 0
FALSE | XP17-042-230* | 1599 | 4235849 | LENNOX INDUSTRIES, INC. | XP17-042-230* | HP | Split System: Heat Pump with Remote Outdoor Unit-Air-Source | XP17-042-230* |  | C33-43+TDR+TXV | 12.2 | 15.1 | 8.5 | Yes | Yes | 2011-01-22 |  | 0
FALSE | XP17-042-230* | 1599 | 4235855 | LENNOX INDUSTRIES, INC. | XP17-042-230* | HP | Split System: Heat Pump with Remote Outdoor Unit-Air-Source | XP17-042-230* |  | CX34-43+TDR | 12.2 | 15.1 | 8.5 | Yes | Yes | 2011-01-22 |  | 0
FALSE | XP17-042-230* | 1599 | 4235860 | LENNOX INDUSTRIES, INC. | XP17-042-230* | HP | Split System: Heat Pump with Remote Outdoor Unit-Air-Source | XP17-042-230* |  | C33-49+TDR+TXV | 12.5 | 15.1 | 8.5 | Yes | Yes | 2011-01-22 |  | 1
FALSE | XP17-042-230* | 1599 | 4235861 | LENNOX INDUSTRIES, INC. | XP17-042-230* | HP | Split System: Heat Pump with Remote Outdoor Unit-Air-Source | XP17-042-230* |  | C33-50/60C+TDR+TXV | 12.2 | 14.5 | 8.5 | Yes | Yes | 2011-01-22 |  | 0
FALSE | XP17-042-230* | 1599 | 4235862 | LENNOX INDUSTRIES, INC. | XP17-042-230* | HP | Split System: Heat Pump with Remote Outdoor Unit-Air-Source | XP17-042-230* |  | CH33-49+TDR+TXV | 12.5 | 15 | 8.2 | Yes | Yes | 2011-01-22 |  | Below V5.0 Req.
FALSE | TPA036H4N*G | 1588 | 4235915 | LENNOX INDUSTRIES, INC. | XP14-036-230* | HP | Split System: Heat Pump with Remote Outdoor Unit-Air-Source | XP14-036-230* |  | CX34-44/48+TDR | 13.2 | 15.2 | 8.2 | Yes | Yes | 2011-01-22 |  | Below V5.0 Req.
FALSE | TPA036H4N*G | 1588 | 4235916 | LENNOX INDUSTRIES, INC. | XP14-036-230* | HP | Split System: Heat Pump with Remote Outdoor Unit-Air-Source | XP14-036-230* |  | CX34-50/60C+TDR | 13.5 | 15.5 | 8.2 | Yes | Yes | 2011-01-22 |  | Below V5.0 Req.
FALSE | TPA036H4N*G | 1588 | 4235917 | LENNOX INDUSTRIES, INC. | XP14-036-230* | HP | Split System: Heat Pump with Remote Outdoor Unit-Air-Source | XP14-036-230* |  | CH33-43+TDR+TXV | 13.5 | 15.7 | 8.2 | Yes | Yes | 2011-01-22 |  | Below V5.0 Req.
FALSE | TPA036H4N*G | 1588 | 4235918 | LENNOX INDUSTRIES, INC. | XP14-036-230* | HP | Split System: Heat Pump with Remote Outdoor Unit-Air-Source | XP14-036-230* |  | CH33-48+TDR+TXV | 13.5 | 15.5 | 8.2 | Yes | Yes | 2011-01-22 |  | Below V5.0 Req.
FALSE | TPA036H4N*G | 1588 | 4235919 | LENNOX INDUSTRIES, INC. | XP14-036-230* | HP | Split System: Heat Pump with Remote Outdoor Unit-Air-Source | XP14-036-230* |  | CH33-49+TDR+TXV | 13.7 | 15.7 | 8.5 | Yes | Yes | 2011-01-22 |  | 1
FALSE | TPA036H4N*G | 1588 | 4235920 | LENNOX INDUSTRIES, INC. | XP14-036-230* | HP | Split System: Heat Pump with Remote Outdoor Unit-Air-Source | XP14-036-230* |  | CH33-50/60C+TDR+TXV | 13.5 | 15.7 | 8.5 | Yes | Yes | 2011-01-22 |  | 1
FALSE | TPA042H4N*G | 1606 | 4235921 | LENNOX INDUSTRIES, INC. | XP14-042-230* | HP | Split System: Heat Pump with Remote Outdoor Unit-Air-Source | XP14-042-230* |  | CX34-49+TDR | 12.7 | 15.2 | 9 | Yes | Yes | 2011-01-22 |  | 1
FALSE | TPA042H4N*G | 1606 | 4235922 | LENNOX INDUSTRIES, INC. | XP14-042-230* | HP | Split System: Heat Pump with Remote Outdoor Unit-Air-Source | XP14-042-230* |  | CX34-50/60C+TDR | 12.5 | 14.7 | 9 | Yes | Yes | 2011-01-22 |  | 0
FALSE | TPA042H4N*G | 1606 | 4235923 | LENNOX INDUSTRIES, INC. | XP14-042-230* | HP | Split System: Heat Pump with Remote Outdoor Unit-Air-Source | XP14-042-230* |  | CX34-62C+TDR | 13.2 | 15.2 | 9.5 | Yes | Yes | 2011-01-22 |  | 1
FALSE | TPA042H4N*G | 1606 | 4235924 | LENNOX INDUSTRIES, INC. | XP14-042-230* | HP | Split System: Heat Pump with Remote Outdoor Unit-Air-Source | XP14-042-230* |  | CH33-43+TDR+TXV | 12.7 | 15 | 9 | Yes | Yes | 2011-01-22 |  | 1
FALSE | TPA042H4N*G | 1606 | 4235925 | LENNOX INDUSTRIES, INC. | XP14-042-230* | HP | Split System: Heat Pump with Remote Outdoor Unit-Air-Source | XP14-042-230* |  | CH33-48+TDR+TXV | 12.5 | 14.7 | 9 | Yes | Yes | 2011-01-22 |  | 0
FALSE | TPA042H4N*G | 1606 | 4235926 | LENNOX INDUSTRIES, INC. | XP14-042-230* | HP | Split System: Heat Pump with Remote Outdoor Unit-Air-Source | XP14-042-230* |  | CH33-49+TDR+TXV | 12.7 | 14.7 | 9.2 | Yes | Yes | 2011-01-22 |  | 0
FALSE | TPA042H4N*G | 1606 | 4235927 | LENNOX INDUSTRIES, INC. | XP14-042-230* | HP | Split System: Heat Pump with Remote Outdoor Unit-Air-Source | XP14-042-230* |  | CH33-50/60C+TDR+TXV | 12.7 | 14.7 | 9.2 | Yes | Yes | 2011-01-22 |  | 0
FALSE | TPA060H4N*Y | 1623 | 4235933 | LENNOX INDUSTRIES, INC. | XP14-060-230* | HP | Split System: Heat Pump with Remote Outdoor Unit-Air-Source | XP14-060-230* |  | CX34-62C+TDR | 12 | 14.5 | 8.5 | Yes | Yes | 2011-01-22 |  | 0
FALSE | TPA060H4N*Y | 1623 | 4235934 | LENNOX INDUSTRIES, INC. | XP14-060-230* | HP | Split System: Heat Pump with Remote Outdoor Unit-Air-Source | XP14-060-230* |  | CH23-68+TDR+TXV | 12 | 14.5 | 9 | Yes | Yes | 2011-01-22 |  | 0
FALSE | TPA036H4N*G | 1588 | 4235950 | LENNOX INDUSTRIES, INC. | 14HPX-036-230* | HP | Split System: Heat Pump with Remote Outdoor Unit-Air-Source | 14HPX-036-230* |  | CH33-49+TDR+TXV | 13.5 | 15.5 | 8.5 | Yes | Yes | 2011-01-22 |  | 1
FALSE | TPA036H4N*G | 1588 | 4235951 | LENNOX INDUSTRIES, INC. | 14HPX-036-230* | HP | Split System: Heat Pump with Remote Outdoor Unit-Air-Source | 14HPX-036-230* |  | CH33-50/60C+TDR+TXV | 13.5 | 15.5 | 8.5 | Yes | Yes | 2011-01-22 |  | 1
FALSE | XP21-048-230-** | 1646 | 4236049 | LENNOX INDUSTRIES, INC. | XP21-048-230* | HP | Split System: Heat Pump with Remote Outdoor Unit-Air-Source | XP21-048-230* |  | CH33-49+TDR+TXV | 12.2 | 17 | 8.7 | Yes | Yes | 2011-01-22 |  | 0
FALSE | XP21-048-230-** | 1646 | 4236050 | LENNOX INDUSTRIES, INC. | XP21-048-230* | HP | Split System: Heat Pump with Remote Outdoor Unit-Air-Source | XP21-048-230* |  | CH33-50/60C+TDR+TXV | 12.2 | 16.7 | 8.7 | Yes | Yes | 2011-01-22 |  | 0
FALSE | XP21-048-230-** | 1646 | 4236051 | LENNOX INDUSTRIES, INC. | XP21-048-230* | HP | Split System: Heat Pump with Remote Outdoor Unit-Air-Source | XP21-048-230* |  | CX34-49+TDR | 12.2 | 17 | 9.2 | Yes | Yes | 2011-01-22 |  | 0
FALSE | XP21-048-230-** | 1646 | 4236052 | LENNOX INDUSTRIES, INC. | XP21-048-230* | HP | Split System: Heat Pump with Remote Outdoor Unit-Air-Source | XP21-048-230* |  | CX34-62C+TDR | 12.7 | 17.7 | 9.2 | Yes | Yes | 2011-01-22 |  | 1
FALSE | XP21-048-230-** | 1646 | 4236056 | LENNOX INDUSTRIES, INC. | XP21-048-230/* | HP | Split System: Heat Pump with Remote Outdoor Unit-Air-Source | XP21-048-230/* |  | CX34-62C+TDR | 12.7 | 17.7 | 8.25 | Yes | Yes | 2011-01-22 |  | Below V5.0 Req.
FALSE | XP21-060-230-** | 1648 | 4236057 | LENNOX INDUSTRIES, INC. | XP21-060-230* | HP | Split System: Heat Pump with Remote Outdoor Unit-Air-Source | XP21-060-230* |  | CX34-49+TDR | 12 | 15.5 | 8.7 | Yes | Yes | 2011-01-22 |  | 0
FALSE | XP21-060-230-** | 1648 | 4236058 | LENNOX INDUSTRIES, INC. | XP21-060-230* | HP | Split System: Heat Pump with Remote Outdoor Unit-Air-Source | XP21-060-230* |  | CX34-62C+TDR | 12 | 15.7 | 9 | Yes | Yes | 2011-01-22 |  | 0
FALSE | XP21-060-230-** | 1648 | 4236059 | LENNOX INDUSTRIES, INC. | XP21-060-230* | HP | Split System: Heat Pump with Remote Outdoor Unit-Air-Source | XP21-060-230* |  | C33-49+TDR+TXV | 12 | 15.5 | 8.7 | Yes | Yes | 2011-01-22 |  | 0
FALSE | XP21-060-230-** | 1648 | 4236060 | LENNOX INDUSTRIES, INC. | XP21-060-230* | HP | Split System: Heat Pump with Remote Outdoor Unit-Air-Source | XP21-060-230* |  | C33-62C+TDR+TXV | 12 | 15.7 | 9 | Yes | Yes | 2011-01-22 |  | 0
FALSE | TPA036H4N*G | 1588 | 4236084 | LENNOX INDUSTRIES, INC. | TPA036H4N*Y | HP | Split System: Heat Pump with Remote Outdoor Unit-Air-Source | TPA036H4N*Y |  | CH33-49+TDR+TXV | 13 | 15.1 | 8.5 | Yes | Yes | 2011-01-22 |  | 1
FALSE | TPA036H4N*G | 1588 | 4236085 | LENNOX INDUSTRIES, INC. | TPA036H4N*Y | HP | Split System: Heat Pump with Remote Outdoor Unit-Air-Source | TPA036H4N*Y |  | CH33-50/60C+TDR+TXV | 13 | 15.5 | 8.5 | Yes | Yes | 2011-01-22 |  | 1
FALSE | TPA036H4N*G | 1588 | 4236088 | LENNOX INDUSTRIES, INC. | TPA036H4N*Y | HP | Split System: Heat Pump with Remote Outdoor Unit-Air-Source | TPA036H4N*Y |  | CX34-49+TDR | 13 | 15.1 | 8.5 | Yes | Yes | 2011-01-22 |  | 1
FALSE | TPA036H4N*G | 1588 | 4236091 | LENNOX INDUSTRIES, INC. | TPA036H4N*G | HP | Split System: Heat Pump with Remote Outdoor Unit-Air-Source | TPA036H4N*G |  | CX34-49+TDR | 13 | 15.1 | 8.5 | Yes | Yes | 2011-01-22 |  | 1
FALSE | TPA036H4N*G | 1588 | 4236095 | LENNOX INDUSTRIES, INC. | TPA036H4N*G | HP | Split System: Heat Pump with Remote Outdoor Unit-Air-Source | TPA036H4N*G |  | CH33-49+TDR+TXV | 13 | 15.1 | 8.5 | Yes | Yes | 2011-01-22 |  | 1
FALSE | TPA036H4N*G | 1588 | 4236096 | LENNOX INDUSTRIES, INC. | TPA036H4N*G | HP | Split System: Heat Pump with Remote Outdoor Unit-Air-Source | TPA036H4N*G |  | CH33-50/60C+TDR+TXV | 13 | 15.5 | 8.5 | Yes | Yes | 2011-01-22 |  | 1
FALSE | TPA042H4N*G | 1606 | 4236097 | LENNOX INDUSTRIES, INC. | TPA042H4N*Y | HP | Split System: Heat Pump with Remote Outdoor Unit-Air-Source | TPA042H4N*Y |  | CX34-49+TDR | 12.5 | 15 | 9 | Yes | Yes | 2011-01-22 |  | 1
FALSE | TPA042H4N*G | 1606 | 4236098 | LENNOX INDUSTRIES, INC. | TPA042H4N*Y | HP | Split System: Heat Pump with Remote Outdoor Unit-Air-Source | TPA042H4N*Y |  | CX34-50/60C+TDR | 12.5 | 14.5 | 9 | Yes | Yes | 2011-01-22 |  | 0
FALSE | TPA042H4N*G | 1606 | 4236099 | LENNOX INDUSTRIES, INC. | TPA042H4N*Y | HP | Split System: Heat Pump with Remote Outdoor Unit-Air-Source | TPA042H4N*Y |  | CX34-62C+TDR | 13 | 15 | 9.5 | Yes | Yes | 2011-01-22 |  | 1
FALSE | TPA042H4N*G | 1606 | 4236100 | LENNOX INDUSTRIES, INC. | TPA042H4N*Y | HP | Split System: Heat Pump with Remote Outdoor Unit-Air-Source | TPA042H4N*Y |  | CH33-48+TDR+TXV | 12.5 | 14.5 | 9 | Yes | Yes | 2011-01-22 |  | 0
FALSE | YHJD30S44S4 | 2687 | 4248122 | YORK BY JOHNSON CONTROLS | YHJD30S43S4 | HP | Split System: Heat Pump with Remote Outdoor Unit-Air-Source | YHJD30S43S4 |  | FC/MC43B+MV12B | 12 | 14.5 | 8.2 | Yes | Yes | 2015-03-20 |  | Below V5.0 Req.
FALSE | YHJD30S44S4 | 2687 | 4248123 | YORK BY JOHNSON CONTROLS | YHJD30S43S4 | HP | Split System: Heat Pump with Remote Outdoor Unit-Air-Source | YHJD30S43S4 |  | FC/MC43B+MV12B+TXV | 12 | 14.5 | 8.2 | Yes | Yes | 2015-03-20 |  | Below V5.0 Req.
FALSE | YHJD30S44S4 | 2687 | 4248124 | YORK BY JOHNSON CONTROLS | YHJD30S43S4 | HP | Split System: Heat Pump with Remote Outdoor Unit-Air-Source | YHJD30S43S4 |  | FC/MC43C+MV16C | 12 | 14.5 | 8.2 | Yes | Yes | 2015-03-20 |  | Below V5.0 Req.
FALSE | YHJD30S44S4 | 2687 | 4248125 | YORK BY JOHNSON CONTROLS | YHJD30S43S4 | HP | Split System: Heat Pump with Remote Outdoor Unit-Air-Source | YHJD30S43S4 |  | FC/MC43C+MV16C+TXV | 12 | 14.5 | 8.2 | Yes | Yes | 2015-03-20 |  | Below V5.0 Req.
FALSE | YHJD36S44S4 | 2691 | 4248126 | YORK BY JOHNSON CONTROLS | YHJD36S43S4 | HP | Split System: Heat Pump with Remote Outdoor Unit-Air-Source | YHJD36S43S4 |  | FC/MC43B+MV12B | 12 | 14.5 | 8.2 | Yes | Yes | 2015-03-20 |  | Below V5.0 Req.
FALSE | YHJD36S44S4 | 2691 | 4248127 | YORK BY JOHNSON CONTROLS | YHJD36S43S4 | HP | Split System: Heat Pump with Remote Outdoor Unit-Air-Source | YHJD36S43S4 |  | FC/MC43B+MV12B+TXV | 12 | 14.5 | 8.2 | Yes | Yes | 2015-03-20 |  | Below V5.0 Req.
FALSE | YHJD36S44S4 | 2691 | 4248128 | YORK BY JOHNSON CONTROLS | YHJD36S43S4 | HP | Split System: Heat Pump with Remote Outdoor Unit-Air-Source | YHJD36S43S4 |  | FC/MC43C+MV16C | 12 | 14.5 | 8.2 | Yes | Yes | 2015-03-20 |  | Below V5.0 Req.
FALSE | YHJD36S44S4 | 2691 | 4248129 | YORK BY JOHNSON CONTROLS | YHJD36S43S4 | HP | Split System: Heat Pump with Remote Outdoor Unit-Air-Source | YHJD36S43S4 |  | FC/MC43C+MV16C+TXV | 12 | 14.5 | 8.2 | Yes | Yes | 2015-03-20 |  | Below V5.0 Req.
FALSE | YHJD36S44S4 | 2691 | 4248130 | YORK BY JOHNSON CONTROLS | YHJD36S43S4 | HP | Split System: Heat Pump with Remote Outdoor Unit-Air-Source | YHJD36S43S4 |  | FC/MC48C+MV16C | 12 | 14.5 | 8.2 | Yes | Yes | 2015-03-20 |  | Below V5.0 Req.
FALSE | YHJD30S44S4 | 2687 | 4248167 | COLEMAN BY JOHNSON CONTROLS | THJD30S43S4 | HP | Split System: Heat Pump with Remote Outdoor Unit-Air-Source | YHJD30S43S4 |  | FC/MC43B+MV12B | 12 | 14.5 | 8.2 | Yes | Yes | 2015-03-20 |  | Below V5.0 Req.
FALSE | YHJD30S44S4 | 2687 | 4248168 | COLEMAN BY JOHNSON CONTROLS | THJD30S43S4 | HP | Split System: Heat Pump with Remote Outdoor Unit-Air-Source | YHJD30S43S4 |  | FC/MC43B+MV12B+TXV | 12 | 14.5 | 8.2 | Yes | Yes | 2015-03-20 |  | Below V5.0 Req.
FALSE | YHJD30S44S4 | 2687 | 4248169 | COLEMAN BY JOHNSON CONTROLS | THJD30S43S4 | HP | Split System: Heat Pump with Remote Outdoor Unit-Air-Source | YHJD30S43S4 |  | FC/MC43C+MV16C | 12 | 14.5 | 8.2 | Yes | Yes | 2015-03-20 |  | Below V5.0 Req.
FALSE | YHJD30S44S4 | 2687 | 4248170 | COLEMAN BY JOHNSON CONTROLS | THJD30S43S4 | HP | Split System: Heat Pump with Remote Outdoor Unit-Air-Source | YHJD30S43S4 |  | FC/MC43C+MV16C+TXV | 12 | 14.5 | 8.2 | Yes | Yes | 2015-03-20 |  | Below V5.0 Req.
FALSE | YHJD36S44S4 | 2691 | 4248173 | COLEMAN BY JOHNSON CONTROLS | THJD36S43S4 | HP | Split System: Heat Pump with Remote Outdoor Unit-Air-Source | YHJD36S43S4 |  | FC/MC43B+MV12B | 12 | 14.5 | 8.2 | Yes | Yes | 2015-03-20 |  | Below V5.0 Req.
FALSE | YHJD36S44S4 | 2691 | 4248174 | COLEMAN BY JOHNSON CONTROLS | THJD36S43S4 | HP | Split System: Heat Pump with Remote Outdoor Unit-Air-Source | YHJD36S43S4 |  | FC/MC43B+MV12B+TXV | 12 | 14.5 | 8.2 | Yes | Yes | 2015-03-20 |  | Below V5.0 Req.
FALSE | YHJD36S44S4 | 2691 | 4248175 | COLEMAN BY JOHNSON CONTROLS | THJD36S43S4 | HP | Split System: Heat Pump with Remote Outdoor Unit-Air-Source | YHJD36S43S4 |  | FC/MC43C+MV16C | 12 | 14.5 | 8.2 | Yes | Yes | 2015-03-20 |  | Below V5.0 Req.
FALSE | YHJD36S44S4 | 2691 | 4248176 | COLEMAN BY JOHNSON CONTROLS | THJD36S43S4 | HP | Split System: Heat Pump with Remote Outdoor Unit-Air-Source | YHJD36S43S4 |  | FC/MC43C+MV16C+TXV | 12 | 14.5 | 8.2 | Yes | Yes | 2015-03-20 |  | Below V5.0 Req.
FALSE | YHJD36S44S4 | 2691 | 4248177 | COLEMAN BY JOHNSON CONTROLS | THJD36S43S4 | HP | Split System: Heat Pump with Remote Outdoor Unit-Air-Source | YHJD36S43S4 |  | FC/MC48C+MV16C | 12 | 14.5 | 8.2 | Yes | Yes | 2015-03-20 |  | Below V5.0 Req.
FALSE | YHJD36S44S4 | 2691 | 4248178 | COLEMAN BY JOHNSON CONTROLS | THJD36S43S4 | HP | Split System: Heat Pump with Remote Outdoor Unit-Air-Source | YHJD36S43S4 |  | FC/MC48C+MV16C+TXV | 12 | 14.5 | 8.2 | Yes | Yes | 2015-03-20 |  | Below V5.0 Req.
FALSE | YHJD36S44S4 | 2691 | 4248179 | COLEMAN BY JOHNSON CONTROLS | THJD36S43S4 | HP | Split System: Heat Pump with Remote Outdoor Unit-Air-Source | YHJD36S43S4 |  | FC/MC48D+MV12D | 12 | 14.5 | 8.2 | Yes | Yes | 2015-03-20 |  | Below V5.0 Req.
FALSE | YHJD36S44S4 | 2691 | 4248180 | COLEMAN BY JOHNSON CONTROLS | THJD36S43S4 | HP | Split System: Heat Pump with Remote Outdoor Unit-Air-Source | YHJD36S43S4 |  | FC/MC48D+MV12D+TXV | 12 | 14.5 | 8.2 | Yes | Yes | 2015-03-20 |  | Below V5.0 Req.
FALSE | YHJD36S44S4 | 2691 | 4248181 | COLEMAN BY JOHNSON CONTROLS | THJD36S44S4 | HP | Split System: Heat Pump with Remote Outdoor Unit-Air-Source | YHJD36S44S4 |  | FC/MC43B+MV12B | 12 | 14.5 | 8.2 | Yes | Yes | 2015-03-20 |  | Below V5.0 Req.
FALSE | YHJD36S44S4 | 2691 | 4248182 | COLEMAN BY JOHNSON CONTROLS | THJD36S44S4 | HP | Split System: Heat Pump with Remote Outdoor Unit-Air-Source | YHJD36S44S4 |  | FC/MC43B+MV12B+TXV | 12 | 14.5 | 8.2 | Yes | Yes | 2015-03-20 |  | Below V5.0 Req.
FALSE | YHJD36S44S4 | 2691 | 4248183 | COLEMAN BY JOHNSON CONTROLS | THJD36S44S4 | HP | Split System: Heat Pump with Remote Outdoor Unit-Air-Source | YHJD36S44S4 |  | FC/MC43C+MV16C | 12 | 14.5 | 8.2 | Yes | Yes | 2015-03-20 |  | Below V5.0 Req.
FALSE | YHJD36S44S4 | 2691 | 4248184 | COLEMAN BY JOHNSON CONTROLS | THJD36S44S4 | HP | Split System: Heat Pump with Remote Outdoor Unit-Air-Source | YHJD36S44S4 |  | FC/MC43C+MV16C+TXV | 12 | 14.5 | 8.2 | Yes | Yes | 2015-03-20 |  | Below V5.0 Req.
FALSE | YHJD36S44S4 | 2691 | 4248185 | COLEMAN BY JOHNSON CONTROLS | THJD36S44S4 | HP | Split System: Heat Pump with Remote Outdoor Unit-Air-Source | YHJD36S44S4 |  | FC/MC48C+MV16C | 12 | 14.5 | 8.2 | Yes | Yes | 2015-03-20 |  | Below V5.0 Req.
FALSE | YHJD36S44S4 | 2691 | 4248186 | COLEMAN BY JOHNSON CONTROLS | THJD36S44S4 | HP | Split System: Heat Pump with Remote Outdoor Unit-Air-Source | YHJD36S44S4 |  | FC/MC48C+MV16C+TXV | 12 | 14.5 | 8.2 | Yes | Yes | 2015-03-20 |  | Below V5.0 Req.
FALSE | YHJD36S44S4 | 2691 | 4248187 | COLEMAN BY JOHNSON CONTROLS | THJD36S44S4 | HP | Split System: Heat Pump with Remote Outdoor Unit-Air-Source | YHJD36S44S4 |  | FC/MC48D+MV12D | 12 | 14.5 | 8.2 | Yes | Yes | 2015-03-20 |  | Below V5.0 Req.
FALSE | YHJD36S44S4 | 2691 | 4248188 | COLEMAN BY JOHNSON CONTROLS | THJD36S44S4 | HP | Split System: Heat Pump with Remote Outdoor Unit-Air-Source | YHJD36S44S4 |  | FC/MC48D+MV12D+TXV | 12 | 14.5 | 8.2 | Yes | Yes | 2015-03-20 |  | Below V5.0 Req.
FALSE | YHJD30S44S4 | 2687 | 4248263 | FRASER-JOHNSTON BY JOHNSON CONTROLS | THJD30S43S4 | HP | Split System: Heat Pump with Remote Outdoor Unit-Air-Source | YHJD30S43S4 |  | FC/MC43B+MV12B | 12 | 14.5 | 8.2 | Yes | Yes | 2015-03-20 |  | Below V5.0 Req.
FALSE | YHJD30S44S4 | 2687 | 4248264 | FRASER-JOHNSTON BY JOHNSON CONTROLS | THJD30S43S4 | HP | Split System: Heat Pump with Remote Outdoor Unit-Air-Source | YHJD30S43S4 |  | FC/MC43B+MV12B+TXV | 12 | 14.5 | 8.2 | Yes | Yes | 2015-03-20 |  | Below V5.0 Req.
FALSE | YHJD30S44S4 | 2687 | 4248265 | FRASER-JOHNSTON BY JOHNSON CONTROLS | THJD30S43S4 | HP | Split System: Heat Pump with Remote Outdoor Unit-Air-Source | YHJD30S43S4 |  | FC/MC43C+MV16C | 12 | 14.5 | 8.2 | Yes | Yes | 2015-03-20 |  | Below V5.0 Req.
FALSE | YHJD30S44S4 | 2687 | 4248266 | FRASER-JOHNSTON BY JOHNSON CONTROLS | THJD30S43S4 | HP | Split System: Heat Pump with Remote Outdoor Unit-Air-Source | YHJD30S43S4 |  | FC/MC43C+MV16C+TXV | 12 | 14.5 | 8.2 | Yes | Yes | 2015-03-20 |  | Below V5.0 Req.
FALSE | YHJD36S44S4 | 2691 | 4248269 | FRASER-JOHNSTON BY JOHNSON CONTROLS | THJD36S43S4 | HP | Split System: Heat Pump with Remote Outdoor Unit-Air-Source | YHJD36S43S4 |  | FC/MC43B+MV12B | 12 | 14.5 | 8.2 | Yes | Yes | 2015-03-20 |  | Below V5.0 Req.
FALSE | YHJD36S44S4 | 2691 | 4248270 | FRASER-JOHNSTON BY JOHNSON CONTROLS | THJD36S43S4 | HP | Split System: Heat Pump with Remote Outdoor Unit-Air-Source | YHJD36S43S4 |  | FC/MC43B+MV12B+TXV | 12 | 14.5 | 8.2 | Yes | Yes | 2015-03-20 |  | Below V5.0 Req.
FALSE | YHJD36S44S4 | 2691 | 4248271 | FRASER-JOHNSTON BY JOHNSON CONTROLS | THJD36S43S4 | HP | Split System: Heat Pump with Remote Outdoor Unit-Air-Source | YHJD36S43S4 |  | FC/MC43C+MV16C | 12 | 14.5 | 8.2 | Yes | Yes | 2015-03-20 |  | Below V5.0 Req.
FALSE | YHJD36S44S4 | 2691 | 4248225 | LUXAIRE BY JOHNSON CONTROLS | THJD36S43S4 | HP | Split System: Heat Pump with Remote Outdoor Unit-Air-Source | YHJD36S43S4 |  | FC/MC48C+MV16C | 12 | 14.5 | 8.2 | Yes | Yes | 2015-03-20 |  | Below V5.0 Req.
FALSE | YHJD36S44S4 | 2691 | 4248226 | LUXAIRE BY JOHNSON CONTROLS | THJD36S43S4 | HP | Split System: Heat Pump with Remote Outdoor Unit-Air-Source | YHJD36S43S4 |  | FC/MC48C+MV16C+TXV | 12 | 14.5 | 8.2 | Yes | Yes | 2015-03-20 |  | Below V5.0 Req.
FALSE | YHJD36S44S4 | 2691 | 4248227 | LUXAIRE BY JOHNSON CONTROLS | THJD36S43S4 | HP | Split System: Heat Pump with Remote Outdoor Unit-Air-Source | YHJD36S43S4 |  | FC/MC48D+MV12D | 12 | 14.5 | 8.2 | Yes | Yes | 2015-03-20 |  | Below V5.0 Req.
FALSE | YHJD36S44S4 | 2691 | 4248228 | LUXAIRE BY JOHNSON CONTROLS | THJD36S43S4 | HP | Split System: Heat Pump with Remote Outdoor Unit-Air-Source | YHJD36S43S4 |  | FC/MC48D+MV12D+TXV | 12 | 14.5 | 8.2 | Yes | Yes | 2015-03-20 |  | Below V5.0 Req.
FALSE | YHJD36S44S4 | 2691 | 4248229 | LUXAIRE BY JOHNSON CONTROLS | THJD36S44S4 | HP | Split System: Heat Pump with Remote Outdoor Unit-Air-Source | YHJD36S44S4 |  | FC/MC43B+MV12B | 12 | 14.5 | 8.2 | Yes | Yes | 2015-03-20 |  | Below V5.0 Req.
FALSE | YHJD36S44S4 | 2691 | 4248230 | LUXAIRE BY JOHNSON CONTROLS | THJD36S44S4 | HP | Split System: Heat Pump with Remote Outdoor Unit-Air-Source | YHJD36S44S4 |  | FC/MC43B+MV12B+TXV | 12 | 14.5 | 8.2 | Yes | Yes | 2015-03-20 |  | Below V5.0 Req.
FALSE | YHJD36S44S4 | 2691 | 4248231 | LUXAIRE BY JOHNSON CONTROLS | THJD36S44S4 | HP | Split System: Heat Pump with Remote Outdoor Unit-Air-Source | YHJD36S44S4 |  | FC/MC43C+MV16C | 12 | 14.5 | 8.2 | Yes | Yes | 2015-03-20 |  | Below V5.0 Req.
FALSE | YHJD36S44S4 | 2691 | 4248232 | LUXAIRE BY JOHNSON CONTROLS | THJD36S44S4 | HP | Split System: Heat Pump with Remote Outdoor Unit-Air-Source | YHJD36S44S4 |  | FC/MC43C+MV16C+TXV | 12 | 14.5 | 8.2 | Yes | Yes | 2015-03-20 |  | Below V5.0 Req.
FALSE | YHJD36S44S4 | 2691 | 4248233 | LUXAIRE BY JOHNSON CONTROLS | THJD36S44S4 | HP | Split System: Heat Pump with Remote Outdoor Unit-Air-Source | YHJD36S44S4 |  | FC/MC48C+MV16C | 12 | 14.5 | 8.2 | Yes | Yes | 2015-03-20 |  | Below V5.0 Req.
FALSE | YHJD36S44S4 | 2691 | 4248234 | LUXAIRE BY JOHNSON CONTROLS | THJD36S44S4 | HP | Split System: Heat Pump with Remote Outdoor Unit-Air-Source | YHJD36S44S4 |  | FC/MC48C+MV16C+TXV | 12 | 14.5 | 8.2 | Yes | Yes | 2015-03-20 |  | Below V5.0 Req.
FALSE | YHJD36S44S4 | 2691 | 4248235 | LUXAIRE BY JOHNSON CONTROLS | THJD36S44S4 | HP | Split System: Heat Pump with Remote Outdoor Unit-Air-Source | YHJD36S44S4 |  | FC/MC48D+MV12D | 12 | 14.5 | 8.2 | Yes | Yes | 2015-03-20 |  | Below V5.0 Req.
FALSE | YHJD36S44S4 | 2691 | 4248236 | LUXAIRE BY JOHNSON CONTROLS | THJD36S44S4 | HP | Split System: Heat Pump with Remote Outdoor Unit-Air-Source | YHJD36S44S4 |  | FC/MC48D+MV12D+TXV | 12 | 14.5 | 8.2 | Yes | Yes | 2015-03-20 |  | Below V5.0 Req.
FALSE | YHJD36S44S4 | 2691 | 4248272 | FRASER-JOHNSTON BY JOHNSON CONTROLS | THJD36S43S4 | HP | Split System: Heat Pump with Remote Outdoor Unit-Air-Source | YHJD36S43S4 |  | FC/MC43C+MV16C+TXV | 12 | 14.5 | 8.2 | Yes | Yes | 2015-03-20 |  | Below V5.0 Req.
FALSE | YHJD36S44S4 | 2691 | 4248273 | FRASER-JOHNSTON BY JOHNSON CONTROLS | THJD36S43S4 | HP | Split System: Heat Pump with Remote Outdoor Unit-Air-Source | YHJD36S43S4 |  | FC/MC48C+MV16C | 12 | 14.5 | 8.2 | Yes | Yes | 2015-03-20 |  | Below V5.0 Req.
FALSE | YHJD36S44S4 | 2691 | 4248274 | FRASER-JOHNSTON BY JOHNSON CONTROLS | THJD36S43S4 | HP | Split System: Heat Pump with Remote Outdoor Unit-Air-Source | YHJD36S43S4 |  | FC/MC48C+MV16C+TXV | 12 | 14.5 | 8.2 | Yes | Yes | 2015-03-20 |  | Below V5.0 Req.
FALSE | YHJD36S44S4 | 2691 | 4248275 | FRASER-JOHNSTON BY JOHNSON CONTROLS | THJD36S43S4 | HP | Split System: Heat Pump with Remote Outdoor Unit-Air-Source | YHJD36S43S4 |  | FC/MC48D+MV12D | 12 | 14.5 | 8.2 | Yes | Yes | 2015-03-20 |  | Below V5.0 Req.
FALSE | YHJD36S44S4 | 2691 | 4248276 | FRASER-JOHNSTON BY JOHNSON CONTROLS | THJD36S43S4 | HP | Split System: Heat Pump with Remote Outdoor Unit-Air-Source | YHJD36S43S4 |  | FC/MC48D+MV12D+TXV | 12 | 14.5 | 8.2 | Yes | Yes | 2015-03-20 |  | Below V5.0 Req.
FALSE | YHJD36S44S4 | 2691 | 4248277 | FRASER-JOHNSTON BY JOHNSON CONTROLS | THJD36S44S4 | HP | Split System: Heat Pump with Remote Outdoor Unit-Air-Source | YHJD36S44S4 |  | FC/MC43B+MV12B | 12 | 14.5 | 8.2 | Yes | Yes | 2015-03-20 |  | Below V5.0 Req.
FALSE | YHJD36S44S4 | 2691 | 4248278 | FRASER-JOHNSTON BY JOHNSON CONTROLS | THJD36S44S4 | HP | Split System: Heat Pump with Remote Outdoor Unit-Air-Source | YHJD36S44S4 |  | FC/MC43B+MV12B+TXV | 12 | 14.5 | 8.2 | Yes | Yes | 2015-03-20 |  | Below V5.0 Req.
FALSE | YHJD36S44S4 | 2691 | 4248279 | FRASER-JOHNSTON BY JOHNSON CONTROLS | THJD36S44S4 | HP | Split System: Heat Pump with Remote Outdoor Unit-Air-Source | YHJD36S44S4 |  | FC/MC43C+MV16C | 12 | 14.5 | 8.2 | Yes | Yes | 2015-03-20 |  | Below V5.0 Req.
FALSE | YHJD36S44S4 | 2691 | 4248280 | FRASER-JOHNSTON BY JOHNSON CONTROLS | THJD36S44S4 | HP | Split System: Heat Pump with Remote Outdoor Unit-Air-Source | YHJD36S44S4 |  | FC/MC43C+MV16C+TXV | 12 | 14.5 | 8.2 | Yes | Yes | 2015-03-20 |  | Below V5.0 Req.
FALSE | YHJD36S44S4 | 2691 | 4248281 | FRASER-JOHNSTON BY JOHNSON CONTROLS | THJD36S44S4 | HP | Split System: Heat Pump with Remote Outdoor Unit-Air-Source | YHJD36S44S4 |  | FC/MC48C+MV16C | 12 | 14.5 | 8.2 | Yes | Yes | 2015-03-20 |  | Below V5.0 Req.
FALSE | YHJD36S44S4 | 2691 | 4248282 | FRASER-JOHNSTON BY JOHNSON CONTROLS | THJD36S44S4 | HP | Split System: Heat Pump with Remote Outdoor Unit-Air-Source | YHJD36S44S4 |  | FC/MC48C+MV16C+TXV | 12 | 14.5 | 8.2 | Yes | Yes | 2015-03-20 |  | Below V5.0 Req.
FALSE | YHJD36S44S4 | 2691 | 4248283 | FRASER-JOHNSTON BY JOHNSON CONTROLS | THJD36S44S4 | HP | Split System: Heat Pump with Remote Outdoor Unit-Air-Source | YHJD36S44S4 |  | FC/MC48D+MV12D | 12 | 14.5 | 8.2 | Yes | Yes | 2015-03-20 |  | Below V5.0 Req.
FALSE | YHJD36S44S4 | 2691 | 4248284 | FRASER-JOHNSTON BY JOHNSON CONTROLS | THJD36S44S4 | HP | Split System: Heat Pump with Remote Outdoor Unit-Air-Source | YHJD36S44S4 |  | FC/MC48D+MV12D+TXV | 12 | 14.5 | 8.2 | Yes | Yes | 2015-03-20 |  | Below V5.0 Req.
FALSE | XP17-024-230* | 1566 | 4249307 | LENNOX INDUSTRIES, INC. | XP17-024-230* | HP | Split System: Heat Pump with Remote Outdoor Unit-Air-Source | XP17-024-230* |  | CX34-31+TDR | 14 | 17 | 8.5 | Yes | Yes | 2011-01-22 |  | 1
FALSE | XP17-024-230* | 1566 | 4249308 | LENNOX INDUSTRIES, INC. | XP17-024-230* | HP | Split System: Heat Pump with Remote Outdoor Unit-Air-Source | XP17-024-230* |  | CX34-38+TDR | 13.5 | 15.1 | 8.5 | Yes | Yes | 2011-01-22 |  | 1
FALSE | XP17-024-230* | 1566 | 4249309 | LENNOX INDUSTRIES, INC. | XP17-024-230* | HP | Split System: Heat Pump with Remote Outdoor Unit-Air-Source | XP17-024-230* |  | CH33-31+TDR+TXV | 13.5 | 16.7 | 8.5 | Yes | Yes | 2011-01-22 |  | 1
FALSE | XP17-024-230* | 1566 | 4249310 | LENNOX INDUSTRIES, INC. | XP17-024-230* | HP | Split System: Heat Pump with Remote Outdoor Unit-Air-Source | XP17-024-230* |  | CH33-42+TDR+TXV | 13.5 | 16.7 | 8.5 | Yes | Yes | 2011-01-22 |  | 1
FALSE | YZF02413C | 2713 | 4251725 | YORK BY JOHNSON CONTROLS | YZF02413C | HP | Split System: Heat Pump with Remote Outdoor Unit-Air-Source | YZF02413C |  | AHX30+TXV | 12.5 | 15 | 8.5 | Yes | Yes | 2011-01-22 |  | 1
FALSE | YZF02413C | 2713 | 4251726 | YORK BY JOHNSON CONTROLS | YZF02413C | HP | Split System: Heat Pump with Remote Outdoor Unit-Air-Source | YZF02413C |  | AHX36+TXV | 12.5 | 15 | 8.5 | Yes | Yes | 2011-01-22 |  | 1
FALSE | YZF02413C | 2713 | 4251728 | YORK BY JOHNSON CONTROLS | YZF02413C | HP | Split System: Heat Pump with Remote Outdoor Unit-Air-Source | YZF02413C |  | F6FP030+TXV | 12.5 | 15 | 8.5 | Yes | Yes | 2011-01-22 |  | 1
FALSE | YZF02413C | 2713 | 4251729 | YORK BY JOHNSON CONTROLS | YZF02413C | HP | Split System: Heat Pump with Remote Outdoor Unit-Air-Source | YZF02413C |  | F6FP036+TXV | 12.5 | 15 | 8.5 | Yes | Yes | 2011-01-22 |  | 1
FALSE | YZF03613C | 2718 | 4251803 | YORK BY JOHNSON CONTROLS | YZF03613C | HP | Split System: Heat Pump with Remote Outdoor Unit-Air-Source | YZF03613C |  | AHX42+TXV | 12.5 | 15 | 9 | Yes | Yes | 2011-01-22 |  | 1
FALSE | YZF03613C | 2718 | 4251804 | YORK BY JOHNSON CONTROLS | YZF03613C | HP | Split System: Heat Pump with Remote Outdoor Unit-Air-Source | YZF03613C |  | AHX48+TXV | 12.5 | 15 | 9 | Yes | Yes | 2011-01-22 |  | 1
FALSE | YZF03613C | 2718 | 4251806 | YORK BY JOHNSON CONTROLS | YZF03613C | HP | Split System: Heat Pump with Remote Outdoor Unit-Air-Source | YZF03613C |  | F6FP042+TXV | 12.5 | 15 | 9 | Yes | Yes | 2011-01-22 |  | 1
FALSE | YZF03613C | 2718 | 4251807 | YORK BY JOHNSON CONTROLS | YZF03613C | HP | Split System: Heat Pump with Remote Outdoor Unit-Air-Source | YZF03613C |  | F6FP048+TXV | 12.5 | 15 | 9 | Yes | Yes | 2011-01-22 |  | 1
FALSE | YZF04813C | 2695 | 4251875 | YORK BY JOHNSON CONTROLS | YZF04813C | HP | Split System: Heat Pump with Remote Outdoor Unit-Air-Source | YZF04813C |  | AHX60+TXV | 12.5 | 15 | 9 | Yes | Yes | 2011-01-22 |  | 1
FALSE | YZF04813C | 2695 | 4251876 | YORK BY JOHNSON CONTROLS | YZF04813C | HP | Split System: Heat Pump with Remote Outdoor Unit-Air-Source | YZF04813C |  | F6FP060+TXV | 12.5 | 15 | 9 | Yes | Yes | 2011-01-22 |  | 1
FALSE | YZF03013C | 2716 | 4251972 | COLEMAN BY JOHNSON CONTROLS | HC6B030F3C | HP | Split System: Heat Pump with Remote Outdoor Unit-Air-Source | YZF03013C |  | AHX36+TXV | 13 | 16 | 9 | Yes | Yes | 2011-02-28 |  | 2
FALSE | YZF03613C | 2718 | 4251993 | COLEMAN BY JOHNSON CONTROLS | HC6B036F3C | HP | Split System: Heat Pump with Remote Outdoor Unit-Air-Source | YZF03613C |  | AHX42+TXV | 12.5 | 15 | 9 | Yes | Yes | 2011-02-28 |  | 1
FALSE | YZF03613C | 2718 | 4251994 | COLEMAN BY JOHNSON CONTROLS | HC6B036F3C | HP | Split System: Heat Pump with Remote Outdoor Unit-Air-Source | YZF03613C |  | AHX48+TXV | 12.5 | 15 | 9 | Yes | Yes | 2011-02-28 |  | 1
FALSE | YZF04813C | 2695 | 4252036 | COLEMAN BY JOHNSON CONTROLS | HC6B048F3C | HP | Split System: Heat Pump with Remote Outdoor Unit-Air-Source | YZF04813C |  | F6FP060+TXV | 12.5 | 15 | 9 | Yes | Yes | 2011-02-28 |  | 1
FALSE | YZF04813C | 2695 | 4252035 | COLEMAN BY JOHNSON CONTROLS | HC6B048F3C | HP | Split System: Heat Pump with Remote Outdoor Unit-Air-Source | YZF04813C |  | AHX60+TXV | 12.5 | 15 | 9 | Yes | Yes | 2011-02-28 |  | 1
FALSE | YZF03613C | 2718 | 4252091 | COLEMAN BY JOHNSON CONTROLS | HC6B036F3C | HP | Split System: Heat Pump with Remote Outdoor Unit-Air-Source | YZF03613C |  | F6FP042+TXV | 12.5 | 15 | 9 | Yes | Yes | 2011-02-28 |  | 1
FALSE | YZF03613C | 2718 | 4252092 | COLEMAN BY JOHNSON CONTROLS | HC6B036F3C | HP | Split System: Heat Pump with Remote Outdoor Unit-Air-Source | YZF03613C |  | F6FP048+TXV | 12.5 | 15 | 9 | Yes | Yes | 2011-02-28 |  | 1
FALSE | YZF03013C | 2716 | 4252177 | LUXAIRE BY JOHNSON CONTROLS | HL6B030F3C | HP | Split System: Heat Pump with Remote Outdoor Unit-Air-Source | YZF03013C |  | AHX36+TXV | 13 | 16 | 9 | Yes | Yes | 2011-02-28 |  | 2
FALSE | YZF04813C | 2695 | 4252240 | LUXAIRE BY JOHNSON CONTROLS | HL6B048F3C | HP | Split System: Heat Pump with Remote Outdoor Unit-Air-Source | YZF04813C |  | AHX60+TXV | 12.5 | 15 | 9 | Yes | Yes | 2011-02-28 |  | 1
FALSE | YZF04813C | 2695 | 4252241 | LUXAIRE BY JOHNSON CONTROLS | HL6B048F3C | HP | Split System: Heat Pump with Remote Outdoor Unit-Air-Source | YZF04813C |  | F6FP060+TXV | 12.5 | 15 | 9 | Yes | Yes | 2011-02-28 |  | 1
FALSE | YZF02413C | 2713 | 4252329 | LUXAIRE BY JOHNSON CONTROLS | HL6B024F3C | HP | Split System: Heat Pump with Remote Outdoor Unit-Air-Source | YZF02413C |  | F6FP036+TXV | 12.5 | 15 | 8.5 | Yes | Yes | 2011-02-28 |  | 1
FALSE | YZF04813C | 2695 | 4252419 | FRASER-JOHNSTON BY JOHNSON CONTROLS | HL6B048F3C | HP | Split System: Heat Pump with Remote Outdoor Unit-Air-Source | YZF04813C |  | AHX60+TXV | 12.5 | 15 | 9 | Yes | Yes | 2011-02-28 |  | 1
FALSE | YZF04813C | 2695 | 4252420 | FRASER-JOHNSTON BY JOHNSON CONTROLS | HL6B048F3C | HP | Split System: Heat Pump with Remote Outdoor Unit-Air-Source | YZF04813C |  | F6FP060+TXV | 12.5 | 15 | 9 | Yes | Yes | 2011-02-28 |  | 1
FALSE | T4BI-024K | 1803 | 4254697 | PHILCO | FT4BI-024K | HP | Split System: Heat Pump with Remote Outdoor Unit-Air-Source | T4BI-024K |  | B4VM-E24K-B | 14.6 | 22 | 10 | Yes | Yes | 2011-02-08 |  | 3
FALSE | T4BI-036K | 1801 | 4254698 | PHILCO | FT4BI-036K | HP | Split System: Heat Pump with Remote Outdoor Unit-Air-Source | T4BI-036K |  | B4VM-E36K-B | 13 | 21 | 9.6 | Yes | Yes | 2011-02-08 |  | 2
FALSE | T4BI-048K | 1802 | 4254699 | PHILCO | FT4BI-048K | HP | Split System: Heat Pump with Remote Outdoor Unit-Air-Source | T4BI-048K |  | B4VM-E48K-C | 12.5 | 21 | 10 | Yes | Yes | 2011-02-08 |  | 1
FALSE | T4BI-024K | 1803 | 4254700 | PHILCO | FT4BI-024K | HP | Split System: Heat Pump with Remote Outdoor Unit-Air-Source | T4BI-024K |  | C6BH-I24C-B | 13.8 | 20 | 10 | Yes | Yes | 2011-02-08 |  | 3
FALSE | T4BI-024K | 1803 | 4254701 | PHILCO | FT4BI-024K | HP | Split System: Heat Pump with Remote Outdoor Unit-Air-Source | T4BI-024K |  | C6BH-I24C-B | 13.8 | 20 | 10 | Yes | Yes | 2011-02-08 |  | 3
FALSE | T4BI-036K | 1801 | 4254702 | PHILCO | FT4BI-036K | HP | Split System: Heat Pump with Remote Outdoor Unit-Air-Source | T4BI-036K |  | C6BH-I36C-B | 12.2 | 19 | 9.6 | Yes | Yes | 2011-02-08 |  | 0
FALSE | T4BI-036K | 1801 | 4254703 | PHILCO | FT4BI-036K | HP | Split System: Heat Pump with Remote Outdoor Unit-Air-Source | T4BI-036K |  | C6BH-I36C-B | 12.2 | 19 | 9.6 | Yes | Yes | 2011-02-08 |  | 0
FALSE | T4BI-036K | 1801 | 4254704 | PHILCO | FT4BI-036K | HP | Split System: Heat Pump with Remote Outdoor Unit-Air-Source | T4BI-036K |  | C6BH-I36C-C | 12.2 | 19 | 9.6 | Yes | Yes | 2011-02-08 |  | 0
FALSE | T4BI-036K | 1801 | 4254705 | PHILCO | FT4BI-036K | HP | Split System: Heat Pump with Remote Outdoor Unit-Air-Source | T4BI-036K |  | C6BH-I36C-C | 12.2 | 19 | 9.6 | Yes | Yes | 2011-02-08 |  | 0
FALSE | T4BF-024KB | 1866 | 4258351 | NORDYNE, INC. | T4BF-024KB | HP | Split System: Heat Pump with Remote Outdoor Unit-Air-Source | T4BF-024KB |  | B4VM-X24K-B | 13 | 16 | 9 | Yes | Yes | 2011-01-22 |  | 2
FALSE | T4BF-024KB | 1866 | 4258352 | NORDYNE, INC. | T4BF-024KB | HP | Split System: Heat Pump with Remote Outdoor Unit-Air-Source | T4BF-024KB |  | C6B(A,H)-X26(C,U)-B | 13 | 16 | 9 | Yes | Yes | 2011-01-22 |  | 2
FALSE | T4BF-024KB | 1866 | 4258353 | NORDYNE, LLC. | T4BF-024KB | HP | Split System: Heat Pump with Remote Outdoor Unit-Air-Source | T4BF-024KB |  | C6B(A,H)-X26(C,U)-B | 12.5 | 15.5 | 8.8 | Yes | Yes | 2011-01-22 |  | 1
FALSE | T4BF-024KB | 1866 | 4258354 | NORDYNE, LLC. | T4BF-024KB | HP | Split System: Heat Pump with Remote Outdoor Unit-Air-Source | T4BF-024KB |  | C6B(A,H)-X26(C,U)-B | 12.5 | 15.5 | 8.8 | Yes | Yes | 2011-01-22 |  | 1
FALSE | T4BF-024KB | 1866 | 4258355 | NORDYNE, LLC. | T4BF-024KB | HP | Split System: Heat Pump with Remote Outdoor Unit-Air-Source | T4BF-024KB |  | C6B(A,H)-X26(C,U)-B | 12.5 | 15.5 | 8.8 | Yes | Yes | 2011-01-22 |  | 1
FALSE | T4BF-024KB | 1866 | 4258356 | NORDYNE, LLC. | T4BF-024KB | HP | Split System: Heat Pump with Remote Outdoor Unit-Air-Source | T4BF-024KB |  | C6B(A,H)-F42(C,U)-B+TXV-X2.0 | 12.5 | 15.5 | 8.8 | Yes | Yes | 2011-01-22 |  | 1
FALSE | T4BF-024KB | 1866 | 4258357 | NORDYNE, LLC. | T4BF-024KB | HP | Split System: Heat Pump with Remote Outdoor Unit-Air-Source | T4BF-024KB |  | C6B(A,H)-F42(C,U)-B+TXV-X2.0 | 12.5 | 15.5 | 8.8 | Yes | Yes | 2011-01-22 |  | 1
FALSE | T4BF-024KB | 1866 | 4258358 | NORDYNE, LLC. | T4BF-024KB | HP | Split System: Heat Pump with Remote Outdoor Unit-Air-Source | T4BF-024KB |  | C6B(A,H)-F42(C,U)-B+TXV-X2.0 | 12.5 | 15.5 | 8.8 | Yes | Yes | 2011-01-22 |  | 1
FALSE | T4BF-024KB | 1866 | 4285203 | BROAN | ET4BF-024KB | HP | Split System: Heat Pump with Remote Outdoor Unit-Air-Source | T4BF-024KB |  | C6B(A,H)-F42(C,U)-B+TXV-X2.0 | 12.5 | 15.5 | 8.8 | Yes | Yes | 2011-02-08 |  | 1
FALSE | T4BF-024KB | 1866 | 4285204 | BROAN | ET4BF-024KB | HP | Split System: Heat Pump with Remote Outdoor Unit-Air-Source | T4BF-024KB |  | C6B(A,H)-X26(C,U)-B | 12.5 | 15.5 | 8.8 | Yes | Yes | 2011-02-08 |  | 1
FALSE | T4BF-024KB | 1866 | 4285205 | BROAN | ET4BF-024KB | HP | Split System: Heat Pump with Remote Outdoor Unit-Air-Source | T4BF-024KB |  | C6B(A,H)-X26(C,U)-B | 12.5 | 15.5 | 8.8 | Yes | Yes | 2011-02-08 |  | 1
FALSE | T4BF-024KB | 1866 | 4285206 | BROAN | ET4BF-024KB | HP | Split System: Heat Pump with Remote Outdoor Unit-Air-Source | T4BF-024KB |  | C6B(A,H)-F42(C,U)-B+TXV-X2.0 | 12.5 | 15.5 | 8.8 | Yes | Yes | 2011-02-08 |  | 1
FALSE | T4BF-024KB | 1866 | 4285207 | BROAN | ET4BF-024KB | HP | Split System: Heat Pump with Remote Outdoor Unit-Air-Source | T4BF-024KB |  | C6B(A,H)-F42(C,U)-B+TXV-X2.0 | 12.5 | 15.5 | 8.8 | Yes | Yes | 2011-02-08 |  | 1
FALSE | T4BF-024KB | 1866 | 4285208 | BROAN | ET4BF-024KB | HP | Split System: Heat Pump with Remote Outdoor Unit-Air-Source | T4BF-024KB |  | C6B(A,H)-X26(C,U)-B | 12.5 | 15.5 | 8.8 | Yes | Yes | 2011-02-08 |  | 1
FALSE | T4BF-024KB | 1866 | 4285209 | BROAN | ET4BF-024KB | HP | Split System: Heat Pump with Remote Outdoor Unit-Air-Source | T4BF-024KB |  | C6B(A,H)-X26(C,U)-B | 12.5 | 15.5 | 8.8 | Yes | Yes | 2011-02-08 |  | 1
FALSE | T4BF-024KB | 1866 | 4285210 | BROAN | ET4BF-024KB | HP | Split System: Heat Pump with Remote Outdoor Unit-Air-Source | T4BF-024KB |  | C6B(A,H)-F42(C,U)-B+TXV-X2.0 | 12.5 | 15.5 | 8.8 | Yes | Yes | 2011-02-08 |  | 1
FALSE | T4BF-024KB | 1866 | 4285211 | BROAN | ET4BF-024KB | HP | Split System: Heat Pump with Remote Outdoor Unit-Air-Source | T4BF-024KB |  | C6B(A,H)-X26(C,U)-B | 12.5 | 15.5 | 8.8 | Yes | Yes | 2011-02-08 |  | 1
FALSE | T4BF-024KB | 1866 | 4285212 | BROAN | ET4BF-024KB | HP | Split System: Heat Pump with Remote Outdoor Unit-Air-Source | T4BF-024KB |  | C6B(A,H)-F42(C,U)-B+TXV-X2.0 | 12.5 | 15.5 | 8.8 | Yes | Yes | 2011-02-08 |  | 1
FALSE | T4BF-024KB | 1866 | 4285213 | BROAN | ET4BF-024KB | HP | Split System: Heat Pump with Remote Outdoor Unit-Air-Source | T4BF-024KB |  | C6B(A,H)-X26(C,U)-B | 13 | 16 | 9 | Yes | Yes | 2011-02-08 |  | 2
FALSE | T4BF-024KB | 1866 | 4285214 | BROAN | ET4BF-024KB | HP | Split System: Heat Pump with Remote Outdoor Unit-Air-Source | T4BF-024KB |  | C6B(A,H)-F42(C,U)-B+TXV-X2.0 | 13 | 16 | 9 | Yes | Yes | 2011-02-08 |  | 2
FALSE | T4BF-024KB | 1866 | 4285215 | BROAN | ET4BF-024KB | HP | Split System: Heat Pump with Remote Outdoor Unit-Air-Source | T4BF-024KB |  | C6B(A,H)-X26(C,U)-B | 12.5 | 15.5 | 8.8 | Yes | Yes | 2011-02-08 |  | 1
FALSE | T4BF-024KB | 1866 | 4285216 | BROAN | ET4BF-024KB | HP | Split System: Heat Pump with Remote Outdoor Unit-Air-Source | T4BF-024KB |  | B4VM-X24K-B | 13 | 16 | 9 | Yes | Yes | 2011-02-08 |  | 2
FALSE | T4BF-024KB | 1866 | 4285217 | BROAN | FT4BF-024KB | HP | Split System: Heat Pump with Remote Outdoor Unit-Air-Source | T4BF-024KB |  | C6B(A,H)-F42(C,U)-B+TXV-X2.0 | 12.5 | 15.5 | 8.8 | Yes | Yes | 2011-02-08 |  | 1
FALSE | T4BF-024KB | 1866 | 4285218 | BROAN | FT4BF-024KB | HP | Split System: Heat Pump with Remote Outdoor Unit-Air-Source | T4BF-024KB |  | C6B(A,H)-X26(C,U)-B | 12.5 | 15.5 | 8.8 | Yes | Yes | 2011-02-08 |  | 1
FALSE | T4BF-024KB | 1866 | 4285219 | BROAN | FT4BF-024KB | HP | Split System: Heat Pump with Remote Outdoor Unit-Air-Source | T4BF-024KB |  | C6B(A,H)-X26(C,U)-B | 12.5 | 15.5 | 8.8 | Yes | Yes | 2011-02-08 |  | 1
FALSE | T4BF-024KB | 1866 | 4285220 | BROAN | FT4BF-024KB | HP | Split System: Heat Pump with Remote Outdoor Unit-Air-Source | T4BF-024KB |  | C6B(A,H)-F42(C,U)-B+TXV-X2.0 | 12.5 | 15.5 | 8.8 | Yes | Yes | 2011-02-08 |  | 1
FALSE | T4BF-024KB | 1866 | 4285221 | BROAN | FT4BF-024KB | HP | Split System: Heat Pump with Remote Outdoor Unit-Air-Source | T4BF-024KB |  | C6B(A,H)-F42(C,U)-B+TXV-X2.0 | 12.5 | 15.5 | 8.8 | Yes | Yes | 2011-02-08 |  | 1
FALSE | T4BF-024KB | 1866 | 4285222 | BROAN | FT4BF-024KB | HP | Split System: Heat Pump with Remote Outdoor Unit-Air-Source | T4BF-024KB |  | C6B(A,H)-X26(C,U)-B | 12.5 | 15.5 | 8.8 | Yes | Yes | 2011-02-08 |  | 1
FALSE | T4BF-024KB | 1866 | 4285223 | BROAN | FT4BF-024KB | HP | Split System: Heat Pump with Remote Outdoor Unit-Air-Source | T4BF-024KB |  | C6B(A,H)-X26(C,U)-B | 12.5 | 15.5 | 8.8 | Yes | Yes | 2011-02-08 |  | 1
FALSE | T4BF-024KB | 1866 | 4285224 | BROAN | FT4BF-024KB | HP | Split System: Heat Pump with Remote Outdoor Unit-Air-Source | T4BF-024KB |  | C6B(A,H)-F42(C,U)-B+TXV-X2.0 | 12.5 | 15.5 | 8.8 | Yes | Yes | 2011-02-08 |  | 1
FALSE | T4BF-024KB | 1866 | 4285225 | BROAN | FT4BF-024KB | HP | Split System: Heat Pump with Remote Outdoor Unit-Air-Source | T4BF-024KB |  | C6B(A,H)-X26(C,U)-B | 12.5 | 15.5 | 8.8 | Yes | Yes | 2011-02-08 |  | 1
FALSE | T4BF-024KB | 1866 | 4285226 | BROAN | FT4BF-024KB | HP | Split System: Heat Pump with Remote Outdoor Unit-Air-Source | T4BF-024KB |  | C6B(A,H)-F42(C,U)-B+TXV-X2.0 | 12.5 | 15.5 | 8.8 | Yes | Yes | 2011-02-08 |  | 1
FALSE | T4BF-024KB | 1866 | 4285227 | BROAN | FT4BF-024KB | HP | Split System: Heat Pump with Remote Outdoor Unit-Air-Source | T4BF-024KB |  | C6B(A,H)-X26(C,U)-B | 13 | 16 | 9 | Yes | Yes | 2011-02-08 |  | 2
FALSE | T4BF-024KB | 1866 | 4285228 | BROAN | FT4BF-024KB | HP | Split System: Heat Pump with Remote Outdoor Unit-Air-Source | T4BF-024KB |  | C6B(A,H)-F42(C,U)-B+TXV-X2.0 | 13 | 16 | 9 | Yes | Yes | 2011-02-08 |  | 2
FALSE | T4BF-024KB | 1866 | 4285229 | BROAN | FT4BF-024KB | HP | Split System: Heat Pump with Remote Outdoor Unit-Air-Source | T4BF-024KB |  | C6B(A,H)-X26(C,U)-B | 12.5 | 15.5 | 8.8 | Yes | Yes | 2011-02-08 |  | 1
FALSE | T4BF-024KB | 1866 | 4285230 | BROAN | FT4BF-024KB | HP | Split System: Heat Pump with Remote Outdoor Unit-Air-Source | T4BF-024KB |  | B4VM-X24K-B | 13 | 16 | 9 | Yes | Yes | 2011-02-08 |  | 2
FALSE | T4BF-024KB | 1866 | 4285231 | BROAN | ET4BF-024KB | HP | Split System: Heat Pump with Remote Outdoor Unit-Air-Source | T4BF-024KB |  | C6B(A,H)-F42(C,U)-B+TXV-X2.0 | 12.5 | 15.5 | 8.8 | Yes | Yes | 2011-02-08 |  | 1
FALSE | T4BF-024KB | 1866 | 4285232 | BROAN | ET4BF-024KB | HP | Split System: Heat Pump with Remote Outdoor Unit-Air-Source | T4BF-024KB |  | C6B(A,H)-X26(C,U)-B | 12.5 | 15.5 | 8.8 | Yes | Yes | 2011-02-08 |  | 1
FALSE | T4BF-024KB | 1866 | 4285233 | BROAN | ET4BF-024KB | HP | Split System: Heat Pump with Remote Outdoor Unit-Air-Source | T4BF-024KB |  | C6B(A,H)-X26(C,U)-B | 12.5 | 15.5 | 8.8 | Yes | Yes | 2011-02-08 |  | 1
FALSE | T4BF-024KB | 1866 | 4285234 | BROAN | ET4BF-024KB | HP | Split System: Heat Pump with Remote Outdoor Unit-Air-Source | T4BF-024KB |  | C6B(A,H)-F42(C,U)-B+TXV-X2.0 | 12.5 | 15.5 | 8.8 | Yes | Yes | 2011-02-08 |  | 1
FALSE | T4BF-024KB | 1866 | 4285235 | BROAN | ET4BF-024KB | HP | Split System: Heat Pump with Remote Outdoor Unit-Air-Source | T4BF-024KB |  | C6B(A,H)-X26(C,U)-B | 12.5 | 15.5 | 8.8 | Yes | Yes | 2011-02-08 |  | 1
FALSE | T4BF-024KB | 1866 | 4285236 | BROAN | ET4BF-024KB | HP | Split System: Heat Pump with Remote Outdoor Unit-Air-Source | T4BF-024KB |  | C6B(A,H)-F42(C,U)-B+TXV-X2.0 | 12.5 | 15.5 | 8.8 | Yes | Yes | 2011-02-08 |  | 1
FALSE | T4BF-024KB | 1866 | 4285237 | FRIGIDAIRE | ET4BF-024KB | HP | Split System: Heat Pump with Remote Outdoor Unit-Air-Source | T4BF-024KB |  | C6B(A,H)-F42(C,U)-B+TXV-X2.0 | 12.5 | 15.5 | 8.8 | Yes | Yes | 2011-02-08 |  | 1
FALSE | T4BF-024KB | 1866 | 4285238 | FRIGIDAIRE | ET4BF-024KB | HP | Split System: Heat Pump with Remote Outdoor Unit-Air-Source | T4BF-024KB |  | C6B(A,H)-X26(C,U)-B | 12.5 | 15.5 | 8.8 | Yes | Yes | 2011-02-08 |  | 1
FALSE | T4BF-024KB | 1866 | 4285239 | FRIGIDAIRE | ET4BF-024KB | HP | Split System: Heat Pump with Remote Outdoor Unit-Air-Source | T4BF-024KB |  | C6B(A,H)-X26(C,U)-B | 12.5 | 15.5 | 8.8 | Yes | Yes | 2011-02-08 |  | 1
FALSE | T4BF-024KB | 1866 | 4285240 | FRIGIDAIRE | ET4BF-024KB | HP | Split System: Heat Pump with Remote Outdoor Unit-Air-Source | T4BF-024KB |  | C6B(A,H)-F42(C,U)-B+TXV-X2.0 | 12.5 | 15.5 | 8.8 | Yes | Yes | 2011-02-08 |  | 1
FALSE | T4BF-024KB | 1866 | 4285241 | FRIGIDAIRE | ET4BF-024KB | HP | Split System: Heat Pump with Remote Outdoor Unit-Air-Source | T4BF-024KB |  | C6B(A,H)-F42(C,U)-B+TXV-X2.0 | 12.5 | 15.5 | 8.8 | Yes | Yes | 2011-02-08 |  | 1
FALSE | T4BF-024KB | 1866 | 4285242 | FRIGIDAIRE | ET4BF-024KB | HP | Split System: Heat Pump with Remote Outdoor Unit-Air-Source | T4BF-024KB |  | C6B(A,H)-X26(C,U)-B | 12.5 | 15.5 | 8.8 | Yes | Yes | 2011-02-08 |  | 1
FALSE | T4BF-024KB | 1866 | 4285288 | GIBSON | JT4BF-024KB | HP | Split System: Heat Pump with Remote Outdoor Unit-Air-Source | T4BF-024KB |  | C6B(A,H)-F42(C,U)-B+TXV-X2.0 | 13 | 16 | 9 | Yes | Yes | 2011-02-08 |  | 2
FALSE | T4BF-024KB | 1866 | 4285289 | GIBSON | JT4BF-024KB | HP | Split System: Heat Pump with Remote Outdoor Unit-Air-Source | T4BF-024KB |  | C6B(A,H)-X26(C,U)-B | 12.5 | 15.5 | 8.8 | Yes | Yes | 2011-02-08 |  | 1
FALSE | T4BF-024KB | 1866 | 4285290 | GIBSON | JT4BF-024KB | HP | Split System: Heat Pump with Remote Outdoor Unit-Air-Source | T4BF-024KB |  | B4VM-X24K-B | 13 | 16 | 9 | Yes | Yes | 2011-02-08 |  | 2
FALSE | T4BF-024KB | 1866 | 4285291 | GRANDAIRE | JT4BF-024KB | HP | Split System: Heat Pump with Remote Outdoor Unit-Air-Source | T4BF-024KB |  | C6B(A,H)-F42(C,U)-B+TXV-X2.0 | 12.5 | 15.5 | 8.8 | Yes | Yes | 2011-02-08 |  | 1
FALSE | T4BF-024KB | 1866 | 4285292 | GRANDAIRE | JT4BF-024KB | HP | Split System: Heat Pump with Remote Outdoor Unit-Air-Source | T4BF-024KB |  | C6B(A,H)-X26(C,U)-B | 12.5 | 15.5 | 8.8 | Yes | Yes | 2011-02-08 |  | 1
FALSE | T4BF-024KB | 1866 | 4285293 | GRANDAIRE | JT4BF-024KB | HP | Split System: Heat Pump with Remote Outdoor Unit-Air-Source | T4BF-024KB |  | C6B(A,H)-X26(C,U)-B | 12.5 | 15.5 | 8.8 | Yes | Yes | 2011-02-08 |  | 1
FALSE | T4BF-024KB | 1866 | 4285294 | GRANDAIRE | JT4BF-024KB | HP | Split System: Heat Pump with Remote Outdoor Unit-Air-Source | T4BF-024KB |  | C6B(A,H)-F42(C,U)-B+TXV-X2.0 | 12.5 | 15.5 | 8.8 | Yes | Yes | 2011-02-08 |  | 1
FALSE | T4BF-024KB | 1866 | 4285295 | GRANDAIRE | JT4BF-024KB | HP | Split System: Heat Pump with Remote Outdoor Unit-Air-Source | T4BF-024KB |  | C6B(A,H)-F42(C,U)-B+TXV-X2.0 | 12.5 | 15.5 | 8.8 | Yes | Yes | 2011-02-08 |  | 1
FALSE | T4BF-024KB | 1866 | 4285296 | GRANDAIRE | JT4BF-024KB | HP | Split System: Heat Pump with Remote Outdoor Unit-Air-Source | T4BF-024KB |  | C6B(A,H)-X26(C,U)-B | 12.5 | 15.5 | 8.8 | Yes | Yes | 2011-02-08 |  | 1
FALSE | T4BF-024KB | 1866 | 4285297 | GRANDAIRE | JT4BF-024KB | HP | Split System: Heat Pump with Remote Outdoor Unit-Air-Source | T4BF-024KB |  | C6B(A,H)-X26(C,U)-B | 12.5 | 15.5 | 8.8 | Yes | Yes | 2011-02-08 |  | 1
FALSE | T4BF-024KB | 1866 | 4285298 | GRANDAIRE | JT4BF-024KB | HP | Split System: Heat Pump with Remote Outdoor Unit-Air-Source | T4BF-024KB |  | C6B(A,H)-F42(C,U)-B+TXV-X2.0 | 12.5 | 15.5 | 8.8 | Yes | Yes | 2011-02-08 |  | 1
FALSE | T4BF-024KB | 1866 | 4285299 | GRANDAIRE | JT4BF-024KB | HP | Split System: Heat Pump with Remote Outdoor Unit-Air-Source | T4BF-024KB |  | C6B(A,H)-X26(C,U)-B | 12.5 | 15.5 | 8.8 | Yes | Yes | 2011-02-08 |  | 1
FALSE | T4BF-024KB | 1866 | 4285300 | GRANDAIRE | JT4BF-024KB | HP | Split System: Heat Pump with Remote Outdoor Unit-Air-Source | T4BF-024KB |  | C6B(A,H)-F42(C,U)-B+TXV-X2.0 | 12.5 | 15.5 | 8.8 | Yes | Yes | 2011-02-08 |  | 1
FALSE | T4BF-024KB | 1866 | 4285301 | GRANDAIRE | JT4BF-024KB | HP | Split System: Heat Pump with Remote Outdoor Unit-Air-Source | T4BF-024KB |  | C6B(A,H)-F42(C,U)-B+TXV-X2.0 | 12.5 | 15.5 | 8.8 | Yes | Yes | 2011-02-08 |  | 1
FALSE | T4BF-024KB | 1866 | 4285302 | GRANDAIRE | JT4BF-024KB | HP | Split System: Heat Pump with Remote Outdoor Unit-Air-Source | T4BF-024KB |  | C6B(A,H)-X26(C,U)-B | 12.5 | 15.5 | 8.8 | Yes | Yes | 2011-02-08 |  | 1
FALSE | T4BF-024KB | 1866 | 4285303 | GRANDAIRE | JT4BF-024KB | HP | Split System: Heat Pump with Remote Outdoor Unit-Air-Source | T4BF-024KB |  | C6B(A,H)-X26(C,U)-B | 12.5 | 15.5 | 8.8 | Yes | Yes | 2011-02-08 |  | 1
FALSE | T4BF-024KB | 1866 | 4285304 | GRANDAIRE | JT4BF-024KB | HP | Split System: Heat Pump with Remote Outdoor Unit-Air-Source | T4BF-024KB |  | C6B(A,H)-F42(C,U)-B+TXV-X2.0 | 12.5 | 15.5 | 8.8 | Yes | Yes | 2011-02-08 |  | 1
FALSE | T4BF-024KB | 1866 | 4285305 | GRANDAIRE | JT4BF-024KB | HP | Split System: Heat Pump with Remote Outdoor Unit-Air-Source | T4BF-024KB |  | C6B(A,H)-X26(C,U)-B | 12.5 | 15.5 | 8.8 | Yes | Yes | 2011-02-08 |  | 1
FALSE | T4BF-024KB | 1866 | 4285261 | FRIGIDAIRE | FT4BF-024KB | HP | Split System: Heat Pump with Remote Outdoor Unit-Air-Source | T4BF-024KB |  | C6B(A,H)-X26(C,U)-B | 13 | 16 | 9 | Yes | Yes | 2011-02-08 |  | 2
FALSE | T4BF-024KB | 1866 | 4285262 | FRIGIDAIRE | FT4BF-024KB | HP | Split System: Heat Pump with Remote Outdoor Unit-Air-Source | T4BF-024KB |  | C6B(A,H)-F42(C,U)-B+TXV-X2.0 | 13 | 16 | 9 | Yes | Yes | 2011-02-08 |  | 2
FALSE | T4BF-024KB | 1866 | 4285263 | FRIGIDAIRE | FT4BF-024KB | HP | Split System: Heat Pump with Remote Outdoor Unit-Air-Source | T4BF-024KB |  | C6B(A,H)-X26(C,U)-B | 12.5 | 15.5 | 8.8 | Yes | Yes | 2011-02-08 |  | 1
FALSE | T4BF-024KB | 1866 | 4285264 | FRIGIDAIRE | FT4BF-024KB | HP | Split System: Heat Pump with Remote Outdoor Unit-Air-Source | T4BF-024KB |  | B4VM-X24K-B | 13 | 16 | 9 | Yes | Yes | 2011-02-08 |  | 2
FALSE | T4BF-024KB | 1866 | 4285265 | FRIGIDAIRE | ET4BF-024KB | HP | Split System: Heat Pump with Remote Outdoor Unit-Air-Source | T4BF-024KB |  | C6B(A,H)-F42(C,U)-B+TXV-X2.0 | 12.5 | 15.5 | 8.8 | Yes | Yes | 2011-02-08 |  | 1
FALSE | T4BF-024KB | 1866 | 4285266 | FRIGIDAIRE | ET4BF-024KB | HP | Split System: Heat Pump with Remote Outdoor Unit-Air-Source | T4BF-024KB |  | C6B(A,H)-X26(C,U)-B | 12.5 | 15.5 | 8.8 | Yes | Yes | 2011-02-08 |  | 1
FALSE | T4BF-024KB | 1866 | 4285267 | FRIGIDAIRE | ET4BF-024KB | HP | Split System: Heat Pump with Remote Outdoor Unit-Air-Source | T4BF-024KB |  | C6B(A,H)-X26(C,U)-B | 12.5 | 15.5 | 8.8 | Yes | Yes | 2011-02-08 |  | 1
FALSE | T4BF-024KB | 1866 | 4285268 | FRIGIDAIRE | ET4BF-024KB | HP | Split System: Heat Pump with Remote Outdoor Unit-Air-Source | T4BF-024KB |  | C6B(A,H)-F42(C,U)-B+TXV-X2.0 | 12.5 | 15.5 | 8.8 | Yes | Yes | 2011-02-08 |  | 1
FALSE | T4BF-024KB | 1866 | 4285269 | FRIGIDAIRE | ET4BF-024KB | HP | Split System: Heat Pump with Remote Outdoor Unit-Air-Source | T4BF-024KB |  | C6B(A,H)-X26(C,U)-B | 12.5 | 15.5 | 8.8 | Yes | Yes | 2011-02-08 |  | 1
FALSE | T4BF-024KB | 1866 | 4285270 | FRIGIDAIRE | ET4BF-024KB | HP | Split System: Heat Pump with Remote Outdoor Unit-Air-Source | T4BF-024KB |  | C6B(A,H)-F42(C,U)-B+TXV-X2.0 | 12.5 | 15.5 | 8.8 | Yes | Yes | 2011-02-08 |  | 1
FALSE | T4BF-024KB | 1866 | 4285271 | GIBSON | JT4BF-024KB | HP | Split System: Heat Pump with Remote Outdoor Unit-Air-Source | T4BF-024KB |  | C6B(A,H)-F42(C,U)-B+TXV-X2.0 | 12.5 | 15.5 | 8.8 | Yes | Yes | 2011-02-08 |  | 1
FALSE | T4BF-024KB | 1866 | 4285272 | GIBSON | JT4BF-024KB | HP | Split System: Heat Pump with Remote Outdoor Unit-Air-Source | T4BF-024KB |  | C6B(A,H)-X26(C,U)-B | 12.5 | 15.5 | 8.8 | Yes | Yes | 2011-02-08 |  | 1
FALSE | T4BF-024KB | 1866 | 4285273 | GIBSON | JT4BF-024KB | HP | Split System: Heat Pump with Remote Outdoor Unit-Air-Source | T4BF-024KB |  | C6B(A,H)-X26(C,U)-B | 12.5 | 15.5 | 8.8 | Yes | Yes | 2011-02-08 |  | 1
FALSE | T4BF-024KB | 1866 | 4285274 | GIBSON | JT4BF-024KB | HP | Split System: Heat Pump with Remote Outdoor Unit-Air-Source | T4BF-024KB |  | C6B(A,H)-F42(C,U)-B+TXV-X2.0 | 12.5 | 15.5 | 8.8 | Yes | Yes | 2011-02-08 |  | 1
FALSE | T4BF-024KB | 1866 | 4285275 | GIBSON | JT4BF-024KB | HP | Split System: Heat Pump with Remote Outdoor Unit-Air-Source | T4BF-024KB |  | C6B(A,H)-F42(C,U)-B+TXV-X2.0 | 12.5 | 15.5 | 8.8 | Yes | Yes | 2011-02-08 |  | 1
FALSE | T4BF-024KB | 1866 | 4285276 | GIBSON | JT4BF-024KB | HP | Split System: Heat Pump with Remote Outdoor Unit-Air-Source | T4BF-024KB |  | C6B(A,H)-X26(C,U)-B | 12.5 | 15.5 | 8.8 | Yes | Yes | 2011-02-08 |  | 1
FALSE | T4BF-024KB | 1866 | 4285277 | GIBSON | JT4BF-024KB | HP | Split System: Heat Pump with Remote Outdoor Unit-Air-Source | T4BF-024KB |  | C6B(A,H)-X26(C,U)-B | 12.5 | 15.5 | 8.8 | Yes | Yes | 2011-02-08 |  | 1
FALSE | T4BF-024KB | 1866 | 4285278 | GIBSON | JT4BF-024KB | HP | Split System: Heat Pump with Remote Outdoor Unit-Air-Source | T4BF-024KB |  | C6B(A,H)-F42(C,U)-B+TXV-X2.0 | 12.5 | 15.5 | 8.8 | Yes | Yes | 2011-02-08 |  | 1
FALSE | T4BF-024KB | 1866 | 4285279 | GIBSON | JT4BF-024KB | HP | Split System: Heat Pump with Remote Outdoor Unit-Air-Source | T4BF-024KB |  | C6B(A,H)-X26(C,U)-B | 12.5 | 15.5 | 8.8 | Yes | Yes | 2011-02-08 |  | 1
FALSE | T4BF-024KB | 1866 | 4285280 | GIBSON | JT4BF-024KB | HP | Split System: Heat Pump with Remote Outdoor Unit-Air-Source | T4BF-024KB |  | C6B(A,H)-F42(C,U)-B+TXV-X2.0 | 12.5 | 15.5 | 8.8 | Yes | Yes | 2011-02-08 |  | 1
FALSE | T4BF-024KB | 1866 | 4285281 | GIBSON | JT4BF-024KB | HP | Split System: Heat Pump with Remote Outdoor Unit-Air-Source | T4BF-024KB |  | C6B(A,H)-F42(C,U)-B+TXV-X2.0 | 12.5 | 15.5 | 8.8 | Yes | Yes | 2011-02-08 |  | 1
FALSE | T4BF-024KB | 1866 | 4285282 | GIBSON | JT4BF-024KB | HP | Split System: Heat Pump with Remote Outdoor Unit-Air-Source | T4BF-024KB |  | C6B(A,H)-X26(C,U)-B | 12.5 | 15.5 | 8.8 | Yes | Yes | 2011-02-08 |  | 1
FALSE | T4BF-024KB | 1866 | 4285283 | GIBSON | JT4BF-024KB | HP | Split System: Heat Pump with Remote Outdoor Unit-Air-Source | T4BF-024KB |  | C6B(A,H)-X26(C,U)-B | 12.5 | 15.5 | 8.8 | Yes | Yes | 2011-02-08 |  | 1
FALSE | T4BF-024KB | 1866 | 4285284 | GIBSON | JT4BF-024KB | HP | Split System: Heat Pump with Remote Outdoor Unit-Air-Source | T4BF-024KB |  | C6B(A,H)-F42(C,U)-B+TXV-X2.0 | 12.5 | 15.5 | 8.8 | Yes | Yes | 2011-02-08 |  | 1
FALSE | T4BF-024KB | 1866 | 4285285 | GIBSON | JT4BF-024KB | HP | Split System: Heat Pump with Remote Outdoor Unit-Air-Source | T4BF-024KB |  | C6B(A,H)-X26(C,U)-B | 12.5 | 15.5 | 8.8 | Yes | Yes | 2011-02-08 |  | 1
FALSE | T4BF-024KB | 1866 | 4285286 | GIBSON | JT4BF-024KB | HP | Split System: Heat Pump with Remote Outdoor Unit-Air-Source | T4BF-024KB |  | C6B(A,H)-F42(C,U)-B+TXV-X2.0 | 12.5 | 15.5 | 8.8 | Yes | Yes | 2011-02-08 |  | 1
FALSE | T4BF-024KB | 1866 | 4285287 | GIBSON | JT4BF-024KB | HP | Split System: Heat Pump with Remote Outdoor Unit-Air-Source | T4BF-024KB |  | C6B(A,H)-X26(C,U)-B | 13 | 16 | 9 | Yes | Yes | 2011-02-08 |  | 2
FALSE | T4BF-024KB | 1866 | 4285306 | GRANDAIRE | JT4BF-024KB | HP | Split System: Heat Pump with Remote Outdoor Unit-Air-Source | T4BF-024KB |  | C6B(A,H)-F42(C,U)-B+TXV-X2.0 | 12.5 | 15.5 | 8.8 | Yes | Yes | 2011-02-08 |  | 1
FALSE | T4BF-024KB | 1866 | 4285307 | GRANDAIRE | JT4BF-024KB | HP | Split System: Heat Pump with Remote Outdoor Unit-Air-Source | T4BF-024KB |  | C6B(A,H)-X26(C,U)-B | 13 | 16 | 9 | Yes | Yes | 2011-02-08 |  | 2
FALSE | T4BF-024KB | 1866 | 4285308 | GRANDAIRE | JT4BF-024KB | HP | Split System: Heat Pump with Remote Outdoor Unit-Air-Source | T4BF-024KB |  | C6B(A,H)-F42(C,U)-B+TXV-X2.0 | 13 | 16 | 9 | Yes | Yes | 2011-02-08 |  | 2
FALSE | T4BF-024KB | 1866 | 4285309 | GRANDAIRE | JT4BF-024KB | HP | Split System: Heat Pump with Remote Outdoor Unit-Air-Source | T4BF-024KB |  | C6B(A,H)-X26(C,U)-B | 12.5 | 15.5 | 8.8 | Yes | Yes | 2011-02-08 |  | 1
FALSE | T4BF-024KB | 1866 | 4285310 | GRANDAIRE | JT4BF-024KB | HP | Split System: Heat Pump with Remote Outdoor Unit-Air-Source | T4BF-024KB |  | B4VM-X24K-B | 13 | 16 | 9 | Yes | Yes | 2011-02-08 |  | 2
FALSE | T4BF-024KB | 1866 | 4285311 | INTERTHERM | DT4BF-024KB | HP | Split System: Heat Pump with Remote Outdoor Unit-Air-Source | T4BF-024KB |  | C6B(A,H)-F42(C,U)-B+TXV-X2.0 | 12.5 | 15.5 | 8.8 | Yes | Yes | 2011-02-08 |  | 1
FALSE | T4BF-024KB | 1866 | 4285312 | INTERTHERM | DT4BF-024KB | HP | Split System: Heat Pump with Remote Outdoor Unit-Air-Source | T4BF-024KB |  | C6B(A,H)-X26(C,U)-B | 12.5 | 15.5 | 8.8 | Yes | Yes | 2011-02-08 |  | 1
FALSE | T4BF-024KB | 1866 | 4285313 | INTERTHERM | DT4BF-024KB | HP | Split System: Heat Pump with Remote Outdoor Unit-Air-Source | T4BF-024KB |  | C6B(A,H)-X26(C,U)-B | 12.5 | 15.5 | 8.8 | Yes | Yes | 2011-02-08 |  | 1
FALSE | T4BF-024KB | 1866 | 4285314 | INTERTHERM | DT4BF-024KB | HP | Split System: Heat Pump with Remote Outdoor Unit-Air-Source | T4BF-024KB |  | C6B(A,H)-F42(C,U)-B+TXV-X2.0 | 12.5 | 15.5 | 8.8 | Yes | Yes | 2011-02-08 |  | 1
FALSE | T4BF-024KB | 1866 | 4285315 | INTERTHERM | DT4BF-024KB | HP | Split System: Heat Pump with Remote Outdoor Unit-Air-Source | T4BF-024KB |  | C6B(A,H)-X26(C,U)-B | 12.5 | 15.5 | 8.8 | Yes | Yes | 2011-02-08 |  | 1
FALSE | T4BF-024KB | 1866 | 4285316 | INTERTHERM | DT4BF-024KB | HP | Split System: Heat Pump with Remote Outdoor Unit-Air-Source | T4BF-024KB |  | C6B(A,H)-F42(C,U)-B+TXV-X2.0 | 12.5 | 15.5 | 8.8 | Yes | Yes | 2011-02-08 |  | 1
FALSE | T4BF-024KB | 1866 | 4285317 | INTERTHERM | DT4BF-024KB | HP | Split System: Heat Pump with Remote Outdoor Unit-Air-Source | T4BF-024KB |  | C6B(A,H)-X26(C,U)-B | 13 | 16 | 9 | Yes | Yes | 2011-02-08 |  | 2
FALSE | T4BF-024KB | 1866 | 4285318 | INTERTHERM | DT4BF-024KB | HP | Split System: Heat Pump with Remote Outdoor Unit-Air-Source | T4BF-024KB |  | C6B(A,H)-F42(C,U)-B+TXV-X2.0 | 13 | 16 | 9 | Yes | Yes | 2011-02-08 |  | 2
FALSE | T4BF-024KB | 1866 | 4285319 | INTERTHERM | DT4BF-024KB | HP | Split System: Heat Pump with Remote Outdoor Unit-Air-Source | T4BF-024KB |  | B4VM-X24K-B | 13 | 16 | 9 | Yes | Yes | 2011-02-08 |  | 2
FALSE | T4BF-024KB | 1866 | 4285320 | KELVINATOR | JT4BF-024KB | HP | Split System: Heat Pump with Remote Outdoor Unit-Air-Source | T4BF-024KB |  | C6B(A,H)-F42(C,U)-B+TXV-X2.0 | 12.5 | 15.5 | 8.8 | Yes | Yes | 2011-02-08 |  | 1
FALSE | T4BF-024KB | 1866 | 4285321 | KELVINATOR | JT4BF-024KB | HP | Split System: Heat Pump with Remote Outdoor Unit-Air-Source | T4BF-024KB |  | C6B(A,H)-X26(C,U)-B | 12.5 | 15.5 | 8.8 | Yes | Yes | 2011-02-08 |  | 1
FALSE | T4BF-024KB | 1866 | 4285322 | KELVINATOR | JT4BF-024KB | HP | Split System: Heat Pump with Remote Outdoor Unit-Air-Source | T4BF-024KB |  | C6B(A,H)-X26(C,U)-B | 12.5 | 15.5 | 8.8 | Yes | Yes | 2011-02-08 |  | 1
FALSE | T4BF-024KB | 1866 | 4285323 | KELVINATOR | JT4BF-024KB | HP | Split System: Heat Pump with Remote Outdoor Unit-Air-Source | T4BF-024KB |  | C6B(A,H)-F42(C,U)-B+TXV-X2.0 | 12.5 | 15.5 | 8.8 | Yes | Yes | 2011-02-08 |  | 1
FALSE | T4BF-024KB | 1866 | 4285324 | KELVINATOR | JT4BF-024KB | HP | Split System: Heat Pump with Remote Outdoor Unit-Air-Source | T4BF-024KB |  | C6B(A,H)-F42(C,U)-B+TXV-X2.0 | 12.5 | 15.5 | 8.8 | Yes | Yes | 2011-02-08 |  | 1
FALSE | T4BF-024KB | 1866 | 4285325 | KELVINATOR | JT4BF-024KB | HP | Split System: Heat Pump with Remote Outdoor Unit-Air-Source | T4BF-024KB |  | C6B(A,H)-X26(C,U)-B | 12.5 | 15.5 | 8.8 | Yes | Yes | 2011-02-08 |  | 1
FALSE | T4BF-024KB | 1866 | 4285326 | KELVINATOR | JT4BF-024KB | HP | Split System: Heat Pump with Remote Outdoor Unit-Air-Source | T4BF-024KB |  | C6B(A,H)-X26(C,U)-B | 12.5 | 15.5 | 8.8 | Yes | Yes | 2011-02-08 |  | 1
FALSE | T4BF-024KB | 1866 | 4285327 | KELVINATOR | JT4BF-024KB | HP | Split System: Heat Pump with Remote Outdoor Unit-Air-Source | T4BF-024KB |  | C6B(A,H)-F42(C,U)-B+TXV-X2.0 | 12.5 | 15.5 | 8.8 | Yes | Yes | 2011-02-08 |  | 1
FALSE | T4BF-024KB | 1866 | 4285328 | KELVINATOR | JT4BF-024KB | HP | Split System: Heat Pump with Remote Outdoor Unit-Air-Source | T4BF-024KB |  | C6B(A,H)-X26(C,U)-B | 12.5 | 15.5 | 8.8 | Yes | Yes | 2011-02-08 |  | 1
FALSE | T4BF-024KB | 1866 | 4285329 | KELVINATOR | JT4BF-024KB | HP | Split System: Heat Pump with Remote Outdoor Unit-Air-Source | T4BF-024KB |  | C6B(A,H)-F42(C,U)-B+TXV-X2.0 | 12.5 | 15.5 | 8.8 | Yes | Yes | 2011-02-08 |  | 1
FALSE | T4BF-024KB | 1866 | 4285330 | KELVINATOR | JT4BF-024KB | HP | Split System: Heat Pump with Remote Outdoor Unit-Air-Source | T4BF-024KB |  | C6B(A,H)-F42(C,U)-B+TXV-X2.0 | 12.5 | 15.5 | 8.8 | Yes | Yes | 2011-02-08 |  | 1
FALSE | T4BF-024KB | 1866 | 4285331 | KELVINATOR | JT4BF-024KB | HP | Split System: Heat Pump with Remote Outdoor Unit-Air-Source | T4BF-024KB |  | C6B(A,H)-X26(C,U)-B | 12.5 | 15.5 | 8.8 | Yes | Yes | 2011-02-08 |  | 1
FALSE | T4BF-024KB | 1866 | 4285332 | KELVINATOR | JT4BF-024KB | HP | Split System: Heat Pump with Remote Outdoor Unit-Air-Source | T4BF-024KB |  | C6B(A,H)-X26(C,U)-B | 12.5 | 15.5 | 8.8 | Yes | Yes | 2011-02-08 |  | 1
FALSE | T4BF-024KB | 1866 | 4285333 | KELVINATOR | JT4BF-024KB | HP | Split System: Heat Pump with Remote Outdoor Unit-Air-Source | T4BF-024KB |  | C6B(A,H)-F42(C,U)-B+TXV-X2.0 | 12.5 | 15.5 | 8.8 | Yes | Yes | 2011-02-08 |  | 1
FALSE | T4BF-024KB | 1866 | 4285380 | NUTONE | ET4BF-024KB | HP | Split System: Heat Pump with Remote Outdoor Unit-Air-Source | T4BF-024KB |  | C6B(A,H)-F42(C,U)-B+TXV-X2.0 | 12.5 | 15.5 | 8.8 | Yes | Yes | 2011-02-08 |  | 1
FALSE | T4BF-024KB | 1866 | 4285381 | NUTONE | ET4BF-024KB | HP | Split System: Heat Pump with Remote Outdoor Unit-Air-Source | T4BF-024KB |  | C6B(A,H)-F42(C,U)-B+TXV-X2.0 | 12.5 | 15.5 | 8.8 | Yes | Yes | 2011-02-08 |  | 1
FALSE | T4BF-024KB | 1866 | 4285382 | NUTONE | ET4BF-024KB | HP | Split System: Heat Pump with Remote Outdoor Unit-Air-Source | T4BF-024KB |  | C6B(A,H)-X26(C,U)-B | 12.5 | 15.5 | 8.8 | Yes | Yes | 2011-02-08 |  | 1
FALSE | T4BF-024KB | 1866 | 4285383 | NUTONE | ET4BF-024KB | HP | Split System: Heat Pump with Remote Outdoor Unit-Air-Source | T4BF-024KB |  | C6B(A,H)-X26(C,U)-B | 12.5 | 15.5 | 8.8 | Yes | Yes | 2011-02-08 |  | 1
FALSE | T4BF-024KB | 1866 | 4285384 | NUTONE | ET4BF-024KB | HP | Split System: Heat Pump with Remote Outdoor Unit-Air-Source | T4BF-024KB |  | C6B(A,H)-F42(C,U)-B+TXV-X2.0 | 12.5 | 15.5 | 8.8 | Yes | Yes | 2011-02-08 |  | 1
FALSE | T4BF-024KB | 1866 | 4285385 | NUTONE | ET4BF-024KB | HP | Split System: Heat Pump with Remote Outdoor Unit-Air-Source | T4BF-024KB |  | C6B(A,H)-X26(C,U)-B | 12.5 | 15.5 | 8.8 | Yes | Yes | 2011-02-08 |  | 1
FALSE | T4BF-024KB | 1866 | 4285386 | NUTONE | ET4BF-024KB | HP | Split System: Heat Pump with Remote Outdoor Unit-Air-Source | T4BF-024KB |  | C6B(A,H)-F42(C,U)-B+TXV-X2.0 | 12.5 | 15.5 | 8.8 | Yes | Yes | 2011-02-08 |  | 1
FALSE | T4BF-024KB | 1866 | 4285387 | NUTONE | ET4BF-024KB | HP | Split System: Heat Pump with Remote Outdoor Unit-Air-Source | T4BF-024KB |  | C6B(A,H)-X26(C,U)-B | 13 | 16 | 9 | Yes | Yes | 2011-02-08 |  | 2
FALSE | T4BF-024KB | 1866 | 4285388 | NUTONE | ET4BF-024KB | HP | Split System: Heat Pump with Remote Outdoor Unit-Air-Source | T4BF-024KB |  | C6B(A,H)-F42(C,U)-B+TXV-X2.0 | 13 | 16 | 9 | Yes | Yes | 2011-02-08 |  | 2
FALSE | T4BF-024KB | 1866 | 4285389 | NUTONE | ET4BF-024KB | HP | Split System: Heat Pump with Remote Outdoor Unit-Air-Source | T4BF-024KB |  | C6B(A,H)-X26(C,U)-B | 12.5 | 15.5 | 8.8 | Yes | Yes | 2011-02-08 |  | 1
FALSE | T4BF-024KB | 1866 | 4285390 | NUTONE | ET4BF-024KB | HP | Split System: Heat Pump with Remote Outdoor Unit-Air-Source | T4BF-024KB |  | B4VM-X24K-B | 13 | 16 | 9 | Yes | Yes | 2011-02-08 |  | 2
FALSE | T4BF-024KB | 1866 | 4285391 | NUTONE | FT4BF-024KB | HP | Split System: Heat Pump with Remote Outdoor Unit-Air-Source | T4BF-024KB |  | C6B(A,H)-F42(C,U)-B+TXV-X2.0 | 12.5 | 15.5 | 8.8 | Yes | Yes | 2011-02-08 |  | 1
FALSE | T4BF-024KB | 1866 | 4285392 | NUTONE | FT4BF-024KB | HP | Split System: Heat Pump with Remote Outdoor Unit-Air-Source | T4BF-024KB |  | C6B(A,H)-X26(C,U)-B | 12.5 | 15.5 | 8.8 | Yes | Yes | 2011-02-08 |  | 1
FALSE | T4BF-024KB | 1866 | 4285393 | NUTONE | FT4BF-024KB | HP | Split System: Heat Pump with Remote Outdoor Unit-Air-Source | T4BF-024KB |  | C6B(A,H)-X26(C,U)-B | 12.5 | 15.5 | 8.8 | Yes | Yes | 2011-02-08 |  | 1
FALSE | T4BF-024KB | 1866 | 4285394 | NUTONE | FT4BF-024KB | HP | Split System: Heat Pump with Remote Outdoor Unit-Air-Source | T4BF-024KB |  | C6B(A,H)-F42(C,U)-B+TXV-X2.0 | 12.5 | 15.5 | 8.8 | Yes | Yes | 2011-02-08 |  | 1
FALSE | T4BF-024KB | 1866 | 4285395 | NUTONE | FT4BF-024KB | HP | Split System: Heat Pump with Remote Outdoor Unit-Air-Source | T4BF-024KB |  | C6B(A,H)-F42(C,U)-B+TXV-X2.0 | 12.5 | 15.5 | 8.8 | Yes | Yes | 2011-02-08 |  | 1
FALSE | T4BF-024KB | 1866 | 4285396 | NUTONE | FT4BF-024KB | HP | Split System: Heat Pump with Remote Outdoor Unit-Air-Source | T4BF-024KB |  | C6B(A,H)-X26(C,U)-B | 12.5 | 15.5 | 8.8 | Yes | Yes | 2011-02-08 |  | 1
FALSE | T4BF-024KB | 1866 | 4285397 | NUTONE | FT4BF-024KB | HP | Split System: Heat Pump with Remote Outdoor Unit-Air-Source | T4BF-024KB |  | C6B(A,H)-X26(C,U)-B | 12.5 | 15.5 | 8.8 | Yes | Yes | 2011-02-08 |  | 1
FALSE | T4BF-024KB | 1866 | 4285398 | NUTONE | FT4BF-024KB | HP | Split System: Heat Pump with Remote Outdoor Unit-Air-Source | T4BF-024KB |  | C6B(A,H)-F42(C,U)-B+TXV-X2.0 | 12.5 | 15.5 | 8.8 | Yes | Yes | 2011-02-08 |  | 1
FALSE | T4BF-024KB | 1866 | 4285353 | MAYTAG | PSH4BF024KB | HP | Split System: Heat Pump with Remote Outdoor Unit-Air-Source | T4BF-024KB |  | C6B(A,H)-X26(C,U)-B | 12.5 | 15.5 | 8.8 | Yes | Yes | 2011-02-08 |  | 1
FALSE | T4BF-024KB | 1866 | 4285354 | MAYTAG | PSH4BF024KB | HP | Split System: Heat Pump with Remote Outdoor Unit-Air-Source | T4BF-024KB |  | C6B(A,H)-F42(C,U)-B+TXV-X2.0 | 12.5 | 15.5 | 8.8 | Yes | Yes | 2011-02-08 |  | 1
FALSE | T4BF-024KB | 1866 | 4285355 | MAYTAG | PSH4BF024KB | HP | Split System: Heat Pump with Remote Outdoor Unit-Air-Source | T4BF-024KB |  | C6B(A,H)-X26(C,U)-B | 12.5 | 15.5 | 8.8 | Yes | Yes | 2011-02-08 |  | 1
FALSE | T4BF-024KB | 1866 | 4285356 | MAYTAG | PSH4BF024KB | HP | Split System: Heat Pump with Remote Outdoor Unit-Air-Source | T4BF-024KB |  | C6B(A,H)-X26(C,U)-B | 12.5 | 15.5 | 8.8 | Yes | Yes | 2011-02-08 |  | 1
FALSE | T4BF-024KB | 1866 | 4285357 | MAYTAG | PSH4BF024KB | HP | Split System: Heat Pump with Remote Outdoor Unit-Air-Source | T4BF-024KB |  | C6B(A,H)-F42(C,U)-B+TXV-X2.0 | 12.5 | 15.5 | 8.8 | Yes | Yes | 2011-02-08 |  | 1
FALSE | T4BF-024KB | 1866 | 4285358 | MAYTAG | PSH4BF024KB | HP | Split System: Heat Pump with Remote Outdoor Unit-Air-Source | T4BF-024KB |  | C6B(A,H)-X26(C,U)-B | 12.5 | 15.5 | 8.8 | Yes | Yes | 2011-02-08 |  | 1
FALSE | T4BF-024KB | 1866 | 4285359 | MAYTAG | PSH4BF024KB | HP | Split System: Heat Pump with Remote Outdoor Unit-Air-Source | T4BF-024KB |  | C6B(A,H)-F42(C,U)-B+TXV-X2.0 | 12.5 | 15.5 | 8.8 | Yes | Yes | 2011-02-08 |  | 1
FALSE | T4BF-024KB | 1866 | 4285360 | MAYTAG | PSH4BF024KB | HP | Split System: Heat Pump with Remote Outdoor Unit-Air-Source | T4BF-024KB |  | B4VM-X24K-B | 13 | 16 | 9 | Yes | Yes | 2011-02-08 |  | 2
FALSE | T4BF-024KB | 1866 | 4285361 | MAYTAG | PSH4BF024KB | HP | Split System: Heat Pump with Remote Outdoor Unit-Air-Source | T4BF-024KB |  | B4VM-X24K-B | 13 | 16 | 9 | Yes | Yes | 2011-02-08 |  | 2
FALSE | T4BF-024KB | 1866 | 4285362 | MAYTAG | MSH4BF024KB | HP | Split System: Heat Pump with Remote Outdoor Unit-Air-Source | T4BF-024KB |  | C6B(A,H)-F42(C,U)-B+TXV-X2.0 | 12.5 | 15.5 | 8.8 | Yes | Yes | 2011-02-08 |  | 1
FALSE | T4BF-024KB | 1866 | 4285363 | MAYTAG | MSH4BF024KB | HP | Split System: Heat Pump with Remote Outdoor Unit-Air-Source | T4BF-024KB |  | C6B(A,H)-X26(C,U)-B | 12.5 | 15.5 | 8.8 | Yes | Yes | 2011-02-08 |  | 1
FALSE | T4BF-024KB | 1866 | 4285364 | MAYTAG | MSH4BF024KB | HP | Split System: Heat Pump with Remote Outdoor Unit-Air-Source | T4BF-024KB |  | C6B(A,H)-X26(C,U)-B | 12.5 | 15.5 | 8.8 | Yes | Yes | 2011-02-08 |  | 1
FALSE | T4BF-024KB | 1866 | 4285365 | MAYTAG | MSH4BF024KB | HP | Split System: Heat Pump with Remote Outdoor Unit-Air-Source | T4BF-024KB |  | C6B(A,H)-F42(C,U)-B+TXV-X2.0 | 12.5 | 15.5 | 8.8 | Yes | Yes | 2011-02-08 |  | 1
FALSE | T4BF-024KB | 1866 | 4285366 | MAYTAG | MSH4BF024KB | HP | Split System: Heat Pump with Remote Outdoor Unit-Air-Source | T4BF-024KB |  | C6B(A,H)-X26(C,U)-B | 12.5 | 15.5 | 8.8 | Yes | Yes | 2011-02-08 |  | 1
FALSE | T4BF-024KB | 1866 | 4285367 | MAYTAG | MSH4BF024KB | HP | Split System: Heat Pump with Remote Outdoor Unit-Air-Source | T4BF-024KB |  | C6B(A,H)-F42(C,U)-B+TXV-X2.0 | 12.5 | 15.5 | 8.8 | Yes | Yes | 2011-02-08 |  | 1
FALSE | T4BF-024KB | 1866 | 4285368 | MILLER | DT4BF-024KB | HP | Split System: Heat Pump with Remote Outdoor Unit-Air-Source | T4BF-024KB |  | C6B(A,H)-F42(C,U)-B+TXV-X2.0 | 12.5 | 15.5 | 8.8 | Yes | Yes | 2011-02-08 |  | 1
FALSE | T4BF-024KB | 1866 | 4285369 | MILLER | DT4BF-024KB | HP | Split System: Heat Pump with Remote Outdoor Unit-Air-Source | T4BF-024KB |  | C6B(A,H)-X26(C,U)-B | 12.5 | 15.5 | 8.8 | Yes | Yes | 2011-02-08 |  | 1
FALSE | T4BF-024KB | 1866 | 4285370 | MILLER | DT4BF-024KB | HP | Split System: Heat Pump with Remote Outdoor Unit-Air-Source | T4BF-024KB |  | C6B(A,H)-X26(C,U)-B | 12.5 | 15.5 | 8.8 | Yes | Yes | 2011-02-08 |  | 1
FALSE | T4BF-024KB | 1866 | 4285371 | MILLER | DT4BF-024KB | HP | Split System: Heat Pump with Remote Outdoor Unit-Air-Source | T4BF-024KB |  | C6B(A,H)-F42(C,U)-B+TXV-X2.0 | 12.5 | 15.5 | 8.8 | Yes | Yes | 2011-02-08 |  | 1
FALSE | T4BF-024KB | 1866 | 4285372 | MILLER | DT4BF-024KB | HP | Split System: Heat Pump with Remote Outdoor Unit-Air-Source | T4BF-024KB |  | C6B(A,H)-X26(C,U)-B | 12.5 | 15.5 | 8.8 | Yes | Yes | 2011-02-08 |  | 1
FALSE | T4BF-024KB | 1866 | 4285373 | MILLER | DT4BF-024KB | HP | Split System: Heat Pump with Remote Outdoor Unit-Air-Source | T4BF-024KB |  | C6B(A,H)-F42(C,U)-B+TXV-X2.0 | 12.5 | 15.5 | 8.8 | Yes | Yes | 2011-02-08 |  | 1
FALSE | T4BF-024KB | 1866 | 4285374 | MILLER | DT4BF-024KB | HP | Split System: Heat Pump with Remote Outdoor Unit-Air-Source | T4BF-024KB |  | C6B(A,H)-X26(C,U)-B | 13 | 16 | 9 | Yes | Yes | 2011-02-08 |  | 2
FALSE | T4BF-024KB | 1866 | 4285375 | MILLER | DT4BF-024KB | HP | Split System: Heat Pump with Remote Outdoor Unit-Air-Source | T4BF-024KB |  | C6B(A,H)-F42(C,U)-B+TXV-X2.0 | 13 | 16 | 9 | Yes | Yes | 2011-02-08 |  | 2
FALSE | T4BF-024KB | 1866 | 4285376 | MILLER | DT4BF-024KB | HP | Split System: Heat Pump with Remote Outdoor Unit-Air-Source | T4BF-024KB |  | B4VM-X24K-B | 13 | 16 | 9 | Yes | Yes | 2011-02-08 |  | 2
FALSE | T4BF-024KB | 1866 | 4285377 | NUTONE | ET4BF-024KB | HP | Split System: Heat Pump with Remote Outdoor Unit-Air-Source | T4BF-024KB |  | C6B(A,H)-F42(C,U)-B+TXV-X2.0 | 12.5 | 15.5 | 8.8 | Yes | Yes | 2011-02-08 |  | 1
FALSE | T4BF-024KB | 1866 | 4285378 | NUTONE | ET4BF-024KB | HP | Split System: Heat Pump with Remote Outdoor Unit-Air-Source | T4BF-024KB |  | C6B(A,H)-X26(C,U)-B | 12.5 | 15.5 | 8.8 | Yes | Yes | 2011-02-08 |  | 1
FALSE | T4BF-024KB | 1866 | 4285379 | NUTONE | ET4BF-024KB | HP | Split System: Heat Pump with Remote Outdoor Unit-Air-Source | T4BF-024KB |  | C6B(A,H)-X26(C,U)-B | 12.5 | 15.5 | 8.8 | Yes | Yes | 2011-02-08 |  | 1
FALSE | T4BF-024KB | 1866 | 4285399 | NUTONE | FT4BF-024KB | HP | Split System: Heat Pump with Remote Outdoor Unit-Air-Source | T4BF-024KB |  | C6B(A,H)-X26(C,U)-B | 12.5 | 15.5 | 8.8 | Yes | Yes | 2011-02-08 |  | 1
FALSE | T4BF-024KB | 1866 | 4285400 | NUTONE | FT4BF-024KB | HP | Split System: Heat Pump with Remote Outdoor Unit-Air-Source | T4BF-024KB |  | C6B(A,H)-F42(C,U)-B+TXV-X2.0 | 12.5 | 15.5 | 8.8 | Yes | Yes | 2011-02-08 |  | 1
FALSE | T4BF-024KB | 1866 | 4285401 | NUTONE | FT4BF-024KB | HP | Split System: Heat Pump with Remote Outdoor Unit-Air-Source | T4BF-024KB |  | C6B(A,H)-X26(C,U)-B | 13 | 16 | 9 | Yes | Yes | 2011-02-08 |  | 2
FALSE | T4BF-024KB | 1866 | 4285402 | NUTONE | FT4BF-024KB | HP | Split System: Heat Pump with Remote Outdoor Unit-Air-Source | T4BF-024KB |  | C6B(A,H)-F42(C,U)-B+TXV-X2.0 | 13 | 16 | 9 | Yes | Yes | 2011-02-08 |  | 2
FALSE | T4BF-024KB | 1866 | 4285403 | NUTONE | FT4BF-024KB | HP | Split System: Heat Pump with Remote Outdoor Unit-Air-Source | T4BF-024KB |  | C6B(A,H)-X26(C,U)-B | 12.5 | 15.5 | 8.8 | Yes | Yes | 2011-02-08 |  | 1
FALSE | T4BF-024KB | 1866 | 4285404 | NUTONE | FT4BF-024KB | HP | Split System: Heat Pump with Remote Outdoor Unit-Air-Source | T4BF-024KB |  | B4VM-X24K-B | 13 | 16 | 9 | Yes | Yes | 2011-02-08 |  | 2
FALSE | T4BF-024KB | 1866 | 4285405 | NUTONE | JT4BF-024KB | HP | Split System: Heat Pump with Remote Outdoor Unit-Air-Source | T4BF-024KB |  | C6B(A,H)-F42(C,U)-B+TXV-X2.0 | 12.5 | 15.5 | 8.8 | Yes | Yes | 2011-02-08 |  | 1
FALSE | T4BF-024KB | 1866 | 4285406 | NUTONE | JT4BF-024KB | HP | Split System: Heat Pump with Remote Outdoor Unit-Air-Source | T4BF-024KB |  | C6B(A,H)-X26(C,U)-B | 12.5 | 15.5 | 8.8 | Yes | Yes | 2011-02-08 |  | 1
FALSE | T4BF-024KB | 1866 | 4285407 | NUTONE | JT4BF-024KB | HP | Split System: Heat Pump with Remote Outdoor Unit-Air-Source | T4BF-024KB |  | C6B(A,H)-X26(C,U)-B | 12.5 | 15.5 | 8.8 | Yes | Yes | 2011-02-08 |  | 1
FALSE | T4BF-024KB | 1866 | 4285408 | NUTONE | JT4BF-024KB | HP | Split System: Heat Pump with Remote Outdoor Unit-Air-Source | T4BF-024KB |  | C6B(A,H)-F42(C,U)-B+TXV-X2.0 | 12.5 | 15.5 | 8.8 | Yes | Yes | 2011-02-08 |  | 1
FALSE | T4BF-024KB | 1866 | 4285409 | NUTONE | JT4BF-024KB | HP | Split System: Heat Pump with Remote Outdoor Unit-Air-Source | T4BF-024KB |  | C6B(A,H)-F42(C,U)-B+TXV-X2.0 | 12.5 | 15.5 | 8.8 | Yes | Yes | 2011-02-08 |  | 1
FALSE | T4BF-024KB | 1866 | 4285410 | NUTONE | JT4BF-024KB | HP | Split System: Heat Pump with Remote Outdoor Unit-Air-Source | T4BF-024KB |  | C6B(A,H)-X26(C,U)-B | 12.5 | 15.5 | 8.8 | Yes | Yes | 2011-02-08 |  | 1
FALSE | T4BF-024KB | 1866 | 4285411 | NUTONE | JT4BF-024KB | HP | Split System: Heat Pump with Remote Outdoor Unit-Air-Source | T4BF-024KB |  | C6B(A,H)-X26(C,U)-B | 12.5 | 15.5 | 8.8 | Yes | Yes | 2011-02-08 |  | 1
FALSE | T4BF-024KB | 1866 | 4285412 | NUTONE | JT4BF-024KB | HP | Split System: Heat Pump with Remote Outdoor Unit-Air-Source | T4BF-024KB |  | C6B(A,H)-F42(C,U)-B+TXV-X2.0 | 12.5 | 15.5 | 8.8 | Yes | Yes | 2011-02-08 |  | 1
FALSE | T4BF-024KB | 1866 | 4285413 | NUTONE | JT4BF-024KB | HP | Split System: Heat Pump with Remote Outdoor Unit-Air-Source | T4BF-024KB |  | C6B(A,H)-X26(C,U)-B | 12.5 | 15.5 | 8.8 | Yes | Yes | 2011-02-08 |  | 1
FALSE | T4BF-024KB | 1866 | 4285414 | NUTONE | JT4BF-024KB | HP | Split System: Heat Pump with Remote Outdoor Unit-Air-Source | T4BF-024KB |  | C6B(A,H)-F42(C,U)-B+TXV-X2.0 | 12.5 | 15.5 | 8.8 | Yes | Yes | 2011-02-08 |  | 1
FALSE | T4BF-024KB | 1866 | 4285415 | NUTONE | JT4BF-024KB | HP | Split System: Heat Pump with Remote Outdoor Unit-Air-Source | T4BF-024KB |  | C6B(A,H)-F42(C,U)-B+TXV-X2.0 | 12.5 | 15.5 | 8.8 | Yes | Yes | 2011-02-08 |  | 1
FALSE | T4BF-024KB | 1866 | 4285416 | NUTONE | JT4BF-024KB | HP | Split System: Heat Pump with Remote Outdoor Unit-Air-Source | T4BF-024KB |  | C6B(A,H)-X26(C,U)-B | 12.5 | 15.5 | 8.8 | Yes | Yes | 2011-02-08 |  | 1
FALSE | T4BF-024KB | 1866 | 4285417 | NUTONE | JT4BF-024KB | HP | Split System: Heat Pump with Remote Outdoor Unit-Air-Source | T4BF-024KB |  | C6B(A,H)-X26(C,U)-B | 12.5 | 15.5 | 8.8 | Yes | Yes | 2011-02-08 |  | 1
FALSE | T4BF-024KB | 1866 | 4285418 | NUTONE | JT4BF-024KB | HP | Split System: Heat Pump with Remote Outdoor Unit-Air-Source | T4BF-024KB |  | C6B(A,H)-F42(C,U)-B+TXV-X2.0 | 12.5 | 15.5 | 8.8 | Yes | Yes | 2011-02-08 |  | 1
FALSE | T4BF-024KB | 1866 | 4285419 | NUTONE | JT4BF-024KB | HP | Split System: Heat Pump with Remote Outdoor Unit-Air-Source | T4BF-024KB |  | C6B(A,H)-X26(C,U)-B | 12.5 | 15.5 | 8.8 | Yes | Yes | 2011-02-08 |  | 1
FALSE | T4BF-024KB | 1866 | 4285420 | NUTONE | JT4BF-024KB | HP | Split System: Heat Pump with Remote Outdoor Unit-Air-Source | T4BF-024KB |  | C6B(A,H)-F42(C,U)-B+TXV-X2.0 | 12.5 | 15.5 | 8.8 | Yes | Yes | 2011-02-08 |  | 1
FALSE | T4BF-024KB | 1866 | 4285421 | NUTONE | JT4BF-024KB | HP | Split System: Heat Pump with Remote Outdoor Unit-Air-Source | T4BF-024KB |  | C6B(A,H)-X26(C,U)-B | 13 | 16 | 9 | Yes | Yes | 2011-02-08 |  | 2
FALSE | T4BF-024KB | 1866 | 4285422 | NUTONE | JT4BF-024KB | HP | Split System: Heat Pump with Remote Outdoor Unit-Air-Source | T4BF-024KB |  | C6B(A,H)-F42(C,U)-B+TXV-X2.0 | 13 | 16 | 9 | Yes | Yes | 2011-02-08 |  | 2
FALSE | T4BF-024KB | 1866 | 4285423 | NUTONE | JT4BF-024KB | HP | Split System: Heat Pump with Remote Outdoor Unit-Air-Source | T4BF-024KB |  | C6B(A,H)-X26(C,U)-B | 12.5 | 15.5 | 8.8 | Yes | Yes | 2011-02-08 |  | 1
FALSE | T4BF-024KB | 1866 | 4285424 | NUTONE | JT4BF-024KB | HP | Split System: Heat Pump with Remote Outdoor Unit-Air-Source | T4BF-024KB |  | B4VM-X24K-B | 13 | 16 | 9 | Yes | Yes | 2011-02-08 |  | 2
FALSE | T4BF-024KB | 1866 | 4285425 | NUTONE | ET4BF-024KB | HP | Split System: Heat Pump with Remote Outdoor Unit-Air-Source | T4BF-024KB |  | C6B(A,H)-F42(C,U)-B+TXV-X2.0 | 12.5 | 15.5 | 8.8 | Yes | Yes | 2011-02-08 |  | 1
FALSE | T4BF-024KB | 1866 | 4285426 | NUTONE | ET4BF-024KB | HP | Split System: Heat Pump with Remote Outdoor Unit-Air-Source | T4BF-024KB |  | C6B(A,H)-X26(C,U)-B | 12.5 | 15.5 | 8.8 | Yes | Yes | 2011-02-08 |  | 1
FALSE | T4BF-024KB | 1866 | 4285473 | TAPPAN | FT4BF-024KB | HP | Split System: Heat Pump with Remote Outdoor Unit-Air-Source | T4BF-024KB |  | C6B(A,H)-X26(C,U)-B | 12.5 | 15.5 | 8.8 | Yes | Yes | 2011-02-08 |  | 1
FALSE | T4BF-024KB | 1866 | 4285474 | TAPPAN | FT4BF-024KB | HP | Split System: Heat Pump with Remote Outdoor Unit-Air-Source | T4BF-024KB |  | C6B(A,H)-F42(C,U)-B+TXV-X2.0 | 12.5 | 15.5 | 8.8 | Yes | Yes | 2011-02-08 |  | 1
FALSE | T4BF-024KB | 1866 | 4285475 | TAPPAN | FT4BF-024KB | HP | Split System: Heat Pump with Remote Outdoor Unit-Air-Source | T4BF-024KB |  | C6B(A,H)-X26(C,U)-B | 13 | 16 | 9 | Yes | Yes | 2011-02-08 |  | 2
FALSE | T4BF-024KB | 1866 | 4285476 | TAPPAN | FT4BF-024KB | HP | Split System: Heat Pump with Remote Outdoor Unit-Air-Source | T4BF-024KB |  | C6B(A,H)-F42(C,U)-B+TXV-X2.0 | 13 | 16 | 9 | Yes | Yes | 2011-02-08 |  | 2
FALSE | T4BF-024KB | 1866 | 4285477 | TAPPAN | FT4BF-024KB | HP | Split System: Heat Pump with Remote Outdoor Unit-Air-Source | T4BF-024KB |  | C6B(A,H)-X26(C,U)-B | 12.5 | 15.5 | 8.8 | Yes | Yes | 2011-02-08 |  | 1
FALSE | T4BF-024KB | 1866 | 4285478 | TAPPAN | FT4BF-024KB | HP | Split System: Heat Pump with Remote Outdoor Unit-Air-Source | T4BF-024KB |  | B4VM-X24K-B | 13 | 16 | 9 | Yes | Yes | 2011-02-08 |  | 2
FALSE | T4BF-024KB | 1866 | 4285479 | TAPPAN | ET4BF-024KB | HP | Split System: Heat Pump with Remote Outdoor Unit-Air-Source | T4BF-024KB |  | C6B(A,H)-F42(C,U)-B+TXV-X2.0 | 12.5 | 15.5 | 8.8 | Yes | Yes | 2011-02-08 |  | 1
FALSE | T4BF-024KB | 1866 | 4285480 | TAPPAN | ET4BF-024KB | HP | Split System: Heat Pump with Remote Outdoor Unit-Air-Source | T4BF-024KB |  | C6B(A,H)-X26(C,U)-B | 12.5 | 15.5 | 8.8 | Yes | Yes | 2011-02-08 |  | 1
FALSE | T4BF-024KB | 1866 | 4285481 | TAPPAN | ET4BF-024KB | HP | Split System: Heat Pump with Remote Outdoor Unit-Air-Source | T4BF-024KB |  | C6B(A,H)-X26(C,U)-B | 12.5 | 15.5 | 8.8 | Yes | Yes | 2011-02-08 |  | 1
FALSE | T4BF-024KB | 1866 | 4285482 | TAPPAN | ET4BF-024KB | HP | Split System: Heat Pump with Remote Outdoor Unit-Air-Source | T4BF-024KB |  | C6B(A,H)-F42(C,U)-B+TXV-X2.0 | 12.5 | 15.5 | 8.8 | Yes | Yes | 2011-02-08 |  | 1
FALSE | T4BF-024KB | 1866 | 4285483 | TAPPAN | ET4BF-024KB | HP | Split System: Heat Pump with Remote Outdoor Unit-Air-Source | T4BF-024KB |  | C6B(A,H)-X26(C,U)-B | 12.5 | 15.5 | 8.8 | Yes | Yes | 2011-02-08 |  | 1
FALSE | T4BF-024KB | 1866 | 4285484 | TAPPAN | ET4BF-024KB | HP | Split System: Heat Pump with Remote Outdoor Unit-Air-Source | T4BF-024KB |  | C6B(A,H)-F42(C,U)-B+TXV-X2.0 | 12.5 | 15.5 | 8.8 | Yes | Yes | 2011-02-08 |  | 1
FALSE | T4BF-024KB | 1866 | 4285485 | WESTINGHOUSE | ET4BF-024KB | HP | Split System: Heat Pump with Remote Outdoor Unit-Air-Source | T4BF-024KB |  | C6B(A,H)-F42(C,U)-B+TXV-X2.0 | 12.5 | 15.5 | 8.8 | Yes | Yes | 2011-02-08 |  | 1
FALSE | T4BF-024KB | 1866 | 4285486 | WESTINGHOUSE | ET4BF-024KB | HP | Split System: Heat Pump with Remote Outdoor Unit-Air-Source | T4BF-024KB |  | C6B(A,H)-X26(C,U)-B | 12.5 | 15.5 | 8.8 | Yes | Yes | 2011-02-08 |  | 1
FALSE | T4BF-024KB | 1866 | 4285487 | WESTINGHOUSE | ET4BF-024KB | HP | Split System: Heat Pump with Remote Outdoor Unit-Air-Source | T4BF-024KB |  | C6B(A,H)-X26(C,U)-B | 12.5 | 15.5 | 8.8 | Yes | Yes | 2011-02-08 |  | 1
FALSE | T4BF-024KB | 1866 | 4285488 | WESTINGHOUSE | ET4BF-024KB | HP | Split System: Heat Pump with Remote Outdoor Unit-Air-Source | T4BF-024KB |  | C6B(A,H)-F42(C,U)-B+TXV-X2.0 | 12.5 | 15.5 | 8.8 | Yes | Yes | 2011-02-08 |  | 1
FALSE | T4BF-024KB | 1866 | 4285489 | WESTINGHOUSE | ET4BF-024KB | HP | Split System: Heat Pump with Remote Outdoor Unit-Air-Source | T4BF-024KB |  | C6B(A,H)-F42(C,U)-B+TXV-X2.0 | 12.5 | 15.5 | 8.8 | Yes | Yes | 2011-02-08 |  | 1
FALSE | T4BF-024KB | 1866 | 4285490 | WESTINGHOUSE | ET4BF-024KB | HP | Split System: Heat Pump with Remote Outdoor Unit-Air-Source | T4BF-024KB |  | C6B(A,H)-X26(C,U)-B | 12.5 | 15.5 | 8.8 | Yes | Yes | 2011-02-08 |  | 1
FALSE | T4BF-024KB | 1866 | 4285446 | PHILCO | JT4BF-024KB | HP | Split System: Heat Pump with Remote Outdoor Unit-Air-Source | T4BF-024KB |  | C6B(A,H)-F42(C,U)-B+TXV-X2.0 | 12.5 | 15.5 | 8.8 | Yes | Yes | 2011-02-08 |  | 1
FALSE | T4BF-024KB | 1866 | 4285447 | PHILCO | JT4BF-024KB | HP | Split System: Heat Pump with Remote Outdoor Unit-Air-Source | T4BF-024KB |  | C6B(A,H)-X26(C,U)-B | 13 | 16 | 9 | Yes | Yes | 2011-02-08 |  | 2
FALSE | T4BF-024KB | 1866 | 4285448 | PHILCO | JT4BF-024KB | HP | Split System: Heat Pump with Remote Outdoor Unit-Air-Source | T4BF-024KB |  | C6B(A,H)-F42(C,U)-B+TXV-X2.0 | 13 | 16 | 9 | Yes | Yes | 2011-02-08 |  | 2
FALSE | T4BF-024KB | 1866 | 4285449 | PHILCO | JT4BF-024KB | HP | Split System: Heat Pump with Remote Outdoor Unit-Air-Source | T4BF-024KB |  | C6B(A,H)-X26(C,U)-B | 12.5 | 15.5 | 8.8 | Yes | Yes | 2011-02-08 |  | 1
FALSE | T4BF-024KB | 1866 | 4285450 | PHILCO | JT4BF-024KB | HP | Split System: Heat Pump with Remote Outdoor Unit-Air-Source | T4BF-024KB |  | B4VM-X24K-B | 13 | 16 | 9 | Yes | Yes | 2011-02-08 |  | 2
FALSE | T4BF-024KB | 1866 | 4285451 | TAPPAN | ET4BF-024KB | HP | Split System: Heat Pump with Remote Outdoor Unit-Air-Source | T4BF-024KB |  | C6B(A,H)-F42(C,U)-B+TXV-X2.0 | 12.5 | 15.5 | 8.8 | Yes | Yes | 2011-02-08 |  | 1
FALSE | T4BF-024KB | 1866 | 4285452 | TAPPAN | ET4BF-024KB | HP | Split System: Heat Pump with Remote Outdoor Unit-Air-Source | T4BF-024KB |  | C6B(A,H)-X26(C,U)-B | 12.5 | 15.5 | 8.8 | Yes | Yes | 2011-02-08 |  | 1
FALSE | T4BF-024KB | 1866 | 4285453 | TAPPAN | ET4BF-024KB | HP | Split System: Heat Pump with Remote Outdoor Unit-Air-Source | T4BF-024KB |  | C6B(A,H)-X26(C,U)-B | 12.5 | 15.5 | 8.8 | Yes | Yes | 2011-02-08 |  | 1
FALSE | T4BF-024KB | 1866 | 4285454 | TAPPAN | ET4BF-024KB | HP | Split System: Heat Pump with Remote Outdoor Unit-Air-Source | T4BF-024KB |  | C6B(A,H)-F42(C,U)-B+TXV-X2.0 | 12.5 | 15.5 | 8.8 | Yes | Yes | 2011-02-08 |  | 1
FALSE | T4BF-024KB | 1866 | 4285455 | TAPPAN | ET4BF-024KB | HP | Split System: Heat Pump with Remote Outdoor Unit-Air-Source | T4BF-024KB |  | C6B(A,H)-F42(C,U)-B+TXV-X2.0 | 12.5 | 15.5 | 8.8 | Yes | Yes | 2011-02-08 |  | 1
FALSE | T4BF-024KB | 1866 | 4285456 | TAPPAN | ET4BF-024KB | HP | Split System: Heat Pump with Remote Outdoor Unit-Air-Source | T4BF-024KB |  | C6B(A,H)-X26(C,U)-B | 12.5 | 15.5 | 8.8 | Yes | Yes | 2011-02-08 |  | 1
FALSE | T4BF-024KB | 1866 | 4285457 | TAPPAN | ET4BF-024KB | HP | Split System: Heat Pump with Remote Outdoor Unit-Air-Source | T4BF-024KB |  | C6B(A,H)-X26(C,U)-B | 12.5 | 15.5 | 8.8 | Yes | Yes | 2011-02-08 |  | 1
FALSE | T4BF-024KB | 1866 | 4285458 | TAPPAN | ET4BF-024KB | HP | Split System: Heat Pump with Remote Outdoor Unit-Air-Source | T4BF-024KB |  | C6B(A,H)-F42(C,U)-B+TXV-X2.0 | 12.5 | 15.5 | 8.8 | Yes | Yes | 2011-02-08 |  | 1
FALSE | T4BF-024KB | 1866 | 4285459 | TAPPAN | ET4BF-024KB | HP | Split System: Heat Pump with Remote Outdoor Unit-Air-Source | T4BF-024KB |  | C6B(A,H)-X26(C,U)-B | 12.5 | 15.5 | 8.8 | Yes | Yes | 2011-02-08 |  | 1
FALSE | T4BF-024KB | 1866 | 4285460 | TAPPAN | ET4BF-024KB | HP | Split System: Heat Pump with Remote Outdoor Unit-Air-Source | T4BF-024KB |  | C6B(A,H)-F42(C,U)-B+TXV-X2.0 | 12.5 | 15.5 | 8.8 | Yes | Yes | 2011-02-08 |  | 1
FALSE | T4BF-024KB | 1866 | 4285461 | TAPPAN | ET4BF-024KB | HP | Split System: Heat Pump with Remote Outdoor Unit-Air-Source | T4BF-024KB |  | C6B(A,H)-X26(C,U)-B | 13 | 16 | 9 | Yes | Yes | 2011-02-08 |  | 2
FALSE | T4BF-024KB | 1866 | 4285462 | TAPPAN | ET4BF-024KB | HP | Split System: Heat Pump with Remote Outdoor Unit-Air-Source | T4BF-024KB |  | C6B(A,H)-F42(C,U)-B+TXV-X2.0 | 13 | 16 | 9 | Yes | Yes | 2011-02-08 |  | 2
FALSE | T4BF-024KB | 1866 | 4285463 | TAPPAN | ET4BF-024KB | HP | Split System: Heat Pump with Remote Outdoor Unit-Air-Source | T4BF-024KB |  | C6B(A,H)-X26(C,U)-B | 12.5 | 15.5 | 8.8 | Yes | Yes | 2011-02-08 |  | 1
FALSE | T4BF-024KB | 1866 | 4285464 | TAPPAN | ET4BF-024KB | HP | Split System: Heat Pump with Remote Outdoor Unit-Air-Source | T4BF-024KB |  | B4VM-X24K-B | 13 | 16 | 9 | Yes | Yes | 2011-02-08 |  | 2
FALSE | T4BF-024KB | 1866 | 4285465 | TAPPAN | FT4BF-024KB | HP | Split System: Heat Pump with Remote Outdoor Unit-Air-Source | T4BF-024KB |  | C6B(A,H)-F42(C,U)-B+TXV-X2.0 | 12.5 | 15.5 | 8.8 | Yes | Yes | 2011-02-08 |  | 1
FALSE | T4BF-024KB | 1866 | 4285466 | TAPPAN | FT4BF-024KB | HP | Split System: Heat Pump with Remote Outdoor Unit-Air-Source | T4BF-024KB |  | C6B(A,H)-X26(C,U)-B | 12.5 | 15.5 | 8.8 | Yes | Yes | 2011-02-08 |  | 1
FALSE | T4BF-024KB | 1866 | 4285467 | TAPPAN | FT4BF-024KB | HP | Split System: Heat Pump with Remote Outdoor Unit-Air-Source | T4BF-024KB |  | C6B(A,H)-X26(C,U)-B | 12.5 | 15.5 | 8.8 | Yes | Yes | 2011-02-08 |  | 1
FALSE | T4BF-024KB | 1866 | 4285468 | TAPPAN | FT4BF-024KB | HP | Split System: Heat Pump with Remote Outdoor Unit-Air-Source | T4BF-024KB |  | C6B(A,H)-F42(C,U)-B+TXV-X2.0 | 12.5 | 15.5 | 8.8 | Yes | Yes | 2011-02-08 |  | 1
FALSE | T4BF-024KB | 1866 | 4285469 | TAPPAN | FT4BF-024KB | HP | Split System: Heat Pump with Remote Outdoor Unit-Air-Source | T4BF-024KB |  | C6B(A,H)-F42(C,U)-B+TXV-X2.0 | 12.5 | 15.5 | 8.8 | Yes | Yes | 2011-02-08 |  | 1
FALSE | T4BF-024KB | 1866 | 4285470 | TAPPAN | FT4BF-024KB | HP | Split System: Heat Pump with Remote Outdoor Unit-Air-Source | T4BF-024KB |  | C6B(A,H)-X26(C,U)-B | 12.5 | 15.5 | 8.8 | Yes | Yes | 2011-02-08 |  | 1
FALSE | T4BF-024KB | 1866 | 4285471 | TAPPAN | FT4BF-024KB | HP | Split System: Heat Pump with Remote Outdoor Unit-Air-Source | T4BF-024KB |  | C6B(A,H)-X26(C,U)-B | 12.5 | 15.5 | 8.8 | Yes | Yes | 2011-02-08 |  | 1
FALSE | T4BF-024KB | 1866 | 4285472 | TAPPAN | FT4BF-024KB | HP | Split System: Heat Pump with Remote Outdoor Unit-Air-Source | T4BF-024KB |  | C6B(A,H)-F42(C,U)-B+TXV-X2.0 | 12.5 | 15.5 | 8.8 | Yes | Yes | 2011-02-08 |  | 1
FALSE | T4BF-024KB | 1866 | 4285491 | WESTINGHOUSE | ET4BF-024KB | HP | Split System: Heat Pump with Remote Outdoor Unit-Air-Source | T4BF-024KB |  | C6B(A,H)-X26(C,U)-B | 12.5 | 15.5 | 8.8 | Yes | Yes | 2011-02-08 |  | 1
FALSE | T4BF-024KB | 1866 | 4285492 | WESTINGHOUSE | ET4BF-024KB | HP | Split System: Heat Pump with Remote Outdoor Unit-Air-Source | T4BF-024KB |  | C6B(A,H)-F42(C,U)-B+TXV-X2.0 | 12.5 | 15.5 | 8.8 | Yes | Yes | 2011-02-08 |  | 1
FALSE | T4BF-024KB | 1866 | 4285493 | WESTINGHOUSE | ET4BF-024KB | HP | Split System: Heat Pump with Remote Outdoor Unit-Air-Source | T4BF-024KB |  | C6B(A,H)-X26(C,U)-B | 12.5 | 15.5 | 8.8 | Yes | Yes | 2011-02-08 |  | 1
FALSE | T4BF-024KB | 1866 | 4285494 | WESTINGHOUSE | ET4BF-024KB | HP | Split System: Heat Pump with Remote Outdoor Unit-Air-Source | T4BF-024KB |  | C6B(A,H)-F42(C,U)-B+TXV-X2.0 | 12.5 | 15.5 | 8.8 | Yes | Yes | 2011-02-08 |  | 1
FALSE | T4BF-024KB | 1866 | 4285495 | WESTINGHOUSE | ET4BF-024KB | HP | Split System: Heat Pump with Remote Outdoor Unit-Air-Source | T4BF-024KB |  | C6B(A,H)-X26(C,U)-B | 13 | 16 | 9 | Yes | Yes | 2011-02-08 |  | 2
FALSE | T4BF-024KB | 1866 | 4285496 | WESTINGHOUSE | ET4BF-024KB | HP | Split System: Heat Pump with Remote Outdoor Unit-Air-Source | T4BF-024KB |  | C6B(A,H)-F42(C,U)-B+TXV-X2.0 | 13 | 16 | 9 | Yes | Yes | 2011-02-08 |  | 2
FALSE | T4BF-024KB | 1866 | 4285497 | WESTINGHOUSE | ET4BF-024KB | HP | Split System: Heat Pump with Remote Outdoor Unit-Air-Source | T4BF-024KB |  | C6B(A,H)-X26(C,U)-B | 12.5 | 15.5 | 8.8 | Yes | Yes | 2011-02-08 |  | 1
FALSE | T4BF-024KB | 1866 | 4285498 | WESTINGHOUSE | ET4BF-024KB | HP | Split System: Heat Pump with Remote Outdoor Unit-Air-Source | T4BF-024KB |  | B4VM-X24K-B | 13 | 16 | 9 | Yes | Yes | 2011-02-08 |  | 2
FALSE | T4BF-024KB | 1866 | 4285499 | WESTINGHOUSE | FT4BF-024KB | HP | Split System: Heat Pump with Remote Outdoor Unit-Air-Source | T4BF-024KB |  | C6B(A,H)-F42(C,U)-B+TXV-X2.0 | 12.5 | 15.5 | 8.8 | Yes | Yes | 2011-02-08 |  | 1
FALSE | T4BF-024KB | 1866 | 4285500 | WESTINGHOUSE | FT4BF-024KB | HP | Split System: Heat Pump with Remote Outdoor Unit-Air-Source | T4BF-024KB |  | C6B(A,H)-X26(C,U)-B | 12.5 | 15.5 | 8.8 | Yes | Yes | 2011-02-08 |  | 1
FALSE | T4BF-024KB | 1866 | 4285501 | WESTINGHOUSE | FT4BF-024KB | HP | Split System: Heat Pump with Remote Outdoor Unit-Air-Source | T4BF-024KB |  | C6B(A,H)-X26(C,U)-B | 12.5 | 15.5 | 8.8 | Yes | Yes | 2011-02-08 |  | 1
FALSE | T4BF-024KB | 1866 | 4285502 | WESTINGHOUSE | FT4BF-024KB | HP | Split System: Heat Pump with Remote Outdoor Unit-Air-Source | T4BF-024KB |  | C6B(A,H)-F42(C,U)-B+TXV-X2.0 | 12.5 | 15.5 | 8.8 | Yes | Yes | 2011-02-08 |  | 1
FALSE | T4BF-024KB | 1866 | 4285503 | WESTINGHOUSE | FT4BF-024KB | HP | Split System: Heat Pump with Remote Outdoor Unit-Air-Source | T4BF-024KB |  | C6B(A,H)-F42(C,U)-B+TXV-X2.0 | 12.5 | 15.5 | 8.8 | Yes | Yes | 2011-02-08 |  | 1
FALSE | T4BF-024KB | 1866 | 4285504 | WESTINGHOUSE | FT4BF-024KB | HP | Split System: Heat Pump with Remote Outdoor Unit-Air-Source | T4BF-024KB |  | C6B(A,H)-X26(C,U)-B | 12.5 | 15.5 | 8.8 | Yes | Yes | 2011-02-08 |  | 1
FALSE | T4BF-024KB | 1866 | 4285505 | WESTINGHOUSE | FT4BF-024KB | HP | Split System: Heat Pump with Remote Outdoor Unit-Air-Source | T4BF-024KB |  | C6B(A,H)-X26(C,U)-B | 12.5 | 15.5 | 8.8 | Yes | Yes | 2011-02-08 |  | 1
FALSE | T4BF-024KB | 1866 | 4285506 | WESTINGHOUSE | FT4BF-024KB | HP | Split System: Heat Pump with Remote Outdoor Unit-Air-Source | T4BF-024KB |  | C6B(A,H)-F42(C,U)-B+TXV-X2.0 | 12.5 | 15.5 | 8.8 | Yes | Yes | 2011-02-08 |  | 1
FALSE | T4BF-024KB | 1866 | 4285507 | WESTINGHOUSE | FT4BF-024KB | HP | Split System: Heat Pump with Remote Outdoor Unit-Air-Source | T4BF-024KB |  | C6B(A,H)-X26(C,U)-B | 12.5 | 15.5 | 8.8 | Yes | Yes | 2011-02-08 |  | 1
FALSE | T4BF-024KB | 1866 | 4285508 | WESTINGHOUSE | FT4BF-024KB | HP | Split System: Heat Pump with Remote Outdoor Unit-Air-Source | T4BF-024KB |  | C6B(A,H)-F42(C,U)-B+TXV-X2.0 | 12.5 | 15.5 | 8.8 | Yes | Yes | 2011-02-08 |  | 1
FALSE | T4BF-024KB | 1866 | 4285509 | WESTINGHOUSE | FT4BF-024KB | HP | Split System: Heat Pump with Remote Outdoor Unit-Air-Source | T4BF-024KB |  | C6B(A,H)-X26(C,U)-B | 13 | 16 | 9 | Yes | Yes | 2011-02-08 |  | 2
FALSE | T4BF-024KB | 1866 | 4285510 | WESTINGHOUSE | FT4BF-024KB | HP | Split System: Heat Pump with Remote Outdoor Unit-Air-Source | T4BF-024KB |  | C6B(A,H)-F42(C,U)-B+TXV-X2.0 | 13 | 16 | 9 | Yes | Yes | 2011-02-08 |  | 2
FALSE | T4BF-024KB | 1866 | 4285511 | WESTINGHOUSE | FT4BF-024KB | HP | Split System: Heat Pump with Remote Outdoor Unit-Air-Source | T4BF-024KB |  | C6B(A,H)-X26(C,U)-B | 12.5 | 15.5 | 8.8 | Yes | Yes | 2011-02-08 |  | 1
FALSE | T4BF-024KB | 1866 | 4285512 | WESTINGHOUSE | FT4BF-024KB | HP | Split System: Heat Pump with Remote Outdoor Unit-Air-Source | T4BF-024KB |  | B4VM-X24K-B | 13 | 16 | 9 | Yes | Yes | 2011-02-08 |  | 2
FALSE | T4BF-024KB | 1866 | 4285513 | WESTINGHOUSE | ET4BF-024KB | HP | Split System: Heat Pump with Remote Outdoor Unit-Air-Source | T4BF-024KB |  | C6B(A,H)-F42(C,U)-B+TXV-X2.0 | 12.5 | 15.5 | 8.8 | Yes | Yes | 2011-02-08 |  | 1
FALSE | T4BF-024KB | 1866 | 4285514 | WESTINGHOUSE | ET4BF-024KB | HP | Split System: Heat Pump with Remote Outdoor Unit-Air-Source | T4BF-024KB |  | C6B(A,H)-X26(C,U)-B | 12.5 | 15.5 | 8.8 | Yes | Yes | 2011-02-08 |  | 1
FALSE | T4BF-024KB | 1866 | 4285515 | WESTINGHOUSE | ET4BF-024KB | HP | Split System: Heat Pump with Remote Outdoor Unit-Air-Source | T4BF-024KB |  | C6B(A,H)-X26(C,U)-B | 12.5 | 15.5 | 8.8 | Yes | Yes | 2011-02-08 |  | 1
FALSE | T4BF-024KB | 1866 | 4285516 | WESTINGHOUSE | ET4BF-024KB | HP | Split System: Heat Pump with Remote Outdoor Unit-Air-Source | T4BF-024KB |  | C6B(A,H)-F42(C,U)-B+TXV-X2.0 | 12.5 | 15.5 | 8.8 | Yes | Yes | 2011-02-08 |  | 1
FALSE | T4BF-024KB | 1866 | 4285517 | WESTINGHOUSE | ET4BF-024KB | HP | Split System: Heat Pump with Remote Outdoor Unit-Air-Source | T4BF-024KB |  | C6B(A,H)-X26(C,U)-B | 12.5 | 15.5 | 8.8 | Yes | Yes | 2011-02-08 |  | 1
FALSE | T4BF-036KA | 1871 | 4321071 | GARRISON | JT4BF-036KA | HP | Split System: Heat Pump with Remote Outdoor Unit-Air-Source | T4BF-036KA |  | C6B(A,H)-X36(C,U)-C | 12.5 | 15.7 | 8.6 | Yes | Yes | 2011-02-08 |  | 1
FALSE | T4BF-036KA | 1871 | 4321072 | GARRISON | JT4BF-036KA | HP | Split System: Heat Pump with Remote Outdoor Unit-Air-Source | T4BF-036KA |  | C6B(A,H)-X36(C,U)-C | 12.5 | 15.7 | 8.6 | Yes | Yes | 2011-02-08 |  | 1
FALSE | T4BF-036KA | 1871 | 4321073 | GARRISON | JT4BF-036KA | HP | Split System: Heat Pump with Remote Outdoor Unit-Air-Source | T4BF-036KA |  | C6B(A,H)-X36(C,U)-C | 12.5 | 16 | 9 | Yes | Yes | 2011-02-08 |  | 1
FALSE | T4BF-036KA | 1871 | 4321074 | GARRISON | JT4BF-036KA | HP | Split System: Heat Pump with Remote Outdoor Unit-Air-Source | T4BF-036KA |  | C6B(A,H)-X36(C,U)-C | 12.5 | 15.7 | 8.6 | Yes | Yes | 2011-02-08 |  | 1
FALSE | T4BF-036KA | 1871 | 4321075 | GARRISON | JT4BF-036KA | HP | Split System: Heat Pump with Remote Outdoor Unit-Air-Source | T4BF-036KA |  | C6B(A,H)-X36(C,U)-C | 12.5 | 15.7 | 8.6 | Yes | Yes | 2011-02-08 |  | 1
FALSE | T4BF-036KA | 1871 | 4321076 | GARRISON | JT4BF-036KA | HP | Split System: Heat Pump with Remote Outdoor Unit-Air-Source | T4BF-036KA |  | B4VM-X36K-B | 12.5 | 16 | 9 | Yes | Yes | 2011-02-08 |  | 1
FALSE | T4BF-048KA | 1876 | 4321077 | GARRISON | JT4BF-048KA | HP | Split System: Heat Pump with Remote Outdoor Unit-Air-Source | T4BF-048KA |  | B4VM-X48K-C | 12.5 | 16 | 9 | Yes | Yes | 2011-02-08 |  | 1
FALSE | T4BF-048KA | 1876 | 4321078 | GARRISON | JT4BF-048KA | HP | Split System: Heat Pump with Remote Outdoor Unit-Air-Source | T4BF-048KA |  | C6B(A,H)-F60(C,U)-C+TXV-X4.0 | 12.5 | 15 | 8.5 | Yes | Yes | 2011-02-08 |  | 1
FALSE | T4BF-048KA | 1876 | 4321079 | GARRISON | JT4BF-048KA | HP | Split System: Heat Pump with Remote Outdoor Unit-Air-Source | T4BF-048KA |  | C6B(A,H)-F60(C,U)-C+TXV-X4.0 | 12.5 | 15 | 8.5 | Yes | Yes | 2011-02-08 |  | 1
FALSE | T4BF-048KA | 1876 | 4321080 | GARRISON | JT4BF-048KA | HP | Split System: Heat Pump with Remote Outdoor Unit-Air-Source | T4BF-048KA |  | C6B(A,H)-F60(C,U)-C+TXV-X4.0 | 12.5 | 15 | 8.5 | Yes | Yes | 2011-02-08 |  | 1
FALSE | T4BF-048KA | 1876 | 4321081 | GARRISON | JT4BF-048KA | HP | Split System: Heat Pump with Remote Outdoor Unit-Air-Source | T4BF-048KA |  | C6B(A,H)-F60(C,U)-C+TXV-X4.0 | 12.2 | 16 | 8.5 | Yes | Yes | 2011-02-08 |  | 0
FALSE | T4BF-048KA | 1876 | 4321082 | GARRISON | JT4BF-048KA | HP | Split System: Heat Pump with Remote Outdoor Unit-Air-Source | T4BF-048KA |  | C6B(A,H)-F60(C,U)-C+TXV-X4.0 | 12.5 | 16 | 9 | Yes | Yes | 2011-02-08 |  | 1
FALSE | T4BF-048KA | 1876 | 4321083 | GARRISON | JT4BF-048KA | HP | Split System: Heat Pump with Remote Outdoor Unit-Air-Source | T4BF-048KA |  | C6B(A,H)-X48(C,U)-C | 12.2 | 16 | 8.5 | Yes | Yes | 2011-02-08 |  | 0
FALSE | T4BF-048KA | 1876 | 4321084 | GARRISON | JT4BF-048KA | HP | Split System: Heat Pump with Remote Outdoor Unit-Air-Source | T4BF-048KA |  | C6B(A,H)-X48(C,U)-C | 12.5 | 15 | 8.5 | Yes | Yes | 2011-02-08 |  | 1
FALSE | T4BF-048KA | 1876 | 4321085 | GARRISON | JT4BF-048KA | HP | Split System: Heat Pump with Remote Outdoor Unit-Air-Source | T4BF-048KA |  | C6B(A,H)-X48(C,U)-C | 12.5 | 15 | 8.5 | Yes | Yes | 2011-02-08 |  | 1
FALSE | T4BF-048KA | 1876 | 4321086 | GARRISON | JT4BF-048KA | HP | Split System: Heat Pump with Remote Outdoor Unit-Air-Source | T4BF-048KA |  | C6B(A,H)-X48(C,U)-C | 12.5 | 15 | 8.5 | Yes | Yes | 2011-02-08 |  | 1
FALSE | T4BF-048KA | 1876 | 4321087 | GARRISON | JT4BF-048KA | HP | Split System: Heat Pump with Remote Outdoor Unit-Air-Source | T4BF-048KA |  | C6B(A,H)-X48(C,U)-C | 12.5 | 16 | 9 | Yes | Yes | 2011-02-08 |  | 1
FALSE | T4BF-048KA | 1876 | 4321088 | GARRISON | JT4BF-048KA | HP | Split System: Heat Pump with Remote Outdoor Unit-Air-Source | T4BF-048KA |  | B4VM-X48K-C | 12.5 | 16 | 9 | Yes | Yes | 2011-02-08 |  | 1
TRUE | T4BF-024KA | 1866 | 4321046 | GARRISON | JT4BF-024KA | HP | Split System: Heat Pump with Remote Outdoor Unit-Air-Source | T4BF-024KA |  | B4VM-X24K-B | 13 | 16 | 9 | Yes | Yes | 2011-02-08 |  | 2
FALSE | T4BF-024KB | 1866 | 4321047 | GARRISON | JT4BF-024KA | HP | Split System: Heat Pump with Remote Outdoor Unit-Air-Source | T4BF-024KA |  | C6B(A,H)-F42(C,U)-B+TXV-X2.0 | 13 | 16 | 9 | Yes | Yes | 2011-02-08 |  | 2
FALSE | T4BF-024KB | 1866 | 4321048 | GARRISON | JT4BF-024KA | HP | Split System: Heat Pump with Remote Outdoor Unit-Air-Source | T4BF-024KA |  | C6B(A,H)-F42(C,U)-B+TXV-X2.0 | 13 | 15.5 | 8.8 | Yes | Yes | 2011-02-08 |  | 1
FALSE | T4BF-024KB | 1866 | 4321049 | GARRISON | JT4BF-024KA | HP | Split System: Heat Pump with Remote Outdoor Unit-Air-Source | T4BF-024KA |  | C6B(A,H)-F42(C,U)-B+TXV-X2.0 | 13 | 15.5 | 8.8 | Yes | Yes | 2011-02-08 |  | 1
FALSE | T4BF-024KB | 1866 | 4321050 | GARRISON | JT4BF-024KA | HP | Split System: Heat Pump with Remote Outdoor Unit-Air-Source | T4BF-024KA |  | C6B(A,H)-F42(C,U)-B+TXV-X2.0 | 13 | 15.5 | 8.8 | Yes | Yes | 2011-02-08 |  | 1
FALSE | T4BF-024KB | 1866 | 4321051 | GARRISON | JT4BF-024KA | HP | Split System: Heat Pump with Remote Outdoor Unit-Air-Source | T4BF-024KA |  | C6B(A,H)-X26(C,U)-B | 13 | 15.5 | 8.8 | Yes | Yes | 2011-02-08 |  | 1
FALSE | T4BF-024KB | 1866 | 4321052 | GARRISON | JT4BF-024KA | HP | Split System: Heat Pump with Remote Outdoor Unit-Air-Source | T4BF-024KA |  | C6B(A,H)-X26(C,U)-B | 13 | 15.5 | 8.8 | Yes | Yes | 2011-02-08 |  | 1
FALSE | T4BF-024KB | 1866 | 4321053 | GARRISON | JT4BF-024KA | HP | Split System: Heat Pump with Remote Outdoor Unit-Air-Source | T4BF-024KA |  | C6B(A,H)-X26(C,U)-B | 13 | 16 | 9 | Yes | Yes | 2011-02-08 |  | 2
FALSE | T4BF-024KB | 1866 | 4321054 | GARRISON | JT4BF-024KA | HP | Split System: Heat Pump with Remote Outdoor Unit-Air-Source | T4BF-024KA |  | C6B(A,H)-X26(C,U)-B | 13 | 15.5 | 8.8 | Yes | Yes | 2011-02-08 |  | 1
FALSE | T4BF-024KB | 1866 | 4321055 | GARRISON | JT4BF-024KA | HP | Split System: Heat Pump with Remote Outdoor Unit-Air-Source | T4BF-024KA |  | C6B(A,H)-X26(C,U)-B | 13 | 15.5 | 8.8 | Yes | Yes | 2011-02-08 |  | 1
TRUE | T4BF-024KA | 1866 | 4321056 | GARRISON | JT4BF-024KA | HP | Split System: Heat Pump with Remote Outdoor Unit-Air-Source | T4BF-024KA |  | B4VM-X24K-B | 13 | 16 | 9 | Yes | Yes | 2011-02-08 |  | 2
FALSE | T4BF-036KA | 1871 | 4321057 | GARRISON | JT4BF-036KA | HP | Split System: Heat Pump with Remote Outdoor Unit-Air-Source | T4BF-036KA |  | B4VM-X36K-B | 12.5 | 16 | 9 | Yes | Yes | 2011-02-08 |  | 1
FALSE | T4BF-036KA | 1871 | 4321058 | GARRISON | JT4BF-036KA | HP | Split System: Heat Pump with Remote Outdoor Unit-Air-Source | T4BF-036KA |  | C6B(A,H)-F42(C,U)-B+TXV-X3.0 | 12.5 | 16 | 9 | Yes | Yes | 2011-02-08 |  | 1
FALSE | T4BF-036KA | 1871 | 4321062 | GARRISON | JT4BF-036KA | HP | Split System: Heat Pump with Remote Outdoor Unit-Air-Source | T4BF-036KA |  | C6B(A,H)-F48(C,U)-C+TXV-X3.0 | 12.5 | 15.7 | 8.6 | Yes | Yes | 2011-02-08 |  | 1
FALSE | T4BF-036KA | 1871 | 4321063 | GARRISON | JT4BF-036KA | HP | Split System: Heat Pump with Remote Outdoor Unit-Air-Source | T4BF-036KA |  | C6B(A,H)-F48(C,U)-C+TXV-X3.0 | 12.5 | 15.7 | 8.6 | Yes | Yes | 2011-02-08 |  | 1
FALSE | T4BF-036KA | 1871 | 4321064 | GARRISON | JT4BF-036KA | HP | Split System: Heat Pump with Remote Outdoor Unit-Air-Source | T4BF-036KA |  | C6B(A,H)-F48(C,U)-C+TXV-X3.0 | 12.5 | 15.7 | 8.6 | Yes | Yes | 2011-02-08 |  | 1
FALSE | T4BF-036KA | 1871 | 4321065 | GARRISON | JT4BF-036KA | HP | Split System: Heat Pump with Remote Outdoor Unit-Air-Source | T4BF-036KA |  | C6B(A,H)-F48(C,U)-C+TXV-X3.0 | 12.5 | 15.7 | 8.6 | Yes | Yes | 2011-02-08 |  | 1
FALSE | T4BF-036KA | 1871 | 4321066 | GARRISON | JT4BF-036KA | HP | Split System: Heat Pump with Remote Outdoor Unit-Air-Source | T4BF-036KA |  | C6B(A,H)-F48(C,U)-C+TXV-X3.0 | 12.5 | 16 | 9 | Yes | Yes | 2011-02-08 |  | 1
FALSE | T4BF-036KA | 1871 | 4321070 | GARRISON | JT4BF-036KA | HP | Split System: Heat Pump with Remote Outdoor Unit-Air-Source | T4BF-036KA |  | C6B(A,H)-X36(C,U)-B | 12.5 | 16 | 9 | Yes | Yes | 2011-02-08 |  | 1
FALSE | 4TWX5049E1 | 2561 | 4328791 | TRANE | 4TWX5049E1 | HP | Split System: Heat Pump with Remote Outdoor Unit-Air-Source | 4TWX5049E1 |  | 4TEE3C07A1 | 12.5 | 15.5 | 8.5 | Yes | Yes | 2011-01-22 |  | 1
FALSE | 4A6H7048A1 | 172 | 4356807 | AMERICAN STANDARD, INC. | 4A6H6048E1 | HP | Split System: Heat Pump with Remote Outdoor Unit-Air-Source | 4A6H6048E1 |  | 4TXCD009CC3 | 12 | 16 | 8.2 | Yes | Yes | 2011-01-22 |  | Below V5.0 Req.
FALSE | 4A6H7048A1 | 172 | 4356808 | AMERICAN STANDARD, INC. | 4A6H6048E1 | HP | Split System: Heat Pump with Remote Outdoor Unit-Air-Source | 4A6H6048E1 |  | 4TXCD050BC3 | 12 | 16 | 8.2 | Yes | Yes | 2011-01-22 |  | Below V5.0 Req.
FALSE | 4A6H7048A1 | 172 | 4356809 | AMERICAN STANDARD, INC. | 4A6H6048E1 | HP | Split System: Heat Pump with Remote Outdoor Unit-Air-Source | 4A6H6048E1 |  | 4TXCD061BC3 | 12 | 16 | 8.5 | Yes | Yes | 2011-01-22 |  | 0
FALSE | 4A6H7048A1 | 172 | 4356810 | AMERICAN STANDARD, INC. | 4A6H6048E1 | HP | Split System: Heat Pump with Remote Outdoor Unit-Air-Source | 4A6H6048E1 |  | 4TXFH063CZ3 | 12 | 16.5 | 8.5 | Yes | Yes | 2011-01-22 |  | 0
FALSE | 4A6H7048A1 | 172 | 4358073 | AMERICAN STANDARD, INC. | 4A6H6048E1 | HP | Split System: Heat Pump with Remote Outdoor Unit-Air-Source | 4A6H6048E1 |  | 4TXCD063BC3 | 12 | 16 | 9 | Yes | Yes | 2011-01-22 |  | 0
FALSE | 4A6H7048A1 | 172 | 4358111 | TRANE | 4TWX6048E1 | HP | Split System: Heat Pump with Remote Outdoor Unit-Air-Source | 4A6H6048E1 |  | 4TXCD063BC3 | 12 | 16 | 9 | Yes | Yes | 2011-02-28 |  | 0
FALSE | 4A6H7048A1 | 172 | 4358112 | TRANE | 4TWX6048E1 | HP | Split System: Heat Pump with Remote Outdoor Unit-Air-Source | 4A6H6048E1 |  | 4TXFH063CZ3 | 12 | 16 | 8.5 | Yes | Yes | 2011-02-28 |  | 0
FALSE | DSZC180361A* | 1141 | 4358633 | XENON | DSZC180361A* | HP | Split System: Heat Pump with Remote Outdoor Unit-Air-Source | DSZC180361A* |  | AEPF313716A*+TXV | 13 | 18 | 9.25 | Yes | Yes | 2011-02-24 |  | 2
FALSE | DSZC180481A* | 1151 | 4358634 | XENON | DSZC180481A* | HP | Split System: Heat Pump with Remote Outdoor Unit-Air-Source | DSZC180481A* |  | AEPF426016C*+TXV | 12.5 | 17.5 | 9.25 | Yes | Yes | 2011-02-24 |  | 1
TRUE | 4A6H6024E1 | 164 | 4385257 | AMERICAN STANDARD, INC. | 4A6H6024E1 | HP | Split System: Heat Pump with Remote Outdoor Unit-Air-Source | 4A6H6024E1 |  | *AM7A0B30H21 | 12.5 | 17 | 8.5 | Yes | Yes | 2011-01-22 |  | 1
TRUE | 4TWB4049E1 | 2559 | 4385432 | TRANE | 4TWB4049E1 | HP | Split System: Heat Pump with Remote Outdoor Unit-Air-Source | 4TWB4049E1 |  | *AM7A0C48H41 | 12.5 | 15 | 9 | Yes | Yes | 2011-01-22 |  | 1
FALSE | 4TWR4060D1 | 2574 | 4385435 | TRANE | 4TWB4061E1 | HP | Split System: Heat Pump with Remote Outdoor Unit-Air-Source | 4TWB4061E1 |  | *AM7A0C48H41 | 12 | 14.5 | 8.5 | Yes | Yes | 2011-01-22 |  | 0
FALSE | 4TWR4060D1 | 2574 | 4385436 | TRANE | 4TWB4061E1 | HP | Split System: Heat Pump with Remote Outdoor Unit-Air-Source | 4TWB4061E1 |  | *AM7A0C60H51 | 12.5 | 15 | 8.2 | Yes | Yes | 2011-01-22 |  | Below V5.0 Req.
TRUE | 4TWR5049E1 | 2560 | 4385456 | TRANE | 4TWR5049E1 | HP | Split System: Heat Pump with Remote Outdoor Unit-Air-Source | 4TWR5049E1 |  | *AM7A0C48H41 | 12.5 | 15.5 | 9 | Yes | Yes | 2015-03-13 |  | 1
FALSE | 4TWR5061E1 | 2575 | 4385459 | TRANE | 4TWR5061E1 | HP | Split System: Heat Pump with Remote Outdoor Unit-Air-Source | 4TWR5061E1 |  | *AM7A0C48H41 | 12 | 14.5 | 8.5 | Yes | Yes | 2011-01-22 |  | 0
FALSE | 4TWR5061E1 | 2575 | 4385460 | TRANE | 4TWR5061E1 | HP | Split System: Heat Pump with Remote Outdoor Unit-Air-Source | 4TWR5061E1 |  | *AM7A0C60H51 | 12.5 | 15 | 8.2 | Yes | Yes | 2011-01-22 |  | Below V5.0 Req.
TRUE | 4A6H6036E1 | 165 | 4385663 | TRANE | 4TWX6036E1 | HP | Split System: Heat Pump with Remote Outdoor Unit-Air-Source | 4A6H6036E1 |  | *AM7A0C36H31 | 12.5 | 17 | 9 | Yes | Yes | 2011-02-28 |  | 1
TRUE | 4A6H6048E1 | 172 | 4385664 | TRANE | 4TWX6048E1 | HP | Split System: Heat Pump with Remote Outdoor Unit-Air-Source | 4A6H6048E1 |  | *AM7A0C48H41 | 12.5 | 17 | 9 | Yes | Yes | 2011-02-28 |  | 1
TRUE | 4TWB4049E1 | 2559 | 4385808 | AMERICAN STANDARD, INC. | 4A6B4049E1 | HP | Split System: Heat Pump with Remote Outdoor Unit-Air-Source | 4TWB4049E1 |  | *AM7A0C48H41 | 12.5 | 15 | 9 | Yes | Yes | 2011-02-28 |  | 1
FALSE | 4TWR4060D1 | 2574 | 4385811 | AMERICAN STANDARD, INC. | 4A6B4061E1 | HP | Split System: Heat Pump with Remote Outdoor Unit-Air-Source | 4TWB4061E1 |  | *AM7A0C48H41 | 12 | 14.5 | 8.5 | Yes | Yes | 2011-02-28 |  | 0
FALSE | 4TWR4060D1 | 2574 | 4385812 | AMERICAN STANDARD, INC. | 4A6B4061E1 | HP | Split System: Heat Pump with Remote Outdoor Unit-Air-Source | 4TWB4061E1 |  | *AM7A0C60H51 | 12.5 | 15 | 8.2 | Yes | Yes | 2011-02-28 |  | Below V5.0 Req.
TRUE | 4TWR5049E1 | 2560 | 4385832 | AMERICAN STANDARD | 4A6H5049E1 | HP | Split System: Heat Pump with Remote Outdoor Unit-Air-Source | 4TWR5049E1 |  | *AM7A0C48H41 | 12.5 | 15.5 | 9 | Yes | Yes | 2015-03-13 |  | 1
FALSE | 4TWR5061E1 | 2575 | 4385835 | AMERICAN STANDARD, INC. | 4A6H5061E1 | HP | Split System: Heat Pump with Remote Outdoor Unit-Air-Source | 4TWR5061E1 |  | *AM7A0C48H41 | 12 | 14.5 | 8.5 | Yes | Yes | 2011-02-28 |  | 0
FALSE | 4TWR5061E1 | 2575 | 4385836 | AMERICAN STANDARD, INC. | 4A6H5061E1 | HP | Split System: Heat Pump with Remote Outdoor Unit-Air-Source | 4TWR5061E1 |  | *AM7A0C60H51 | 12.5 | 15 | 8.2 | Yes | Yes | 2011-02-28 |  | Below V5.0 Req.
FALSE | SSZ140251A* | 1079 | 4392842 | GOODMAN MANUFACTURING CO., LP. | SSZ140241A* | HP | Split System: Heat Pump with Remote Outdoor Unit-Air-Source | SSZ140241A* |  | CA*F3636*6D*+MBVC1200**-1A*+TXV | 12.5 | 15 | 8.5 | Yes | Yes | 2014-11-24 |  | 1
FALSE | T4BF-048KA | 1876 | 4411687 | ELECT-AIRE | JT4BF-048KA | HP | Split System: Heat Pump with Remote Outdoor Unit-Air-Source | T4BF-048KA |  | C6B(A,H)-F60(C,U)-C+TXV-X4.0 | 12.5 | 15 | 8.5 | Yes | Yes | 2011-02-08 |  | 1
FALSE | T4BF-048KA | 1876 | 4411688 | ELECT-AIRE | JT4BF-048KA | HP | Split System: Heat Pump with Remote Outdoor Unit-Air-Source | T4BF-048KA |  | C6B(A,H)-F60(C,U)-C+TXV-X4.0 | 12.5 | 16 | 9 | Yes | Yes | 2011-02-08 |  | 1
FALSE | T4BF-048KA | 1876 | 4411689 | ELECT-AIRE | JT4BF-048KA | HP | Split System: Heat Pump with Remote Outdoor Unit-Air-Source | T4BF-048KA |  | C6B(A,H)-X48(C,U)-C | 12.2 | 16 | 8.5 | Yes | Yes | 2011-02-08 |  | 0
FALSE | T4BF-048KA | 1876 | 4411690 | ELECT-AIRE | JT4BF-048KA | HP | Split System: Heat Pump with Remote Outdoor Unit-Air-Source | T4BF-048KA |  | C6B(A,H)-F60(C,U)-C+TXV-X4.0 | 12.2 | 16 | 8.5 | Yes | Yes | 2011-02-08 |  | 0
FALSE | T4BF-024KB | 1866 | 4411656 | ELECT-AIRE | JT4BF-024KB | HP | Split System: Heat Pump with Remote Outdoor Unit-Air-Source | T4BF-024KB |  | C6B(A,H)-F42(C,U)-B+TXV-X2.0 | 12.5 | 15.5 | 8.8 | Yes | Yes | 2011-02-08 |  | 1
FALSE | T4BF-024KB | 1866 | 4411657 | ELECT-AIRE | JT4BF-024KB | HP | Split System: Heat Pump with Remote Outdoor Unit-Air-Source | T4BF-024KB |  | C6B(A,H)-X26(C,U)-B | 13 | 16 | 9 | Yes | Yes | 2011-02-08 |  | 2
FALSE | T4BF-024KB | 1866 | 4411658 | ELECT-AIRE | JT4BF-024KB | HP | Split System: Heat Pump with Remote Outdoor Unit-Air-Source | T4BF-024KB |  | C6B(A,H)-F42(C,U)-B+TXV-X2.0 | 13 | 16 | 9 | Yes | Yes | 2011-02-08 |  | 2
FALSE | T4BF-024KB | 1866 | 4411659 | ELECT-AIRE | JT4BF-024KB | HP | Split System: Heat Pump with Remote Outdoor Unit-Air-Source | T4BF-024KB |  | C6B(A,H)-X26(C,U)-B | 12.5 | 15.5 | 8.8 | Yes | Yes | 2011-02-08 |  | 1
FALSE | T4BF-024KB | 1866 | 4411660 | ELECT-AIRE | JT4BF-024KB | HP | Split System: Heat Pump with Remote Outdoor Unit-Air-Source | T4BF-024KB |  | B4VM-X24K-B | 13 | 16 | 9 | Yes | Yes | 2011-02-08 |  | 2
FALSE | T4BF-036KA | 1871 | 4411661 | ELECT-AIRE | JT4BF-036KA | HP | Split System: Heat Pump with Remote Outdoor Unit-Air-Source | T4BF-036KA |  | C6B(A,H)-X36(C,U)-B | 12.5 | 16 | 9 | Yes | Yes | 2011-02-08 |  | 1
FALSE | T4BF-036KA | 1871 | 4411662 | ELECT-AIRE | JT4BF-036KA | HP | Split System: Heat Pump with Remote Outdoor Unit-Air-Source | T4BF-036KA |  | C6B(A,H)-X36(C,U)-C | 12.5 | 16 | 9 | Yes | Yes | 2011-02-08 |  | 1
FALSE | T4BF-036KA | 1871 | 4411663 | ELECT-AIRE | JT4BF-036KA | HP | Split System: Heat Pump with Remote Outdoor Unit-Air-Source | T4BF-036KA |  | B4VM-X36K-B | 12.5 | 16 | 9 | Yes | Yes | 2011-02-08 |  | 1
FALSE | T4BF-036KA | 1871 | 4411665 | ELECT-AIRE | JT4BF-036KA | HP | Split System: Heat Pump with Remote Outdoor Unit-Air-Source | T4BF-036KA |  | C6B(A,H)-X36(C,U)-C | 12.5 | 15.7 | 8.6 | Yes | Yes | 2011-02-08 |  | 1
FALSE | T4BF-036KA | 1871 | 4411667 | ELECT-AIRE | JT4BF-036KA | HP | Split System: Heat Pump with Remote Outdoor Unit-Air-Source | T4BF-036KA |  | C6B(A,H)-X36(C,U)-C | 12.5 | 15.7 | 8.6 | Yes | Yes | 2011-02-08 |  | 1
FALSE | T4BF-036KA | 1871 | 4411670 | ELECT-AIRE | JT4BF-036KA | HP | Split System: Heat Pump with Remote Outdoor Unit-Air-Source | T4BF-036KA |  | C6B(A,H)-F48(C,U)-C+TXV-X3.0 | 12.5 | 15.7 | 8.6 | Yes | Yes | 2011-02-08 |  | 1
FALSE | T4BF-036KA | 1871 | 4411671 | ELECT-AIRE | JT4BF-036KA | HP | Split System: Heat Pump with Remote Outdoor Unit-Air-Source | T4BF-036KA |  | C6B(A,H)-X36(C,U)-C | 12.5 | 15.7 | 8.6 | Yes | Yes | 2011-02-08 |  | 1
FALSE | T4BF-036KA | 1871 | 4411673 | ELECT-AIRE | JT4BF-036KA | HP | Split System: Heat Pump with Remote Outdoor Unit-Air-Source | T4BF-036KA |  | C6B(A,H)-F48(C,U)-C+TXV-X3.0 | 12.5 | 15.7 | 8.6 | Yes | Yes | 2011-02-08 |  | 1
FALSE | T4BF-036KA | 1871 | 4411675 | ELECT-AIRE | JT4BF-036KA | HP | Split System: Heat Pump with Remote Outdoor Unit-Air-Source | T4BF-036KA |  | C6B(A,H)-F42(C,U)-B+TXV-X3.0 | 12.5 | 16 | 9 | Yes | Yes | 2011-02-08 |  | 1
FALSE | T4BF-036KA | 1871 | 4411676 | ELECT-AIRE | JT4BF-036KA | HP | Split System: Heat Pump with Remote Outdoor Unit-Air-Source | T4BF-036KA |  | C6B(A,H)-F48(C,U)-C+TXV-X3.0 | 12.5 | 15.7 | 8.6 | Yes | Yes | 2011-02-08 |  | 1
FALSE | T4BF-036KA | 1871 | 4411677 | ELECT-AIRE | JT4BF-036KA | HP | Split System: Heat Pump with Remote Outdoor Unit-Air-Source | T4BF-036KA |  | C6B(A,H)-F48(C,U)-C+TXV-X3.0 | 12.5 | 16 | 9 | Yes | Yes | 2011-02-08 |  | 1
FALSE | T4BF-036KA | 1871 | 4411678 | ELECT-AIRE | JT4BF-036KA | HP | Split System: Heat Pump with Remote Outdoor Unit-Air-Source | T4BF-036KA |  | C6B(A,H)-F48(C,U)-C+TXV-X3.0 | 12.5 | 15.7 | 8.6 | Yes | Yes | 2011-02-08 |  | 1
FALSE | T4BF-036KA | 1871 | 4411679 | ELECT-AIRE | JT4BF-036KA | HP | Split System: Heat Pump with Remote Outdoor Unit-Air-Source | T4BF-036KA |  | C6B(A,H)-X36(C,U)-C | 12.5 | 15.7 | 8.6 | Yes | Yes | 2011-02-08 |  | 1
FALSE | T4BF-048KA | 1876 | 4411680 | ELECT-AIRE | JT4BF-048KA | HP | Split System: Heat Pump with Remote Outdoor Unit-Air-Source | T4BF-048KA |  | C6B(A,H)-X48(C,U)-C | 12.5 | 16 | 9 | Yes | Yes | 2011-02-08 |  | 1
FALSE | T4BF-048KA | 1876 | 4411681 | ELECT-AIRE | JT4BF-048KA | HP | Split System: Heat Pump with Remote Outdoor Unit-Air-Source | T4BF-048KA |  | B4VM-X48K-C | 12.5 | 16 | 9 | Yes | Yes | 2011-02-08 |  | 1
FALSE | T4BF-048KA | 1876 | 4411682 | ELECT-AIRE | JT4BF-048KA | HP | Split System: Heat Pump with Remote Outdoor Unit-Air-Source | T4BF-048KA |  | C6B(A,H)-X48(C,U)-C | 12.5 | 15 | 8.5 | Yes | Yes | 2011-02-08 |  | 1
FALSE | T4BF-048KA | 1876 | 4411683 | ELECT-AIRE | JT4BF-048KA | HP | Split System: Heat Pump with Remote Outdoor Unit-Air-Source | T4BF-048KA |  | C6B(A,H)-X48(C,U)-C | 12.5 | 15 | 8.5 | Yes | Yes | 2011-02-08 |  | 1
FALSE | T4BF-048KA | 1876 | 4411684 | ELECT-AIRE | JT4BF-048KA | HP | Split System: Heat Pump with Remote Outdoor Unit-Air-Source | T4BF-048KA |  | C6B(A,H)-F60(C,U)-C+TXV-X4.0 | 12.5 | 15 | 8.5 | Yes | Yes | 2011-02-08 |  | 1
FALSE | T4BF-048KA | 1876 | 4411685 | ELECT-AIRE | JT4BF-048KA | HP | Split System: Heat Pump with Remote Outdoor Unit-Air-Source | T4BF-048KA |  | C6B(A,H)-X48(C,U)-C | 12.5 | 15 | 8.5 | Yes | Yes | 2011-02-08 |  | 1
FALSE | T4BF-048KA | 1876 | 4411686 | ELECT-AIRE | JT4BF-048KA | HP | Split System: Heat Pump with Remote Outdoor Unit-Air-Source | T4BF-048KA |  | C6B(A,H)-F60(C,U)-C+TXV-X4.0 | 12.5 | 15 | 8.5 | Yes | Yes | 2011-02-08 |  | 1
FALSE | T4BF-036KA | 1871 | 4524665 | NORDYNE, LLC. | ET4BF-036KA | HP | Split System: Heat Pump with Remote Outdoor Unit-Air-Source | T4BF-036KA |  | C6B(A,H)-F48(C,U)-C+TXV-X3.0 | 12.5 | 15.7 | 8.6 | Yes | Yes | 2013-03-14 |  | 1
FALSE | T4BF-036KA | 1871 | 4524666 | NORDYNE, LLC. | ET4BF-036KA | HP | Split System: Heat Pump with Remote Outdoor Unit-Air-Source | T4BF-036KA |  | C6B(A,H)-F48(C,U)-C+TXV-X3.0 | 12.5 | 15.7 | 8.6 | Yes | Yes | 2013-03-14 |  | 1
FALSE | T4BF-036KA | 1871 | 4524667 | NORDYNE, LLC. | ET4BF-036KA | HP | Split System: Heat Pump with Remote Outdoor Unit-Air-Source | T4BF-036KA |  | C6B(A,H)-F48(C,U)-C+TXV-X3.0 | 12.5 | 15.7 | 8.6 | Yes | Yes | 2013-03-14 |  | 1
FALSE | T4BF-036KA | 1871 | 4524668 | NORDYNE, LLC. | ET4BF-036KA | HP | Split System: Heat Pump with Remote Outdoor Unit-Air-Source | T4BF-036KA |  | C6B(A,H)-F48(C,U)-C+TXV-X3.0 | 12.5 | 15.7 | 8.6 | Yes | Yes | 2013-03-14 |  | 1
FALSE | T4BF-036KA | 1871 | 4524669 | NORDYNE, LLC. | ET4BF-036KA | HP | Split System: Heat Pump with Remote Outdoor Unit-Air-Source | T4BF-036KA |  | C6B(A,H)-F48(C,U)-C+TXV-X3.0 | 12.5 | 15.7 | 8.6 | Yes | Yes | 2013-03-14 |  | 1
FALSE | 25VNA036A*030 | 670 | 4540692 | CARRIER AIR CONDITIONING | 25VNA024A**30 | HP | Split System: Heat Pump with Remote Outdoor Unit-Air-Source | 25VNA024A**30 |  | FE4ANB006+UI | 15.5 | 20.5 | 13 | Yes | Yes | 2011-12-16 |  | 3
FALSE | T4BF-036KA | 1871 | 4524709 | NORDYNE, LLC. | FT4BF-036KA | HP | Split System: Heat Pump with Remote Outdoor Unit-Air-Source | T4BF-036KA |  | C6B(A,H)-X36(C,U)-C | 12.5 | 15.7 | 8.6 | Yes | Yes | 2013-03-14 |  | 1
FALSE | T4BF-036KA | 1871 | 4524710 | NORDYNE, LLC. | FT4BF-036KA | HP | Split System: Heat Pump with Remote Outdoor Unit-Air-Source | T4BF-036KA |  | C6B(A,H)-X36(C,U)-C | 12.5 | 15.7 | 8.6 | Yes | Yes | 2013-03-14 |  | 1
FALSE | T4BF-036KA | 1871 | 4524712 | NORDYNE, LLC. | FT4BF-036KA | HP | Split System: Heat Pump with Remote Outdoor Unit-Air-Source | T4BF-036KA |  | C6B(A,H)-X36(C,U)-C | 12.5 | 15.7 | 8.6 | Yes | Yes | 2013-03-14 |  | 1
FALSE | T4BF-036KA | 1871 | 4524721 | NORDYNE, LLC. | JT4BF-036KA | HP | Split System: Heat Pump with Remote Outdoor Unit-Air-Source | T4BF-036KA |  | C6B(A,H)-F48(C,U)-C+TXV-X3.0 | 12.5 | 15.7 | 8.6 | Yes | Yes | 2013-03-14 |  | 1
FALSE | T4BF-036KA | 1871 | 4524722 | NORDYNE, LLC. | JT4BF-036KA | HP | Split System: Heat Pump with Remote Outdoor Unit-Air-Source | T4BF-036KA |  | C6B(A,H)-F48(C,U)-C+TXV-X3.0 | 12.5 | 15.7 | 8.6 | Yes | Yes | 2013-03-14 |  | 1
FALSE | T4BF-036KA | 1871 | 4524723 | NORDYNE, LLC. | JT4BF-036KA | HP | Split System: Heat Pump with Remote Outdoor Unit-Air-Source | T4BF-036KA |  | C6B(A,H)-F48(C,U)-C+TXV-X3.0 | 12.5 | 15.7 | 8.6 | Yes | Yes | 2013-03-14 |  | 1
FALSE | T4BF-036KA | 1871 | 4524724 | NORDYNE, LLC. | JT4BF-036KA | HP | Split System: Heat Pump with Remote Outdoor Unit-Air-Source | T4BF-036KA |  | C6B(A,H)-F48(C,U)-C+TXV-X3.0 | 12.5 | 15.7 | 8.6 | Yes | Yes | 2013-03-14 |  | 1
FALSE | T4BF-036KA | 1871 | 4524725 | NORDYNE, LLC. | JT4BF-036KA | HP | Split System: Heat Pump with Remote Outdoor Unit-Air-Source | T4BF-036KA |  | C6B(A,H)-F48(C,U)-C+TXV-X3.0 | 12.5 | 15.7 | 8.6 | Yes | Yes | 2013-03-14 |  | 1
FALSE | T4BF-036KA | 1871 | 4524726 | NORDYNE, LLC. | JT4BF-036KA | HP | Split System: Heat Pump with Remote Outdoor Unit-Air-Source | T4BF-036KA |  | C6B(A,H)-F48(C,U)-C+TXV-X3.0 | 12.5 | 15.7 | 8.6 | Yes | Yes | 2013-03-14 |  | 1
FALSE | T4BF-036KA | 1871 | 4524728 | NORDYNE, LLC. | JT4BF-036KA | HP | Split System: Heat Pump with Remote Outdoor Unit-Air-Source | T4BF-036KA |  | C6B(A,H)-F48(C,U)-C+TXV-X3.0 | 12.5 | 15.7 | 8.6 | Yes | Yes | 2013-03-14 |  | 1
FALSE | T4BF-036KA | 1871 | 4524737 | NORDYNE, LLC. | JT4BF-036KA | HP | Split System: Heat Pump with Remote Outdoor Unit-Air-Source | T4BF-036KA |  | C6B(A,H)-X36(C,U)-C | 12.5 | 15.7 | 8.6 | Yes | Yes | 2013-03-14 |  | 1
FALSE | T4BF-036KA | 1871 | 4524738 | NORDYNE, LLC. | JT4BF-036KA | HP | Split System: Heat Pump with Remote Outdoor Unit-Air-Source | T4BF-036KA |  | C6B(A,H)-X36(C,U)-C | 12.5 | 15.7 | 8.6 | Yes | Yes | 2013-03-14 |  | 1
FALSE | T4BF-036KA | 1871 | 4524739 | NORDYNE, LLC. | JT4BF-036KA | HP | Split System: Heat Pump with Remote Outdoor Unit-Air-Source | T4BF-036KA |  | C6B(A,H)-X36(C,U)-C | 12.5 | 15.7 | 8.6 | Yes | Yes | 2013-03-14 |  | 1
FALSE | T4BF-036KA | 1871 | 4524740 | NORDYNE, LLC. | JT4BF-036KA | HP | Split System: Heat Pump with Remote Outdoor Unit-Air-Source | T4BF-036KA |  | C6B(A,H)-X36(C,U)-C | 12.5 | 15.7 | 8.6 | Yes | Yes | 2013-03-14 |  | 1
FALSE | T4BF-036KA | 1871 | 4524741 | NORDYNE, LLC. | JT4BF-036KA | HP | Split System: Heat Pump with Remote Outdoor Unit-Air-Source | T4BF-036KA |  | C6B(A,H)-X36(C,U)-C | 12.5 | 15.7 | 8.6 | Yes | Yes | 2013-03-14 |  | 1
FALSE | T4BF-036KA | 1871 | 4524742 | NORDYNE, LLC. | JT4BF-036KA | HP | Split System: Heat Pump with Remote Outdoor Unit-Air-Source | T4BF-036KA |  | C6B(A,H)-X36(C,U)-C | 12.5 | 15.7 | 8.6 | Yes | Yes | 2013-03-14 |  | 1
FALSE | T4BF-036KA | 1871 | 4524743 | NORDYNE, LLC. | JT4BF-036KA | HP | Split System: Heat Pump with Remote Outdoor Unit-Air-Source | T4BF-036KA |  | C6B(A,H)-X36(C,U)-C | 12.5 | 15.7 | 8.6 | Yes | Yes | 2013-03-14 |  | 1
FALSE | T4BF-036KA | 1871 | 4524745 | NORDYNE, LLC. | JT4BF-036KA | HP | Split System: Heat Pump with Remote Outdoor Unit-Air-Source | T4BF-036KA |  | C6B(A,H)-X36(C,U)-C | 12.5 | 15.7 | 8.6 | Yes | Yes | 2013-03-14 |  | 1
FALSE | 25VNA060A*030 | 671 | 4539516 | CARRIER AIR CONDITIONING | 25VNA060A**30 | HP | Split System: Heat Pump with Remote Outdoor Unit-Air-Source | 25VNA060A**30 |  | FE4ANB006+UI | 12.7 | 18 | 12 | Yes | Yes | 2011-12-16 |  | 1
FALSE | 25VNA036A*030 | 670 | 4539517 | CARRIER AIR CONDITIONING | 25VNA036A**30 | HP | Split System: Heat Pump with Remote Outdoor Unit-Air-Source | 25VNA036A**30 |  | FE4ANB006+UI | 14 | 20.5 | 13 | Yes | Yes | 2011-12-16 |  | 3
FALSE | 25VNA060A*030 | 671 | 4540691 | CARRIER AIR CONDITIONING | 25VNA048A**30 | HP | Split System: Heat Pump with Remote Outdoor Unit-Air-Source | 25VNA048A**30 |  | FE4ANB006+UI | 13.5 | 18.3 | 12.5 | Yes | Yes | 2011-12-16 |  | 3
FALSE | 4TWR4018D1 | 2384 | 4655330 | TRANE | 4TWB4018G1 | HP | Split System: Heat Pump with Remote Outdoor Unit-Air-Source | 4TWB4018G1 |  | 4TXCB025BC3 | 12.5 | 15 | 8.2 | Yes | Yes | 2011-08-19 |  | Below V5.0 Req.
FALSE | 4TWR4018D1 | 2384 | 4655331 | TRANE | 4TWB4018G1 | HP | Split System: Heat Pump with Remote Outdoor Unit-Air-Source | 4TWB4018G1 |  | 4TXCB025BC3 | 12.5 | 15 | 8.2 | Yes | Yes | 2011-08-19 |  | Below V5.0 Req.
FALSE | 4TWR4018D1 | 2384 | 4655332 | TRANE | 4TWB4018G1 | HP | Split System: Heat Pump with Remote Outdoor Unit-Air-Source | 4TWB4018G1 |  | 4TXCB025BC3 | 12.5 | 15 | 8.2 | Yes | Yes | 2011-08-19 |  | Below V5.0 Req.
FALSE | 4TWR4018D1 | 2384 | 4655333 | TRANE | 4TWB4018G1 | HP | Split System: Heat Pump with Remote Outdoor Unit-Air-Source | 4TWB4018G1 |  | 4TXCB025BC3 | 12.5 | 15 | 8.2 | Yes | Yes | 2011-08-19 |  | Below V5.0 Req.
FALSE | 4TWR4018D1 | 2384 | 4655334 | TRANE | 4TWB4018G1 | HP | Split System: Heat Pump with Remote Outdoor Unit-Air-Source | 4TWB4018G1 |  | 4TXCB025BC3 | 12.5 | 15 | 8.2 | Yes | Yes | 2011-08-19 |  | Below V5.0 Req.
FALSE | 4TWR4018D1 | 2384 | 4655335 | TRANE | 4TWB4018G1 | HP | Split System: Heat Pump with Remote Outdoor Unit-Air-Source | 4TWB4018G1 |  | 4TXCB025BC3 | 12.5 | 15 | 8.2 | Yes | Yes | 2011-08-19 |  | Below V5.0 Req.
FALSE | 4TWR4018D1 | 2384 | 4655336 | TRANE | 4TWB4018G1 | HP | Split System: Heat Pump with Remote Outdoor Unit-Air-Source | 4TWB4018G1 |  | 4TXCB025BC3 | 12.5 | 15 | 8.2 | Yes | Yes | 2011-08-19 |  | Below V5.0 Req.
FALSE | 4TWR4018D1 | 2384 | 4655337 | TRANE | 4TWB4018G1 | HP | Split System: Heat Pump with Remote Outdoor Unit-Air-Source | 4TWB4018G1 |  | 4TXCB025BC3 | 12.5 | 15 | 8.2 | Yes | Yes | 2011-08-19 |  | Below V5.0 Req.
FALSE | 4TWR4018D1 | 2384 | 4655338 | TRANE | 4TWB4018G1 | HP | Split System: Heat Pump with Remote Outdoor Unit-Air-Source | 4TWB4018G1 |  | 4TXCB025BC3 | 12.5 | 14.5 | 8.2 | Yes | Yes | 2011-08-19 |  | Below V5.0 Req.
FALSE | 4TWR4018D1 | 2384 | 4655339 | TRANE | 4TWB4018G1 | HP | Split System: Heat Pump with Remote Outdoor Unit-Air-Source | 4TWB4018G1 |  | 4TXCB025BC3 | 12.5 | 15 | 8.2 | Yes | Yes | 2011-08-19 |  | Below V5.0 Req.
FALSE | 4TWR4018D1 | 2384 | 4655341 | TRANE | 4TWB4018G1 | HP | Split System: Heat Pump with Remote Outdoor Unit-Air-Source | 4TWB4018G1 |  | 4TXCB025BC3 | 12 | 14.5 | 8.2 | Yes | Yes | 2011-08-19 |  | Below V5.0 Req.
FALSE | 4TWR4018D1 | 2384 | 4655342 | TRANE | 4TWB4018G1 | HP | Split System: Heat Pump with Remote Outdoor Unit-Air-Source | 4TWB4018G1 |  | 4TXCB025BC3 | 12.5 | 15 | 8.2 | Yes | Yes | 2011-08-19 |  | Below V5.0 Req.
FALSE | 4TWR4018D1 | 2384 | 4655343 | TRANE | 4TWB4018G1 | HP | Split System: Heat Pump with Remote Outdoor Unit-Air-Source | 4TWB4018G1 |  | 4TXCB025BC3 | 12.5 | 15 | 8.2 | Yes | Yes | 2011-08-19 |  | Below V5.0 Req.
FALSE | 4TWR4018D1 | 2384 | 4655344 | TRANE | 4TWB4018G1 | HP | Split System: Heat Pump with Remote Outdoor Unit-Air-Source | 4TWB4018G1 |  | 4TXCB025BC3 | 12.5 | 15 | 8.2 | Yes | Yes | 2011-08-19 |  | Below V5.0 Req.
FALSE | 4TWR4018D1 | 2384 | 4655345 | TRANE | 4TWB4018G1 | HP | Split System: Heat Pump with Remote Outdoor Unit-Air-Source | 4TWB4018G1 |  | 4TXCB031BC3 | 12.5 | 15 | 8.2 | Yes | Yes | 2011-08-19 |  | Below V5.0 Req.
FALSE | 4TWR4018D1 | 2384 | 4655346 | TRANE | 4TWB4018G1 | HP | Split System: Heat Pump with Remote Outdoor Unit-Air-Source | 4TWB4018G1 |  | 4TXCB032BC3 | 12.5 | 15 | 8.5 | Yes | Yes | 2011-08-19 |  | 1
FALSE | 4TWR4018D1 | 2384 | 4655347 | TRANE | 4TWB4018G1 | HP | Split System: Heat Pump with Remote Outdoor Unit-Air-Source | 4TWB4018G1 |  | 4TXCC006CC3 | 12.5 | 15 | 9 | Yes | Yes | 2011-08-19 |  | 1
FALSE | 4TWR4018D1 | 2384 | 4655348 | TRANE | 4TWB4018G1 | HP | Split System: Heat Pump with Remote Outdoor Unit-Air-Source | 4TWB4018G1 |  | 4TXFH033CC3 | 12.5 | 15 | 8.5 | Yes | Yes | 2011-08-19 |  | 1
FALSE | 4TWR4018D1 | 2384 | 4655349 | TRANE | 4TWB4018G1 | HP | Split System: Heat Pump with Remote Outdoor Unit-Air-Source | 4TWB4018G1 |  | GAM5A0A18M11 | 12.5 | 15 | 8.5 | Yes | Yes | 2011-08-19 |  | 1
FALSE | 4TWR4018D1 | 2384 | 4655350 | TRANE | 4TWB4018G1 | HP | Split System: Heat Pump with Remote Outdoor Unit-Air-Source | 4TWB4018G1 |  | GAM5A0A24M21 | 12.5 | 14.75 | 8.5 | Yes | Yes | 2011-08-19 |  | 0
FALSE | 4TWR5018G1 | 2385 | 4655352 | TRANE | 4TWR5018G1 | HP | Split System: Heat Pump with Remote Outdoor Unit-Air-Source | 4TWR5018G1 |  | *AM4A0A24S21+TDR | 12 | 14.5 | 8.5 | Yes | Yes | 2011-08-19 |  | 0
FALSE | 4TWR5018G1 | 2385 | 4655377 | TRANE | 4TWR5018G1 | HP | Split System: Heat Pump with Remote Outdoor Unit-Air-Source | 4TWR5018G1 |  | GAM5A0A18M11 | 12.5 | 15 | 8.5 | Yes | Yes | 2011-08-19 |  | 1
FALSE | 4TWR5018G1 | 2385 | 4655378 | TRANE | 4TWR5018G1 | HP | Split System: Heat Pump with Remote Outdoor Unit-Air-Source | 4TWR5018G1 |  | GAM5A0A24M21 | 12.5 | 14.75 | 8.5 | Yes | Yes | 2011-08-19 |  | 0
FALSE | 4TWX5018B1 | 2386 | 4655380 | TRANE | 4TWX5018B1 | HP | Split System: Heat Pump with Remote Outdoor Unit-Air-Source | 4TWX5018B1 |  | *AM4A0A24S21+TDR | 12 | 14.5 | 8.5 | Yes | Yes | 2011-08-19 |  | 0
FALSE | 4TWX5018B1 | 2386 | 4655383 | TRANE | 4TWX5018B1 | HP | Split System: Heat Pump with Remote Outdoor Unit-Air-Source | 4TWX5018B1 |  | 4TEE3F31B1 | 12.5 | 15 | 8.5 | Yes | Yes | 2011-08-19 |  | 1
FALSE | 4TWX5018B1 | 2386 | 4655385 | TRANE | 4TWX5018B1 | HP | Split System: Heat Pump with Remote Outdoor Unit-Air-Source | 4TWX5018B1 |  | 4TXCB003CC3 | 12.5 | 15 | 9 | Yes | Yes | 2011-08-19 |  | 1
FALSE | 4TWX5018B1 | 2386 | 4655386 | TRANE | 4TWX5018B1 | HP | Split System: Heat Pump with Remote Outdoor Unit-Air-Source | 4TWX5018B1 |  | 4TXCB025BC3 | 12.5 | 15 | 8.2 | Yes | Yes | 2015-03-13 |  | Below V5.0 Req.
FALSE | 4TWX5018B1 | 2386 | 4655387 | TRANE | 4TWX5018B1 | HP | Split System: Heat Pump with Remote Outdoor Unit-Air-Source | 4TWX5018B1 |  | 4TXCB025BC3 | 12.5 | 15 | 8.2 | Yes | Yes | 2015-03-13 |  | Below V5.0 Req.
FALSE | 4TWX5018B1 | 2386 | 4655388 | TRANE | 4TWX5018B1 | HP | Split System: Heat Pump with Remote Outdoor Unit-Air-Source | 4TWX5018B1 |  | 4TXCB025BC3 | 12.5 | 15 | 8.2 | Yes | Yes | 2015-03-13 |  | Below V5.0 Req.
FALSE | 4TWX5018B1 | 2386 | 4655389 | TRANE | 4TWX5018B1 | HP | Split System: Heat Pump with Remote Outdoor Unit-Air-Source | 4TWX5018B1 |  | 4TXCB025BC3 | 12.5 | 15 | 8.2 | Yes | Yes | 2015-03-13 |  | Below V5.0 Req.
FALSE | 4TWX5018B1 | 2386 | 4655390 | TRANE | 4TWX5018B1 | HP | Split System: Heat Pump with Remote Outdoor Unit-Air-Source | 4TWX5018B1 |  | 4TXCB025BC3 | 12.5 | 14.5 | 8.2 | Yes | Yes | 2011-08-19 |  | Below V5.0 Req.
FALSE | 4TWX5018B1 | 2386 | 4655391 | TRANE | 4TWX5018B1 | HP | Split System: Heat Pump with Remote Outdoor Unit-Air-Source | 4TWX5018B1 |  | 4TXCB025BC3 | 12.5 | 15 | 8.2 | Yes | Yes | 2011-08-19 |  | Below V5.0 Req.
FALSE | 4TWX5018B1 | 2386 | 4655393 | TRANE | 4TWX5018B1 | HP | Split System: Heat Pump with Remote Outdoor Unit-Air-Source | 4TWX5018B1 |  | 4TXCB025BC3 | 12.5 | 15 | 8.2 | Yes | Yes | 2015-03-13 |  | Below V5.0 Req.
FALSE | 4TWX5018B1 | 2386 | 4655394 | TRANE | 4TWX5018B1 | HP | Split System: Heat Pump with Remote Outdoor Unit-Air-Source | 4TWX5018B1 |  | 4TXCB025BC3 | 12.5 | 15 | 8.2 | Yes | Yes | 2015-03-13 |  | Below V5.0 Req.
FALSE | 4TWX5018B1 | 2386 | 4655395 | TRANE | 4TWX5018B1 | HP | Split System: Heat Pump with Remote Outdoor Unit-Air-Source | 4TWX5018B1 |  | 4TXCB025BC3 | 12.5 | 15 | 8.2 | Yes | Yes | 2011-08-19 |  | Below V5.0 Req.
FALSE | 4TWX5018B1 | 2386 | 4655396 | TRANE | 4TWX5018B1 | HP | Split System: Heat Pump with Remote Outdoor Unit-Air-Source | 4TWX5018B1 |  | 4TXCB025BC3 | 12 | 14.5 | 8.2 | Yes | Yes | 2011-08-19 |  | Below V5.0 Req.
FALSE | 4TWX5018B1 | 2386 | 4655397 | TRANE | 4TWX5018B1 | HP | Split System: Heat Pump with Remote Outdoor Unit-Air-Source | 4TWX5018B1 |  | 4TXCB025BC3 | 12.5 | 15 | 8.2 | Yes | Yes | 2015-03-13 |  | Below V5.0 Req.
FALSE | 4TWX5018B1 | 2386 | 4655398 | TRANE | 4TWX5018B1 | HP | Split System: Heat Pump with Remote Outdoor Unit-Air-Source | 4TWX5018B1 |  | 4TXCB025BC3 | 12.5 | 15 | 8.2 | Yes | Yes | 2011-08-19 |  | Below V5.0 Req.
FALSE | 4TWX5018B1 | 2386 | 4655399 | TRANE | 4TWX5018B1 | HP | Split System: Heat Pump with Remote Outdoor Unit-Air-Source | 4TWX5018B1 |  | 4TXCB025BC3 | 12.5 | 15 | 8.2 | Yes | Yes | 2015-03-13 |  | Below V5.0 Req.
FALSE | 4TWX5018B1 | 2386 | 4655400 | TRANE | 4TWX5018B1 | HP | Split System: Heat Pump with Remote Outdoor Unit-Air-Source | 4TWX5018B1 |  | 4TXCB025BC3 | 12.5 | 15 | 8.2 | Yes | Yes | 2011-08-19 |  | Below V5.0 Req.
FALSE | 4TWX5018B1 | 2386 | 4655401 | TRANE | 4TWX5018B1 | HP | Split System: Heat Pump with Remote Outdoor Unit-Air-Source | 4TWX5018B1 |  | 4TXCB031BC3 | 12.5 | 15 | 8.2 | Yes | Yes | 2015-03-13 |  | Below V5.0 Req.
FALSE | 4TWX5018B1 | 2386 | 4655402 | TRANE | 4TWX5018B1 | HP | Split System: Heat Pump with Remote Outdoor Unit-Air-Source | 4TWX5018B1 |  | 4TXCB032BC3 | 12.5 | 15 | 8.5 | Yes | Yes | 2015-03-13 |  | 1
FALSE | 4TWX5018B1 | 2386 | 4655403 | TRANE | 4TWX5018B1 | HP | Split System: Heat Pump with Remote Outdoor Unit-Air-Source | 4TWX5018B1 |  | 4TXCC006CC3 | 12.5 | 15 | 9 | Yes | Yes | 2011-08-19 |  | 1
FALSE | 4TWX5018B1 | 2386 | 4655426 | TRANE | 4TWX5018B1 | HP | Split System: Heat Pump with Remote Outdoor Unit-Air-Source | 4TWX5018B1 |  | 4TXFH024CZ3 | 12.5 | 15 | 8.5 | Yes | Yes | 2015-03-13 |  | 1
FALSE | 4TWX5018B1 | 2386 | 4655428 | TRANE | 4TWX5018B1 | HP | Split System: Heat Pump with Remote Outdoor Unit-Air-Source | 4TWX5018B1 |  | 4TXFH024CZ3 | 12.5 | 15 | 8.5 | Yes | Yes | 2011-08-19 |  | 1
FALSE | 4TWX5018B1 | 2386 | 4655429 | TRANE | 4TWX5018B1 | HP | Split System: Heat Pump with Remote Outdoor Unit-Air-Source | 4TWX5018B1 |  | 4TXFH024CZ3 | 12.5 | 14.75 | 8.5 | Yes | Yes | 2011-08-19 |  | 0
FALSE | 4TWX5018B1 | 2386 | 4655430 | TRANE | 4TWX5018B1 | HP | Split System: Heat Pump with Remote Outdoor Unit-Air-Source | 4TWX5018B1 |  | 4TXFH024CZ3 | 12.5 | 15 | 8.5 | Yes | Yes | 2015-03-13 |  | 1
FALSE | 4TWR4018D1 | 2384 | 4655432 | AMERICAN STANDARD, INC. | 4A6B4018G1 | HP | Split System: Heat Pump with Remote Outdoor Unit-Air-Source | 4TWB4018G1 |  | *AM4A0A24S21+TDR | 12 | 14.5 | 8.5 | Yes | Yes | 2011-08-19 |  | 0
FALSE | 4TWR4018D1 | 2384 | 4655435 | AMERICAN STANDARD, INC. | 4A6B4018G1 | HP | Split System: Heat Pump with Remote Outdoor Unit-Air-Source | 4TWB4018G1 |  | 4TEE3F31B1 | 12.5 | 15 | 8.5 | Yes | Yes | 2011-08-19 |  | 1
FALSE | 4TWR4018D1 | 2384 | 4655437 | AMERICAN STANDARD, INC. | 4A6B4018G1 | HP | Split System: Heat Pump with Remote Outdoor Unit-Air-Source | 4TWB4018G1 |  | 4TXCB003CC3 | 12.5 | 15 | 9 | Yes | Yes | 2011-08-19 |  | 1
FALSE | 4TWR4018D1 | 2384 | 4655438 | AMERICAN STANDARD, INC. | 4A6B4018G1 | HP | Split System: Heat Pump with Remote Outdoor Unit-Air-Source | 4TWB4018G1 |  | 4TXCB025BC3 | 12.5 | 15 | 8.2 | Yes | Yes | 2011-08-19 |  | Below V5.0 Req.
FALSE | 4TWR4018D1 | 2384 | 4655439 | AMERICAN STANDARD, INC. | 4A6B4018G1 | HP | Split System: Heat Pump with Remote Outdoor Unit-Air-Source | 4TWB4018G1 |  | 4TXCB025BC3 | 12.5 | 15 | 8.2 | Yes | Yes | 2011-08-19 |  | Below V5.0 Req.
FALSE | 4TWR4018D1 | 2384 | 4655440 | AMERICAN STANDARD, INC. | 4A6B4018G1 | HP | Split System: Heat Pump with Remote Outdoor Unit-Air-Source | 4TWB4018G1 |  | 4TXCB025BC3 | 12.5 | 15 | 8.2 | Yes | Yes | 2011-08-19 |  | Below V5.0 Req.
FALSE | 4TWR4018D1 | 2384 | 4655441 | AMERICAN STANDARD, INC. | 4A6B4018G1 | HP | Split System: Heat Pump with Remote Outdoor Unit-Air-Source | 4TWB4018G1 |  | 4TXCB025BC3 | 12.5 | 15 | 8.2 | Yes | Yes | 2011-08-19 |  | Below V5.0 Req.
FALSE | 4TWR4018D1 | 2384 | 4655442 | AMERICAN STANDARD, INC. | 4A6B4018G1 | HP | Split System: Heat Pump with Remote Outdoor Unit-Air-Source | 4TWB4018G1 |  | 4TXCB025BC3 | 12.5 | 15 | 8.2 | Yes | Yes | 2011-08-19 |  | Below V5.0 Req.
FALSE | 4TWR4018D1 | 2384 | 4655443 | AMERICAN STANDARD, INC. | 4A6B4018G1 | HP | Split System: Heat Pump with Remote Outdoor Unit-Air-Source | 4TWB4018G1 |  | 4TXCB025BC3 | 12.5 | 15 | 8.2 | Yes | Yes | 2011-08-19 |  | Below V5.0 Req.
FALSE | 4TWR4018D1 | 2384 | 4655444 | AMERICAN STANDARD, INC. | 4A6B4018G1 | HP | Split System: Heat Pump with Remote Outdoor Unit-Air-Source | 4TWB4018G1 |  | 4TXCB025BC3 | 12.5 | 15 | 8.2 | Yes | Yes | 2011-08-19 |  | Below V5.0 Req.
FALSE | 4TWR4018D1 | 2384 | 4655445 | AMERICAN STANDARD, INC. | 4A6B4018G1 | HP | Split System: Heat Pump with Remote Outdoor Unit-Air-Source | 4TWB4018G1 |  | 4TXCB025BC3 | 12.5 | 15 | 8.2 | Yes | Yes | 2011-08-19 |  | Below V5.0 Req.
FALSE | 4TWR4018D1 | 2384 | 4655446 | AMERICAN STANDARD, INC. | 4A6B4018G1 | HP | Split System: Heat Pump with Remote Outdoor Unit-Air-Source | 4TWB4018G1 |  | 4TXCB025BC3 | 12.5 | 14.5 | 8.2 | Yes | Yes | 2011-08-19 |  | Below V5.0 Req.
FALSE | 4TWR4018D1 | 2384 | 4655447 | AMERICAN STANDARD, INC. | 4A6B4018G1 | HP | Split System: Heat Pump with Remote Outdoor Unit-Air-Source | 4TWB4018G1 |  | 4TXCB025BC3 | 12.5 | 15 | 8.2 | Yes | Yes | 2011-08-19 |  | Below V5.0 Req.
FALSE | 4TWR4018D1 | 2384 | 4655449 | AMERICAN STANDARD, INC. | 4A6B4018G1 | HP | Split System: Heat Pump with Remote Outdoor Unit-Air-Source | 4TWB4018G1 |  | 4TXCB025BC3 | 12 | 14.5 | 8.2 | Yes | Yes | 2011-08-19 |  | Below V5.0 Req.
FALSE | 4TWR4018D1 | 2384 | 4655450 | AMERICAN STANDARD, INC. | 4A6B4018G1 | HP | Split System: Heat Pump with Remote Outdoor Unit-Air-Source | 4TWB4018G1 |  | 4TXCB025BC3 | 12.5 | 15 | 8.2 | Yes | Yes | 2011-08-19 |  | Below V5.0 Req.
FALSE | 4TWR4018D1 | 2384 | 4655451 | AMERICAN STANDARD, INC. | 4A6B4018G1 | HP | Split System: Heat Pump with Remote Outdoor Unit-Air-Source | 4TWB4018G1 |  | 4TXCB025BC3 | 12.5 | 15 | 8.2 | Yes | Yes | 2011-08-19 |  | Below V5.0 Req.
FALSE | 4TWR4018D1 | 2384 | 4655452 | AMERICAN STANDARD, INC. | 4A6B4018G1 | HP | Split System: Heat Pump with Remote Outdoor Unit-Air-Source | 4TWB4018G1 |  | 4TXCB025BC3 | 12.5 | 15 | 8.2 | Yes | Yes | 2011-08-19 |  | Below V5.0 Req.
FALSE | 4TWR4018D1 | 2384 | 4655453 | AMERICAN STANDARD, INC. | 4A6B4018G1 | HP | Split System: Heat Pump with Remote Outdoor Unit-Air-Source | 4TWB4018G1 |  | 4TXCB031BC3 | 12.5 | 15 | 8.2 | Yes | Yes | 2011-08-19 |  | Below V5.0 Req.
FALSE | 4TWR4018D1 | 2384 | 4655454 | AMERICAN STANDARD, INC. | 4A6B4018G1 | HP | Split System: Heat Pump with Remote Outdoor Unit-Air-Source | 4TWB4018G1 |  | 4TXCB032BC3 | 12.5 | 15 | 8.5 | Yes | Yes | 2011-08-19 |  | 1
FALSE | 4TWR4018D1 | 2384 | 4655455 | AMERICAN STANDARD, INC. | 4A6B4018G1 | HP | Split System: Heat Pump with Remote Outdoor Unit-Air-Source | 4TWB4018G1 |  | 4TXCC006CC3 | 12.5 | 15 | 9 | Yes | Yes | 2011-08-19 |  | 1
FALSE | 4TWR4018D1 | 2384 | 4655456 | AMERICAN STANDARD, INC. | 4A6B4018G1 | HP | Split System: Heat Pump with Remote Outdoor Unit-Air-Source | 4TWB4018G1 |  | 4TXFH024CZ3 | 12.5 | 15 | 8.5 | Yes | Yes | 2011-08-19 |  | 1
FALSE | 4TWR4018D1 | 2384 | 4655457 | AMERICAN STANDARD, INC. | 4A6B4018G1 | HP | Split System: Heat Pump with Remote Outdoor Unit-Air-Source | 4TWB4018G1 |  | 4TXFH024CZ3 | 12.5 | 14.75 | 8.5 | Yes | Yes | 2011-08-19 |  | 0
FALSE | 4TWR4018D1 | 2384 | 4655458 | AMERICAN STANDARD, INC. | 4A6B4018G1 | HP | Split System: Heat Pump with Remote Outdoor Unit-Air-Source | 4TWB4018G1 |  | 4TXFH024CZ3 | 12.5 | 15 | 8.5 | Yes | Yes | 2011-08-19 |  | 1
FALSE | 4TWR4018D1 | 2384 | 4655460 | AMERICAN STANDARD, INC. | 4A6B4018G1 | HP | Split System: Heat Pump with Remote Outdoor Unit-Air-Source | 4TWB4018G1 |  | 4TXFH024CZ3 | 12.5 | 15 | 8.5 | Yes | Yes | 2011-08-19 |  | 1
FALSE | 4TWR4018D1 | 2384 | 4655461 | AMERICAN STANDARD, INC. | 4A6B4018G1 | HP | Split System: Heat Pump with Remote Outdoor Unit-Air-Source | 4TWB4018G1 |  | 4TXFH024CZ3 | 12.5 | 15 | 8.5 | Yes | Yes | 2011-08-19 |  | 1
FALSE | 4TWR4018D1 | 2384 | 4655462 | AMERICAN STANDARD, INC. | 4A6B4018G1 | HP | Split System: Heat Pump with Remote Outdoor Unit-Air-Source | 4TWB4018G1 |  | 4TXFH024CZ3 | 12.5 | 15 | 8.5 | Yes | Yes | 2011-08-19 |  | 1
FALSE | 4TWR4018D1 | 2384 | 4655463 | AMERICAN STANDARD, INC. | 4A6B4018G1 | HP | Split System: Heat Pump with Remote Outdoor Unit-Air-Source | 4TWB4018G1 |  | 4TXFH024CZ3 | 12.5 | 15 | 8.5 | Yes | Yes | 2011-08-19 |  | 1
FALSE | 4TWR4018D1 | 2384 | 4655464 | AMERICAN STANDARD, INC. | 4A6B4018G1 | HP | Split System: Heat Pump with Remote Outdoor Unit-Air-Source | 4TWB4018G1 |  | 4TXFH033CC3 | 12.5 | 15 | 8.5 | Yes | Yes | 2011-08-19 |  | 1
FALSE | 4TWR4018D1 | 2384 | 4655465 | AMERICAN STANDARD, INC. | 4A6B4018G1 | HP | Split System: Heat Pump with Remote Outdoor Unit-Air-Source | 4TWB4018G1 |  | GAM5A0A18M11 | 12.5 | 15 | 8.5 | Yes | Yes | 2011-08-19 |  | 1
FALSE | 4TWR4018D1 | 2384 | 4655466 | AMERICAN STANDARD, INC. | 4A6B4018G1 | HP | Split System: Heat Pump with Remote Outdoor Unit-Air-Source | 4TWB4018G1 |  | GAM5A0A24M21 | 12.5 | 14.75 | 8.5 | Yes | Yes | 2011-08-19 |  | 0
FALSE | 4TWR5018G1 | 2385 | 4655468 | AMERICAN STANDARD, INC. | 4A6H5018G1 | HP | Split System: Heat Pump with Remote Outdoor Unit-Air-Source | 4TWR5018G1 |  | *AM4A0A24S21+TDR | 12 | 14.5 | 8.5 | Yes | Yes | 2011-08-19 |  | 0
FALSE | 4TWR5018G1 | 2385 | 4655471 | AMERICAN STANDARD, INC. | 4A6H5018G1 | HP | Split System: Heat Pump with Remote Outdoor Unit-Air-Source | 4TWR5018G1 |  | 4TEE3F31B1 | 12.5 | 15 | 8.5 | Yes | Yes | 2011-08-19 |  | 1
FALSE | 4TWR5018G1 | 2385 | 4655473 | AMERICAN STANDARD, INC. | 4A6H5018G1 | HP | Split System: Heat Pump with Remote Outdoor Unit-Air-Source | 4TWR5018G1 |  | 4TXCB003CC3 | 12.5 | 15 | 9 | Yes | Yes | 2011-08-19 |  | 1
FALSE | 4TWR5018G1 | 2385 | 4655474 | AMERICAN STANDARD | 4A6H5018G1 | HP | Split System: Heat Pump with Remote Outdoor Unit-Air-Source | 4TWR5018G1 |  | 4TXCB025BC3 | 12.5 | 15 | 8.2 | Yes | Yes | 2015-03-13 |  | Below V5.0 Req.
FALSE | 4TWB4036G1 | 2434 | 4655791 | TRANE | 4TWB4036G1 | HP | Split System: Heat Pump with Remote Outdoor Unit-Air-Source | 4TWB4036G1 |  | 4TEE3F48A1 | 12.5 | 15 | 9 | Yes | Yes | 2011-08-19 |  | 1
FALSE | 4TWB4036G1 | 2434 | 4655793 | TRANE | 4TWB4036G1 | HP | Split System: Heat Pump with Remote Outdoor Unit-Air-Source | 4TWB4036G1 |  | 4TEE3F48B1 | 12.5 | 15 | 9 | Yes | Yes | 2011-08-19 |  | 1
FALSE | 4TWB4036G1 | 2434 | 4655795 | TRANE | 4TWB4036G1 | HP | Split System: Heat Pump with Remote Outdoor Unit-Air-Source | 4TWB4036G1 |  | 4TXCB004CC3 | 12.5 | 15 | 9 | Yes | Yes | 2011-08-19 |  | 1
FALSE | 4TWB4036G1 | 2434 | 4655796 | TRANE | 4TWB4036G1 | HP | Split System: Heat Pump with Remote Outdoor Unit-Air-Source | 4TWB4036G1 |  | 4TXCB004CC3 | 12.5 | 14.75 | 9 | Yes | Yes | 2011-08-19 |  | 0
FALSE | 4TWB4036G1 | 2434 | 4655798 | TRANE | 4TWB4036G1 | HP | Split System: Heat Pump with Remote Outdoor Unit-Air-Source | 4TWB4036G1 |  | 4TXCB004CC3 | 12.5 | 15 | 9 | Yes | Yes | 2011-08-19 |  | 1
FALSE | 4TWB4036G1 | 2434 | 4655800 | TRANE | 4TWB4036G1 | HP | Split System: Heat Pump with Remote Outdoor Unit-Air-Source | 4TWB4036G1 |  | 4TXCB004CC3 | 12.5 | 14.75 | 9 | Yes | Yes | 2011-08-19 |  | 0
FALSE | 4TWB4036G1 | 2434 | 4655802 | TRANE | 4TWB4036G1 | HP | Split System: Heat Pump with Remote Outdoor Unit-Air-Source | 4TWB4036G1 |  | 4TXCB004CC3 | 12.5 | 14.75 | 9 | Yes | Yes | 2011-08-19 |  | 0
FALSE | 4TWB4036G1 | 2434 | 4655804 | TRANE | 4TWB4036G1 | HP | Split System: Heat Pump with Remote Outdoor Unit-Air-Source | 4TWB4036G1 |  | 4TXCB004CC3 | 12 | 14.5 | 9 | Yes | Yes | 2011-08-19 |  | 0
FALSE | 4TWB4036G1 | 2434 | 4655815 | TRANE | 4TWB4036G1 | HP | Split System: Heat Pump with Remote Outdoor Unit-Air-Source | 4TWB4036G1 |  | 4TXCB004CC3 | 12.5 | 15 | 9 | Yes | Yes | 2011-08-19 |  | 1
FALSE | 4TWB4036G1 | 2434 | 4655816 | TRANE | 4TWB4036G1 | HP | Split System: Heat Pump with Remote Outdoor Unit-Air-Source | 4TWB4036G1 |  | 4TXCB004CC3 | 12.5 | 15 | 9 | Yes | Yes | 2011-08-19 |  | 1
FALSE | 4TWB4036G1 | 2434 | 4655818 | TRANE | 4TWB4036G1 | HP | Split System: Heat Pump with Remote Outdoor Unit-Air-Source | 4TWB4036G1 |  | 4TXCB004CC3 | 12.5 | 14.75 | 9 | Yes | Yes | 2011-08-19 |  | 0
FALSE | 4TWB4036G1 | 2434 | 4655819 | TRANE | 4TWB4036G1 | HP | Split System: Heat Pump with Remote Outdoor Unit-Air-Source | 4TWB4036G1 |  | 4TXCB004CC3 | 12.5 | 15 | 9 | Yes | Yes | 2011-08-19 |  | 1
FALSE | 4TWB4036G1 | 2434 | 4655823 | TRANE | 4TWB4036G1 | HP | Split System: Heat Pump with Remote Outdoor Unit-Air-Source | 4TWB4036G1 |  | 4TXCB004CC3 | 12 | 14.5 | 9 | Yes | Yes | 2011-08-19 |  | 0
FALSE | 4TWB4036G1 | 2434 | 4655826 | TRANE | 4TWB4036G1 | HP | Split System: Heat Pump with Remote Outdoor Unit-Air-Source | 4TWB4036G1 |  | 4TXCB004CC3 | 12.5 | 14.75 | 9 | Yes | Yes | 2011-08-19 |  | 0
FALSE | 4TWB4036G1 | 2434 | 4655827 | TRANE | 4TWB4036G1 | HP | Split System: Heat Pump with Remote Outdoor Unit-Air-Source | 4TWB4036G1 |  | 4TXCB004CC3 | 12.5 | 14.75 | 9 | Yes | Yes | 2011-08-19 |  | 0
FALSE | 4TWB4036G1 | 2434 | 4655829 | TRANE | 4TWB4036G1 | HP | Split System: Heat Pump with Remote Outdoor Unit-Air-Source | 4TWB4036G1 |  | 4TXCB004CC3 | 12.5 | 14.75 | 9 | Yes | Yes | 2011-08-19 |  | 0
FALSE | 4TWB4036G1 | 2434 | 4655831 | TRANE | 4TWB4036G1 | HP | Split System: Heat Pump with Remote Outdoor Unit-Air-Source | 4TWB4036G1 |  | 4TXCB004CC3 | 12.5 | 14.75 | 9 | Yes | Yes | 2011-08-19 |  | 0
FALSE | 4TWB4036G1 | 2434 | 4655833 | TRANE | 4TWB4036G1 | HP | Split System: Heat Pump with Remote Outdoor Unit-Air-Source | 4TWB4036G1 |  | 4TXCB004CC3 | 12 | 14.5 | 9 | Yes | Yes | 2011-08-19 |  | 0
FALSE | 4TWB4036G1 | 2434 | 4655834 | TRANE | 4TWB4036G1 | HP | Split System: Heat Pump with Remote Outdoor Unit-Air-Source | 4TWB4036G1 |  | 4TXCB004CC3 | 12 | 14.5 | 8.5 | Yes | Yes | 2011-08-19 |  | 0
FALSE | 4TWB4036G1 | 2434 | 4655836 | TRANE | 4TWB4036G1 | HP | Split System: Heat Pump with Remote Outdoor Unit-Air-Source | 4TWB4036G1 |  | 4TXCB004CC3 | 12 | 14.5 | 9 | Yes | Yes | 2011-08-19 |  | 0
FALSE | 4TWB4036G1 | 2434 | 4655839 | TRANE | 4TWB4036G1 | HP | Split System: Heat Pump with Remote Outdoor Unit-Air-Source | 4TWB4036G1 |  | 4TXCB004CC3 | 12.5 | 15 | 9 | Yes | Yes | 2011-08-19 |  | 1
FALSE | 4TWB4036G1 | 2434 | 4655841 | TRANE | 4TWB4036G1 | HP | Split System: Heat Pump with Remote Outdoor Unit-Air-Source | 4TWB4036G1 |  | 4TXCB004CC3 | 12.5 | 14.75 | 9 | Yes | Yes | 2011-08-19 |  | 0
FALSE | 4TWB4036G1 | 2434 | 4655953 | TRANE | 4TWB4036G1 | HP | Split System: Heat Pump with Remote Outdoor Unit-Air-Source | 4TWB4036G1 |  | 4TXCB036BC3 | 12 | 14.5 | 9 | Yes | Yes | 2011-08-19 |  | 0
FALSE | 4TWB4036G1 | 2434 | 4655954 | TRANE | 4TWB4036G1 | HP | Split System: Heat Pump with Remote Outdoor Unit-Air-Source | 4TWB4036G1 |  | 4TXCB036BC3 | 12.5 | 14.75 | 9 | Yes | Yes | 2011-08-19 |  | 0
FALSE | 4TWB4036G1 | 2434 | 4655966 | TRANE | 4TWB4036G1 | HP | Split System: Heat Pump with Remote Outdoor Unit-Air-Source | 4TWB4036G1 |  | 4TXCB036BC3 | 12 | 14.5 | 9 | Yes | Yes | 2011-08-19 |  | 0
FALSE | 4TWB4036G1 | 2434 | 4655968 | TRANE | 4TWB4036G1 | HP | Split System: Heat Pump with Remote Outdoor Unit-Air-Source | 4TWB4036G1 |  | 4TXCB036BC3 | 12 | 14.5 | 9 | Yes | Yes | 2011-08-19 |  | 0
FALSE | 4TWB4036G1 | 2434 | 4655970 | TRANE | 4TWB4036G1 | HP | Split System: Heat Pump with Remote Outdoor Unit-Air-Source | 4TWB4036G1 |  | 4TXCB036BC3 | 12 | 14.5 | 9 | Yes | Yes | 2011-08-19 |  | 0
FALSE | 4TWB4036G1 | 2434 | 4655972 | TRANE | 4TWB4036G1 | HP | Split System: Heat Pump with Remote Outdoor Unit-Air-Source | 4TWB4036G1 |  | 4TXCB036BC3 | 12 | 14.5 | 9 | Yes | Yes | 2011-08-19 |  | 0
FALSE | 4TWB4036G1 | 2434 | 4655973 | TRANE | 4TWB4036G1 | HP | Split System: Heat Pump with Remote Outdoor Unit-Air-Source | 4TWB4036G1 |  | 4TXCB036BC3 | 12 | 14.5 | 9 | Yes | Yes | 2011-08-19 |  | 0
FALSE | 4TWB4036G1 | 2434 | 4655975 | TRANE | 4TWB4036G1 | HP | Split System: Heat Pump with Remote Outdoor Unit-Air-Source | 4TWB4036G1 |  | 4TXCB036BC3 | 12 | 14.5 | 9 | Yes | Yes | 2011-08-19 |  | 0
FALSE | 4TWB4036G1 | 2434 | 4655977 | TRANE | 4TWB4036G1 | HP | Split System: Heat Pump with Remote Outdoor Unit-Air-Source | 4TWB4036G1 |  | 4TXCB036BC3 | 12 | 14.5 | 9 | Yes | Yes | 2011-08-19 |  | 0
FALSE | 4TWB4036G1 | 2434 | 4655979 | TRANE | 4TWB4036G1 | HP | Split System: Heat Pump with Remote Outdoor Unit-Air-Source | 4TWB4036G1 |  | 4TXCB036BC3 | 12 | 14.5 | 9 | Yes | Yes | 2011-08-19 |  | 0
FALSE | 4TWB4036G1 | 2434 | 4655981 | TRANE | 4TWB4036G1 | HP | Split System: Heat Pump with Remote Outdoor Unit-Air-Source | 4TWB4036G1 |  | 4TXCB036BC3 | 12 | 14.5 | 9 | Yes | Yes | 2011-08-19 |  | 0
FALSE | 4TWB4036G1 | 2434 | 4655999 | TRANE | 4TWB4036G1 | HP | Split System: Heat Pump with Remote Outdoor Unit-Air-Source | 4TWB4036G1 |  | 4TXCB036BC3 | 12.5 | 14.75 | 9 | Yes | Yes | 2011-08-19 |  | 0
FALSE | 4TWB4036G1 | 2434 | 4656004 | TRANE | 4TWB4036G1 | HP | Split System: Heat Pump with Remote Outdoor Unit-Air-Source | 4TWB4036G1 |  | 4TXCB036BC3 | 12 | 14.5 | 9 | Yes | Yes | 2011-08-19 |  | 0
FALSE | 4TWB4036G1 | 2434 | 4656007 | TRANE | 4TWB4036G1 | HP | Split System: Heat Pump with Remote Outdoor Unit-Air-Source | 4TWB4036G1 |  | 4TXCB036BC3 | 12 | 14.5 | 9 | Yes | Yes | 2011-08-19 |  | 0
FALSE | 4TWB4036G1 | 2434 | 4656013 | TRANE | 4TWB4036G1 | HP | Split System: Heat Pump with Remote Outdoor Unit-Air-Source | 4TWB4036G1 |  | 4TXCB036BC3 | 12 | 14.5 | 9 | Yes | Yes | 2011-08-19 |  | 0
FALSE | 4TWB4036G1 | 2434 | 4656014 | TRANE | 4TWB4036G1 | HP | Split System: Heat Pump with Remote Outdoor Unit-Air-Source | 4TWB4036G1 |  | 4TXCB036BC3 | 12 | 14.5 | 9 | Yes | Yes | 2011-08-19 |  | 0
FALSE | 4TWB4036G1 | 2434 | 4656016 | TRANE | 4TWB4036G1 | HP | Split System: Heat Pump with Remote Outdoor Unit-Air-Source | 4TWB4036G1 |  | 4TXCB036BC3 | 12.5 | 14.75 | 9 | Yes | Yes | 2011-08-19 |  | 0
FALSE | 4TWB4036G1 | 2434 | 4656036 | TRANE | 4TWB4036G1 | HP | Split System: Heat Pump with Remote Outdoor Unit-Air-Source | 4TWB4036G1 |  | 4TXCB036BC3 | 12.5 | 15 | 9 | Yes | Yes | 2011-08-19 |  | 1
FALSE | 4TWB4036G1 | 2434 | 4656056 | TRANE | 4TWB4036G1 | HP | Split System: Heat Pump with Remote Outdoor Unit-Air-Source | 4TWB4036G1 |  | 4TXCB042BC3 | 12 | 14.5 | 9 | Yes | Yes | 2011-08-19 |  | 0
FALSE | 4TWB4036G1 | 2434 | 4656070 | TRANE | 4TWB4036G1 | HP | Split System: Heat Pump with Remote Outdoor Unit-Air-Source | 4TWB4036G1 |  | 4TXCB042BC3 | 12 | 14.75 | 9 | Yes | Yes | 2011-08-19 |  | 0
FALSE | 4TWB4036G1 | 2434 | 4656074 | TRANE | 4TWB4036G1 | HP | Split System: Heat Pump with Remote Outdoor Unit-Air-Source | 4TWB4036G1 |  | 4TXCB042BC3 | 12 | 14.5 | 9 | Yes | Yes | 2011-08-19 |  | 0
FALSE | 4TWB4036G1 | 2434 | 4656076 | TRANE | 4TWB4036G1 | HP | Split System: Heat Pump with Remote Outdoor Unit-Air-Source | 4TWB4036G1 |  | 4TXCB042BC3 | 12.5 | 14.75 | 9 | Yes | Yes | 2011-08-19 |  | 0
FALSE | 4TWB4036G1 | 2434 | 4656158 | TRANE | 4TWB4036G1 | HP | Split System: Heat Pump with Remote Outdoor Unit-Air-Source | 4TWB4036G1 |  | 4TXCB048BC3 | 12.5 | 15 | 9 | Yes | Yes | 2011-08-19 |  | 1
FALSE | 4TWB4036G1 | 2434 | 4656171 | TRANE | 4TWB4036G1 | HP | Split System: Heat Pump with Remote Outdoor Unit-Air-Source | 4TWB4036G1 |  | 4TXCB048BC3 | 12 | 14.5 | 9 | Yes | Yes | 2011-08-19 |  | 0
FALSE | 4TWB4036G1 | 2434 | 4656173 | TRANE | 4TWB4036G1 | HP | Split System: Heat Pump with Remote Outdoor Unit-Air-Source | 4TWB4036G1 |  | 4TXCB048BC3 | 12 | 14.5 | 9 | Yes | Yes | 2011-08-19 |  | 0
FALSE | 4TWB4036G1 | 2434 | 4656174 | TRANE | 4TWB4036G1 | HP | Split System: Heat Pump with Remote Outdoor Unit-Air-Source | 4TWB4036G1 |  | 4TXCB048BC3 | 12 | 14.75 | 9 | Yes | Yes | 2011-08-19 |  | 0
FALSE | 4TWB4036G1 | 2434 | 4656176 | TRANE | 4TWB4036G1 | HP | Split System: Heat Pump with Remote Outdoor Unit-Air-Source | 4TWB4036G1 |  | 4TXCB048BC3 | 12 | 14.5 | 9 | Yes | Yes | 2011-08-19 |  | 0
FALSE | 4TWB4036G1 | 2434 | 4656178 | TRANE | 4TWB4036G1 | HP | Split System: Heat Pump with Remote Outdoor Unit-Air-Source | 4TWB4036G1 |  | 4TXCB048BC3 | 12 | 14.75 | 9 | Yes | Yes | 2011-08-19 |  | 0
FALSE | 4TWB4036G1 | 2434 | 4656179 | TRANE | 4TWB4036G1 | HP | Split System: Heat Pump with Remote Outdoor Unit-Air-Source | 4TWB4036G1 |  | 4TXCB048BC3 | 12 | 14.5 | 9 | Yes | Yes | 2011-08-19 |  | 0
FALSE | 4TWB4036G1 | 2434 | 4656183 | TRANE | 4TWB4036G1 | HP | Split System: Heat Pump with Remote Outdoor Unit-Air-Source | 4TWB4036G1 |  | 4TXCB048BC3 | 12.5 | 14.75 | 9 | Yes | Yes | 2011-08-19 |  | 0
FALSE | 4TWB4036G1 | 2434 | 4656184 | TRANE | 4TWB4036G1 | HP | Split System: Heat Pump with Remote Outdoor Unit-Air-Source | 4TWB4036G1 |  | 4TXCB048BC3 | 12 | 14.5 | 9 | Yes | Yes | 2011-08-19 |  | 0
FALSE | 4TWB4036G1 | 2434 | 4656186 | TRANE | 4TWB4036G1 | HP | Split System: Heat Pump with Remote Outdoor Unit-Air-Source | 4TWB4036G1 |  | 4TXCB048BC3 | 12.5 | 15 | 9 | Yes | Yes | 2011-08-19 |  | 1
FALSE | 4TWB4036G1 | 2434 | 4656201 | TRANE | 4TWB4036G1 | HP | Split System: Heat Pump with Remote Outdoor Unit-Air-Source | 4TWB4036G1 |  | 4TXCB048BC3 | 12.5 | 14.75 | 9 | Yes | Yes | 2011-08-19 |  | 0
FALSE | 4TWB4036G1 | 2434 | 4656203 | TRANE | 4TWB4036G1 | HP | Split System: Heat Pump with Remote Outdoor Unit-Air-Source | 4TWB4036G1 |  | 4TXCB048BC3 | 12 | 14.75 | 9 | Yes | Yes | 2011-08-19 |  | 0
FALSE | 4TWB4036G1 | 2434 | 4656215 | TRANE | 4TWB4036G1 | HP | Split System: Heat Pump with Remote Outdoor Unit-Air-Source | 4TWB4036G1 |  | 4TXCB048BC3 | 12 | 14.5 | 9 | Yes | Yes | 2011-08-19 |  | 0
FALSE | 4TWB4036G1 | 2434 | 4656217 | TRANE | 4TWB4036G1 | HP | Split System: Heat Pump with Remote Outdoor Unit-Air-Source | 4TWB4036G1 |  | 4TXCB048BC3 | 12 | 14.5 | 9 | Yes | Yes | 2011-08-19 |  | 0
FALSE | 4TWB4036G1 | 2434 | 4656219 | TRANE | 4TWB4036G1 | HP | Split System: Heat Pump with Remote Outdoor Unit-Air-Source | 4TWB4036G1 |  | 4TXCB048BC3 | 12 | 14.5 | 9 | Yes | Yes | 2011-08-19 |  | 0
FALSE | 4TWB4036G1 | 2434 | 4656220 | TRANE | 4TWB4036G1 | HP | Split System: Heat Pump with Remote Outdoor Unit-Air-Source | 4TWB4036G1 |  | 4TXCB048BC3 | 12.5 | 15 | 9 | Yes | Yes | 2011-08-19 |  | 1
FALSE | 4TWB4036G1 | 2434 | 4656224 | TRANE | 4TWB4036G1 | HP | Split System: Heat Pump with Remote Outdoor Unit-Air-Source | 4TWB4036G1 |  | 4TXCB048BC3 | 12 | 14.5 | 9 | Yes | Yes | 2011-08-19 |  | 0
FALSE | 4TWB4036G1 | 2434 | 4656225 | TRANE | 4TWB4036G1 | HP | Split System: Heat Pump with Remote Outdoor Unit-Air-Source | 4TWB4036G1 |  | 4TXCB048BC3 | 12 | 14.5 | 9 | Yes | Yes | 2011-08-19 |  | 0
FALSE | 4TWB4036G1 | 2434 | 4656227 | TRANE | 4TWB4036G1 | HP | Split System: Heat Pump with Remote Outdoor Unit-Air-Source | 4TWB4036G1 |  | 4TXCB048BC3 | 12.5 | 15 | 9 | Yes | Yes | 2011-08-19 |  | 1
FALSE | 4TWB4036G1 | 2434 | 4656239 | TRANE | 4TWB4036G1 | HP | Split System: Heat Pump with Remote Outdoor Unit-Air-Source | 4TWB4036G1 |  | 4TXCB048BC3 | 12.5 | 14.75 | 9 | Yes | Yes | 2011-08-19 |  | 0
FALSE | 4TWB4036G1 | 2434 | 4656240 | TRANE | 4TWB4036G1 | HP | Split System: Heat Pump with Remote Outdoor Unit-Air-Source | 4TWB4036G1 |  | 4TXCB048BC3 | 12.5 | 14.75 | 9 | Yes | Yes | 2011-08-19 |  | 0
FALSE | 4TWB4036G1 | 2434 | 4656253 | TRANE | 4TWB4036G1 | HP | Split System: Heat Pump with Remote Outdoor Unit-Air-Source | 4TWB4036G1 |  | 4TXCC005CC3 | 12.5 | 15 | 9 | Yes | Yes | 2011-08-19 |  | 1
FALSE | 4TWB4036G1 | 2434 | 4656287 | TRANE | 4TWB4036G1 | HP | Split System: Heat Pump with Remote Outdoor Unit-Air-Source | 4TWB4036G1 |  | 4TXCC005CC3 | 12.5 | 14.75 | 9 | Yes | Yes | 2011-08-19 |  | 0
FALSE | 4TWB4036G1 | 2434 | 4656289 | TRANE | 4TWB4036G1 | HP | Split System: Heat Pump with Remote Outdoor Unit-Air-Source | 4TWB4036G1 |  | 4TXCC005CC3 | 12 | 14.5 | 9 | Yes | Yes | 2011-08-19 |  | 0
FALSE | 4TWB4036G1 | 2434 | 4656293 | TRANE | 4TWB4036G1 | HP | Split System: Heat Pump with Remote Outdoor Unit-Air-Source | 4TWB4036G1 |  | 4TXCC005CC3 | 12 | 14.5 | 9 | Yes | Yes | 2011-08-19 |  | 0
FALSE | 4TWB4036G1 | 2434 | 4656294 | TRANE | 4TWB4036G1 | HP | Split System: Heat Pump with Remote Outdoor Unit-Air-Source | 4TWB4036G1 |  | 4TXCC005CC3 | 12.5 | 14.75 | 9 | Yes | Yes | 2011-08-19 |  | 0
FALSE | 4TWB4036G1 | 2434 | 4656295 | TRANE | 4TWB4036G1 | HP | Split System: Heat Pump with Remote Outdoor Unit-Air-Source | 4TWB4036G1 |  | 4TXCC005CC3 | 12.5 | 14.75 | 9 | Yes | Yes | 2011-08-19 |  | 0
FALSE | 4TWB4036G1 | 2434 | 4656296 | TRANE | 4TWB4036G1 | HP | Split System: Heat Pump with Remote Outdoor Unit-Air-Source | 4TWB4036G1 |  | 4TXCC005CC3 | 12.5 | 14.75 | 9 | Yes | Yes | 2011-08-19 |  | 0
FALSE | 4TWB4036G1 | 2434 | 4656297 | TRANE | 4TWB4036G1 | HP | Split System: Heat Pump with Remote Outdoor Unit-Air-Source | 4TWB4036G1 |  | 4TXCC005CC3 | 12.5 | 15 | 9 | Yes | Yes | 2011-08-19 |  | 1
FALSE | 4TWB4036G1 | 2434 | 4656300 | TRANE | 4TWB4036G1 | HP | Split System: Heat Pump with Remote Outdoor Unit-Air-Source | 4TWB4036G1 |  | 4TXCC007CC3 | 12 | 14.5 | 8.5 | Yes | Yes | 2011-08-19 |  | 0
FALSE | 4TWB4036G1 | 2434 | 4656302 | TRANE | 4TWB4036G1 | HP | Split System: Heat Pump with Remote Outdoor Unit-Air-Source | 4TWB4036G1 |  | 4TXCC007CC3 | 12.5 | 15 | 9 | Yes | Yes | 2011-08-19 |  | 1
FALSE | 4TWB4036G1 | 2434 | 4656303 | TRANE | 4TWB4036G1 | HP | Split System: Heat Pump with Remote Outdoor Unit-Air-Source | 4TWB4036G1 |  | 4TXCC007CC3 | 12.5 | 15 | 9 | Yes | Yes | 2011-08-19 |  | 1
FALSE | 4TWB4036G1 | 2434 | 4656304 | TRANE | 4TWB4036G1 | HP | Split System: Heat Pump with Remote Outdoor Unit-Air-Source | 4TWB4036G1 |  | 4TXCC007CC3 | 12.5 | 15 | 9 | Yes | Yes | 2011-08-19 |  | 1
FALSE | 4TWB4036G1 | 2434 | 4656305 | TRANE | 4TWB4036G1 | HP | Split System: Heat Pump with Remote Outdoor Unit-Air-Source | 4TWB4036G1 |  | 4TXCC007CC3 | 12 | 14.5 | 9 | Yes | Yes | 2011-08-19 |  | 0
FALSE | 4TWB4036G1 | 2434 | 4656306 | TRANE | 4TWB4036G1 | HP | Split System: Heat Pump with Remote Outdoor Unit-Air-Source | 4TWB4036G1 |  | 4TXCC007CC3 | 12 | 14.5 | 9 | Yes | Yes | 2011-08-19 |  | 0
FALSE | 4TWB4036G1 | 2434 | 4656307 | TRANE | 4TWB4036G1 | HP | Split System: Heat Pump with Remote Outdoor Unit-Air-Source | 4TWB4036G1 |  | 4TXCC007CC3 | 12.5 | 14.75 | 9 | Yes | Yes | 2011-08-19 |  | 0
FALSE | 4TWB4036G1 | 2434 | 4656311 | TRANE | 4TWB4036G1 | HP | Split System: Heat Pump with Remote Outdoor Unit-Air-Source | 4TWB4036G1 |  | 4TXCC007CC3 | 12.5 | 15 | 9 | Yes | Yes | 2011-08-19 |  | 1
FALSE | 4TWB4036G1 | 2434 | 4656312 | TRANE | 4TWB4036G1 | HP | Split System: Heat Pump with Remote Outdoor Unit-Air-Source | 4TWB4036G1 |  | 4TXCC007CC3 | 12.5 | 15 | 9 | Yes | Yes | 2011-08-19 |  | 1
FALSE | 4TWB4036G1 | 2434 | 4656313 | TRANE | 4TWB4036G1 | HP | Split System: Heat Pump with Remote Outdoor Unit-Air-Source | 4TWB4036G1 |  | 4TXCC007CC3 | 12.5 | 15 | 9 | Yes | Yes | 2011-08-19 |  | 1
FALSE | 4TWB4036G1 | 2434 | 4656314 | TRANE | 4TWB4036G1 | HP | Split System: Heat Pump with Remote Outdoor Unit-Air-Source | 4TWB4036G1 |  | 4TXCC007CC3 | 12.5 | 15 | 9 | Yes | Yes | 2011-08-19 |  | 1
FALSE | 4TWB4036G1 | 2434 | 4656315 | TRANE | 4TWB4036G1 | HP | Split System: Heat Pump with Remote Outdoor Unit-Air-Source | 4TWB4036G1 |  | 4TXCC007CC3 | 12 | 14.5 | 9 | Yes | Yes | 2011-08-19 |  | 0
FALSE | 4TWB4036G1 | 2434 | 4656316 | TRANE | 4TWB4036G1 | HP | Split System: Heat Pump with Remote Outdoor Unit-Air-Source | 4TWB4036G1 |  | 4TXCC007CC3 | 12.5 | 14.75 | 9 | Yes | Yes | 2011-08-19 |  | 0
FALSE | 4TWB4036G1 | 2434 | 4656317 | TRANE | 4TWB4036G1 | HP | Split System: Heat Pump with Remote Outdoor Unit-Air-Source | 4TWB4036G1 |  | 4TXCC007CC3 | 12 | 14.5 | 9 | Yes | Yes | 2011-08-19 |  | 0
FALSE | 4TWB4036G1 | 2434 | 4656318 | TRANE | 4TWB4036G1 | HP | Split System: Heat Pump with Remote Outdoor Unit-Air-Source | 4TWB4036G1 |  | 4TXCC007CC3 | 12.5 | 14.75 | 9 | Yes | Yes | 2011-08-19 |  | 0
FALSE | 4TWB4036G1 | 2434 | 4656349 | TRANE | 4TWB4036G1 | HP | Split System: Heat Pump with Remote Outdoor Unit-Air-Source | 4TWB4036G1 |  | 4TXCC037BC3 | 12.5 | 14.75 | 9 | Yes | Yes | 2011-08-19 |  | 0
FALSE | 4TWB4036G1 | 2434 | 4656350 | TRANE | 4TWB4036G1 | HP | Split System: Heat Pump with Remote Outdoor Unit-Air-Source | 4TWB4036G1 |  | 4TXCC037BC3 | 12 | 14.5 | 9 | Yes | Yes | 2011-08-19 |  | 0
FALSE | 4TWB4036G1 | 2434 | 4656351 | TRANE | 4TWB4036G1 | HP | Split System: Heat Pump with Remote Outdoor Unit-Air-Source | 4TWB4036G1 |  | 4TXCC037BC3 | 12.5 | 14.75 | 9 | Yes | Yes | 2011-08-19 |  | 0
FALSE | 4TWB4036G1 | 2434 | 4656353 | TRANE | 4TWB4036G1 | HP | Split System: Heat Pump with Remote Outdoor Unit-Air-Source | 4TWB4036G1 |  | 4TXCC037BC3 | 12 | 14.5 | 8.5 | Yes | Yes | 2011-08-19 |  | 0
FALSE | 4TWB4036G1 | 2434 | 4656354 | TRANE | 4TWB4036G1 | HP | Split System: Heat Pump with Remote Outdoor Unit-Air-Source | 4TWB4036G1 |  | 4TXCC037BC3 | 12.5 | 15 | 9 | Yes | Yes | 2011-08-19 |  | 1
FALSE | 4TWB4036G1 | 2434 | 4656361 | TRANE | 4TWB4036G1 | HP | Split System: Heat Pump with Remote Outdoor Unit-Air-Source | 4TWB4036G1 |  | 4TXCC037BC3 | 12 | 14.5 | 9 | Yes | Yes | 2011-08-19 |  | 0
FALSE | 4TWB4036G1 | 2434 | 4656362 | TRANE | 4TWB4036G1 | HP | Split System: Heat Pump with Remote Outdoor Unit-Air-Source | 4TWB4036G1 |  | 4TXCC037BC3 | 12.5 | 14.75 | 9 | Yes | Yes | 2011-08-19 |  | 0
FALSE | 4TWB4036G1 | 2434 | 4656363 | TRANE | 4TWB4036G1 | HP | Split System: Heat Pump with Remote Outdoor Unit-Air-Source | 4TWB4036G1 |  | 4TXCC037BC3 | 12 | 14.5 | 9 | Yes | Yes | 2011-08-19 |  | 0
FALSE | 4TWB4036G1 | 2434 | 4656364 | TRANE | 4TWB4036G1 | HP | Split System: Heat Pump with Remote Outdoor Unit-Air-Source | 4TWB4036G1 |  | 4TXCC037BC3 | 12.5 | 15 | 9 | Yes | Yes | 2011-08-19 |  | 1
FALSE | 4TWB4036G1 | 2434 | 4656366 | TRANE | 4TWB4036G1 | HP | Split System: Heat Pump with Remote Outdoor Unit-Air-Source | 4TWB4036G1 |  | 4TXCC037BC3 | 12 | 14.5 | 9 | Yes | Yes | 2011-08-19 |  | 0
FALSE | 4TWB4036G1 | 2434 | 4656367 | TRANE | 4TWB4036G1 | HP | Split System: Heat Pump with Remote Outdoor Unit-Air-Source | 4TWB4036G1 |  | 4TXCC037BC3 | 12.5 | 14.75 | 9 | Yes | Yes | 2011-08-19 |  | 0
FALSE | 4TWB4036G1 | 2434 | 4656368 | TRANE | 4TWB4036G1 | HP | Split System: Heat Pump with Remote Outdoor Unit-Air-Source | 4TWB4036G1 |  | 4TXCC037BC3 | 12 | 14.5 | 9 | Yes | Yes | 2011-08-19 |  | 0
FALSE | 4TWB4036G1 | 2434 | 4656369 | TRANE | 4TWB4036G1 | HP | Split System: Heat Pump with Remote Outdoor Unit-Air-Source | 4TWB4036G1 |  | 4TXCC037BC3 | 12.5 | 14.75 | 9 | Yes | Yes | 2011-08-19 |  | 0
FALSE | 4TWB4036G1 | 2434 | 4656373 | TRANE | 4TWB4036G1 | HP | Split System: Heat Pump with Remote Outdoor Unit-Air-Source | 4TWB4036G1 |  | 4TXCC037BC3 | 12 | 14.5 | 9 | Yes | Yes | 2011-08-19 |  | 0
FALSE | 4TWB4036G1 | 2434 | 4656378 | TRANE | 4TWB4036G1 | HP | Split System: Heat Pump with Remote Outdoor Unit-Air-Source | 4TWB4036G1 |  | 4TXCC037BC3 | 12 | 14.5 | 9 | Yes | Yes | 2011-08-19 |  | 0
FALSE | 4TWB4036G1 | 2434 | 4656384 | TRANE | 4TWB4036G1 | HP | Split System: Heat Pump with Remote Outdoor Unit-Air-Source | 4TWB4036G1 |  | 4TXCC037BC3 | 12 | 14.5 | 9 | Yes | Yes | 2011-08-19 |  | 0
FALSE | 4TWB4036G1 | 2434 | 4656385 | TRANE | 4TWB4036G1 | HP | Split System: Heat Pump with Remote Outdoor Unit-Air-Source | 4TWB4036G1 |  | 4TXCC037BC3 | 12 | 14.5 | 9 | Yes | Yes | 2011-08-19 |  | 0
FALSE | 4TWB4036G1 | 2434 | 4656386 | TRANE | 4TWB4036G1 | HP | Split System: Heat Pump with Remote Outdoor Unit-Air-Source | 4TWB4036G1 |  | 4TXCC037BC3 | 12 | 14.5 | 9 | Yes | Yes | 2011-08-19 |  | 0
FALSE | 4TWB4036G1 | 2434 | 4656387 | TRANE | 4TWB4036G1 | HP | Split System: Heat Pump with Remote Outdoor Unit-Air-Source | 4TWB4036G1 |  | 4TXCC037BC3 | 12 | 14.5 | 9 | Yes | Yes | 2011-08-19 |  | 0
FALSE | 4TWB4036G1 | 2434 | 4656388 | TRANE | 4TWB4036G1 | HP | Split System: Heat Pump with Remote Outdoor Unit-Air-Source | 4TWB4036G1 |  | 4TXCC037BC3 | 12.5 | 14.75 | 9 | Yes | Yes | 2011-08-19 |  | 0
FALSE | 4TWB4036G1 | 2434 | 4656389 | TRANE | 4TWB4036G1 | HP | Split System: Heat Pump with Remote Outdoor Unit-Air-Source | 4TWB4036G1 |  | 4TXCC037BC3 | 12 | 14.5 | 9 | Yes | Yes | 2011-08-19 |  | 0
FALSE | 4TWB4036G1 | 2434 | 4656390 | TRANE | 4TWB4036G1 | HP | Split System: Heat Pump with Remote Outdoor Unit-Air-Source | 4TWB4036G1 |  | 4TXCC037BC3 | 12.5 | 14.75 | 9 | Yes | Yes | 2011-08-19 |  | 0
FALSE | 4TWB4036G1 | 2434 | 4656432 | TRANE | 4TWB4036G1 | HP | Split System: Heat Pump with Remote Outdoor Unit-Air-Source | 4TWB4036G1 |  | 4TXCC043BC3 | 12 | 14.75 | 9 | Yes | Yes | 2011-08-19 |  | 0
FALSE | 4TWB4036G1 | 2434 | 4656433 | TRANE | 4TWB4036G1 | HP | Split System: Heat Pump with Remote Outdoor Unit-Air-Source | 4TWB4036G1 |  | 4TXCC043BC3 | 12.5 | 15 | 9 | Yes | Yes | 2011-08-19 |  | 1
FALSE | 4TWB4036G1 | 2434 | 4656440 | TRANE | 4TWB4036G1 | HP | Split System: Heat Pump with Remote Outdoor Unit-Air-Source | 4TWB4036G1 |  | 4TXCC043BC3 | 12 | 14.5 | 9 | Yes | Yes | 2011-08-19 |  | 0
FALSE | 4TWB4036G1 | 2434 | 4656441 | TRANE | 4TWB4036G1 | HP | Split System: Heat Pump with Remote Outdoor Unit-Air-Source | 4TWB4036G1 |  | 4TXCC043BC3 | 12 | 14.5 | 9 | Yes | Yes | 2011-08-19 |  | 0
FALSE | 4TWB4036G1 | 2434 | 4656442 | TRANE | 4TWB4036G1 | HP | Split System: Heat Pump with Remote Outdoor Unit-Air-Source | 4TWB4036G1 |  | 4TXCC043BC3 | 12 | 14.75 | 9 | Yes | Yes | 2011-08-19 |  | 0
FALSE | 4TWB4036G1 | 2434 | 4656443 | TRANE | 4TWB4036G1 | HP | Split System: Heat Pump with Remote Outdoor Unit-Air-Source | 4TWB4036G1 |  | 4TXCC043BC3 | 12 | 14.5 | 9 | Yes | Yes | 2011-08-19 |  | 0
FALSE | 4TWB4036G1 | 2434 | 4656445 | TRANE | 4TWB4036G1 | HP | Split System: Heat Pump with Remote Outdoor Unit-Air-Source | 4TWB4036G1 |  | 4TXCC043BC3 | 12 | 14.5 | 9 | Yes | Yes | 2011-08-19 |  | 0
FALSE | 4TWB4036G1 | 2434 | 4656446 | TRANE | 4TWB4036G1 | HP | Split System: Heat Pump with Remote Outdoor Unit-Air-Source | 4TWB4036G1 |  | 4TXCC043BC3 | 13 | 15.25 | 9 | Yes | Yes | 2011-08-19 |  | 1
FALSE | 4TWB4036G1 | 2434 | 4656447 | TRANE | 4TWB4036G1 | HP | Split System: Heat Pump with Remote Outdoor Unit-Air-Source | 4TWB4036G1 |  | 4TXCC044BC3 | 12.5 | 15 | 9 | Yes | Yes | 2011-08-19 |  | 1
FALSE | 4TWB4036G1 | 2434 | 4656448 | TRANE | 4TWB4036G1 | HP | Split System: Heat Pump with Remote Outdoor Unit-Air-Source | 4TWB4036G1 |  | 4TXCC044BC3 | 12.5 | 15 | 9 | Yes | Yes | 2011-08-19 |  | 1
FALSE | 4TWB4036G1 | 2434 | 4656449 | TRANE | 4TWB4036G1 | HP | Split System: Heat Pump with Remote Outdoor Unit-Air-Source | 4TWB4036G1 |  | 4TXCC044BC3 | 12 | 14.5 | 9 | Yes | Yes | 2011-08-19 |  | 0
FALSE | 4TWB4036G1 | 2434 | 4656450 | TRANE | 4TWB4036G1 | HP | Split System: Heat Pump with Remote Outdoor Unit-Air-Source | 4TWB4036G1 |  | 4TXCC044BC3 | 12 | 14.5 | 9 | Yes | Yes | 2011-08-19 |  | 0
FALSE | 4TWB4036G1 | 2434 | 4656451 | TRANE | 4TWB4036G1 | HP | Split System: Heat Pump with Remote Outdoor Unit-Air-Source | 4TWB4036G1 |  | 4TXCC044BC3 | 12 | 14.5 | 9 | Yes | Yes | 2011-08-19 |  | 0
FALSE | 4TWB4036G1 | 2434 | 4656452 | TRANE | 4TWB4036G1 | HP | Split System: Heat Pump with Remote Outdoor Unit-Air-Source | 4TWB4036G1 |  | 4TXCC044BC3 | 12 | 14.5 | 9 | Yes | Yes | 2011-08-19 |  | 0
FALSE | 4TWB4036G1 | 2434 | 4656455 | TRANE | 4TWB4036G1 | HP | Split System: Heat Pump with Remote Outdoor Unit-Air-Source | 4TWB4036G1 |  | 4TXCC044BC3 | 12.5 | 14.75 | 9 | Yes | Yes | 2011-08-19 |  | 0
FALSE | 4TWB4036G1 | 2434 | 4656456 | TRANE | 4TWB4036G1 | HP | Split System: Heat Pump with Remote Outdoor Unit-Air-Source | 4TWB4036G1 |  | 4TXCC044BC3 | 12.5 | 14.75 | 9 | Yes | Yes | 2011-08-19 |  | 0
FALSE | 4TWB4036G1 | 2434 | 4656457 | TRANE | 4TWB4036G1 | HP | Split System: Heat Pump with Remote Outdoor Unit-Air-Source | 4TWB4036G1 |  | 4TXCC044BC3 | 12.5 | 14.75 | 9 | Yes | Yes | 2011-08-19 |  | 0
FALSE | 4TWB4036G1 | 2434 | 4656458 | TRANE | 4TWB4036G1 | HP | Split System: Heat Pump with Remote Outdoor Unit-Air-Source | 4TWB4036G1 |  | 4TXCC044BC3 | 12.5 | 15 | 9 | Yes | Yes | 2011-08-19 |  | 1
FALSE | 4TWB4036G1 | 2434 | 4656460 | TRANE | 4TWB4036G1 | HP | Split System: Heat Pump with Remote Outdoor Unit-Air-Source | 4TWB4036G1 |  | 4TXCC044BC3 | 12 | 14.5 | 9 | Yes | Yes | 2011-08-19 |  | 0
FALSE | 4TWB4036G1 | 2434 | 4656461 | TRANE | 4TWB4036G1 | HP | Split System: Heat Pump with Remote Outdoor Unit-Air-Source | 4TWB4036G1 |  | 4TXCC044BC3 | 12 | 14.5 | 9 | Yes | Yes | 2011-08-19 |  | 0
FALSE | 4TWB4036G1 | 2434 | 4656462 | TRANE | 4TWB4036G1 | HP | Split System: Heat Pump with Remote Outdoor Unit-Air-Source | 4TWB4036G1 |  | 4TXCC044BC3 | 12 | 14.75 | 9 | Yes | Yes | 2011-08-19 |  | 0
FALSE | 4TWB4036G1 | 2434 | 4656464 | TRANE | 4TWB4036G1 | HP | Split System: Heat Pump with Remote Outdoor Unit-Air-Source | 4TWB4036G1 |  | 4TXCC044BC3 | 12 | 14.5 | 9 | Yes | Yes | 2011-08-19 |  | 0
FALSE | 4TWB4036G1 | 2434 | 4656488 | TRANE | 4TWB4036G1 | HP | Split System: Heat Pump with Remote Outdoor Unit-Air-Source | 4TWB4036G1 |  | 4TXCC044BC3 | 12.5 | 14.75 | 9 | Yes | Yes | 2011-08-19 |  | 0
FALSE | 4TWB4036G1 | 2434 | 4656489 | TRANE | 4TWB4036G1 | HP | Split System: Heat Pump with Remote Outdoor Unit-Air-Source | 4TWB4036G1 |  | 4TXCC044BC3 | 12.5 | 15 | 9 | Yes | Yes | 2011-08-19 |  | 1
FALSE | 4TWB4036G1 | 2434 | 4656497 | TRANE | 4TWB4036G1 | HP | Split System: Heat Pump with Remote Outdoor Unit-Air-Source | 4TWB4036G1 |  | 4TXCC044BC3 | 12.5 | 15 | 9 | Yes | Yes | 2011-08-19 |  | 1
FALSE | 4TWB4036G1 | 2434 | 4656498 | TRANE | 4TWB4036G1 | HP | Split System: Heat Pump with Remote Outdoor Unit-Air-Source | 4TWB4036G1 |  | 4TXCC044BC3 | 12.5 | 15 | 9 | Yes | Yes | 2011-08-19 |  | 1
FALSE | 4TWB4036G1 | 2434 | 4656499 | TRANE | 4TWB4036G1 | HP | Split System: Heat Pump with Remote Outdoor Unit-Air-Source | 4TWB4036G1 |  | 4TXCC044BC3 | 12.5 | 15 | 9 | Yes | Yes | 2011-08-19 |  | 1
FALSE | 4TWB4036G1 | 2434 | 4656500 | TRANE | 4TWB4036G1 | HP | Split System: Heat Pump with Remote Outdoor Unit-Air-Source | 4TWB4036G1 |  | 4TXCC044BC3 | 12.5 | 15 | 9 | Yes | Yes | 2011-08-19 |  | 1
FALSE | 4TWB4036G1 | 2434 | 4656502 | TRANE | 4TWB4036G1 | HP | Split System: Heat Pump with Remote Outdoor Unit-Air-Source | 4TWB4036G1 |  | 4TXCC044BC3 | 12.5 | 14.75 | 9 | Yes | Yes | 2011-08-19 |  | 0
FALSE | 4TWB4036G1 | 2434 | 4656503 | TRANE | 4TWB4036G1 | HP | Split System: Heat Pump with Remote Outdoor Unit-Air-Source | 4TWB4036G1 |  | 4TXCC044BC3 | 12.5 | 14.75 | 9 | Yes | Yes | 2011-08-19 |  | 0
FALSE | 4TWB4036G1 | 2434 | 4656504 | TRANE | 4TWB4036G1 | HP | Split System: Heat Pump with Remote Outdoor Unit-Air-Source | 4TWB4036G1 |  | 4TXCC049BC3 | 12.5 | 15 | 9 | Yes | Yes | 2011-08-19 |  | 1
FALSE | 4TWB4036G1 | 2434 | 4656506 | TRANE | 4TWB4036G1 | HP | Split System: Heat Pump with Remote Outdoor Unit-Air-Source | 4TWB4036G1 |  | 4TXCC049BC3 | 12.5 | 15 | 9 | Yes | Yes | 2011-08-19 |  | 1
FALSE | 4TWB4036G1 | 2434 | 4656507 | TRANE | 4TWB4036G1 | HP | Split System: Heat Pump with Remote Outdoor Unit-Air-Source | 4TWB4036G1 |  | 4TXCC049BC3 | 12.5 | 15 | 9 | Yes | Yes | 2011-08-19 |  | 1
FALSE | 4TWB4036G1 | 2434 | 4656508 | TRANE | 4TWB4036G1 | HP | Split System: Heat Pump with Remote Outdoor Unit-Air-Source | 4TWB4036G1 |  | 4TXCC049BC3 | 12.5 | 15 | 9 | Yes | Yes | 2011-08-19 |  | 1
FALSE | 4TWB4036G1 | 2434 | 4656509 | TRANE | 4TWB4036G1 | HP | Split System: Heat Pump with Remote Outdoor Unit-Air-Source | 4TWB4036G1 |  | 4TXCC049BC3 | 12.5 | 14.75 | 9 | Yes | Yes | 2011-08-19 |  | 0
FALSE | 4TWB4036G1 | 2434 | 4656510 | TRANE | 4TWB4036G1 | HP | Split System: Heat Pump with Remote Outdoor Unit-Air-Source | 4TWB4036G1 |  | 4TXCC049BC3 | 12.5 | 14.75 | 9 | Yes | Yes | 2011-08-19 |  | 0
FALSE | 4TWB4036G1 | 2434 | 4656511 | TRANE | 4TWB4036G1 | HP | Split System: Heat Pump with Remote Outdoor Unit-Air-Source | 4TWB4036G1 |  | 4TXCC049BC3 | 12 | 14.5 | 9 | Yes | Yes | 2011-08-19 |  | 0
FALSE | 4TWB4036G1 | 2434 | 4656512 | TRANE | 4TWB4036G1 | HP | Split System: Heat Pump with Remote Outdoor Unit-Air-Source | 4TWB4036G1 |  | 4TXCC049BC3 | 12 | 14.75 | 9 | Yes | Yes | 2011-08-19 |  | 0
FALSE | 4TWB4036G1 | 2434 | 4656513 | TRANE | 4TWB4036G1 | HP | Split System: Heat Pump with Remote Outdoor Unit-Air-Source | 4TWB4036G1 |  | 4TXCC049BC3 | 12 | 14.5 | 9 | Yes | Yes | 2011-08-19 |  | 0
FALSE | 4TWB4036G1 | 2434 | 4656514 | TRANE | 4TWB4036G1 | HP | Split System: Heat Pump with Remote Outdoor Unit-Air-Source | 4TWB4036G1 |  | 4TXCC049BC3 | 12 | 14.5 | 9 | Yes | Yes | 2011-08-19 |  | 0
FALSE | 4TWB4036G1 | 2434 | 4656515 | TRANE | 4TWB4036G1 | HP | Split System: Heat Pump with Remote Outdoor Unit-Air-Source | 4TWB4036G1 |  | 4TXCC049BC3 | 12.5 | 15 | 9 | Yes | Yes | 2011-08-19 |  | 1
FALSE | 4TWB4036G1 | 2434 | 4656516 | TRANE | 4TWB4036G1 | HP | Split System: Heat Pump with Remote Outdoor Unit-Air-Source | 4TWB4036G1 |  | 4TXCC049BC3 | 12.5 | 14.75 | 9 | Yes | Yes | 2011-08-19 |  | 0
FALSE | 4TWB4036G1 | 2434 | 4656517 | TRANE | 4TWB4036G1 | HP | Split System: Heat Pump with Remote Outdoor Unit-Air-Source | 4TWB4036G1 |  | 4TXCC049BC3 | 13 | 15.25 | 9 | Yes | Yes | 2011-08-19 |  | 1
FALSE | 4TWB4036G1 | 2434 | 4656521 | TRANE | 4TWB4036G1 | HP | Split System: Heat Pump with Remote Outdoor Unit-Air-Source | 4TWB4036G1 |  | 4TXCC049BC3 | 12 | 14.5 | 9 | Yes | Yes | 2011-08-19 |  | 0
FALSE | 4TWB4036G1 | 2434 | 4656558 | TRANE | 4TWB4036G1 | HP | Split System: Heat Pump with Remote Outdoor Unit-Air-Source | 4TWB4036G1 |  | 4TXCC049BC3 | 12 | 14.5 | 9 | Yes | Yes | 2011-08-19 |  | 0
FALSE | 4TWB4036G1 | 2434 | 4656559 | TRANE | 4TWB4036G1 | HP | Split System: Heat Pump with Remote Outdoor Unit-Air-Source | 4TWB4036G1 |  | 4TXCC049BC3 | 12.5 | 15 | 9 | Yes | Yes | 2011-08-19 |  | 1
FALSE | 4TWB4036G1 | 2434 | 4656561 | TRANE | 4TWB4036G1 | HP | Split System: Heat Pump with Remote Outdoor Unit-Air-Source | 4TWB4036G1 |  | 4TXCD050BC3 | 12 | 14.5 | 9 | Yes | Yes | 2011-08-19 |  | 0
FALSE | 4TWB4036G1 | 2434 | 4656562 | TRANE | 4TWB4036G1 | HP | Split System: Heat Pump with Remote Outdoor Unit-Air-Source | 4TWB4036G1 |  | 4TXCD050BC3 | 12.5 | 14.75 | 9 | Yes | Yes | 2011-08-19 |  | 0
FALSE | 4TWB4036G1 | 2434 | 4656563 | TRANE | 4TWB4036G1 | HP | Split System: Heat Pump with Remote Outdoor Unit-Air-Source | 4TWB4036G1 |  | 4TXCD050BC3 | 12.5 | 14.75 | 9 | Yes | Yes | 2011-08-19 |  | 0
FALSE | 4TWB4036G1 | 2434 | 4656564 | TRANE | 4TWB4036G1 | HP | Split System: Heat Pump with Remote Outdoor Unit-Air-Source | 4TWB4036G1 |  | 4TXCD050BC3 | 12.5 | 14.75 | 9 | Yes | Yes | 2011-08-19 |  | 0
FALSE | 4TWB4036G1 | 2434 | 4656565 | TRANE | 4TWB4036G1 | HP | Split System: Heat Pump with Remote Outdoor Unit-Air-Source | 4TWB4036G1 |  | 4TXCD050BC3 | 12.5 | 15 | 9 | Yes | Yes | 2011-08-19 |  | 1
FALSE | 4TWB4036G1 | 2434 | 4656567 | TRANE | 4TWB4036G1 | HP | Split System: Heat Pump with Remote Outdoor Unit-Air-Source | 4TWB4036G1 |  | 4TXCD050BC3 | 12.5 | 14.75 | 9 | Yes | Yes | 2011-08-19 |  | 0
FALSE | 4TWB4036G1 | 2434 | 4656568 | TRANE | 4TWB4036G1 | HP | Split System: Heat Pump with Remote Outdoor Unit-Air-Source | 4TWB4036G1 |  | 4TXCD050BC3 | 12.5 | 15 | 9 | Yes | Yes | 2011-08-19 |  | 1
FALSE | 4TWB4036G1 | 2434 | 4656570 | TRANE | 4TWB4036G1 | HP | Split System: Heat Pump with Remote Outdoor Unit-Air-Source | 4TWB4036G1 |  | 4TXCD050BC3 | 12.5 | 14.75 | 9 | Yes | Yes | 2011-08-19 |  | 0
FALSE | 4TWB4036G1 | 2434 | 4656571 | TRANE | 4TWB4036G1 | HP | Split System: Heat Pump with Remote Outdoor Unit-Air-Source | 4TWB4036G1 |  | 4TXCD050BC3 | 12.5 | 14.75 | 9 | Yes | Yes | 2011-08-19 |  | 0
FALSE | 4TWB4036G1 | 2434 | 4656572 | TRANE | 4TWB4036G1 | HP | Split System: Heat Pump with Remote Outdoor Unit-Air-Source | 4TWB4036G1 |  | 4TXCD050BC3 | 12 | 14.75 | 9 | Yes | Yes | 2011-08-19 |  | 0
FALSE | 4TWB4036G1 | 2434 | 4656573 | TRANE | 4TWB4036G1 | HP | Split System: Heat Pump with Remote Outdoor Unit-Air-Source | 4TWB4036G1 |  | 4TXCD050BC3 | 12.5 | 14.75 | 9 | Yes | Yes | 2011-08-19 |  | 0
FALSE | 4TWB4036G1 | 2434 | 4656577 | TRANE | 4TWB4036G1 | HP | Split System: Heat Pump with Remote Outdoor Unit-Air-Source | 4TWB4036G1 |  | 4TXCD050BC3 | 12.5 | 15 | 9 | Yes | Yes | 2011-08-19 |  | 1
FALSE | 4TWB4036G1 | 2434 | 4656578 | TRANE | 4TWB4036G1 | HP | Split System: Heat Pump with Remote Outdoor Unit-Air-Source | 4TWB4036G1 |  | 4TXCD050BC3 | 12.5 | 15 | 9 | Yes | Yes | 2011-08-19 |  | 1
FALSE | 4TWB4036G1 | 2434 | 4656579 | TRANE | 4TWB4036G1 | HP | Split System: Heat Pump with Remote Outdoor Unit-Air-Source | 4TWB4036G1 |  | 4TXCD050BC3 | 12.5 | 15 | 9 | Yes | Yes | 2011-08-19 |  | 1
FALSE | 4TWB4036G1 | 2434 | 4656580 | TRANE | 4TWB4036G1 | HP | Split System: Heat Pump with Remote Outdoor Unit-Air-Source | 4TWB4036G1 |  | 4TXCD050BC3 | 12.5 | 15 | 9 | Yes | Yes | 2011-08-19 |  | 1
FALSE | 4TWB4036G1 | 2434 | 4656582 | TRANE | 4TWB4036G1 | HP | Split System: Heat Pump with Remote Outdoor Unit-Air-Source | 4TWB4036G1 |  | 4TXCD050BC3 | 12 | 14.5 | 9 | Yes | Yes | 2011-08-19 |  | 0
FALSE | 4TWB4036G1 | 2434 | 4656584 | TRANE | 4TWB4036G1 | HP | Split System: Heat Pump with Remote Outdoor Unit-Air-Source | 4TWB4036G1 |  | 4TXCD050BC3 | 12 | 14.5 | 9 | Yes | Yes | 2011-08-19 |  | 0
FALSE | 4TWB4036G1 | 2434 | 4656585 | TRANE | 4TWB4036G1 | HP | Split System: Heat Pump with Remote Outdoor Unit-Air-Source | 4TWB4036G1 |  | 4TXCD050BC3 | 12 | 14.75 | 9 | Yes | Yes | 2011-08-19 |  | 0
FALSE | 4TWB4036G1 | 2434 | 4656586 | TRANE | 4TWB4036G1 | HP | Split System: Heat Pump with Remote Outdoor Unit-Air-Source | 4TWB4036G1 |  | 4TXCD050BC3 | 12 | 14.75 | 9 | Yes | Yes | 2011-08-19 |  | 0
FALSE | 4TWB4036G1 | 2434 | 4656587 | TRANE | 4TWB4036G1 | HP | Split System: Heat Pump with Remote Outdoor Unit-Air-Source | 4TWB4036G1 |  | 4TXCD050BC3 | 12.5 | 15 | 9 | Yes | Yes | 2011-08-19 |  | 1
FALSE | 4TWB4036G1 | 2434 | 4656613 | TRANE | 4TWB4036G1 | HP | Split System: Heat Pump with Remote Outdoor Unit-Air-Source | 4TWB4036G1 |  | 4TXCD050BC3 | 12 | 14.5 | 9 | Yes | Yes | 2011-08-19 |  | 0
FALSE | 4TWB4036G1 | 2434 | 4656615 | TRANE | 4TWB4036G1 | HP | Split System: Heat Pump with Remote Outdoor Unit-Air-Source | 4TWB4036G1 |  | 4TXCD050BC3 | 12 | 14.5 | 9 | Yes | Yes | 2011-08-19 |  | 0
FALSE | 4TWB4036G1 | 2434 | 4656617 | TRANE | 4TWB4036G1 | HP | Split System: Heat Pump with Remote Outdoor Unit-Air-Source | 4TWB4036G1 |  | GAM5A0B36M31 | 12 | 14.5 | 8.5 | Yes | Yes | 2011-08-19 |  | 0
FALSE | 4TWB4036G1 | 2434 | 4656618 | TRANE | 4TWB4036G1 | HP | Split System: Heat Pump with Remote Outdoor Unit-Air-Source | 4TWB4036G1 |  | GAM5A0C42M31 | 12.5 | 15 | 9 | Yes | Yes | 2011-08-19 |  | 1
FALSE | 4TWR5036G1 | 2435 | 4656619 | TRANE | 4TWR5036G1 | HP | Split System: Heat Pump with Remote Outdoor Unit-Air-Source | 4TWR5036G1 |  | *AM7A0B30H21 | 12.5 | 15 | 9 | Yes | Yes | 2015-03-13 |  | 1
FALSE | 4TWR5036G1 | 2435 | 4656625 | TRANE | 4TWR5036G1 | HP | Split System: Heat Pump with Remote Outdoor Unit-Air-Source | 4TWR5036G1 |  | 4TEE3C04A1 | 12.5 | 15 | 9 | Yes | Yes | 2011-08-19 |  | 1
FALSE | 4TWR5036G1 | 2435 | 4656626 | TRANE | 4TWR5036G1 | HP | Split System: Heat Pump with Remote Outdoor Unit-Air-Source | 4TWR5036G1 |  | 4TEE3C06A1 | 12.5 | 15 | 9 | Yes | Yes | 2011-08-19 |  | 1
FALSE | 4TWR5036G1 | 2435 | 4656627 | TRANE | 4TWR5036G1 | HP | Split System: Heat Pump with Remote Outdoor Unit-Air-Source | 4TWR5036G1 |  | 4TEE3C08A1 | 12.5 | 14.75 | 9 | Yes | Yes | 2011-08-19 |  | 0
FALSE | 4TWR5036G1 | 2435 | 4656630 | TRANE | 4TWR5036G1 | HP | Split System: Heat Pump with Remote Outdoor Unit-Air-Source | 4TWR5036G1 |  | 4TEE3F39A1 | 12.5 | 15 | 9 | Yes | Yes | 2011-08-19 |  | 1
FALSE | 4TWR5036G1 | 2435 | 4656631 | TRANE | 4TWR5036G1 | HP | Split System: Heat Pump with Remote Outdoor Unit-Air-Source | 4TWR5036G1 |  | 4TEE3F40B1 | 12.5 | 15 | 9 | Yes | Yes | 2011-08-19 |  | 1
FALSE | 4TWR5036G1 | 2435 | 4656632 | TRANE | 4TWR5036G1 | HP | Split System: Heat Pump with Remote Outdoor Unit-Air-Source | 4TWR5036G1 |  | 4TEE3F48A1 | 12.5 | 15 | 9 | Yes | Yes | 2011-08-19 |  | 1
FALSE | 4TWR5036G1 | 2435 | 4656633 | TRANE | 4TWR5036G1 | HP | Split System: Heat Pump with Remote Outdoor Unit-Air-Source | 4TWR5036G1 |  | 4TEE3F48B1 | 12.5 | 15 | 9 | Yes | Yes | 2011-08-19 |  | 1
FALSE | 4TWR5036G1 | 2435 | 4656634 | TRANE | 4TWR5036G1 | HP | Split System: Heat Pump with Remote Outdoor Unit-Air-Source | 4TWR5036G1 |  | 4TXCB004CC3 | 12.5 | 14.75 | 9 | Yes | Yes | 2011-08-19 |  | 0
FALSE | 4TWR5036G1 | 2435 | 4656635 | TRANE | 4TWR5036G1 | HP | Split System: Heat Pump with Remote Outdoor Unit-Air-Source | 4TWR5036G1 |  | 4TXCB004CC3 | 12.5 | 14.75 | 9 | Yes | Yes | 2011-08-19 |  | 0
FALSE | 4TWR5036G1 | 2435 | 4656636 | TRANE | 4TWR5036G1 | HP | Split System: Heat Pump with Remote Outdoor Unit-Air-Source | 4TWR5036G1 |  | 4TXCB004CC3 | 12.5 | 14.75 | 9 | Yes | Yes | 2011-08-19 |  | 0
FALSE | 4TWR5036G1 | 2435 | 4656637 | TRANE | 4TWR5036G1 | HP | Split System: Heat Pump with Remote Outdoor Unit-Air-Source | 4TWR5036G1 |  | 4TXCB004CC3 | 12.5 | 14.75 | 9 | Yes | Yes | 2011-08-19 |  | 0
FALSE | 4TWR5036G1 | 2435 | 4656638 | TRANE | 4TWR5036G1 | HP | Split System: Heat Pump with Remote Outdoor Unit-Air-Source | 4TWR5036G1 |  | 4TXCB004CC3 | 12.5 | 15 | 9 | Yes | Yes | 2011-08-19 |  | 1
FALSE | 4TWR5036G1 | 2435 | 4656639 | TRANE | 4TWR5036G1 | HP | Split System: Heat Pump with Remote Outdoor Unit-Air-Source | 4TWR5036G1 |  | 4TXCB004CC3 | 12.5 | 14.75 | 9 | Yes | Yes | 2011-08-19 |  | 0
FALSE | 4TWR5036G1 | 2435 | 4656640 | TRANE | 4TWR5036G1 | HP | Split System: Heat Pump with Remote Outdoor Unit-Air-Source | 4TWR5036G1 |  | 4TXCB004CC3 | 12.5 | 15 | 9 | Yes | Yes | 2011-08-19 |  | 1
FALSE | 4TWR5036G1 | 2435 | 4656641 | TRANE | 4TWR5036G1 | HP | Split System: Heat Pump with Remote Outdoor Unit-Air-Source | 4TWR5036G1 |  | 4TXCB004CC3 | 12.5 | 14.75 | 9 | Yes | Yes | 2011-08-19 |  | 0
FALSE | 4TWR5036G1 | 2435 | 4656642 | TRANE | 4TWR5036G1 | HP | Split System: Heat Pump with Remote Outdoor Unit-Air-Source | 4TWR5036G1 |  | 4TXCB004CC3 | 12.5 | 14.75 | 9 | Yes | Yes | 2011-08-19 |  | 0
FALSE | 4TWR5036G1 | 2435 | 4656643 | TRANE | 4TWR5036G1 | HP | Split System: Heat Pump with Remote Outdoor Unit-Air-Source | 4TWR5036G1 |  | 4TXCB004CC3 | 12 | 14.5 | 9 | Yes | Yes | 2011-08-19 |  | 0
FALSE | 4TWR5036G1 | 2435 | 4656696 | TRANE | 4TWR5036G1 | HP | Split System: Heat Pump with Remote Outdoor Unit-Air-Source | 4TWR5036G1 |  | 4TXCB032BC3 | 12 | 14.5 | 9 | Yes | Yes | 2011-08-19 |  | 0
FALSE | 4TWR5036G1 | 2435 | 4656697 | TRANE | 4TWR5036G1 | HP | Split System: Heat Pump with Remote Outdoor Unit-Air-Source | 4TWR5036G1 |  | 4TXCB032BC3 | 12 | 14.5 | 9 | Yes | Yes | 2011-08-19 |  | 0
FALSE | 4TWR5036G1 | 2435 | 4656698 | TRANE | 4TWR5036G1 | HP | Split System: Heat Pump with Remote Outdoor Unit-Air-Source | 4TWR5036G1 |  | 4TXCB032BC3 | 12 | 14.5 | 9 | Yes | Yes | 2011-08-19 |  | 0
FALSE | 4TWR5036G1 | 2435 | 4656708 | TRANE | 4TWR5036G1 | HP | Split System: Heat Pump with Remote Outdoor Unit-Air-Source | 4TWR5036G1 |  | 4TXCB032BC3 | 12 | 14.5 | 9 | Yes | Yes | 2011-08-19 |  | 0
FALSE | 4TWR5036G1 | 2435 | 4656716 | TRANE | 4TWR5036G1 | HP | Split System: Heat Pump with Remote Outdoor Unit-Air-Source | 4TWR5036G1 |  | 4TXCB032BC3 | 12 | 14.5 | 9 | Yes | Yes | 2011-08-19 |  | 0
FALSE | 4TWR5036G1 | 2435 | 4656717 | TRANE | 4TWR5036G1 | HP | Split System: Heat Pump with Remote Outdoor Unit-Air-Source | 4TWR5036G1 |  | 4TXCB032BC3 | 12 | 14.5 | 9 | Yes | Yes | 2011-08-19 |  | 0
FALSE | 4TWR5036G1 | 2435 | 4656718 | TRANE | 4TWR5036G1 | HP | Split System: Heat Pump with Remote Outdoor Unit-Air-Source | 4TWR5036G1 |  | 4TXCB032BC3 | 12 | 14.5 | 9 | Yes | Yes | 2015-03-13 |  | 0
FALSE | 4TWR5036G1 | 2435 | 4656731 | TRANE | 4TWR5036G1 | HP | Split System: Heat Pump with Remote Outdoor Unit-Air-Source | 4TWR5036G1 |  | 4TXCB036BC3 | 12 | 14.5 | 9 | Yes | Yes | 2011-08-19 |  | 0
FALSE | 4TWR5036G1 | 2435 | 4656732 | TRANE | 4TWR5036G1 | HP | Split System: Heat Pump with Remote Outdoor Unit-Air-Source | 4TWR5036G1 |  | 4TXCB036BC3 | 12 | 14.5 | 9 | Yes | Yes | 2015-03-13 |  | 0
FALSE | 4TWR5036G1 | 2435 | 4656733 | TRANE | 4TWR5036G1 | HP | Split System: Heat Pump with Remote Outdoor Unit-Air-Source | 4TWR5036G1 |  | 4TXCB036BC3 | 12 | 14.5 | 9 | Yes | Yes | 2011-08-19 |  | 0
FALSE | 4TWR5036G1 | 2435 | 4656734 | TRANE | 4TWR5036G1 | HP | Split System: Heat Pump with Remote Outdoor Unit-Air-Source | 4TWR5036G1 |  | 4TXCB036BC3 | 12.5 | 14.75 | 9 | Yes | Yes | 2011-08-19 |  | 0
FALSE | 4TWR5036G1 | 2435 | 4656741 | TRANE | 4TWR5036G1 | HP | Split System: Heat Pump with Remote Outdoor Unit-Air-Source | 4TWR5036G1 |  | 4TXCB036BC3 | 12 | 14.5 | 9 | Yes | Yes | 2011-08-19 |  | 0
FALSE | 4TWR5036G1 | 2435 | 4656742 | TRANE | 4TWR5036G1 | HP | Split System: Heat Pump with Remote Outdoor Unit-Air-Source | 4TWR5036G1 |  | 4TXCB036BC3 | 12 | 14.5 | 9 | Yes | Yes | 2011-08-19 |  | 0
FALSE | 4TWR5036G1 | 2435 | 4656743 | TRANE | 4TWR5036G1 | HP | Split System: Heat Pump with Remote Outdoor Unit-Air-Source | 4TWR5036G1 |  | 4TXCB036BC3 | 12 | 14.5 | 9 | Yes | Yes | 2011-08-19 |  | 0
FALSE | 4TWR5036G1 | 2435 | 4656744 | TRANE | 4TWR5036G1 | HP | Split System: Heat Pump with Remote Outdoor Unit-Air-Source | 4TWR5036G1 |  | 4TXCB036BC3 | 12 | 14.5 | 9 | Yes | Yes | 2011-08-19 |  | 0
FALSE | 4TWR5036G1 | 2435 | 4656745 | TRANE | 4TWR5036G1 | HP | Split System: Heat Pump with Remote Outdoor Unit-Air-Source | 4TWR5036G1 |  | 4TXCB036BC3 | 12 | 14.5 | 9 | Yes | Yes | 2011-08-19 |  | 0
FALSE | 4TWR5036G1 | 2435 | 4656746 | TRANE | 4TWR5036G1 | HP | Split System: Heat Pump with Remote Outdoor Unit-Air-Source | 4TWR5036G1 |  | 4TXCB036BC3 | 12 | 14.5 | 9 | Yes | Yes | 2011-08-19 |  | 0
FALSE | 4TWR5036G1 | 2435 | 4656747 | TRANE | 4TWR5036G1 | HP | Split System: Heat Pump with Remote Outdoor Unit-Air-Source | 4TWR5036G1 |  | 4TXCB036BC3 | 12 | 14.5 | 9 | Yes | Yes | 2011-08-19 |  | 0
FALSE | 4TWR5036G1 | 2435 | 4656748 | TRANE | 4TWR5036G1 | HP | Split System: Heat Pump with Remote Outdoor Unit-Air-Source | 4TWR5036G1 |  | 4TXCB036BC3 | 12 | 14.5 | 9 | Yes | Yes | 2011-08-19 |  | 0
FALSE | 4TWR5036G1 | 2435 | 4656749 | TRANE | 4TWR5036G1 | HP | Split System: Heat Pump with Remote Outdoor Unit-Air-Source | 4TWR5036G1 |  | 4TXCB036BC3 | 12 | 14.5 | 9 | Yes | Yes | 2011-08-19 |  | 0
FALSE | 4TWR5036G1 | 2435 | 4656759 | TRANE | 4TWR5036G1 | HP | Split System: Heat Pump with Remote Outdoor Unit-Air-Source | 4TWR5036G1 |  | 4TXCB036BC3 | 12.5 | 14.75 | 9 | Yes | Yes | 2011-08-19 |  | 0
FALSE | 4TWR5036G1 | 2435 | 4656762 | TRANE | 4TWR5036G1 | HP | Split System: Heat Pump with Remote Outdoor Unit-Air-Source | 4TWR5036G1 |  | 4TXCB036BC3 | 12 | 14.5 | 9 | Yes | Yes | 2011-08-19 |  | 0
FALSE | 4TWR5036G1 | 2435 | 4656830 | TRANE | 4TWR5036G1 | HP | Split System: Heat Pump with Remote Outdoor Unit-Air-Source | 4TWR5036G1 |  | 4TXCB042BC3 | 12 | 14.5 | 9 | Yes | Yes | 2011-08-19 |  | 0
FALSE | 4TWR5036G1 | 2435 | 4656831 | TRANE | 4TWR5036G1 | HP | Split System: Heat Pump with Remote Outdoor Unit-Air-Source | 4TWR5036G1 |  | 4TXCB042BC3 | 12 | 14.5 | 9 | Yes | Yes | 2011-08-19 |  | 0
FALSE | 4TWR5036G1 | 2435 | 4656832 | TRANE | 4TWR5036G1 | HP | Split System: Heat Pump with Remote Outdoor Unit-Air-Source | 4TWR5036G1 |  | 4TXCB042BC3 | 12 | 14.5 | 9 | Yes | Yes | 2011-08-19 |  | 0
FALSE | 4TWR5036G1 | 2435 | 4656837 | TRANE | 4TWR5036G1 | HP | Split System: Heat Pump with Remote Outdoor Unit-Air-Source | 4TWR5036G1 |  | 4TXCB048BC3 | 12 | 14.75 | 9 | Yes | Yes | 2011-08-19 |  | 0
FALSE | 4TWR5036G1 | 2435 | 4656838 | TRANE | 4TWR5036G1 | HP | Split System: Heat Pump with Remote Outdoor Unit-Air-Source | 4TWR5036G1 |  | 4TXCB048BC3 | 12 | 14.5 | 9 | Yes | Yes | 2011-08-19 |  | 0
FALSE | 4TWR5036G1 | 2435 | 4656844 | TRANE | 4TWR5036G1 | HP | Split System: Heat Pump with Remote Outdoor Unit-Air-Source | 4TWR5036G1 |  | 4TXCB048BC3 | 12 | 14.5 | 9 | Yes | Yes | 2011-08-19 |  | 0
FALSE | 4TWR5036G1 | 2435 | 4656845 | TRANE | 4TWR5036G1 | HP | Split System: Heat Pump with Remote Outdoor Unit-Air-Source | 4TWR5036G1 |  | 4TXCB048BC3 | 12 | 14.5 | 9 | Yes | Yes | 2011-08-19 |  | 0
FALSE | 4TWR5036G1 | 2435 | 4656846 | TRANE | 4TWR5036G1 | HP | Split System: Heat Pump with Remote Outdoor Unit-Air-Source | 4TWR5036G1 |  | 4TXCB048BC3 | 12 | 14.5 | 9 | Yes | Yes | 2011-08-19 |  | 0
FALSE | 4TWR5036G1 | 2435 | 4656847 | TRANE | 4TWR5036G1 | HP | Split System: Heat Pump with Remote Outdoor Unit-Air-Source | 4TWR5036G1 |  | 4TXCB048BC3 | 12.5 | 15 | 9 | Yes | Yes | 2011-08-19 |  | 1
FALSE | 4TWR5036G1 | 2435 | 4656849 | TRANE | 4TWR5036G1 | HP | Split System: Heat Pump with Remote Outdoor Unit-Air-Source | 4TWR5036G1 |  | 4TXCB048BC3 | 12 | 14.5 | 9 | Yes | Yes | 2011-08-19 |  | 0
FALSE | 4TWR5036G1 | 2435 | 4656850 | TRANE | 4TWR5036G1 | HP | Split System: Heat Pump with Remote Outdoor Unit-Air-Source | 4TWR5036G1 |  | 4TXCB048BC3 | 12.5 | 15 | 9 | Yes | Yes | 2011-08-19 |  | 1
FALSE | 4TWR5036G1 | 2435 | 4656857 | TRANE | 4TWR5036G1 | HP | Split System: Heat Pump with Remote Outdoor Unit-Air-Source | 4TWR5036G1 |  | 4TXCB048BC3 | 12.5 | 14.75 | 9 | Yes | Yes | 2011-08-19 |  | 0
FALSE | 4TWR5036G1 | 2435 | 4656858 | TRANE | 4TWR5036G1 | HP | Split System: Heat Pump with Remote Outdoor Unit-Air-Source | 4TWR5036G1 |  | 4TXCB048BC3 | 12.5 | 14.75 | 9 | Yes | Yes | 2011-08-19 |  | 0
FALSE | 4TWR5036G1 | 2435 | 4656859 | TRANE | 4TWR5036G1 | HP | Split System: Heat Pump with Remote Outdoor Unit-Air-Source | 4TWR5036G1 |  | 4TXCB048BC3 | 12.5 | 14.75 | 9 | Yes | Yes | 2011-08-19 |  | 0
FALSE | 4TWR5036G1 | 2435 | 4656860 | TRANE | 4TWR5036G1 | HP | Split System: Heat Pump with Remote Outdoor Unit-Air-Source | 4TWR5036G1 |  | 4TXCB048BC3 | 12.5 | 15 | 9 | Yes | Yes | 2011-08-19 |  | 1
FALSE | 4TWR5036G1 | 2435 | 4656867 | TRANE | 4TWR5036G1 | HP | Split System: Heat Pump with Remote Outdoor Unit-Air-Source | 4TWR5036G1 |  | 4TXCB048BC3 | 12 | 14.5 | 9 | Yes | Yes | 2011-08-19 |  | 0
FALSE | 4TWR5036G1 | 2435 | 4656868 | TRANE | 4TWR5036G1 | HP | Split System: Heat Pump with Remote Outdoor Unit-Air-Source | 4TWR5036G1 |  | 4TXCB048BC3 | 12 | 14.5 | 9 | Yes | Yes | 2015-03-13 |  | 0
FALSE | 4TWR5036G1 | 2435 | 4656869 | TRANE | 4TWR5036G1 | HP | Split System: Heat Pump with Remote Outdoor Unit-Air-Source | 4TWR5036G1 |  | 4TXCB048BC3 | 12 | 14.75 | 9 | Yes | Yes | 2011-08-19 |  | 0
FALSE | 4TWR5036G1 | 2435 | 4656870 | TRANE | 4TWR5036G1 | HP | Split System: Heat Pump with Remote Outdoor Unit-Air-Source | 4TWR5036G1 |  | 4TXCB048BC3 | 12 | 14.5 | 9 | Yes | Yes | 2011-08-19 |  | 0
FALSE | 4TWR5036G1 | 2435 | 4656871 | TRANE | 4TWR5036G1 | HP | Split System: Heat Pump with Remote Outdoor Unit-Air-Source | 4TWR5036G1 |  | 4TXCB048BC3 | 12 | 14.75 | 9 | Yes | Yes | 2011-08-19 |  | 0
FALSE | 4TWR5036G1 | 2435 | 4656872 | TRANE | 4TWR5036G1 | HP | Split System: Heat Pump with Remote Outdoor Unit-Air-Source | 4TWR5036G1 |  | 4TXCB048BC3 | 12 | 14.5 | 9 | Yes | Yes | 2015-03-13 |  | 0
FALSE | 4TWR5036G1 | 2435 | 4656873 | TRANE | 4TWR5036G1 | HP | Split System: Heat Pump with Remote Outdoor Unit-Air-Source | 4TWR5036G1 |  | 4TXCB048BC3 | 12 | 14.75 | 9 | Yes | Yes | 2011-08-19 |  | 0
FALSE | 4TWR5036G1 | 2435 | 4656908 | TRANE | 4TWR5036G1 | HP | Split System: Heat Pump with Remote Outdoor Unit-Air-Source | 4TWR5036G1 |  | 4TXCC005CC3 | 12.5 | 15 | 9 | Yes | Yes | 2011-08-19 |  | 1
FALSE | 4TWR5036G1 | 2435 | 4656914 | TRANE | 4TWR5036G1 | HP | Split System: Heat Pump with Remote Outdoor Unit-Air-Source | 4TWR5036G1 |  | 4TXCC005CC3 | 12.5 | 15 | 9 | Yes | Yes | 2011-08-19 |  | 1
FALSE | 4TWR5036G1 | 2435 | 4656915 | TRANE | 4TWR5036G1 | HP | Split System: Heat Pump with Remote Outdoor Unit-Air-Source | 4TWR5036G1 |  | 4TXCC005CC3 | 12.5 | 15 | 9 | Yes | Yes | 2015-03-13 |  | 1
FALSE | 4TWR5036G1 | 2435 | 4656916 | TRANE | 4TWR5036G1 | HP | Split System: Heat Pump with Remote Outdoor Unit-Air-Source | 4TWR5036G1 |  | 4TXCC005CC3 | 12.5 | 15 | 9 | Yes | Yes | 2011-08-19 |  | 1
FALSE | 4TWR5036G1 | 2435 | 4656917 | TRANE | 4TWR5036G1 | HP | Split System: Heat Pump with Remote Outdoor Unit-Air-Source | 4TWR5036G1 |  | 4TXCC005CC3 | 13 | 15.25 | 9 | Yes | Yes | 2011-08-19 |  | 1
FALSE | 4TWR5036G1 | 2435 | 4656918 | TRANE | 4TWR5036G1 | HP | Split System: Heat Pump with Remote Outdoor Unit-Air-Source | 4TWR5036G1 |  | 4TXCC005CC3 | 12 | 14.5 | 9 | Yes | Yes | 2011-08-19 |  | 0
FALSE | 4TWR5036G1 | 2435 | 4656919 | TRANE | 4TWR5036G1 | HP | Split System: Heat Pump with Remote Outdoor Unit-Air-Source | 4TWR5036G1 |  | 4TXCC005CC3 | 12.5 | 14.75 | 9 | Yes | Yes | 2011-08-19 |  | 0
FALSE | 4TWR5036G1 | 2435 | 4656920 | TRANE | 4TWR5036G1 | HP | Split System: Heat Pump with Remote Outdoor Unit-Air-Source | 4TWR5036G1 |  | 4TXCC005CC3 | 12 | 14.5 | 9 | Yes | Yes | 2011-08-19 |  | 0
FALSE | 4TWR5036G1 | 2435 | 4656921 | TRANE | 4TWR5036G1 | HP | Split System: Heat Pump with Remote Outdoor Unit-Air-Source | 4TWR5036G1 |  | 4TXCC005CC3 | 12.5 | 14.75 | 9 | Yes | Yes | 2011-08-19 |  | 0
FALSE | 4TWR5036G1 | 2435 | 4656922 | TRANE | 4TWR5036G1 | HP | Split System: Heat Pump with Remote Outdoor Unit-Air-Source | 4TWR5036G1 |  | 4TXCC005CC3 | 12 | 14.5 | 9 | Yes | Yes | 2011-08-19 |  | 0
FALSE | 4TWR5036G1 | 2435 | 4656923 | TRANE | 4TWR5036G1 | HP | Split System: Heat Pump with Remote Outdoor Unit-Air-Source | 4TWR5036G1 |  | 4TXCC005CC3 | 12 | 14.5 | 9 | Yes | Yes | 2011-08-19 |  | 0
FALSE | 4TWR5036G1 | 2435 | 4656924 | TRANE | 4TWR5036G1 | HP | Split System: Heat Pump with Remote Outdoor Unit-Air-Source | 4TWR5036G1 |  | 4TXCC005CC3 | 12.5 | 15 | 9 | Yes | Yes | 2011-08-19 |  | 1
FALSE | 4TWR5036G1 | 2435 | 4656925 | TRANE | 4TWR5036G1 | HP | Split System: Heat Pump with Remote Outdoor Unit-Air-Source | 4TWR5036G1 |  | 4TXCC005CC3 | 12.5 | 15 | 9 | Yes | Yes | 2011-08-19 |  | 1
FALSE | 4TWR5036G1 | 2435 | 4656926 | TRANE | 4TWR5036G1 | HP | Split System: Heat Pump with Remote Outdoor Unit-Air-Source | 4TWR5036G1 |  | 4TXCC005CC3 | 12.5 | 15 | 9 | Yes | Yes | 2011-08-19 |  | 1
FALSE | 4TWR5036G1 | 2435 | 4656927 | TRANE | 4TWR5036G1 | HP | Split System: Heat Pump with Remote Outdoor Unit-Air-Source | 4TWR5036G1 |  | 4TXCC005CC3 | 12.5 | 15 | 9 | Yes | Yes | 2011-08-19 |  | 1
FALSE | 4TWR5036G1 | 2435 | 4656928 | TRANE | 4TWR5036G1 | HP | Split System: Heat Pump with Remote Outdoor Unit-Air-Source | 4TWR5036G1 |  | 4TXCC005CC3 | 12.5 | 15 | 9 | Yes | Yes | 2011-08-19 |  | 1
FALSE | 4TWR5036G1 | 2435 | 4656929 | TRANE | 4TWR5036G1 | HP | Split System: Heat Pump with Remote Outdoor Unit-Air-Source | 4TWR5036G1 |  | 4TXCC007CC3 | 12.5 | 15 | 9 | Yes | Yes | 2011-08-19 |  | 1
FALSE | 4TWR5036G1 | 2435 | 4656930 | TRANE | 4TWR5036G1 | HP | Split System: Heat Pump with Remote Outdoor Unit-Air-Source | 4TWR5036G1 |  | 4TXCC007CC3 | 12.5 | 15 | 9 | Yes | Yes | 2015-03-13 |  | 1
FALSE | 4TWR5036G1 | 2435 | 4656931 | TRANE | 4TWR5036G1 | HP | Split System: Heat Pump with Remote Outdoor Unit-Air-Source | 4TWR5036G1 |  | 4TXCC007CC3 | 12.5 | 15 | 9 | Yes | Yes | 2011-08-19 |  | 1
FALSE | 4TWR5036G1 | 2435 | 4656932 | TRANE | 4TWR5036G1 | HP | Split System: Heat Pump with Remote Outdoor Unit-Air-Source | 4TWR5036G1 |  | 4TXCC007CC3 | 12 | 14.5 | 9 | Yes | Yes | 2011-08-19 |  | 0
FALSE | 4TWR5036G1 | 2435 | 4656933 | TRANE | 4TWR5036G1 | HP | Split System: Heat Pump with Remote Outdoor Unit-Air-Source | 4TWR5036G1 |  | 4TXCC007CC3 | 12 | 14.5 | 9 | Yes | Yes | 2011-08-19 |  | 0
FALSE | 4TWR5036G1 | 2435 | 4656934 | TRANE | 4TWR5036G1 | HP | Split System: Heat Pump with Remote Outdoor Unit-Air-Source | 4TWR5036G1 |  | 4TXCC007CC3 | 12.5 | 14.75 | 9 | Yes | Yes | 2011-08-19 |  | 0
FALSE | 4TWR5036G1 | 2435 | 4656958 | TRANE | 4TWR5036G1 | HP | Split System: Heat Pump with Remote Outdoor Unit-Air-Source | 4TWR5036G1 |  | 4TXCC007CC3 | 12 | 14.5 | 8.5 | Yes | Yes | 2011-08-19 |  | 0
FALSE | 4TWR5036G1 | 2435 | 4656963 | TRANE | 4TWR5036G1 | HP | Split System: Heat Pump with Remote Outdoor Unit-Air-Source | 4TWR5036G1 |  | 4TXCC007CC3 | 12.5 | 15 | 9 | Yes | Yes | 2011-08-19 |  | 1
FALSE | 4TWR5036G1 | 2435 | 4656964 | TRANE | 4TWR5036G1 | HP | Split System: Heat Pump with Remote Outdoor Unit-Air-Source | 4TWR5036G1 |  | 4TXCC007CC3 | 12.5 | 15 | 9 | Yes | Yes | 2011-08-19 |  | 1
FALSE | 4TWR5036G1 | 2435 | 4656965 | TRANE | 4TWR5036G1 | HP | Split System: Heat Pump with Remote Outdoor Unit-Air-Source | 4TWR5036G1 |  | 4TXCC037BC3 | 12 | 14.5 | 9 | Yes | Yes | 2011-08-19 |  | 0
FALSE | 4TWR5036G1 | 2435 | 4656966 | TRANE | 4TWR5036G1 | HP | Split System: Heat Pump with Remote Outdoor Unit-Air-Source | 4TWR5036G1 |  | 4TXCC037BC3 | 12 | 14.5 | 9 | Yes | Yes | 2015-03-13 |  | 0
FALSE | 4TWR5036G1 | 2435 | 4656967 | TRANE | 4TWR5036G1 | HP | Split System: Heat Pump with Remote Outdoor Unit-Air-Source | 4TWR5036G1 |  | 4TXCC037BC3 | 12 | 14.5 | 9 | Yes | Yes | 2011-08-19 |  | 0
FALSE | 4TWR5036G1 | 2435 | 4656968 | TRANE | 4TWR5036G1 | HP | Split System: Heat Pump with Remote Outdoor Unit-Air-Source | 4TWR5036G1 |  | 4TXCC037BC3 | 12.5 | 14.75 | 9 | Yes | Yes | 2011-08-19 |  | 0
FALSE | 4TWR5036G1 | 2435 | 4656969 | TRANE | 4TWR5036G1 | HP | Split System: Heat Pump with Remote Outdoor Unit-Air-Source | 4TWR5036G1 |  | 4TXCC037BC3 | 12 | 14.5 | 9 | Yes | Yes | 2015-03-13 |  | 0
FALSE | 4TWR5036G1 | 2435 | 4656973 | TRANE | 4TWR5036G1 | HP | Split System: Heat Pump with Remote Outdoor Unit-Air-Source | 4TWR5036G1 |  | 4TXCC037BC3 | 12 | 14.5 | 9 | Yes | Yes | 2011-08-19 |  | 0
FALSE | 4TWR5036G1 | 2435 | 4656974 | TRANE | 4TWR5036G1 | HP | Split System: Heat Pump with Remote Outdoor Unit-Air-Source | 4TWR5036G1 |  | 4TXCC037BC3 | 12 | 14.5 | 8.5 | Yes | Yes | 2011-08-19 |  | 0
FALSE | 4TWR5036G1 | 2435 | 4656975 | TRANE | 4TWR5036G1 | HP | Split System: Heat Pump with Remote Outdoor Unit-Air-Source | 4TWR5036G1 |  | 4TXCC037BC3 | 12.5 | 15 | 9 | Yes | Yes | 2011-08-19 |  | 1
FALSE | 4TWR5036G1 | 2435 | 4656982 | TRANE | 4TWR5036G1 | HP | Split System: Heat Pump with Remote Outdoor Unit-Air-Source | 4TWR5036G1 |  | 4TXCC037BC3 | 12 | 14.5 | 9 | Yes | Yes | 2011-08-19 |  | 0
FALSE | 4TWR5036G1 | 2435 | 4656983 | TRANE | 4TWR5036G1 | HP | Split System: Heat Pump with Remote Outdoor Unit-Air-Source | 4TWR5036G1 |  | 4TXCC037BC3 | 12.5 | 14.75 | 9 | Yes | Yes | 2011-08-19 |  | 0
FALSE | 4TWR5036G1 | 2435 | 4656984 | TRANE | 4TWR5036G1 | HP | Split System: Heat Pump with Remote Outdoor Unit-Air-Source | 4TWR5036G1 |  | 4TXCC037BC3 | 12 | 14.5 | 9 | Yes | Yes | 2011-08-19 |  | 0
FALSE | 4TWR5036G1 | 2435 | 4656985 | TRANE | 4TWR5036G1 | HP | Split System: Heat Pump with Remote Outdoor Unit-Air-Source | 4TWR5036G1 |  | 4TXCC037BC3 | 12.5 | 15 | 9 | Yes | Yes | 2011-08-19 |  | 1
FALSE | 4TWR5036G1 | 2435 | 4656992 | TRANE | 4TWR5036G1 | HP | Split System: Heat Pump with Remote Outdoor Unit-Air-Source | 4TWR5036G1 |  | 4TXCC037BC3 | 12 | 14.5 | 9 | Yes | Yes | 2011-08-19 |  | 0
FALSE | 4TWR5036G1 | 2435 | 4656993 | TRANE | 4TWR5036G1 | HP | Split System: Heat Pump with Remote Outdoor Unit-Air-Source | 4TWR5036G1 |  | 4TXCC037BC3 | 12 | 14.5 | 9 | Yes | Yes | 2011-08-19 |  | 0
FALSE | 4TWR5036G1 | 2435 | 4656994 | TRANE | 4TWR5036G1 | HP | Split System: Heat Pump with Remote Outdoor Unit-Air-Source | 4TWR5036G1 |  | 4TXCC037BC3 | 12 | 14.5 | 9 | Yes | Yes | 2011-08-19 |  | 0
FALSE | 4TWR5036G1 | 2435 | 4656996 | TRANE | 4TWR5036G1 | HP | Split System: Heat Pump with Remote Outdoor Unit-Air-Source | 4TWR5036G1 |  | 4TXCC037BC3 | 12 | 14.5 | 9 | Yes | Yes | 2011-08-19 |  | 0
FALSE | 4TWR5036G1 | 2435 | 4656998 | TRANE | 4TWR5036G1 | HP | Split System: Heat Pump with Remote Outdoor Unit-Air-Source | 4TWR5036G1 |  | 4TXCC037BC3 | 12 | 14.5 | 9 | Yes | Yes | 2011-08-19 |  | 0
FALSE | 4TWR5036G1 | 2435 | 4656999 | TRANE | 4TWR5036G1 | HP | Split System: Heat Pump with Remote Outdoor Unit-Air-Source | 4TWR5036G1 |  | 4TXCC037BC3 | 12.5 | 14.75 | 9 | Yes | Yes | 2011-08-19 |  | 0
FALSE | 4TWR5036G1 | 2435 | 4657000 | TRANE | 4TWR5036G1 | HP | Split System: Heat Pump with Remote Outdoor Unit-Air-Source | 4TWR5036G1 |  | 4TXCC037BC3 | 12 | 14.5 | 9 | Yes | Yes | 2011-08-19 |  | 0
FALSE | 4TWR5036G1 | 2435 | 4657041 | TRANE | 4TWR5036G1 | HP | Split System: Heat Pump with Remote Outdoor Unit-Air-Source | 4TWR5036G1 |  | 4TXCC043BC3 | 12.5 | 14.75 | 9 | Yes | Yes | 2011-08-19 |  | 0
FALSE | 4TWR5036G1 | 2435 | 4657042 | TRANE | 4TWR5036G1 | HP | Split System: Heat Pump with Remote Outdoor Unit-Air-Source | 4TWR5036G1 |  | 4TXCC043BC3 | 12 | 14.5 | 9 | Yes | Yes | 2015-03-13 |  | 0
FALSE | 4TWR5036G1 | 2435 | 4657043 | TRANE | 4TWR5036G1 | HP | Split System: Heat Pump with Remote Outdoor Unit-Air-Source | 4TWR5036G1 |  | 4TXCC043BC3 | 12.5 | 14.75 | 9 | Yes | Yes | 2011-08-19 |  | 0
FALSE | 4TWR5036G1 | 2435 | 4657044 | TRANE | 4TWR5036G1 | HP | Split System: Heat Pump with Remote Outdoor Unit-Air-Source | 4TWR5036G1 |  | 4TXCC043BC3 | 12.5 | 14.75 | 9 | Yes | Yes | 2011-08-19 |  | 0
FALSE | 4TWR5036G1 | 2435 | 4657045 | TRANE | 4TWR5036G1 | HP | Split System: Heat Pump with Remote Outdoor Unit-Air-Source | 4TWR5036G1 |  | 4TXCC043BC3 | 12 | 14.5 | 9 | Yes | Yes | 2015-03-13 |  | 0
FALSE | 4TWR5036G1 | 2435 | 4657051 | TRANE | 4TWR5036G1 | HP | Split System: Heat Pump with Remote Outdoor Unit-Air-Source | 4TWR5036G1 |  | 4TXCC043BC3 | 12 | 14.5 | 9 | Yes | Yes | 2011-08-19 |  | 0
FALSE | 4TWR5036G1 | 2435 | 4657052 | TRANE | 4TWR5036G1 | HP | Split System: Heat Pump with Remote Outdoor Unit-Air-Source | 4TWR5036G1 |  | 4TXCC043BC3 | 12 | 14.5 | 8.5 | Yes | Yes | 2011-08-19 |  | 0
FALSE | 4TWR5036G1 | 2435 | 4657053 | TRANE | 4TWR5036G1 | HP | Split System: Heat Pump with Remote Outdoor Unit-Air-Source | 4TWR5036G1 |  | 4TXCC043BC3 | 12.5 | 15 | 9 | Yes | Yes | 2011-08-19 |  | 1
FALSE | 4TWR5036G1 | 2435 | 4657060 | TRANE | 4TWR5036G1 | HP | Split System: Heat Pump with Remote Outdoor Unit-Air-Source | 4TWR5036G1 |  | 4TXCC043BC3 | 12 | 14.5 | 9 | Yes | Yes | 2011-08-19 |  | 0
FALSE | 4TWR5036G1 | 2435 | 4657066 | TRANE | 4TWR5036G1 | HP | Split System: Heat Pump with Remote Outdoor Unit-Air-Source | 4TWR5036G1 |  | 4TXCC043BC3 | 12 | 14.5 | 9 | Yes | Yes | 2011-08-19 |  | 0
FALSE | 4TWR5036G1 | 2435 | 4657067 | TRANE | 4TWR5036G1 | HP | Split System: Heat Pump with Remote Outdoor Unit-Air-Source | 4TWR5036G1 |  | 4TXCC043BC3 | 12 | 14.5 | 8.5 | Yes | Yes | 2011-08-19 |  | 0
FALSE | 4TWR5036G1 | 2435 | 4657068 | TRANE | 4TWR5036G1 | HP | Split System: Heat Pump with Remote Outdoor Unit-Air-Source | 4TWR5036G1 |  | 4TXCC043BC3 | 12 | 14.5 | 9 | Yes | Yes | 2011-08-19 |  | 0
FALSE | 4TWR5036G1 | 2435 | 4657069 | TRANE | 4TWR5036G1 | HP | Split System: Heat Pump with Remote Outdoor Unit-Air-Source | 4TWR5036G1 |  | 4TXCC043BC3 | 12.5 | 14.75 | 9 | Yes | Yes | 2011-08-19 |  | 0
FALSE | 4TWR5036G1 | 2435 | 4657071 | TRANE | 4TWR5036G1 | HP | Split System: Heat Pump with Remote Outdoor Unit-Air-Source | 4TWR5036G1 |  | 4TXCC043BC3 | 12.5 | 14.75 | 9 | Yes | Yes | 2011-08-19 |  | 0
FALSE | 4TWR5036G1 | 2435 | 4657072 | TRANE | 4TWR5036G1 | HP | Split System: Heat Pump with Remote Outdoor Unit-Air-Source | 4TWR5036G1 |  | 4TXCC043BC3 | 12 | 14.75 | 9 | Yes | Yes | 2011-08-19 |  | 0
FALSE | 4TWR5036G1 | 2435 | 4657073 | TRANE | 4TWR5036G1 | HP | Split System: Heat Pump with Remote Outdoor Unit-Air-Source | 4TWR5036G1 |  | 4TXCC043BC3 | 12.5 | 15 | 9 | Yes | Yes | 2011-08-19 |  | 1
FALSE | 4TWR5036G1 | 2435 | 4657076 | TRANE | 4TWR5036G1 | HP | Split System: Heat Pump with Remote Outdoor Unit-Air-Source | 4TWR5036G1 |  | 4TXCC043BC3 | 12 | 14.5 | 9 | Yes | Yes | 2011-08-19 |  | 0
FALSE | 4TWR5036G1 | 2435 | 4657077 | TRANE | 4TWR5036G1 | HP | Split System: Heat Pump with Remote Outdoor Unit-Air-Source | 4TWR5036G1 |  | 4TXCC044BC3 | 12 | 14.5 | 9 | Yes | Yes | 2015-03-13 |  | 0
FALSE | 4TWR5036G1 | 2435 | 4657078 | TRANE | 4TWR5036G1 | HP | Split System: Heat Pump with Remote Outdoor Unit-Air-Source | 4TWR5036G1 |  | 4TXCC044BC3 | 12.5 | 14.75 | 9 | Yes | Yes | 2011-08-19 |  | 0
FALSE | 4TWR5036G1 | 2435 | 4657081 | TRANE | 4TWR5036G1 | HP | Split System: Heat Pump with Remote Outdoor Unit-Air-Source | 4TWR5036G1 |  | 4TXCC044BC3 | 12.5 | 14.75 | 9 | Yes | Yes | 2011-08-19 |  | 0
FALSE | 4TWR5036G1 | 2435 | 4657082 | TRANE | 4TWR5036G1 | HP | Split System: Heat Pump with Remote Outdoor Unit-Air-Source | 4TWR5036G1 |  | 4TXCC044BC3 | 12.5 | 14.75 | 9 | Yes | Yes | 2011-08-19 |  | 0
FALSE | 4TWR5036G1 | 2435 | 4657083 | TRANE | 4TWR5036G1 | HP | Split System: Heat Pump with Remote Outdoor Unit-Air-Source | 4TWR5036G1 |  | 4TXCC044BC3 | 12.5 | 15 | 9 | Yes | Yes | 2011-08-19 |  | 1
FALSE | 4TWR5036G1 | 2435 | 4657113 | TRANE | 4TWR5036G1 | HP | Split System: Heat Pump with Remote Outdoor Unit-Air-Source | 4TWR5036G1 |  | 4TXCC044BC3 | 12 | 14.5 | 9 | Yes | Yes | 2011-08-19 |  | 0
FALSE | 4TWR5036G1 | 2435 | 4657114 | TRANE | 4TWR5036G1 | HP | Split System: Heat Pump with Remote Outdoor Unit-Air-Source | 4TWR5036G1 |  | 4TXCC044BC3 | 12.5 | 14.75 | 9 | Yes | Yes | 2011-08-19 |  | 0
FALSE | 4TWR5036G1 | 2435 | 4657115 | TRANE | 4TWR5036G1 | HP | Split System: Heat Pump with Remote Outdoor Unit-Air-Source | 4TWR5036G1 |  | 4TXCC044BC3 | 12.5 | 14.75 | 9 | Yes | Yes | 2011-08-19 |  | 0
FALSE | 4TWR5036G1 | 2435 | 4657116 | TRANE | 4TWR5036G1 | HP | Split System: Heat Pump with Remote Outdoor Unit-Air-Source | 4TWR5036G1 |  | 4TXCC044BC3 | 12.5 | 15 | 9 | Yes | Yes | 2011-08-19 |  | 1
FALSE | 4TWR5036G1 | 2435 | 4657117 | TRANE | 4TWR5036G1 | HP | Split System: Heat Pump with Remote Outdoor Unit-Air-Source | 4TWR5036G1 |  | 4TXCC044BC3 | 12.5 | 14.75 | 9 | Yes | Yes | 2015-03-13 |  | 0
FALSE | 4TWR5036G1 | 2435 | 4657118 | TRANE | 4TWR5036G1 | HP | Split System: Heat Pump with Remote Outdoor Unit-Air-Source | 4TWR5036G1 |  | 4TXCC044BC3 | 12.5 | 15 | 9 | Yes | Yes | 2011-08-19 |  | 1
FALSE | 4TWR5036G1 | 2435 | 4657119 | TRANE | 4TWR5036G1 | HP | Split System: Heat Pump with Remote Outdoor Unit-Air-Source | 4TWR5036G1 |  | 4TXCC044BC3 | 12.5 | 14.75 | 9 | Yes | Yes | 2011-08-19 |  | 0
FALSE | 4TWR5036G1 | 2435 | 4657120 | TRANE | 4TWR5036G1 | HP | Split System: Heat Pump with Remote Outdoor Unit-Air-Source | 4TWR5036G1 |  | 4TXCC044BC3 | 12.5 | 15 | 9 | Yes | Yes | 2011-08-19 |  | 1
FALSE | 4TWR5036G1 | 2435 | 4657121 | TRANE | 4TWR5036G1 | HP | Split System: Heat Pump with Remote Outdoor Unit-Air-Source | 4TWR5036G1 |  | 4TXCC044BC3 | 12.5 | 15 | 9 | Yes | Yes | 2011-08-19 |  | 1
FALSE | 4TWR5036G1 | 2435 | 4657122 | TRANE | 4TWR5036G1 | HP | Split System: Heat Pump with Remote Outdoor Unit-Air-Source | 4TWR5036G1 |  | 4TXCC044BC3 | 12.5 | 15 | 9 | Yes | Yes | 2011-08-19 |  | 1
FALSE | 4TWR5036G1 | 2435 | 4657123 | TRANE | 4TWR5036G1 | HP | Split System: Heat Pump with Remote Outdoor Unit-Air-Source | 4TWR5036G1 |  | 4TXCC044BC3 | 12 | 14.5 | 9 | Yes | Yes | 2011-08-19 |  | 0
FALSE | 4TWR5036G1 | 2435 | 4657124 | TRANE | 4TWR5036G1 | HP | Split System: Heat Pump with Remote Outdoor Unit-Air-Source | 4TWR5036G1 |  | 4TXCC044BC3 | 12 | 14.5 | 9 | Yes | Yes | 2011-08-19 |  | 0
FALSE | 4TWR5036G1 | 2435 | 4657125 | TRANE | 4TWR5036G1 | HP | Split System: Heat Pump with Remote Outdoor Unit-Air-Source | 4TWR5036G1 |  | 4TXCC044BC3 | 12 | 14.5 | 9 | Yes | Yes | 2015-03-13 |  | 0
FALSE | 4TWR5036G1 | 2435 | 4657126 | TRANE | 4TWR5036G1 | HP | Split System: Heat Pump with Remote Outdoor Unit-Air-Source | 4TWR5036G1 |  | 4TXCC044BC3 | 12 | 14.5 | 9 | Yes | Yes | 2011-08-19 |  | 0
FALSE | 4TWR5036G1 | 2435 | 4657129 | TRANE | 4TWR5036G1 | HP | Split System: Heat Pump with Remote Outdoor Unit-Air-Source | 4TWR5036G1 |  | 4TXCC044BC3 | 12.5 | 14.75 | 9 | Yes | Yes | 2011-08-19 |  | 0
FALSE | 4TWR5036G1 | 2435 | 4657130 | TRANE | 4TWR5036G1 | HP | Split System: Heat Pump with Remote Outdoor Unit-Air-Source | 4TWR5036G1 |  | 4TXCC044BC3 | 12.5 | 14.75 | 9 | Yes | Yes | 2011-08-19 |  | 0
FALSE | 4TWR5036G1 | 2435 | 4657131 | TRANE | 4TWR5036G1 | HP | Split System: Heat Pump with Remote Outdoor Unit-Air-Source | 4TWR5036G1 |  | 4TXCC044BC3 | 12.5 | 14.75 | 9 | Yes | Yes | 2011-08-19 |  | 0
FALSE | 4TWR5036G1 | 2435 | 4657133 | TRANE | 4TWR5036G1 | HP | Split System: Heat Pump with Remote Outdoor Unit-Air-Source | 4TWR5036G1 |  | 4TXCC049BC3 | 12 | 14.5 | 9 | Yes | Yes | 2011-08-19 |  | 0
FALSE | 4TWR5036G1 | 2435 | 4657135 | TRANE | 4TWR5036G1 | HP | Split System: Heat Pump with Remote Outdoor Unit-Air-Source | 4TWR5036G1 |  | 4TXCC049BC3 | 12 | 14.5 | 9 | Yes | Yes | 2011-08-19 |  | 0
FALSE | 4TWR5036G1 | 2435 | 4657137 | TRANE | 4TWR5036G1 | HP | Split System: Heat Pump with Remote Outdoor Unit-Air-Source | 4TWR5036G1 |  | 4TXCC049BC3 | 12 | 14.5 | 9 | Yes | Yes | 2011-08-19 |  | 0
FALSE | 4TWR5036G1 | 2435 | 4657138 | TRANE | 4TWR5036G1 | HP | Split System: Heat Pump with Remote Outdoor Unit-Air-Source | 4TWR5036G1 |  | 4TXCC049BC3 | 12.5 | 14.75 | 9 | Yes | Yes | 2011-08-19 |  | 0
FALSE | 4TWR5036G1 | 2435 | 4657139 | TRANE | 4TWR5036G1 | HP | Split System: Heat Pump with Remote Outdoor Unit-Air-Source | 4TWR5036G1 |  | 4TXCC049BC3 | 12.5 | 14.75 | 9 | Yes | Yes | 2011-08-19 |  | 0
FALSE | 4TWR5036G1 | 2435 | 4657175 | TRANE | 4TWR5036G1 | HP | Split System: Heat Pump with Remote Outdoor Unit-Air-Source | 4TWR5036G1 |  | 4TXCC049BC3 | 12.5 | 15 | 9 | Yes | Yes | 2011-08-19 |  | 1
FALSE | 4TWR5036G1 | 2435 | 4657176 | TRANE | 4TWR5036G1 | HP | Split System: Heat Pump with Remote Outdoor Unit-Air-Source | 4TWR5036G1 |  | 4TXCC049BC3 | 12.5 | 14.75 | 9 | Yes | Yes | 2011-08-19 |  | 0
FALSE | 4TWR5036G1 | 2435 | 4657177 | TRANE | 4TWR5036G1 | HP | Split System: Heat Pump with Remote Outdoor Unit-Air-Source | 4TWR5036G1 |  | 4TXCC049BC3 | 12.5 | 14.75 | 9 | Yes | Yes | 2011-08-19 |  | 0
FALSE | 4TWR5036G1 | 2435 | 4657178 | TRANE | 4TWR5036G1 | HP | Split System: Heat Pump with Remote Outdoor Unit-Air-Source | 4TWR5036G1 |  | 4TXCC049BC3 | 12 | 14.5 | 9 | Yes | Yes | 2015-03-13 |  | 0
FALSE | 4TWR5036G1 | 2435 | 4657179 | TRANE | 4TWR5036G1 | HP | Split System: Heat Pump with Remote Outdoor Unit-Air-Source | 4TWR5036G1 |  | 4TXCC049BC3 | 12 | 14.75 | 9 | Yes | Yes | 2011-08-19 |  | 0
FALSE | 4TWR5036G1 | 2435 | 4657180 | TRANE | 4TWR5036G1 | HP | Split System: Heat Pump with Remote Outdoor Unit-Air-Source | 4TWR5036G1 |  | 4TXCC049BC3 | 12 | 14.5 | 9 | Yes | Yes | 2015-03-13 |  | 0
FALSE | 4TWR5036G1 | 2435 | 4657181 | TRANE | 4TWR5036G1 | HP | Split System: Heat Pump with Remote Outdoor Unit-Air-Source | 4TWR5036G1 |  | 4TXCC049BC3 | 12 | 14.5 | 9 | Yes | Yes | 2015-03-13 |  | 0
FALSE | 4TWR5036G1 | 2435 | 4657182 | TRANE | 4TWR5036G1 | HP | Split System: Heat Pump with Remote Outdoor Unit-Air-Source | 4TWR5036G1 |  | 4TXCC049BC3 | 12.5 | 15 | 9 | Yes | Yes | 2011-08-19 |  | 1
FALSE | 4TWR5036G1 | 2435 | 4657183 | TRANE | 4TWR5036G1 | HP | Split System: Heat Pump with Remote Outdoor Unit-Air-Source | 4TWR5036G1 |  | 4TXCC049BC3 | 12.5 | 14.75 | 9 | Yes | Yes | 2011-08-19 |  | 0
FALSE | 4TWR5036G1 | 2435 | 4657184 | TRANE | 4TWR5036G1 | HP | Split System: Heat Pump with Remote Outdoor Unit-Air-Source | 4TWR5036G1 |  | 4TXCC049BC3 | 12.5 | 15 | 9 | Yes | Yes | 2015-03-13 |  | 1
FALSE | 4TWR5036G1 | 2435 | 4657188 | TRANE | 4TWR5036G1 | HP | Split System: Heat Pump with Remote Outdoor Unit-Air-Source | 4TWR5036G1 |  | 4TXCC049BC3 | 12 | 14.5 | 9 | Yes | Yes | 2015-03-13 |  | 0
FALSE | 4TWR5036G1 | 2435 | 4657189 | TRANE | 4TWR5036G1 | HP | Split System: Heat Pump with Remote Outdoor Unit-Air-Source | 4TWR5036G1 |  | 4TXCD050BC3 | 12.5 | 14.75 | 9 | Yes | Yes | 2011-08-19 |  | 0
FALSE | 4TWR5036G1 | 2435 | 4657190 | TRANE | 4TWR5036G1 | HP | Split System: Heat Pump with Remote Outdoor Unit-Air-Source | 4TWR5036G1 |  | 4TXCD050BC3 | 12 | 14.5 | 9 | Yes | Yes | 2015-03-13 |  | 0
FALSE | 4TWR5036G1 | 2435 | 4657193 | TRANE | 4TWR5036G1 | HP | Split System: Heat Pump with Remote Outdoor Unit-Air-Source | 4TWR5036G1 |  | 4TXCD050BC3 | 12.5 | 14.75 | 9 | Yes | Yes | 2011-08-19 |  | 0
FALSE | 4TWR5036G1 | 2435 | 4657194 | TRANE | 4TWR5036G1 | HP | Split System: Heat Pump with Remote Outdoor Unit-Air-Source | 4TWR5036G1 |  | 4TXCD050BC3 | 12.5 | 14.75 | 9 | Yes | Yes | 2011-08-19 |  | 0
FALSE | 4TWR5036G1 | 2435 | 4657195 | TRANE | 4TWR5036G1 | HP | Split System: Heat Pump with Remote Outdoor Unit-Air-Source | 4TWR5036G1 |  | 4TXCD050BC3 | 12.5 | 15 | 9 | Yes | Yes | 2011-08-19 |  | 1
FALSE | 4TWR5036G1 | 2435 | 4657202 | TRANE | 4TWR5036G1 | HP | Split System: Heat Pump with Remote Outdoor Unit-Air-Source | 4TWR5036G1 |  | 4TXCD050BC3 | 12.5 | 15 | 9 | Yes | Yes | 2011-08-19 |  | 1
FALSE | 4TWR5036G1 | 2435 | 4657203 | TRANE | 4TWR5036G1 | HP | Split System: Heat Pump with Remote Outdoor Unit-Air-Source | 4TWR5036G1 |  | 4TXCD050BC3 | 12.5 | 14.75 | 9 | Yes | Yes | 2011-08-19 |  | 0
FALSE | 4TWR5036G1 | 2435 | 4657204 | TRANE | 4TWR5036G1 | HP | Split System: Heat Pump with Remote Outdoor Unit-Air-Source | 4TWR5036G1 |  | 4TXCD050BC3 | 12.5 | 14.75 | 9 | Yes | Yes | 2011-08-19 |  | 0
FALSE | 4TWR5036G1 | 2435 | 4657205 | TRANE | 4TWR5036G1 | HP | Split System: Heat Pump with Remote Outdoor Unit-Air-Source | 4TWR5036G1 |  | 4TXCD050BC3 | 12 | 14.75 | 9 | Yes | Yes | 2011-08-19 |  | 0
FALSE | 4TWR5036G1 | 2435 | 4657206 | TRANE | 4TWR5036G1 | HP | Split System: Heat Pump with Remote Outdoor Unit-Air-Source | 4TWR5036G1 |  | 4TXCD050BC3 | 12.5 | 14.75 | 9 | Yes | Yes | 2011-08-19 |  | 0
FALSE | 4TWR5036G1 | 2435 | 4657207 | TRANE | 4TWR5036G1 | HP | Split System: Heat Pump with Remote Outdoor Unit-Air-Source | 4TWR5036G1 |  | 4TXCD050BC3 | 12 | 14.75 | 9 | Yes | Yes | 2011-08-19 |  | 0
FALSE | 4TWR5036G1 | 2435 | 4657233 | TRANE | 4TWR5036G1 | HP | Split System: Heat Pump with Remote Outdoor Unit-Air-Source | 4TWR5036G1 |  | 4TXCD050BC3 | 12.5 | 15 | 9 | Yes | Yes | 2011-08-19 |  | 1
FALSE | 4TWR5036G1 | 2435 | 4657234 | TRANE | 4TWR5036G1 | HP | Split System: Heat Pump with Remote Outdoor Unit-Air-Source | 4TWR5036G1 |  | 4TXCD050BC3 | 12.5 | 15 | 9 | Yes | Yes | 2011-08-19 |  | 1
FALSE | 4TWR5036G1 | 2435 | 4657235 | TRANE | 4TWR5036G1 | HP | Split System: Heat Pump with Remote Outdoor Unit-Air-Source | 4TWR5036G1 |  | 4TXCD050BC3 | 12.5 | 15 | 9 | Yes | Yes | 2011-08-19 |  | 1
FALSE | 4TWR5036G1 | 2435 | 4657236 | TRANE | 4TWR5036G1 | HP | Split System: Heat Pump with Remote Outdoor Unit-Air-Source | 4TWR5036G1 |  | 4TXCD050BC3 | 12.5 | 15 | 9 | Yes | Yes | 2011-08-19 |  | 1
FALSE | 4TWR5036G1 | 2435 | 4657237 | TRANE | 4TWR5036G1 | HP | Split System: Heat Pump with Remote Outdoor Unit-Air-Source | 4TWR5036G1 |  | 4TXCD050BC3 | 12.5 | 15 | 9 | Yes | Yes | 2011-08-19 |  | 1
FALSE | 4TWR5036G1 | 2435 | 4657238 | TRANE | 4TWR5036G1 | HP | Split System: Heat Pump with Remote Outdoor Unit-Air-Source | 4TWR5036G1 |  | 4TXCD050BC3 | 12.5 | 15 | 9 | Yes | Yes | 2011-08-19 |  | 1
FALSE | 4TWR5036G1 | 2435 | 4657239 | TRANE | 4TWR5036G1 | HP | Split System: Heat Pump with Remote Outdoor Unit-Air-Source | 4TWR5036G1 |  | 4TXCD050BC3 | 12.5 | 15 | 9 | Yes | Yes | 2011-08-19 |  | 1
FALSE | 4TWR5036G1 | 2435 | 4657240 | TRANE | 4TWR5036G1 | HP | Split System: Heat Pump with Remote Outdoor Unit-Air-Source | 4TWR5036G1 |  | 4TXCD050BC3 | 12.5 | 15 | 9 | Yes | Yes | 2015-03-13 |  | 1
FALSE | 4TWR5036G1 | 2435 | 4657241 | TRANE | 4TWR5036G1 | HP | Split System: Heat Pump with Remote Outdoor Unit-Air-Source | 4TWR5036G1 |  | 4TXCD050BC3 | 12.5 | 15 | 9 | Yes | Yes | 2011-08-19 |  | 1
FALSE | 4TWR5036G1 | 2435 | 4657242 | TRANE | 4TWR5036G1 | HP | Split System: Heat Pump with Remote Outdoor Unit-Air-Source | 4TWR5036G1 |  | 4TXCD050BC3 | 12 | 14.5 | 9 | Yes | Yes | 2011-08-19 |  | 0
FALSE | 4TWR5036G1 | 2435 | 4657243 | TRANE | 4TWR5036G1 | HP | Split System: Heat Pump with Remote Outdoor Unit-Air-Source | 4TWR5036G1 |  | 4TXCD050BC3 | 12 | 14.5 | 9 | Yes | Yes | 2011-08-19 |  | 0
FALSE | 4TWR5036G1 | 2435 | 4657246 | TRANE | 4TWR5036G1 | HP | Split System: Heat Pump with Remote Outdoor Unit-Air-Source | 4TWR5036G1 |  | GAM5A0B36M31 | 12 | 14.5 | 8.5 | Yes | Yes | 2011-08-19 |  | 0
FALSE | 4TWR5036G1 | 2435 | 4657247 | TRANE | 4TWR5036G1 | HP | Split System: Heat Pump with Remote Outdoor Unit-Air-Source | 4TWR5036G1 |  | GAM5A0C42M31 | 12.5 | 15 | 9 | Yes | Yes | 2011-08-19 |  | 1
FALSE | 4TWX5036B1 | 2436 | 4657248 | TRANE | 4TWX5036B1 | HP | Split System: Heat Pump with Remote Outdoor Unit-Air-Source | 4TWX5036B1 |  | *AM7A0B30H21 | 12.5 | 15 | 9 | Yes | Yes | 2015-03-13 |  | 1
FALSE | 4TWX5036B1 | 2436 | 4657254 | TRANE | 4TWX5036B1 | HP | Split System: Heat Pump with Remote Outdoor Unit-Air-Source | 4TWX5036B1 |  | 4TEE3C04A1 | 12.5 | 15 | 9 | Yes | Yes | 2011-08-19 |  | 1
FALSE | 4TWX5036B1 | 2436 | 4657255 | TRANE | 4TWX5036B1 | HP | Split System: Heat Pump with Remote Outdoor Unit-Air-Source | 4TWX5036B1 |  | 4TEE3C06A1 | 12.5 | 15 | 9 | Yes | Yes | 2011-08-19 |  | 1
FALSE | 4TWX5036B1 | 2436 | 4657256 | TRANE | 4TWX5036B1 | HP | Split System: Heat Pump with Remote Outdoor Unit-Air-Source | 4TWX5036B1 |  | 4TEE3C08A1 | 12 | 14.5 | 9 | Yes | Yes | 2011-08-19 |  | 0
FALSE | 4TWX5036B1 | 2436 | 4657259 | TRANE | 4TWX5036B1 | HP | Split System: Heat Pump with Remote Outdoor Unit-Air-Source | 4TWX5036B1 |  | 4TEE3F39A1 | 12.5 | 15 | 9 | Yes | Yes | 2011-08-19 |  | 1
FALSE | 4TWX5036B1 | 2436 | 4657260 | TRANE | 4TWX5036B1 | HP | Split System: Heat Pump with Remote Outdoor Unit-Air-Source | 4TWX5036B1 |  | 4TEE3F40B1 | 12.5 | 15 | 9 | Yes | Yes | 2011-08-19 |  | 1
FALSE | 4TWX5036B1 | 2436 | 4657261 | TRANE | 4TWX5036B1 | HP | Split System: Heat Pump with Remote Outdoor Unit-Air-Source | 4TWX5036B1 |  | 4TEE3F48A1 | 12.5 | 15 | 9 | Yes | Yes | 2011-08-19 |  | 1
FALSE | 4TWX5036B1 | 2436 | 4657262 | TRANE | 4TWX5036B1 | HP | Split System: Heat Pump with Remote Outdoor Unit-Air-Source | 4TWX5036B1 |  | 4TEE3F48B1 | 13 | 15.25 | 9 | Yes | Yes | 2011-08-19 |  | 1
FALSE | 4TWX5036B1 | 2436 | 4657263 | TRANE | 4TWX5036B1 | HP | Split System: Heat Pump with Remote Outdoor Unit-Air-Source | 4TWX5036B1 |  | 4TXCB004CC3 | 12 | 14.5 | 9 | Yes | Yes | 2015-03-13 |  | 0
FALSE | 4TWX5036B1 | 2436 | 4657290 | TRANE | 4TWX5036B1 | HP | Split System: Heat Pump with Remote Outdoor Unit-Air-Source | 4TWX5036B1 |  | 4TXCB004CC3 | 12.5 | 14.75 | 9 | Yes | Yes | 2011-08-19 |  | 0
FALSE | 4TWX5036B1 | 2436 | 4657291 | TRANE | 4TWX5036B1 | HP | Split System: Heat Pump with Remote Outdoor Unit-Air-Source | 4TWX5036B1 |  | 4TXCB004CC3 | 12.5 | 14.75 | 9 | Yes | Yes | 2011-08-19 |  | 0
FALSE | 4TWX5036B1 | 2436 | 4657292 | TRANE | 4TWX5036B1 | HP | Split System: Heat Pump with Remote Outdoor Unit-Air-Source | 4TWX5036B1 |  | 4TXCB004CC3 | 12.5 | 15 | 9 | Yes | Yes | 2011-08-19 |  | 1
FALSE | 4TWX5036B1 | 2436 | 4657301 | TRANE | 4TWX5036B1 | HP | Split System: Heat Pump with Remote Outdoor Unit-Air-Source | 4TWX5036B1 |  | 4TXCB032BC3 | 12 | 14.5 | 9 | Yes | Yes | 2011-08-19 |  | 0
FALSE | 4TWX5036B1 | 2436 | 4657302 | TRANE | 4TWX5036B1 | HP | Split System: Heat Pump with Remote Outdoor Unit-Air-Source | 4TWX5036B1 |  | 4TXCB032BC3 | 12 | 14.5 | 9 | Yes | Yes | 2011-08-19 |  | 0
FALSE | 4TWX5036B1 | 2436 | 4657303 | TRANE | 4TWX5036B1 | HP | Split System: Heat Pump with Remote Outdoor Unit-Air-Source | 4TWX5036B1 |  | 4TXCB032BC3 | 12.5 | 14.75 | 9 | Yes | Yes | 2011-08-19 |  | 0
FALSE | 4TWX5036B1 | 2436 | 4657311 | TRANE | 4TWX5036B1 | HP | Split System: Heat Pump with Remote Outdoor Unit-Air-Source | 4TWX5036B1 |  | 4TXCB032BC3 | 12 | 14.5 | 9 | Yes | Yes | 2011-08-19 |  | 0
FALSE | 4TWX5036B1 | 2436 | 4657321 | TRANE | 4TWX5036B1 | HP | Split System: Heat Pump with Remote Outdoor Unit-Air-Source | 4TWX5036B1 |  | 4TXCB032BC3 | 12.5 | 15 | 9 | Yes | Yes | 2011-08-19 |  | 1
FALSE | 4TWX5036B1 | 2436 | 4657328 | TRANE | 4TWX5036B1 | HP | Split System: Heat Pump with Remote Outdoor Unit-Air-Source | 4TWX5036B1 |  | 4TXCB032BC3 | 12 | 14.5 | 9 | Yes | Yes | 2011-08-19 |  | 0
FALSE | 4TWX5036B1 | 2436 | 4657331 | TRANE | 4TWX5036B1 | HP | Split System: Heat Pump with Remote Outdoor Unit-Air-Source | 4TWX5036B1 |  | 4TXCB032BC3 | 12 | 14.5 | 9 | Yes | Yes | 2011-08-19 |  | 0
FALSE | 4TWX5036B1 | 2436 | 4657333 | TRANE | 4TWX5036B1 | HP | Split System: Heat Pump with Remote Outdoor Unit-Air-Source | 4TWX5036B1 |  | 4TXCB032BC3 | 12 | 14.5 | 9 | Yes | Yes | 2011-08-19 |  | 0
FALSE | 4TWX5036B1 | 2436 | 4657334 | TRANE | 4TWX5036B1 | HP | Split System: Heat Pump with Remote Outdoor Unit-Air-Source | 4TWX5036B1 |  | 4TXCB032BC3 | 12 | 14.5 | 9 | Yes | Yes | 2011-08-19 |  | 0
FALSE | 4TWX5036B1 | 2436 | 4657335 | TRANE | 4TWX5036B1 | HP | Split System: Heat Pump with Remote Outdoor Unit-Air-Source | 4TWX5036B1 |  | 4TXCB032BC3 | 12 | 14.5 | 9 | Yes | Yes | 2011-08-19 |  | 0
FALSE | 4TWX5036B1 | 2436 | 4657350 | TRANE | 4TWX5036B1 | HP | Split System: Heat Pump with Remote Outdoor Unit-Air-Source | 4TWX5036B1 |  | 4TXCB032BC3 | 12 | 14.5 | 9 | Yes | Yes | 2011-08-19 |  | 0
FALSE | 4TWX5036B1 | 2436 | 4657351 | TRANE | 4TWX5036B1 | HP | Split System: Heat Pump with Remote Outdoor Unit-Air-Source | 4TWX5036B1 |  | 4TXCB032BC3 | 12 | 14.5 | 9 | Yes | Yes | 2011-08-19 |  | 0
FALSE | 4TWX5036B1 | 2436 | 4657352 | TRANE | 4TWX5036B1 | HP | Split System: Heat Pump with Remote Outdoor Unit-Air-Source | 4TWX5036B1 |  | 4TXCB032BC3 | 12 | 14.5 | 9 | Yes | Yes | 2015-03-13 |  | 0
FALSE | 4TWX5036B1 | 2436 | 4657354 | TRANE | 4TWX5036B1 | HP | Split System: Heat Pump with Remote Outdoor Unit-Air-Source | 4TWX5036B1 |  | 4TXCB032BC3 | 12 | 14.5 | 9 | Yes | Yes | 2011-08-19 |  | 0
FALSE | 4TWX5036B1 | 2436 | 4657355 | TRANE | 4TWX5036B1 | HP | Split System: Heat Pump with Remote Outdoor Unit-Air-Source | 4TWX5036B1 |  | 4TXCB036BC3 | 12 | 14.5 | 9 | Yes | Yes | 2011-08-19 |  | 0
FALSE | 4TWX5036B1 | 2436 | 4657356 | TRANE | 4TWX5036B1 | HP | Split System: Heat Pump with Remote Outdoor Unit-Air-Source | 4TWX5036B1 |  | 4TXCB036BC3 | 12 | 14.5 | 9 | Yes | Yes | 2011-08-19 |  | 0
FALSE | 4TWX5036B1 | 2436 | 4657357 | TRANE | 4TWX5036B1 | HP | Split System: Heat Pump with Remote Outdoor Unit-Air-Source | 4TWX5036B1 |  | 4TXCB036BC3 | 12 | 14.5 | 9 | Yes | Yes | 2011-08-19 |  | 0
FALSE | 4TWX5036B1 | 2436 | 4657359 | TRANE | 4TWX5036B1 | HP | Split System: Heat Pump with Remote Outdoor Unit-Air-Source | 4TWX5036B1 |  | 4TXCB036BC3 | 12.5 | 14.75 | 9 | Yes | Yes | 2011-08-19 |  | 0
FALSE | 4TWX5036B1 | 2436 | 4657361 | TRANE | 4TWX5036B1 | HP | Split System: Heat Pump with Remote Outdoor Unit-Air-Source | 4TWX5036B1 |  | 4TXCB036BC3 | 12 | 14.5 | 9 | Yes | Yes | 2011-08-19 |  | 0
FALSE | 4TWX5036B1 | 2436 | 4657426 | TRANE | 4TWX5036B1 | HP | Split System: Heat Pump with Remote Outdoor Unit-Air-Source | 4TWX5036B1 |  | 4TXCB042BC3 | 12 | 14.5 | 9 | Yes | Yes | 2011-08-19 |  | 0
FALSE | 4TWX5036B1 | 2436 | 4657427 | TRANE | 4TWX5036B1 | HP | Split System: Heat Pump with Remote Outdoor Unit-Air-Source | 4TWX5036B1 |  | 4TXCB042BC3 | 12 | 14.5 | 9 | Yes | Yes | 2011-08-19 |  | 0
FALSE | 4TWX5036B1 | 2436 | 4657428 | TRANE | 4TWX5036B1 | HP | Split System: Heat Pump with Remote Outdoor Unit-Air-Source | 4TWX5036B1 |  | 4TXCB042BC3 | 12.5 | 14.75 | 9 | Yes | Yes | 2011-08-19 |  | 0
FALSE | 4TWX5036B1 | 2436 | 4657435 | TRANE | 4TWX5036B1 | HP | Split System: Heat Pump with Remote Outdoor Unit-Air-Source | 4TWX5036B1 |  | 4TXCB042BC3 | 12 | 14.5 | 9 | Yes | Yes | 2011-08-19 |  | 0
FALSE | 4TWX5036B1 | 2436 | 4657436 | TRANE | 4TWX5036B1 | HP | Split System: Heat Pump with Remote Outdoor Unit-Air-Source | 4TWX5036B1 |  | 4TXCB042BC3 | 12 | 14.5 | 9 | Yes | Yes | 2011-08-19 |  | 0
FALSE | 4TWX5036B1 | 2436 | 4657437 | TRANE | 4TWX5036B1 | HP | Split System: Heat Pump with Remote Outdoor Unit-Air-Source | 4TWX5036B1 |  | 4TXCB042BC3 | 12 | 14.5 | 9 | Yes | Yes | 2011-08-19 |  | 0
FALSE | 4TWX5036B1 | 2436 | 4657446 | TRANE | 4TWX5036B1 | HP | Split System: Heat Pump with Remote Outdoor Unit-Air-Source | 4TWX5036B1 |  | 4TXCB042BC3 | 12.5 | 15 | 9 | Yes | Yes | 2011-08-19 |  | 1
FALSE | 4TWX5036B1 | 2436 | 4657452 | TRANE | 4TWX5036B1 | HP | Split System: Heat Pump with Remote Outdoor Unit-Air-Source | 4TWX5036B1 |  | 4TXCB042BC3 | 12 | 14.5 | 9 | Yes | Yes | 2011-08-19 |  | 0
FALSE | 4TWX5036B1 | 2436 | 4657453 | TRANE | 4TWX5036B1 | HP | Split System: Heat Pump with Remote Outdoor Unit-Air-Source | 4TWX5036B1 |  | 4TXCB042BC3 | 12 | 14.5 | 9 | Yes | Yes | 2011-08-19 |  | 0
FALSE | 4TWX5036B1 | 2436 | 4657454 | TRANE | 4TWX5036B1 | HP | Split System: Heat Pump with Remote Outdoor Unit-Air-Source | 4TWX5036B1 |  | 4TXCB042BC3 | 12 | 14.5 | 8.5 | Yes | Yes | 2011-08-19 |  | 0
FALSE | 4TWX5036B1 | 2436 | 4657455 | TRANE | 4TWX5036B1 | HP | Split System: Heat Pump with Remote Outdoor Unit-Air-Source | 4TWX5036B1 |  | 4TXCB042BC3 | 12 | 14.5 | 9 | Yes | Yes | 2011-08-19 |  | 0
FALSE | 4TWX5036B1 | 2436 | 4657456 | TRANE | 4TWX5036B1 | HP | Split System: Heat Pump with Remote Outdoor Unit-Air-Source | 4TWX5036B1 |  | 4TXCB042BC3 | 12 | 14.5 | 9 | Yes | Yes | 2011-08-19 |  | 0
FALSE | 4TWX5036B1 | 2436 | 4657457 | TRANE | 4TWX5036B1 | HP | Split System: Heat Pump with Remote Outdoor Unit-Air-Source | 4TWX5036B1 |  | 4TXCB042BC3 | 12 | 14.5 | 9 | Yes | Yes | 2011-08-19 |  | 0
FALSE | 4TWX5036B1 | 2436 | 4657469 | TRANE | 4TWX5036B1 | HP | Split System: Heat Pump with Remote Outdoor Unit-Air-Source | 4TWX5036B1 |  | 4TXCB048BC3 | 12 | 14.5 | 9 | Yes | Yes | 2011-08-19 |  | 0
FALSE | 4TWX5036B1 | 2436 | 4657470 | TRANE | 4TWX5036B1 | HP | Split System: Heat Pump with Remote Outdoor Unit-Air-Source | 4TWX5036B1 |  | 4TXCB048BC3 | 12.5 | 15 | 9 | Yes | Yes | 2011-08-19 |  | 1
FALSE | 4TWX5036B1 | 2436 | 4657476 | TRANE | 4TWX5036B1 | HP | Split System: Heat Pump with Remote Outdoor Unit-Air-Source | 4TWX5036B1 |  | 4TXCB048BC3 | 12 | 14.5 | 9 | Yes | Yes | 2011-08-19 |  | 0
FALSE | 4TWX5036B1 | 2436 | 4657477 | TRANE | 4TWX5036B1 | HP | Split System: Heat Pump with Remote Outdoor Unit-Air-Source | 4TWX5036B1 |  | 4TXCB048BC3 | 12.5 | 15 | 9 | Yes | Yes | 2011-08-19 |  | 1
FALSE | 4TWX5036B1 | 2436 | 4657478 | TRANE | 4TWX5036B1 | HP | Split System: Heat Pump with Remote Outdoor Unit-Air-Source | 4TWX5036B1 |  | 4TXCB048BC3 | 12 | 14.5 | 9 | Yes | Yes | 2015-03-13 |  | 0
FALSE | 4TWX5036B1 | 2436 | 4657479 | TRANE | 4TWX5036B1 | HP | Split System: Heat Pump with Remote Outdoor Unit-Air-Source | 4TWX5036B1 |  | 4TXCB048BC3 | 12 | 14.5 | 9 | Yes | Yes | 2011-08-19 |  | 0
FALSE | 4TWX5036B1 | 2436 | 4657481 | TRANE | 4TWX5036B1 | HP | Split System: Heat Pump with Remote Outdoor Unit-Air-Source | 4TWX5036B1 |  | 4TXCB048BC3 | 12 | 14.5 | 9 | Yes | Yes | 2011-08-19 |  | 0
FALSE | 4TWX5036B1 | 2436 | 4657482 | TRANE | 4TWX5036B1 | HP | Split System: Heat Pump with Remote Outdoor Unit-Air-Source | 4TWX5036B1 |  | 4TXCB048BC3 | 12 | 14.5 | 9 | Yes | Yes | 2011-08-19 |  | 0
FALSE | 4TWX5036B1 | 2436 | 4657484 | TRANE | 4TWX5036B1 | HP | Split System: Heat Pump with Remote Outdoor Unit-Air-Source | 4TWX5036B1 |  | 4TXCB048BC3 | 12.5 | 14.75 | 9 | Yes | Yes | 2011-08-19 |  | 0
FALSE | 4TWX5036B1 | 2436 | 4657527 | TRANE | 4TWX5036B1 | HP | Split System: Heat Pump with Remote Outdoor Unit-Air-Source | 4TWX5036B1 |  | 4TXCC005CC3 | 12.5 | 15 | 9 | Yes | Yes | 2011-08-19 |  | 1
FALSE | 4TWX5036B1 | 2436 | 4657528 | TRANE | 4TWX5036B1 | HP | Split System: Heat Pump with Remote Outdoor Unit-Air-Source | 4TWX5036B1 |  | 4TXCC005CC3 | 12.5 | 15 | 9 | Yes | Yes | 2015-03-13 |  | 1
FALSE | 4TWX5036B1 | 2436 | 4657529 | TRANE | 4TWX5036B1 | HP | Split System: Heat Pump with Remote Outdoor Unit-Air-Source | 4TWX5036B1 |  | 4TXCC005CC3 | 12 | 14.5 | 9 | Yes | Yes | 2011-08-19 |  | 0
FALSE | 4TWX5036B1 | 2436 | 4657530 | TRANE | 4TWX5036B1 | HP | Split System: Heat Pump with Remote Outdoor Unit-Air-Source | 4TWX5036B1 |  | 4TXCC005CC3 | 12 | 14.5 | 9 | Yes | Yes | 2011-08-19 |  | 0
FALSE | 4TWX5036B1 | 2436 | 4657531 | TRANE | 4TWX5036B1 | HP | Split System: Heat Pump with Remote Outdoor Unit-Air-Source | 4TWX5036B1 |  | 4TXCC005CC3 | 12 | 14.5 | 9 | Yes | Yes | 2011-08-19 |  | 0
FALSE | 4TWX5036B1 | 2436 | 4657532 | TRANE | 4TWX5036B1 | HP | Split System: Heat Pump with Remote Outdoor Unit-Air-Source | 4TWX5036B1 |  | 4TXCC005CC3 | 12.5 | 14.75 | 9 | Yes | Yes | 2011-08-19 |  | 0
FALSE | 4TWX5036B1 | 2436 | 4657533 | TRANE | 4TWX5036B1 | HP | Split System: Heat Pump with Remote Outdoor Unit-Air-Source | 4TWX5036B1 |  | 4TXCC005CC3 | 12 | 14.5 | 9 | Yes | Yes | 2011-08-19 |  | 0
FALSE | 4TWX5036B1 | 2436 | 4657535 | TRANE | 4TWX5036B1 | HP | Split System: Heat Pump with Remote Outdoor Unit-Air-Source | 4TWX5036B1 |  | 4TXCC005CC3 | 12 | 14.5 | 9 | Yes | Yes | 2011-08-19 |  | 0
FALSE | 4TWX5036B1 | 2436 | 4657536 | TRANE | 4TWX5036B1 | HP | Split System: Heat Pump with Remote Outdoor Unit-Air-Source | 4TWX5036B1 |  | 4TXCC005CC3 | 12.5 | 14.75 | 9 | Yes | Yes | 2011-08-19 |  | 0
FALSE | 4TWX5036B1 | 2436 | 4657537 | TRANE | 4TWX5036B1 | HP | Split System: Heat Pump with Remote Outdoor Unit-Air-Source | 4TWX5036B1 |  | 4TXCC005CC3 | 12.5 | 14.75 | 9 | Yes | Yes | 2011-08-19 |  | 0
FALSE | 4TWX5036B1 | 2436 | 4657538 | TRANE | 4TWX5036B1 | HP | Split System: Heat Pump with Remote Outdoor Unit-Air-Source | 4TWX5036B1 |  | 4TXCC005CC3 | 12.5 | 14.75 | 9 | Yes | Yes | 2011-08-19 |  | 0
FALSE | 4TWX5036B1 | 2436 | 4657539 | TRANE | 4TWX5036B1 | HP | Split System: Heat Pump with Remote Outdoor Unit-Air-Source | 4TWX5036B1 |  | 4TXCC005CC3 | 12.5 | 15 | 9 | Yes | Yes | 2011-08-19 |  | 1
FALSE | 4TWX5036B1 | 2436 | 4657541 | TRANE | 4TWX5036B1 | HP | Split System: Heat Pump with Remote Outdoor Unit-Air-Source | 4TWX5036B1 |  | 4TXCC005CC3 | 12.5 | 14.75 | 9 | Yes | Yes | 2011-08-19 |  | 0
FALSE | 4TWX5036B1 | 2436 | 4657542 | TRANE | 4TWX5036B1 | HP | Split System: Heat Pump with Remote Outdoor Unit-Air-Source | 4TWX5036B1 |  | 4TXCC005CC3 | 12 | 14.5 | 9 | Yes | Yes | 2011-08-19 |  | 0
FALSE | 4TWX5036B1 | 2436 | 4657543 | TRANE | 4TWX5036B1 | HP | Split System: Heat Pump with Remote Outdoor Unit-Air-Source | 4TWX5036B1 |  | 4TXCC005CC3 | 12.5 | 14.75 | 9 | Yes | Yes | 2011-08-19 |  | 0
FALSE | 4TWX5036B1 | 2436 | 4657544 | TRANE | 4TWX5036B1 | HP | Split System: Heat Pump with Remote Outdoor Unit-Air-Source | 4TWX5036B1 |  | 4TXCC005CC3 | 12 | 14.5 | 9 | Yes | Yes | 2011-08-19 |  | 0
FALSE | 4TWX5036B1 | 2436 | 4657545 | TRANE | 4TWX5036B1 | HP | Split System: Heat Pump with Remote Outdoor Unit-Air-Source | 4TWX5036B1 |  | 4TXCC005CC3 | 12 | 14.5 | 9 | Yes | Yes | 2011-08-19 |  | 0
FALSE | 4TWX5036B1 | 2436 | 4657546 | TRANE | 4TWX5036B1 | HP | Split System: Heat Pump with Remote Outdoor Unit-Air-Source | 4TWX5036B1 |  | 4TXCC005CC3 | 12.5 | 15 | 9 | Yes | Yes | 2011-08-19 |  | 1
FALSE | 4TWX5036B1 | 2436 | 4657547 | TRANE | 4TWX5036B1 | HP | Split System: Heat Pump with Remote Outdoor Unit-Air-Source | 4TWX5036B1 |  | 4TXCC005CC3 | 12.5 | 15 | 9 | Yes | Yes | 2011-08-19 |  | 1
FALSE | 4TWX5036B1 | 2436 | 4657548 | TRANE | 4TWX5036B1 | HP | Split System: Heat Pump with Remote Outdoor Unit-Air-Source | 4TWX5036B1 |  | 4TXCC005CC3 | 12.5 | 15 | 9 | Yes | Yes | 2011-08-19 |  | 1
FALSE | 4TWX5036B1 | 2436 | 4657549 | TRANE | 4TWX5036B1 | HP | Split System: Heat Pump with Remote Outdoor Unit-Air-Source | 4TWX5036B1 |  | 4TXCC005CC3 | 12.5 | 15 | 9 | Yes | Yes | 2011-08-19 |  | 1
FALSE | 4TWX5036B1 | 2436 | 4657550 | TRANE | 4TWX5036B1 | HP | Split System: Heat Pump with Remote Outdoor Unit-Air-Source | 4TWX5036B1 |  | 4TXCC005CC3 | 12.5 | 15 | 9 | Yes | Yes | 2011-08-19 |  | 1
FALSE | 4TWX5036B1 | 2436 | 4657581 | TRANE | 4TWX5036B1 | HP | Split System: Heat Pump with Remote Outdoor Unit-Air-Source | 4TWX5036B1 |  | 4TXCC007CC3 | 12 | 14.5 | 9 | Yes | Yes | 2011-08-19 |  | 0
FALSE | 4TWX5036B1 | 2436 | 4657582 | TRANE | 4TWX5036B1 | HP | Split System: Heat Pump with Remote Outdoor Unit-Air-Source | 4TWX5036B1 |  | 4TXCC007CC3 | 12 | 14.5 | 9 | Yes | Yes | 2011-08-19 |  | 0
FALSE | 4TWX5036B1 | 2436 | 4657583 | TRANE | 4TWX5036B1 | HP | Split System: Heat Pump with Remote Outdoor Unit-Air-Source | 4TWX5036B1 |  | 4TXCC007CC3 | 12.5 | 14.75 | 9 | Yes | Yes | 2011-08-19 |  | 0
FALSE | 4TWX5036B1 | 2436 | 4657584 | TRANE | 4TWX5036B1 | HP | Split System: Heat Pump with Remote Outdoor Unit-Air-Source | 4TWX5036B1 |  | 4TXCC007CC3 | 12 | 14.5 | 9 | Yes | Yes | 2011-08-19 |  | 0
FALSE | 4TWX5036B1 | 2436 | 4657586 | TRANE | 4TWX5036B1 | HP | Split System: Heat Pump with Remote Outdoor Unit-Air-Source | 4TWX5036B1 |  | 4TXCC007CC3 | 12 | 14.5 | 9 | Yes | Yes | 2011-08-19 |  | 0
FALSE | 4TWX5036B1 | 2436 | 4657587 | TRANE | 4TWX5036B1 | HP | Split System: Heat Pump with Remote Outdoor Unit-Air-Source | 4TWX5036B1 |  | 4TXCC007CC3 | 12.5 | 15 | 9 | Yes | Yes | 2011-08-19 |  | 1
FALSE | 4TWX5036B1 | 2436 | 4657588 | TRANE | 4TWX5036B1 | HP | Split System: Heat Pump with Remote Outdoor Unit-Air-Source | 4TWX5036B1 |  | 4TXCC007CC3 | 12.5 | 15 | 9 | Yes | Yes | 2011-08-19 |  | 1
FALSE | 4TWX5036B1 | 2436 | 4657589 | TRANE | 4TWX5036B1 | HP | Split System: Heat Pump with Remote Outdoor Unit-Air-Source | 4TWX5036B1 |  | 4TXCC007CC3 | 12.5 | 15 | 9 | Yes | Yes | 2011-08-19 |  | 1
FALSE | 4TWX5036B1 | 2436 | 4657590 | TRANE | 4TWX5036B1 | HP | Split System: Heat Pump with Remote Outdoor Unit-Air-Source | 4TWX5036B1 |  | 4TXCC007CC3 | 12.5 | 15 | 9 | Yes | Yes | 2011-08-19 |  | 1
FALSE | 4TWX5036B1 | 2436 | 4657591 | TRANE | 4TWX5036B1 | HP | Split System: Heat Pump with Remote Outdoor Unit-Air-Source | 4TWX5036B1 |  | 4TXCC007CC3 | 12.5 | 15 | 9 | Yes | Yes | 2011-08-19 |  | 1
FALSE | 4TWX5036B1 | 2436 | 4657592 | TRANE | 4TWX5036B1 | HP | Split System: Heat Pump with Remote Outdoor Unit-Air-Source | 4TWX5036B1 |  | 4TXCC007CC3 | 12.5 | 15 | 9 | Yes | Yes | 2011-08-19 |  | 1
FALSE | 4TWX5036B1 | 2436 | 4657593 | TRANE | 4TWX5036B1 | HP | Split System: Heat Pump with Remote Outdoor Unit-Air-Source | 4TWX5036B1 |  | 4TXCC007CC3 | 12.5 | 15 | 9 | Yes | Yes | 2011-08-19 |  | 1
FALSE | 4TWX5036B1 | 2436 | 4657594 | TRANE | 4TWX5036B1 | HP | Split System: Heat Pump with Remote Outdoor Unit-Air-Source | 4TWX5036B1 |  | 4TXCC007CC3 | 12.5 | 15 | 9 | Yes | Yes | 2011-08-19 |  | 1
FALSE | 4TWX5036B1 | 2436 | 4657595 | TRANE | 4TWX5036B1 | HP | Split System: Heat Pump with Remote Outdoor Unit-Air-Source | 4TWX5036B1 |  | 4TXCC037BC3 | 12.5 | 14.75 | 9 | Yes | Yes | 2011-08-19 |  | 0
FALSE | 4TWX5036B1 | 2436 | 4657596 | TRANE | 4TWX5036B1 | HP | Split System: Heat Pump with Remote Outdoor Unit-Air-Source | 4TWX5036B1 |  | 4TXCC037BC3 | 12 | 14.5 | 9 | Yes | Yes | 2011-08-19 |  | 0
FALSE | 4TWX5036B1 | 2436 | 4657597 | TRANE | 4TWX5036B1 | HP | Split System: Heat Pump with Remote Outdoor Unit-Air-Source | 4TWX5036B1 |  | 4TXCC037BC3 | 12.5 | 14.75 | 9 | Yes | Yes | 2011-08-19 |  | 0
FALSE | 4TWX5036B1 | 2436 | 4657598 | TRANE | 4TWX5036B1 | HP | Split System: Heat Pump with Remote Outdoor Unit-Air-Source | 4TWX5036B1 |  | 4TXCC037BC3 | 12.5 | 14.75 | 9 | Yes | Yes | 2011-08-19 |  | 0
FALSE | 4TWX5036B1 | 2436 | 4657599 | TRANE | 4TWX5036B1 | HP | Split System: Heat Pump with Remote Outdoor Unit-Air-Source | 4TWX5036B1 |  | 4TXCC037BC3 | 12 | 14.5 | 9 | Yes | Yes | 2015-03-13 |  | 0
FALSE | 4TWX5036B1 | 2436 | 4657611 | TRANE | 4TWX5036B1 | HP | Split System: Heat Pump with Remote Outdoor Unit-Air-Source | 4TWX5036B1 |  | 4TXCC037BC3 | 12 | 14.5 | 9 | Yes | Yes | 2011-08-19 |  | 0
FALSE | 4TWX5036B1 | 2436 | 4657616 | TRANE | 4TWX5036B1 | HP | Split System: Heat Pump with Remote Outdoor Unit-Air-Source | 4TWX5036B1 |  | 4TXCC037BC3 | 12 | 14.5 | 9 | Yes | Yes | 2011-08-19 |  | 0
FALSE | 4TWX5036B1 | 2436 | 4657617 | TRANE | 4TWX5036B1 | HP | Split System: Heat Pump with Remote Outdoor Unit-Air-Source | 4TWX5036B1 |  | 4TXCC037BC3 | 12 | 14.5 | 8.5 | Yes | Yes | 2011-08-19 |  | 0
FALSE | 4TWX5036B1 | 2436 | 4657618 | TRANE | 4TWX5036B1 | HP | Split System: Heat Pump with Remote Outdoor Unit-Air-Source | 4TWX5036B1 |  | 4TXCC037BC3 | 12.5 | 15 | 9 | Yes | Yes | 2011-08-19 |  | 1
FALSE | 4TWX5036B1 | 2436 | 4657655 | TRANE | 4TWX5036B1 | HP | Split System: Heat Pump with Remote Outdoor Unit-Air-Source | 4TWX5036B1 |  | 4TXCC043BC3 | 12.5 | 14.75 | 9 | Yes | Yes | 2011-08-19 |  | 0
FALSE | 4TWX5036B1 | 2436 | 4657656 | TRANE | 4TWX5036B1 | HP | Split System: Heat Pump with Remote Outdoor Unit-Air-Source | 4TWX5036B1 |  | 4TXCC043BC3 | 12 | 14.75 | 9 | Yes | Yes | 2011-08-19 |  | 0
FALSE | 4TWX5036B1 | 2436 | 4657657 | TRANE | 4TWX5036B1 | HP | Split System: Heat Pump with Remote Outdoor Unit-Air-Source | 4TWX5036B1 |  | 4TXCC043BC3 | 12.5 | 15 | 9 | Yes | Yes | 2011-08-19 |  | 1
FALSE | 4TWX5036B1 | 2436 | 4657664 | TRANE | 4TWX5036B1 | HP | Split System: Heat Pump with Remote Outdoor Unit-Air-Source | 4TWX5036B1 |  | 4TXCC043BC3 | 12 | 14.75 | 9 | Yes | Yes | 2011-08-19 |  | 0
FALSE | 4TWX5036B1 | 2436 | 4657665 | TRANE | 4TWX5036B1 | HP | Split System: Heat Pump with Remote Outdoor Unit-Air-Source | 4TWX5036B1 |  | 4TXCC043BC3 | 12 | 14.5 | 9 | Yes | Yes | 2011-08-19 |  | 0
FALSE | 4TWX5036B1 | 2436 | 4657666 | TRANE | 4TWX5036B1 | HP | Split System: Heat Pump with Remote Outdoor Unit-Air-Source | 4TWX5036B1 |  | 4TXCC043BC3 | 12.5 | 14.75 | 9 | Yes | Yes | 2011-08-19 |  | 0
FALSE | 4TWX5036B1 | 2436 | 4657667 | TRANE | 4TWX5036B1 | HP | Split System: Heat Pump with Remote Outdoor Unit-Air-Source | 4TWX5036B1 |  | 4TXCC043BC3 | 12 | 14.5 | 9 | Yes | Yes | 2015-03-13 |  | 0
FALSE | 4TWX5036B1 | 2436 | 4657668 | TRANE | 4TWX5036B1 | HP | Split System: Heat Pump with Remote Outdoor Unit-Air-Source | 4TWX5036B1 |  | 4TXCC043BC3 | 12.5 | 14.75 | 9 | Yes | Yes | 2011-08-19 |  | 0
FALSE | 4TWX5036B1 | 2436 | 4657669 | TRANE | 4TWX5036B1 | HP | Split System: Heat Pump with Remote Outdoor Unit-Air-Source | 4TWX5036B1 |  | 4TXCC043BC3 | 12.5 | 14.75 | 9 | Yes | Yes | 2011-08-19 |  | 0
FALSE | 4TWX5036B1 | 2436 | 4657670 | TRANE | 4TWX5036B1 | HP | Split System: Heat Pump with Remote Outdoor Unit-Air-Source | 4TWX5036B1 |  | 4TXCC043BC3 | 12 | 14.5 | 9 | Yes | Yes | 2015-03-13 |  | 0
FALSE | 4TWX5036B1 | 2436 | 4657675 | TRANE | 4TWX5036B1 | HP | Split System: Heat Pump with Remote Outdoor Unit-Air-Source | 4TWX5036B1 |  | 4TXCC043BC3 | 12 | 14.5 | 9 | Yes | Yes | 2011-08-19 |  | 0
FALSE | 4TWX5036B1 | 2436 | 4657680 | TRANE | 4TWX5036B1 | HP | Split System: Heat Pump with Remote Outdoor Unit-Air-Source | 4TWX5036B1 |  | 4TXCC043BC3 | 12 | 14.5 | 9 | Yes | Yes | 2011-08-19 |  | 0
FALSE | 4TWX5036B1 | 2436 | 4657681 | TRANE | 4TWX5036B1 | HP | Split System: Heat Pump with Remote Outdoor Unit-Air-Source | 4TWX5036B1 |  | 4TXCC043BC3 | 12 | 14.5 | 8.5 | Yes | Yes | 2011-08-19 |  | 0
FALSE | 4TWX5036B1 | 2436 | 4657682 | TRANE | 4TWX5036B1 | HP | Split System: Heat Pump with Remote Outdoor Unit-Air-Source | 4TWX5036B1 |  | 4TXCC043BC3 | 12.5 | 15 | 9 | Yes | Yes | 2011-08-19 |  | 1
FALSE | 4TWX5036B1 | 2436 | 4657686 | TRANE | 4TWX5036B1 | HP | Split System: Heat Pump with Remote Outdoor Unit-Air-Source | 4TWX5036B1 |  | 4TXCC043BC3 | 12 | 14.5 | 9 | Yes | Yes | 2011-08-19 |  | 0
FALSE | 4TWX5036B1 | 2436 | 4657687 | TRANE | 4TWX5036B1 | HP | Split System: Heat Pump with Remote Outdoor Unit-Air-Source | 4TWX5036B1 |  | 4TXCC043BC3 | 12 | 14.5 | 9 | Yes | Yes | 2011-08-19 |  | 0
FALSE | 4TWX5036B1 | 2436 | 4657689 | TRANE | 4TWX5036B1 | HP | Split System: Heat Pump with Remote Outdoor Unit-Air-Source | 4TWX5036B1 |  | 4TXCC043BC3 | 12 | 14.5 | 9 | Yes | Yes | 2011-08-19 |  | 0
FALSE | 4TWX5036B1 | 2436 | 4657691 | TRANE | 4TWX5036B1 | HP | Split System: Heat Pump with Remote Outdoor Unit-Air-Source | 4TWX5036B1 |  | 4TXCC043BC3 | 12 | 14.5 | 9 | Yes | Yes | 2011-08-19 |  | 0
FALSE | 4TWX5036B1 | 2436 | 4657692 | TRANE | 4TWX5036B1 | HP | Split System: Heat Pump with Remote Outdoor Unit-Air-Source | 4TWX5036B1 |  | 4TXCC043BC3 | 12 | 14.75 | 9 | Yes | Yes | 2011-08-19 |  | 0
FALSE | 4TWX5036B1 | 2436 | 4657693 | TRANE | 4TWX5036B1 | HP | Split System: Heat Pump with Remote Outdoor Unit-Air-Source | 4TWX5036B1 |  | 4TXCC043BC3 | 12 | 14.5 | 9 | Yes | Yes | 2011-08-19 |  | 0
FALSE | 4TWX5036B1 | 2436 | 4657694 | TRANE | 4TWX5036B1 | HP | Split System: Heat Pump with Remote Outdoor Unit-Air-Source | 4TWX5036B1 |  | 4TXCC043BC3 | 12.5 | 14.75 | 9 | Yes | Yes | 2011-08-19 |  | 0
FALSE | 4TWX5036B1 | 2436 | 4657695 | TRANE | 4TWX5036B1 | HP | Split System: Heat Pump with Remote Outdoor Unit-Air-Source | 4TWX5036B1 |  | 4TXCC043BC3 | 12 | 14.5 | 9 | Yes | Yes | 2011-08-19 |  | 0
FALSE | 4TWX5036B1 | 2436 | 4657731 | TRANE | 4TWX5036B1 | HP | Split System: Heat Pump with Remote Outdoor Unit-Air-Source | 4TWX5036B1 |  | 4TXCC044BC3 | 12.5 | 15 | 9 | Yes | Yes | 2011-08-19 |  | 1
FALSE | 4TWX5036B1 | 2436 | 4657732 | TRANE | 4TWX5036B1 | HP | Split System: Heat Pump with Remote Outdoor Unit-Air-Source | 4TWX5036B1 |  | 4TXCC044BC3 | 12.5 | 15 | 9 | Yes | Yes | 2015-03-13 |  | 1
FALSE | 4TWX5036B1 | 2436 | 4657734 | TRANE | 4TWX5036B1 | HP | Split System: Heat Pump with Remote Outdoor Unit-Air-Source | 4TWX5036B1 |  | 4TXCC044BC3 | 12 | 14.5 | 9 | Yes | Yes | 2015-03-13 |  | 0
FALSE | 4TWX5036B1 | 2436 | 4657735 | TRANE | 4TWX5036B1 | HP | Split System: Heat Pump with Remote Outdoor Unit-Air-Source | 4TWX5036B1 |  | 4TXCC044BC3 | 12 | 14.5 | 9 | Yes | Yes | 2011-08-19 |  | 0
FALSE | 4TWX5036B1 | 2436 | 4657736 | TRANE | 4TWX5036B1 | HP | Split System: Heat Pump with Remote Outdoor Unit-Air-Source | 4TWX5036B1 |  | 4TXCC044BC3 | 12 | 14.75 | 9 | Yes | Yes | 2011-08-19 |  | 0
FALSE | 4TWX5036B1 | 2436 | 4657738 | TRANE | 4TWX5036B1 | HP | Split System: Heat Pump with Remote Outdoor Unit-Air-Source | 4TWX5036B1 |  | 4TXCC044BC3 | 12 | 14.5 | 9 | Yes | Yes | 2011-08-19 |  | 0
FALSE | 4TWX5036B1 | 2436 | 4657739 | TRANE | 4TWX5036B1 | HP | Split System: Heat Pump with Remote Outdoor Unit-Air-Source | 4TWX5036B1 |  | 4TXCC044BC3 | 12.5 | 14.75 | 9 | Yes | Yes | 2011-08-19 |  | 0
FALSE | 4TWX5036B1 | 2436 | 4657740 | TRANE | 4TWX5036B1 | HP | Split System: Heat Pump with Remote Outdoor Unit-Air-Source | 4TWX5036B1 |  | 4TXCC044BC3 | 12.5 | 14.75 | 9 | Yes | Yes | 2011-08-19 |  | 0
FALSE | 4TWX5036B1 | 2436 | 4657741 | TRANE | 4TWX5036B1 | HP | Split System: Heat Pump with Remote Outdoor Unit-Air-Source | 4TWX5036B1 |  | 4TXCC044BC3 | 12.5 | 15 | 9 | Yes | Yes | 2011-08-19 |  | 1
FALSE | 4TWX5036B1 | 2436 | 4657742 | TRANE | 4TWX5036B1 | HP | Split System: Heat Pump with Remote Outdoor Unit-Air-Source | 4TWX5036B1 |  | 4TXCC044BC3 | 12.5 | 14.75 | 9 | Yes | Yes | 2015-03-13 |  | 0
FALSE | 4TWX5036B1 | 2436 | 4657743 | TRANE | 4TWX5036B1 | HP | Split System: Heat Pump with Remote Outdoor Unit-Air-Source | 4TWX5036B1 |  | 4TXCC044BC3 | 12.5 | 15 | 9 | Yes | Yes | 2011-08-19 |  | 1
FALSE | 4TWX5036B1 | 2436 | 4657744 | TRANE | 4TWX5036B1 | HP | Split System: Heat Pump with Remote Outdoor Unit-Air-Source | 4TWX5036B1 |  | 4TXCC044BC3 | 12.5 | 14.75 | 9 | Yes | Yes | 2011-08-19 |  | 0
FALSE | 4TWX5036B1 | 2436 | 4657745 | TRANE | 4TWX5036B1 | HP | Split System: Heat Pump with Remote Outdoor Unit-Air-Source | 4TWX5036B1 |  | 4TXCC044BC3 | 12.5 | 15 | 9 | Yes | Yes | 2011-08-19 |  | 1
FALSE | 4TWX5036B1 | 2436 | 4657746 | TRANE | 4TWX5036B1 | HP | Split System: Heat Pump with Remote Outdoor Unit-Air-Source | 4TWX5036B1 |  | 4TXCC044BC3 | 12.5 | 15 | 9 | Yes | Yes | 2011-08-19 |  | 1
FALSE | 4TWX5036B1 | 2436 | 4657747 | TRANE | 4TWX5036B1 | HP | Split System: Heat Pump with Remote Outdoor Unit-Air-Source | 4TWX5036B1 |  | 4TXCC044BC3 | 12.5 | 15 | 9 | Yes | Yes | 2011-08-19 |  | 1
FALSE | 4TWX5036B1 | 2436 | 4657748 | TRANE | 4TWX5036B1 | HP | Split System: Heat Pump with Remote Outdoor Unit-Air-Source | 4TWX5036B1 |  | 4TXCC044BC3 | 12 | 14.5 | 9 | Yes | Yes | 2011-08-19 |  | 0
FALSE | 4TWX5036B1 | 2436 | 4657749 | TRANE | 4TWX5036B1 | HP | Split System: Heat Pump with Remote Outdoor Unit-Air-Source | 4TWX5036B1 |  | 4TXCC044BC3 | 12 | 14.5 | 9 | Yes | Yes | 2011-08-19 |  | 0
FALSE | 4TWX5036B1 | 2436 | 4657750 | TRANE | 4TWX5036B1 | HP | Split System: Heat Pump with Remote Outdoor Unit-Air-Source | 4TWX5036B1 |  | 4TXCC044BC3 | 12 | 14.5 | 9 | Yes | Yes | 2015-03-13 |  | 0
FALSE | 4TWX5036B1 | 2436 | 4657751 | TRANE | 4TWX5036B1 | HP | Split System: Heat Pump with Remote Outdoor Unit-Air-Source | 4TWX5036B1 |  | 4TXCC044BC3 | 12 | 14.5 | 9 | Yes | Yes | 2011-08-19 |  | 0
FALSE | 4TWX5036B1 | 2436 | 4657754 | TRANE | 4TWX5036B1 | HP | Split System: Heat Pump with Remote Outdoor Unit-Air-Source | 4TWX5036B1 |  | 4TXCC044BC3 | 12.5 | 14.75 | 9 | Yes | Yes | 2011-08-19 |  | 0
FALSE | 4TWX5036B1 | 2436 | 4657755 | TRANE | 4TWX5036B1 | HP | Split System: Heat Pump with Remote Outdoor Unit-Air-Source | 4TWX5036B1 |  | 4TXCC044BC3 | 12.5 | 14.75 | 9 | Yes | Yes | 2011-08-19 |  | 0
FALSE | 4TWX5036B1 | 2436 | 4657756 | TRANE | 4TWX5036B1 | HP | Split System: Heat Pump with Remote Outdoor Unit-Air-Source | 4TWX5036B1 |  | 4TXCC044BC3 | 12.5 | 14.75 | 9 | Yes | Yes | 2011-08-19 |  | 0
FALSE | 4TWX5036B1 | 2436 | 4657791 | TRANE | 4TWX5036B1 | HP | Split System: Heat Pump with Remote Outdoor Unit-Air-Source | 4TWX5036B1 |  | 4TXCC049BC3 | 12.5 | 15 | 9 | Yes | Yes | 2011-08-19 |  | 1
FALSE | 4TWX5036B1 | 2436 | 4657792 | TRANE | 4TWX5036B1 | HP | Split System: Heat Pump with Remote Outdoor Unit-Air-Source | 4TWX5036B1 |  | 4TXCC049BC3 | 12.5 | 15 | 9 | Yes | Yes | 2011-08-19 |  | 1
FALSE | 4TWX5036B1 | 2436 | 4657793 | TRANE | 4TWX5036B1 | HP | Split System: Heat Pump with Remote Outdoor Unit-Air-Source | 4TWX5036B1 |  | 4TXCC049BC3 | 12.5 | 15 | 9 | Yes | Yes | 2011-08-19 |  | 1
FALSE | 4TWX5036B1 | 2436 | 4657794 | TRANE | 4TWX5036B1 | HP | Split System: Heat Pump with Remote Outdoor Unit-Air-Source | 4TWX5036B1 |  | 4TXCC049BC3 | 12.5 | 15 | 9 | Yes | Yes | 2011-08-19 |  | 1
FALSE | 4TWX5036B1 | 2436 | 4657795 | TRANE | 4TWX5036B1 | HP | Split System: Heat Pump with Remote Outdoor Unit-Air-Source | 4TWX5036B1 |  | 4TXCC049BC3 | 12.5 | 15 | 9 | Yes | Yes | 2011-08-19 |  | 1
FALSE | 4TWX5036B1 | 2436 | 4657798 | TRANE | 4TWX5036B1 | HP | Split System: Heat Pump with Remote Outdoor Unit-Air-Source | 4TWX5036B1 |  | 4TXCC049BC3 | 12 | 14.5 | 9 | Yes | Yes | 2011-08-19 |  | 0
FALSE | 4TWX5036B1 | 2436 | 4657799 | TRANE | 4TWX5036B1 | HP | Split System: Heat Pump with Remote Outdoor Unit-Air-Source | 4TWX5036B1 |  | 4TXCC049BC3 | 12 | 14.5 | 9 | Yes | Yes | 2011-08-19 |  | 0
FALSE | 4TWX5036B1 | 2436 | 4657802 | TRANE | 4TWX5036B1 | HP | Split System: Heat Pump with Remote Outdoor Unit-Air-Source | 4TWX5036B1 |  | 4TXCC049BC3 | 12.5 | 14.75 | 9 | Yes | Yes | 2011-08-19 |  | 0
FALSE | 4TWX5036B1 | 2436 | 4657803 | TRANE | 4TWX5036B1 | HP | Split System: Heat Pump with Remote Outdoor Unit-Air-Source | 4TWX5036B1 |  | 4TXCC049BC3 | 12.5 | 14.75 | 9 | Yes | Yes | 2011-08-19 |  | 0
FALSE | 4TWX5036B1 | 2436 | 4657804 | TRANE | 4TWX5036B1 | HP | Split System: Heat Pump with Remote Outdoor Unit-Air-Source | 4TWX5036B1 |  | 4TXCC049BC3 | 12.5 | 14.75 | 9 | Yes | Yes | 2011-08-19 |  | 0
FALSE | 4TWX5036B1 | 2436 | 4657805 | TRANE | 4TWX5036B1 | HP | Split System: Heat Pump with Remote Outdoor Unit-Air-Source | 4TWX5036B1 |  | 4TXCC049BC3 | 12.5 | 15 | 9 | Yes | Yes | 2011-08-19 |  | 1
FALSE | 4TWX5036B1 | 2436 | 4657807 | TRANE | 4TWX5036B1 | HP | Split System: Heat Pump with Remote Outdoor Unit-Air-Source | 4TWX5036B1 |  | 4TXCC049BC3 | 12.5 | 14.75 | 9 | Yes | Yes | 2011-08-19 |  | 0
FALSE | 4TWX5036B1 | 2436 | 4657808 | TRANE | 4TWX5036B1 | HP | Split System: Heat Pump with Remote Outdoor Unit-Air-Source | 4TWX5036B1 |  | 4TXCC049BC3 | 12.5 | 14.75 | 9 | Yes | Yes | 2011-08-19 |  | 0
FALSE | 4TWX5036B1 | 2436 | 4657809 | TRANE | 4TWX5036B1 | HP | Split System: Heat Pump with Remote Outdoor Unit-Air-Source | 4TWX5036B1 |  | 4TXCC049BC3 | 12 | 14.5 | 9 | Yes | Yes | 2015-03-13 |  | 0
FALSE | 4TWX5036B1 | 2436 | 4657810 | TRANE | 4TWX5036B1 | HP | Split System: Heat Pump with Remote Outdoor Unit-Air-Source | 4TWX5036B1 |  | 4TXCC049BC3 | 12 | 14.75 | 9 | Yes | Yes | 2011-08-19 |  | 0
FALSE | 4TWX5036B1 | 2436 | 4657811 | TRANE | 4TWX5036B1 | HP | Split System: Heat Pump with Remote Outdoor Unit-Air-Source | 4TWX5036B1 |  | 4TXCC049BC3 | 12 | 14.5 | 9 | Yes | Yes | 2015-03-13 |  | 0
FALSE | 4TWX5036B1 | 2436 | 4657812 | TRANE | 4TWX5036B1 | HP | Split System: Heat Pump with Remote Outdoor Unit-Air-Source | 4TWX5036B1 |  | 4TXCC049BC3 | 12 | 14.5 | 9 | Yes | Yes | 2015-03-13 |  | 0
FALSE | 4TWX5036B1 | 2436 | 4657813 | TRANE | 4TWX5036B1 | HP | Split System: Heat Pump with Remote Outdoor Unit-Air-Source | 4TWX5036B1 |  | 4TXCC049BC3 | 12.5 | 15 | 9 | Yes | Yes | 2011-08-19 |  | 1
FALSE | 4TWX5036B1 | 2436 | 4657814 | TRANE | 4TWX5036B1 | HP | Split System: Heat Pump with Remote Outdoor Unit-Air-Source | 4TWX5036B1 |  | 4TXCC049BC3 | 12.5 | 14.75 | 9 | Yes | Yes | 2011-08-19 |  | 0
FALSE | 4TWX5036B1 | 2436 | 4657815 | TRANE | 4TWX5036B1 | HP | Split System: Heat Pump with Remote Outdoor Unit-Air-Source | 4TWX5036B1 |  | 4TXCC049BC3 | 12.5 | 15 | 9 | Yes | Yes | 2015-03-13 |  | 1
FALSE | 4TWX5036B1 | 2436 | 4657818 | TRANE | 4TWX5036B1 | HP | Split System: Heat Pump with Remote Outdoor Unit-Air-Source | 4TWX5036B1 |  | 4TXCC049BC3 | 12 | 14.75 | 9 | Yes | Yes | 2011-08-19 |  | 0
FALSE | 4TWX5036B1 | 2436 | 4657819 | TRANE | 4TWX5036B1 | HP | Split System: Heat Pump with Remote Outdoor Unit-Air-Source | 4TWX5036B1 |  | 4TXCD050BC3 | 12.5 | 14.75 | 9 | Yes | Yes | 2011-08-19 |  | 0
FALSE | 4TWX5036B1 | 2436 | 4657852 | TRANE | 4TWX5036B1 | HP | Split System: Heat Pump with Remote Outdoor Unit-Air-Source | 4TWX5036B1 |  | 4TXCD050BC3 | 12 | 14.5 | 9 | Yes | Yes | 2011-08-19 |  | 0
FALSE | 4TWX5036B1 | 2436 | 4657854 | TRANE | 4TWX5036B1 | HP | Split System: Heat Pump with Remote Outdoor Unit-Air-Source | 4TWX5036B1 |  | 4TXCD050BC3 | 12 | 14.5 | 9 | Yes | Yes | 2011-08-19 |  | 0
FALSE | 4TWX5036B1 | 2436 | 4657855 | TRANE | 4TWX5036B1 | HP | Split System: Heat Pump with Remote Outdoor Unit-Air-Source | 4TWX5036B1 |  | 4TXCD050BC3 | 12.5 | 15 | 9 | Yes | Yes | 2011-08-19 |  | 1
FALSE | 4TWX5036B1 | 2436 | 4657856 | TRANE | 4TWX5036B1 | HP | Split System: Heat Pump with Remote Outdoor Unit-Air-Source | 4TWX5036B1 |  | 4TXCD050BC3 | 12.5 | 15 | 9 | Yes | Yes | 2011-08-19 |  | 1
FALSE | 4TWX5036B1 | 2436 | 4657857 | TRANE | 4TWX5036B1 | HP | Split System: Heat Pump with Remote Outdoor Unit-Air-Source | 4TWX5036B1 |  | 4TXCD050BC3 | 12.5 | 15 | 9 | Yes | Yes | 2011-08-19 |  | 1
FALSE | 4TWX5036B1 | 2436 | 4657858 | TRANE | 4TWX5036B1 | HP | Split System: Heat Pump with Remote Outdoor Unit-Air-Source | 4TWX5036B1 |  | 4TXCD050BC3 | 12.5 | 15 | 9 | Yes | Yes | 2011-08-19 |  | 1
FALSE | 4TWX5036B1 | 2436 | 4657859 | TRANE | 4TWX5036B1 | HP | Split System: Heat Pump with Remote Outdoor Unit-Air-Source | 4TWX5036B1 |  | 4TXCD050BC3 | 12.5 | 15 | 9 | Yes | Yes | 2011-08-19 |  | 1
FALSE | 4TWX5036B1 | 2436 | 4657860 | TRANE | 4TWX5036B1 | HP | Split System: Heat Pump with Remote Outdoor Unit-Air-Source | 4TWX5036B1 |  | 4TXCD050BC3 | 12.5 | 15 | 9 | Yes | Yes | 2011-08-19 |  | 1
FALSE | 4TWX5036B1 | 2436 | 4657861 | TRANE | 4TWX5036B1 | HP | Split System: Heat Pump with Remote Outdoor Unit-Air-Source | 4TWX5036B1 |  | 4TXCD050BC3 | 12.5 | 15 | 9 | Yes | Yes | 2011-08-19 |  | 1
FALSE | 4TWX5036B1 | 2436 | 4657862 | TRANE | 4TWX5036B1 | HP | Split System: Heat Pump with Remote Outdoor Unit-Air-Source | 4TWX5036B1 |  | 4TXCD050BC3 | 12.5 | 15 | 9 | Yes | Yes | 2015-03-13 |  | 1
FALSE | 4TWX5036B1 | 2436 | 4657863 | TRANE | 4TWX5036B1 | HP | Split System: Heat Pump with Remote Outdoor Unit-Air-Source | 4TWX5036B1 |  | 4TXCD050BC3 | 12.5 | 15 | 9 | Yes | Yes | 2011-08-19 |  | 1
FALSE | 4TWX5036B1 | 2436 | 4657864 | TRANE | 4TWX5036B1 | HP | Split System: Heat Pump with Remote Outdoor Unit-Air-Source | 4TWX5036B1 |  | 4TXCD050BC3 | 12 | 14.5 | 9 | Yes | Yes | 2011-08-19 |  | 0
FALSE | 4TWX5036B1 | 2436 | 4657865 | TRANE | 4TWX5036B1 | HP | Split System: Heat Pump with Remote Outdoor Unit-Air-Source | 4TWX5036B1 |  | 4TXCD050BC3 | 12 | 14.5 | 9 | Yes | Yes | 2011-08-19 |  | 0
FALSE | 4TWX5036B1 | 2436 | 4657866 | TRANE | 4TWX5036B1 | HP | Split System: Heat Pump with Remote Outdoor Unit-Air-Source | 4TWX5036B1 |  | 4TXCD050BC3 | 12 | 14.5 | 9 | Yes | Yes | 2015-03-13 |  | 0
FALSE | 4TWX5036B1 | 2436 | 4657867 | TRANE | 4TWX5036B1 | HP | Split System: Heat Pump with Remote Outdoor Unit-Air-Source | 4TWX5036B1 |  | 4TXCD050BC3 | 12 | 14.5 | 9 | Yes | Yes | 2015-03-13 |  | 0
FALSE | 4TWX5036B1 | 2436 | 4657869 | TRANE | 4TWX5036B1 | HP | Split System: Heat Pump with Remote Outdoor Unit-Air-Source | 4TWX5036B1 |  | 4TXCD050BC3 | 12 | 14.5 | 9 | Yes | Yes | 2011-08-19 |  | 0
FALSE | 4TWX5036B1 | 2436 | 4657870 | TRANE | 4TWX5036B1 | HP | Split System: Heat Pump with Remote Outdoor Unit-Air-Source | 4TWX5036B1 |  | 4TXCD050BC3 | 12.5 | 14.75 | 9 | Yes | Yes | 2011-08-19 |  | 0
FALSE | 4TWX5036B1 | 2436 | 4657871 | TRANE | 4TWX5036B1 | HP | Split System: Heat Pump with Remote Outdoor Unit-Air-Source | 4TWX5036B1 |  | 4TXCD050BC3 | 12.5 | 14.75 | 9 | Yes | Yes | 2011-08-19 |  | 0
FALSE | 4TWX5036B1 | 2436 | 4657872 | TRANE | 4TWX5036B1 | HP | Split System: Heat Pump with Remote Outdoor Unit-Air-Source | 4TWX5036B1 |  | 4TXCD050BC3 | 12.5 | 14.75 | 9 | Yes | Yes | 2011-08-19 |  | 0
FALSE | 4TWX5036B1 | 2436 | 4657873 | TRANE | 4TWX5036B1 | HP | Split System: Heat Pump with Remote Outdoor Unit-Air-Source | 4TWX5036B1 |  | 4TXCD050BC3 | 12.5 | 15 | 9 | Yes | Yes | 2011-08-19 |  | 1
FALSE | 4TWX5036B1 | 2436 | 4657874 | TRANE | 4TWX5036B1 | HP | Split System: Heat Pump with Remote Outdoor Unit-Air-Source | 4TWX5036B1 |  | 4TXCD050BC3 | 12.5 | 14.75 | 9 | Yes | Yes | 2011-08-19 |  | 0
FALSE | 4TWX5036B1 | 2436 | 4657876 | TRANE | 4TWX5036B1 | HP | Split System: Heat Pump with Remote Outdoor Unit-Air-Source | 4TWX5036B1 |  | GAM5A0B36M31 | 12 | 14.5 | 8.5 | Yes | Yes | 2011-08-19 |  | 0
FALSE | 4TWB4036G1 | 2434 | 4657964 | AMERICAN STANDARD, INC. | 4A6B4036G1 | HP | Split System: Heat Pump with Remote Outdoor Unit-Air-Source | 4TWB4036G1 |  | 4TXCB032BC3 | 12.5 | 14.75 | 9 | Yes | Yes | 2011-08-19 |  | 0
FALSE | 4TWB4036G1 | 2434 | 4657972 | AMERICAN STANDARD, INC. | 4A6B4036G1 | HP | Split System: Heat Pump with Remote Outdoor Unit-Air-Source | 4TWB4036G1 |  | 4TXCB032BC3 | 12 | 14.5 | 9 | Yes | Yes | 2011-08-19 |  | 0
FALSE | 4TWB4036G1 | 2434 | 4657975 | AMERICAN STANDARD, INC. | 4A6B4036G1 | HP | Split System: Heat Pump with Remote Outdoor Unit-Air-Source | 4TWB4036G1 |  | 4TXCB032BC3 | 12 | 14.5 | 9 | Yes | Yes | 2011-08-19 |  | 0
FALSE | 4TWB4036G1 | 2434 | 4657977 | AMERICAN STANDARD, INC. | 4A6B4036G1 | HP | Split System: Heat Pump with Remote Outdoor Unit-Air-Source | 4TWB4036G1 |  | 4TXCB032BC3 | 12 | 14.5 | 9 | Yes | Yes | 2011-08-19 |  | 0
FALSE | 4TWB4036G1 | 2434 | 4657978 | AMERICAN STANDARD, INC. | 4A6B4036G1 | HP | Split System: Heat Pump with Remote Outdoor Unit-Air-Source | 4TWB4036G1 |  | 4TXCB032BC3 | 12 | 14.5 | 9 | Yes | Yes | 2011-08-19 |  | 0
FALSE | 4TWB4036G1 | 2434 | 4657979 | AMERICAN STANDARD, INC. | 4A6B4036G1 | HP | Split System: Heat Pump with Remote Outdoor Unit-Air-Source | 4TWB4036G1 |  | 4TXCB032BC3 | 12 | 14.5 | 9 | Yes | Yes | 2011-08-19 |  | 0
FALSE | 4TWB4036G1 | 2434 | 4657992 | AMERICAN STANDARD, INC. | 4A6B4036G1 | HP | Split System: Heat Pump with Remote Outdoor Unit-Air-Source | 4TWB4036G1 |  | 4TXCB032BC3 | 12.5 | 15 | 9 | Yes | Yes | 2011-08-19 |  | 1
FALSE | 4TWB4036G1 | 2434 | 4657999 | AMERICAN STANDARD, INC. | 4A6B4036G1 | HP | Split System: Heat Pump with Remote Outdoor Unit-Air-Source | 4TWB4036G1 |  | 4TXCB032BC3 | 12 | 14.5 | 9 | Yes | Yes | 2011-08-19 |  | 0
FALSE | 4TWB4036G1 | 2434 | 4658000 | AMERICAN STANDARD, INC. | 4A6B4036G1 | HP | Split System: Heat Pump with Remote Outdoor Unit-Air-Source | 4TWB4036G1 |  | 4TXCB032BC3 | 12 | 14.5 | 9 | Yes | Yes | 2011-08-19 |  | 0
FALSE | 4TWB4036G1 | 2434 | 4658001 | AMERICAN STANDARD, INC. | 4A6B4036G1 | HP | Split System: Heat Pump with Remote Outdoor Unit-Air-Source | 4TWB4036G1 |  | 4TXCB032BC3 | 12 | 14.5 | 9 | Yes | Yes | 2011-08-19 |  | 0
FALSE | 4TWB4036G1 | 2434 | 4658003 | AMERICAN STANDARD, INC. | 4A6B4036G1 | HP | Split System: Heat Pump with Remote Outdoor Unit-Air-Source | 4TWB4036G1 |  | 4TXCB036BC3 | 12 | 14.5 | 9 | Yes | Yes | 2011-08-19 |  | 0
FALSE | 4TWB4036G1 | 2434 | 4658004 | AMERICAN STANDARD, INC. | 4A6B4036G1 | HP | Split System: Heat Pump with Remote Outdoor Unit-Air-Source | 4TWB4036G1 |  | 4TXCB036BC3 | 12 | 14.5 | 9 | Yes | Yes | 2011-08-19 |  | 0
FALSE | 4TWB4036G1 | 2434 | 4658005 | AMERICAN STANDARD, INC. | 4A6B4036G1 | HP | Split System: Heat Pump with Remote Outdoor Unit-Air-Source | 4TWB4036G1 |  | 4TXCB036BC3 | 12 | 14.5 | 9 | Yes | Yes | 2011-08-19 |  | 0
FALSE | 4TWB4036G1 | 2434 | 4658006 | AMERICAN STANDARD, INC. | 4A6B4036G1 | HP | Split System: Heat Pump with Remote Outdoor Unit-Air-Source | 4TWB4036G1 |  | 4TXCB036BC3 | 12.5 | 14.75 | 9 | Yes | Yes | 2011-08-19 |  | 0
FALSE | 4TWB4036G1 | 2434 | 4658013 | AMERICAN STANDARD, INC. | 4A6B4036G1 | HP | Split System: Heat Pump with Remote Outdoor Unit-Air-Source | 4TWB4036G1 |  | 4TXCB036BC3 | 12 | 14.5 | 9 | Yes | Yes | 2011-08-19 |  | 0
FALSE | 4TWB4036G1 | 2434 | 4658014 | AMERICAN STANDARD, INC. | 4A6B4036G1 | HP | Split System: Heat Pump with Remote Outdoor Unit-Air-Source | 4TWB4036G1 |  | 4TXCB036BC3 | 12 | 14.5 | 9 | Yes | Yes | 2011-08-19 |  | 0
FALSE | 4TWB4036G1 | 2434 | 4658015 | AMERICAN STANDARD, INC. | 4A6B4036G1 | HP | Split System: Heat Pump with Remote Outdoor Unit-Air-Source | 4TWB4036G1 |  | 4TXCB036BC3 | 12 | 14.5 | 9 | Yes | Yes | 2011-08-19 |  | 0
FALSE | 4TWB4036G1 | 2434 | 4658016 | AMERICAN STANDARD, INC. | 4A6B4036G1 | HP | Split System: Heat Pump with Remote Outdoor Unit-Air-Source | 4TWB4036G1 |  | 4TXCB036BC3 | 12 | 14.5 | 9 | Yes | Yes | 2011-08-19 |  | 0
FALSE | 4TWB4036G1 | 2434 | 4657924 | AMERICAN STANDARD, INC. | 4A6B4036G1 | HP | Split System: Heat Pump with Remote Outdoor Unit-Air-Source | 4TWB4036G1 |  | 4TXCB004CC3 | 12.5 | 14.75 | 9 | Yes | Yes | 2011-08-19 |  | 0
FALSE | 4TWB4036G1 | 2434 | 4657925 | AMERICAN STANDARD, INC. | 4A6B4036G1 | HP | Split System: Heat Pump with Remote Outdoor Unit-Air-Source | 4TWB4036G1 |  | 4TXCB004CC3 | 12.5 | 15 | 9 | Yes | Yes | 2011-08-19 |  | 1
FALSE | 4TWB4036G1 | 2434 | 4657927 | AMERICAN STANDARD, INC. | 4A6B4036G1 | HP | Split System: Heat Pump with Remote Outdoor Unit-Air-Source | 4TWB4036G1 |  | 4TXCB004CC3 | 12 | 14.5 | 9 | Yes | Yes | 2011-08-19 |  | 0
FALSE | 4TWB4036G1 | 2434 | 4657929 | AMERICAN STANDARD, INC. | 4A6B4036G1 | HP | Split System: Heat Pump with Remote Outdoor Unit-Air-Source | 4TWB4036G1 |  | 4TXCB004CC3 | 12.5 | 14.75 | 9 | Yes | Yes | 2011-08-19 |  | 0
FALSE | 4TWB4036G1 | 2434 | 4657930 | AMERICAN STANDARD, INC. | 4A6B4036G1 | HP | Split System: Heat Pump with Remote Outdoor Unit-Air-Source | 4TWB4036G1 |  | 4TXCB004CC3 | 12.5 | 14.75 | 9 | Yes | Yes | 2011-08-19 |  | 0
FALSE | 4TWB4036G1 | 2434 | 4657931 | AMERICAN STANDARD, INC. | 4A6B4036G1 | HP | Split System: Heat Pump with Remote Outdoor Unit-Air-Source | 4TWB4036G1 |  | 4TXCB004CC3 | 12.5 | 14.75 | 9 | Yes | Yes | 2011-08-19 |  | 0
FALSE | 4TWB4036G1 | 2434 | 4657932 | AMERICAN STANDARD, INC. | 4A6B4036G1 | HP | Split System: Heat Pump with Remote Outdoor Unit-Air-Source | 4TWB4036G1 |  | 4TXCB004CC3 | 12.5 | 14.75 | 9 | Yes | Yes | 2011-08-19 |  | 0
FALSE | 4TWB4036G1 | 2434 | 4657933 | AMERICAN STANDARD, INC. | 4A6B4036G1 | HP | Split System: Heat Pump with Remote Outdoor Unit-Air-Source | 4TWB4036G1 |  | 4TXCB004CC3 | 12 | 14.5 | 9 | Yes | Yes | 2011-08-19 |  | 0
FALSE | 4TWB4036G1 | 2434 | 4657934 | AMERICAN STANDARD, INC. | 4A6B4036G1 | HP | Split System: Heat Pump with Remote Outdoor Unit-Air-Source | 4TWB4036G1 |  | 4TXCB004CC3 | 12 | 14.5 | 8.5 | Yes | Yes | 2011-08-19 |  | 0
FALSE | 4TWB4036G1 | 2434 | 4657935 | AMERICAN STANDARD, INC. | 4A6B4036G1 | HP | Split System: Heat Pump with Remote Outdoor Unit-Air-Source | 4TWB4036G1 |  | 4TXCB004CC3 | 12 | 14.5 | 9 | Yes | Yes | 2011-08-19 |  | 0
FALSE | 4TWB4036G1 | 2434 | 4657937 | AMERICAN STANDARD, INC. | 4A6B4036G1 | HP | Split System: Heat Pump with Remote Outdoor Unit-Air-Source | 4TWB4036G1 |  | 4TXCB004CC3 | 12.5 | 15 | 9 | Yes | Yes | 2011-08-19 |  | 1
FALSE | 4TWB4036G1 | 2434 | 4657938 | AMERICAN STANDARD, INC. | 4A6B4036G1 | HP | Split System: Heat Pump with Remote Outdoor Unit-Air-Source | 4TWB4036G1 |  | 4TXCB004CC3 | 12.5 | 14.75 | 9 | Yes | Yes | 2011-08-19 |  | 0
FALSE | 4TWB4036G1 | 2434 | 4657939 | AMERICAN STANDARD, INC. | 4A6B4036G1 | HP | Split System: Heat Pump with Remote Outdoor Unit-Air-Source | 4TWB4036G1 |  | 4TXCB004CC3 | 12.5 | 14.75 | 9 | Yes | Yes | 2011-08-19 |  | 0
FALSE | 4TWB4036G1 | 2434 | 4657940 | AMERICAN STANDARD, INC. | 4A6B4036G1 | HP | Split System: Heat Pump with Remote Outdoor Unit-Air-Source | 4TWB4036G1 |  | 4TXCB004CC3 | 12.5 | 14.75 | 9 | Yes | Yes | 2011-08-19 |  | 0
FALSE | 4TWB4036G1 | 2434 | 4657944 | AMERICAN STANDARD, INC. | 4A6B4036G1 | HP | Split System: Heat Pump with Remote Outdoor Unit-Air-Source | 4TWB4036G1 |  | 4TXCB004CC3 | 12 | 14.5 | 9 | Yes | Yes | 2011-08-19 |  | 0
FALSE | 4TWB4036G1 | 2434 | 4657945 | AMERICAN STANDARD, INC. | 4A6B4036G1 | HP | Split System: Heat Pump with Remote Outdoor Unit-Air-Source | 4TWB4036G1 |  | 4TXCB004CC3 | 12 | 14.5 | 9 | Yes | Yes | 2011-08-19 |  | 0
FALSE | 4TWB4036G1 | 2434 | 4657949 | AMERICAN STANDARD, INC. | 4A6B4036G1 | HP | Split System: Heat Pump with Remote Outdoor Unit-Air-Source | 4TWB4036G1 |  | 4TXCB032BC3 | 12 | 14.5 | 9 | Yes | Yes | 2011-08-19 |  | 0
FALSE | 4TWB4036G1 | 2434 | 4657950 | AMERICAN STANDARD, INC. | 4A6B4036G1 | HP | Split System: Heat Pump with Remote Outdoor Unit-Air-Source | 4TWB4036G1 |  | 4TXCB032BC3 | 12 | 14.5 | 9 | Yes | Yes | 2011-08-19 |  | 0
FALSE | 4TWB4036G1 | 2434 | 4657951 | AMERICAN STANDARD, INC. | 4A6B4036G1 | HP | Split System: Heat Pump with Remote Outdoor Unit-Air-Source | 4TWB4036G1 |  | 4TXCB032BC3 | 12 | 14.5 | 9 | Yes | Yes | 2011-08-19 |  | 0
FALSE | 4TWB4036G1 | 2434 | 4657962 | AMERICAN STANDARD, INC. | 4A6B4036G1 | HP | Split System: Heat Pump with Remote Outdoor Unit-Air-Source | 4TWB4036G1 |  | 4TXCB032BC3 | 12 | 14.5 | 9 | Yes | Yes | 2011-08-19 |  | 0
FALSE | 4TWB4036G1 | 2434 | 4658017 | AMERICAN STANDARD, INC. | 4A6B4036G1 | HP | Split System: Heat Pump with Remote Outdoor Unit-Air-Source | 4TWB4036G1 |  | 4TXCB036BC3 | 12 | 14.5 | 9 | Yes | Yes | 2011-08-19 |  | 0
FALSE | 4TWB4036G1 | 2434 | 4658018 | AMERICAN STANDARD, INC. | 4A6B4036G1 | HP | Split System: Heat Pump with Remote Outdoor Unit-Air-Source | 4TWB4036G1 |  | 4TXCB036BC3 | 12 | 14.5 | 9 | Yes | Yes | 2011-08-19 |  | 0
FALSE | 4TWB4036G1 | 2434 | 4658019 | AMERICAN STANDARD, INC. | 4A6B4036G1 | HP | Split System: Heat Pump with Remote Outdoor Unit-Air-Source | 4TWB4036G1 |  | 4TXCB036BC3 | 12 | 14.5 | 9 | Yes | Yes | 2011-08-19 |  | 0
FALSE | 4TWB4036G1 | 2434 | 4658020 | AMERICAN STANDARD, INC. | 4A6B4036G1 | HP | Split System: Heat Pump with Remote Outdoor Unit-Air-Source | 4TWB4036G1 |  | 4TXCB036BC3 | 12 | 14.5 | 9 | Yes | Yes | 2011-08-19 |  | 0
FALSE | 4TWB4036G1 | 2434 | 4658021 | AMERICAN STANDARD, INC. | 4A6B4036G1 | HP | Split System: Heat Pump with Remote Outdoor Unit-Air-Source | 4TWB4036G1 |  | 4TXCB036BC3 | 12 | 14.5 | 9 | Yes | Yes | 2011-08-19 |  | 0
FALSE | 4TWB4036G1 | 2434 | 4658031 | AMERICAN STANDARD, INC. | 4A6B4036G1 | HP | Split System: Heat Pump with Remote Outdoor Unit-Air-Source | 4TWB4036G1 |  | 4TXCB036BC3 | 12.5 | 14.75 | 9 | Yes | Yes | 2011-08-19 |  | 0
FALSE | 4TWB4036G1 | 2434 | 4658034 | AMERICAN STANDARD, INC. | 4A6B4036G1 | HP | Split System: Heat Pump with Remote Outdoor Unit-Air-Source | 4TWB4036G1 |  | 4TXCB036BC3 | 12 | 14.5 | 9 | Yes | Yes | 2011-08-19 |  | 0
FALSE | 4TWB4036G1 | 2434 | 4658036 | AMERICAN STANDARD, INC. | 4A6B4036G1 | HP | Split System: Heat Pump with Remote Outdoor Unit-Air-Source | 4TWB4036G1 |  | 4TXCB036BC3 | 12 | 14.5 | 9 | Yes | Yes | 2011-08-19 |  | 0
FALSE | 4TWB4036G1 | 2434 | 4658039 | AMERICAN STANDARD, INC. | 4A6B4036G1 | HP | Split System: Heat Pump with Remote Outdoor Unit-Air-Source | 4TWB4036G1 |  | 4TXCB036BC3 | 12 | 14.5 | 9 | Yes | Yes | 2011-08-19 |  | 0
FALSE | 4TWB4036G1 | 2434 | 4658040 | AMERICAN STANDARD, INC. | 4A6B4036G1 | HP | Split System: Heat Pump with Remote Outdoor Unit-Air-Source | 4TWB4036G1 |  | 4TXCB036BC3 | 12 | 14.5 | 9 | Yes | Yes | 2011-08-19 |  | 0
FALSE | 4TWB4036G1 | 2434 | 4658041 | AMERICAN STANDARD, INC. | 4A6B4036G1 | HP | Split System: Heat Pump with Remote Outdoor Unit-Air-Source | 4TWB4036G1 |  | 4TXCB036BC3 | 12.5 | 14.75 | 9 | Yes | Yes | 2011-08-19 |  | 0
FALSE | 4TWB4036G1 | 2434 | 4658052 | AMERICAN STANDARD, INC. | 4A6B4036G1 | HP | Split System: Heat Pump with Remote Outdoor Unit-Air-Source | 4TWB4036G1 |  | 4TXCB036BC3 | 12.5 | 15 | 9 | Yes | Yes | 2011-08-19 |  | 1
FALSE | 4TWB4036G1 | 2434 | 4658064 | AMERICAN STANDARD, INC. | 4A6B4036G1 | HP | Split System: Heat Pump with Remote Outdoor Unit-Air-Source | 4TWB4036G1 |  | 4TXCB042BC3 | 12 | 14.5 | 9 | Yes | Yes | 2011-08-19 |  | 0
FALSE | 4TWB4036G1 | 2434 | 4658072 | AMERICAN STANDARD, INC. | 4A6B4036G1 | HP | Split System: Heat Pump with Remote Outdoor Unit-Air-Source | 4TWB4036G1 |  | 4TXCB042BC3 | 12 | 14.75 | 9 | Yes | Yes | 2011-08-19 |  | 0
FALSE | 4TWB4036G1 | 2434 | 4658074 | AMERICAN STANDARD, INC. | 4A6B4036G1 | HP | Split System: Heat Pump with Remote Outdoor Unit-Air-Source | 4TWB4036G1 |  | 4TXCB042BC3 | 12 | 14.5 | 9 | Yes | Yes | 2011-08-19 |  | 0
FALSE | 4TWB4036G1 | 2434 | 4658075 | AMERICAN STANDARD, INC. | 4A6B4036G1 | HP | Split System: Heat Pump with Remote Outdoor Unit-Air-Source | 4TWB4036G1 |  | 4TXCB042BC3 | 12.5 | 14.75 | 9 | Yes | Yes | 2011-08-19 |  | 0
FALSE | 4TWB4036G1 | 2434 | 4658086 | AMERICAN STANDARD, INC. | 4A6B4036G1 | HP | Split System: Heat Pump with Remote Outdoor Unit-Air-Source | 4TWB4036G1 |  | 4TXCB042BC3 | 12.5 | 15 | 9 | Yes | Yes | 2011-08-19 |  | 1
FALSE | 4TWB4036G1 | 2434 | 4658090 | AMERICAN STANDARD, INC. | 4A6B4036G1 | HP | Split System: Heat Pump with Remote Outdoor Unit-Air-Source | 4TWB4036G1 |  | 4TXCB042BC3 | 12 | 14.5 | 9 | Yes | Yes | 2011-08-19 |  | 0
FALSE | 4TWB4036G1 | 2434 | 4658091 | AMERICAN STANDARD, INC. | 4A6B4036G1 | HP | Split System: Heat Pump with Remote Outdoor Unit-Air-Source | 4TWB4036G1 |  | 4TXCB042BC3 | 12 | 14.5 | 9 | Yes | Yes | 2011-08-19 |  | 0
FALSE | 4TWB4036G1 | 2434 | 4658092 | AMERICAN STANDARD, INC. | 4A6B4036G1 | HP | Split System: Heat Pump with Remote Outdoor Unit-Air-Source | 4TWB4036G1 |  | 4TXCB042BC3 | 12 | 14.5 | 9 | Yes | Yes | 2011-08-19 |  | 0
FALSE | 4TWB4036G1 | 2434 | 4658093 | AMERICAN STANDARD, INC. | 4A6B4036G1 | HP | Split System: Heat Pump with Remote Outdoor Unit-Air-Source | 4TWB4036G1 |  | 4TXCB042BC3 | 12 | 14.5 | 9 | Yes | Yes | 2011-08-19 |  | 0
FALSE | 4TWB4036G1 | 2434 | 4658094 | AMERICAN STANDARD, INC. | 4A6B4036G1 | HP | Split System: Heat Pump with Remote Outdoor Unit-Air-Source | 4TWB4036G1 |  | 4TXCB042BC3 | 12 | 14.5 | 9 | Yes | Yes | 2011-08-19 |  | 0
FALSE | 4TWB4036G1 | 2434 | 4658180 | AMERICAN STANDARD, INC. | 4A6B4036G1 | HP | Split System: Heat Pump with Remote Outdoor Unit-Air-Source | 4TWB4036G1 |  | 4TXCC005CC3 | 12 | 14.5 | 9 | Yes | Yes | 2011-08-19 |  | 0
FALSE | 4TWB4036G1 | 2434 | 4658181 | AMERICAN STANDARD, INC. | 4A6B4036G1 | HP | Split System: Heat Pump with Remote Outdoor Unit-Air-Source | 4TWB4036G1 |  | 4TXCC005CC3 | 12.5 | 14.75 | 9 | Yes | Yes | 2011-08-19 |  | 0
FALSE | 4TWB4036G1 | 2434 | 4658182 | AMERICAN STANDARD, INC. | 4A6B4036G1 | HP | Split System: Heat Pump with Remote Outdoor Unit-Air-Source | 4TWB4036G1 |  | 4TXCC005CC3 | 12 | 14.5 | 9 | Yes | Yes | 2011-08-19 |  | 0
FALSE | 4TWB4036G1 | 2434 | 4658183 | AMERICAN STANDARD, INC. | 4A6B4036G1 | HP | Split System: Heat Pump with Remote Outdoor Unit-Air-Source | 4TWB4036G1 |  | 4TXCC005CC3 | 12.5 | 14.75 | 9 | Yes | Yes | 2011-08-19 |  | 0
FALSE | 4TWB4036G1 | 2434 | 4658184 | AMERICAN STANDARD, INC. | 4A6B4036G1 | HP | Split System: Heat Pump with Remote Outdoor Unit-Air-Source | 4TWB4036G1 |  | 4TXCC005CC3 | 12 | 14.5 | 9 | Yes | Yes | 2011-08-19 |  | 0
FALSE | 4TWB4036G1 | 2434 | 4658185 | AMERICAN STANDARD, INC. | 4A6B4036G1 | HP | Split System: Heat Pump with Remote Outdoor Unit-Air-Source | 4TWB4036G1 |  | 4TXCC005CC3 | 12 | 14.5 | 9 | Yes | Yes | 2011-08-19 |  | 0
FALSE | 4TWB4036G1 | 2434 | 4658186 | AMERICAN STANDARD, INC. | 4A6B4036G1 | HP | Split System: Heat Pump with Remote Outdoor Unit-Air-Source | 4TWB4036G1 |  | 4TXCC005CC3 | 12.5 | 15 | 9 | Yes | Yes | 2011-08-19 |  | 1
FALSE | 4TWB4036G1 | 2434 | 4658187 | AMERICAN STANDARD, INC. | 4A6B4036G1 | HP | Split System: Heat Pump with Remote Outdoor Unit-Air-Source | 4TWB4036G1 |  | 4TXCC005CC3 | 12.5 | 15 | 9 | Yes | Yes | 2011-08-19 |  | 1
FALSE | 4TWB4036G1 | 2434 | 4658188 | AMERICAN STANDARD, INC. | 4A6B4036G1 | HP | Split System: Heat Pump with Remote Outdoor Unit-Air-Source | 4TWB4036G1 |  | 4TXCC005CC3 | 12.5 | 15 | 9 | Yes | Yes | 2011-08-19 |  | 1
FALSE | 4TWB4036G1 | 2434 | 4658189 | AMERICAN STANDARD, INC. | 4A6B4036G1 | HP | Split System: Heat Pump with Remote Outdoor Unit-Air-Source | 4TWB4036G1 |  | 4TXCC005CC3 | 12.5 | 15 | 9 | Yes | Yes | 2011-08-19 |  | 1
FALSE | 4TWB4036G1 | 2434 | 4658190 | AMERICAN STANDARD, INC. | 4A6B4036G1 | HP | Split System: Heat Pump with Remote Outdoor Unit-Air-Source | 4TWB4036G1 |  | 4TXCC005CC3 | 12.5 | 15 | 9 | Yes | Yes | 2011-08-19 |  | 1
FALSE | 4TWB4036G1 | 2434 | 4658191 | AMERICAN STANDARD, INC. | 4A6B4036G1 | HP | Split System: Heat Pump with Remote Outdoor Unit-Air-Source | 4TWB4036G1 |  | 4TXCC005CC3 | 12.5 | 15 | 9 | Yes | Yes | 2011-08-19 |  | 1
FALSE | 4TWB4036G1 | 2434 | 4658192 | AMERICAN STANDARD, INC. | 4A6B4036G1 | HP | Split System: Heat Pump with Remote Outdoor Unit-Air-Source | 4TWB4036G1 |  | 4TXCC005CC3 | 12.5 | 15 | 9 | Yes | Yes | 2011-08-19 |  | 1
FALSE | 4TWB4036G1 | 2434 | 4658193 | AMERICAN STANDARD, INC. | 4A6B4036G1 | HP | Split System: Heat Pump with Remote Outdoor Unit-Air-Source | 4TWB4036G1 |  | 4TXCC005CC3 | 12.5 | 15 | 9 | Yes | Yes | 2011-08-19 |  | 1
FALSE | 4TWB4036G1 | 2434 | 4658194 | AMERICAN STANDARD, INC. | 4A6B4036G1 | HP | Split System: Heat Pump with Remote Outdoor Unit-Air-Source | 4TWB4036G1 |  | 4TXCC005CC3 | 12.5 | 15 | 9 | Yes | Yes | 2011-08-19 |  | 1
FALSE | 4TWB4036G1 | 2434 | 4658195 | AMERICAN STANDARD, INC. | 4A6B4036G1 | HP | Split System: Heat Pump with Remote Outdoor Unit-Air-Source | 4TWB4036G1 |  | 4TXCC005CC3 | 12 | 14.5 | 9 | Yes | Yes | 2011-08-19 |  | 0
FALSE | 4TWB4036G1 | 2434 | 4658196 | AMERICAN STANDARD, INC. | 4A6B4036G1 | HP | Split System: Heat Pump with Remote Outdoor Unit-Air-Source | 4TWB4036G1 |  | 4TXCC005CC3 | 12 | 14.5 | 9 | Yes | Yes | 2011-08-19 |  | 0
FALSE | 4TWB4036G1 | 2434 | 4658197 | AMERICAN STANDARD, INC. | 4A6B4036G1 | HP | Split System: Heat Pump with Remote Outdoor Unit-Air-Source | 4TWB4036G1 |  | 4TXCC005CC3 | 12.5 | 14.75 | 9 | Yes | Yes | 2011-08-19 |  | 0
FALSE | 4TWB4036G1 | 2434 | 4658131 | AMERICAN STANDARD, INC. | 4A6B4036G1 | HP | Split System: Heat Pump with Remote Outdoor Unit-Air-Source | 4TWB4036G1 |  | 4TXCB048BC3 | 12 | 14.5 | 9 | Yes | Yes | 2011-08-19 |  | 0
FALSE | 4TWB4036G1 | 2434 | 4658132 | AMERICAN STANDARD, INC. | 4A6B4036G1 | HP | Split System: Heat Pump with Remote Outdoor Unit-Air-Source | 4TWB4036G1 |  | 4TXCB048BC3 | 12 | 14.75 | 9 | Yes | Yes | 2011-08-19 |  | 0
FALSE | 4TWB4036G1 | 2434 | 4658133 | AMERICAN STANDARD, INC. | 4A6B4036G1 | HP | Split System: Heat Pump with Remote Outdoor Unit-Air-Source | 4TWB4036G1 |  | 4TXCB048BC3 | 12 | 14.5 | 9 | Yes | Yes | 2011-08-19 |  | 0
FALSE | 4TWB4036G1 | 2434 | 4658135 | AMERICAN STANDARD, INC. | 4A6B4036G1 | HP | Split System: Heat Pump with Remote Outdoor Unit-Air-Source | 4TWB4036G1 |  | 4TXCB048BC3 | 12.5 | 14.75 | 9 | Yes | Yes | 2011-08-19 |  | 0
FALSE | 4TWB4036G1 | 2434 | 4658136 | AMERICAN STANDARD, INC. | 4A6B4036G1 | HP | Split System: Heat Pump with Remote Outdoor Unit-Air-Source | 4TWB4036G1 |  | 4TXCB048BC3 | 12 | 14.5 | 9 | Yes | Yes | 2011-08-19 |  | 0
FALSE | 4TWB4036G1 | 2434 | 4658137 | AMERICAN STANDARD, INC. | 4A6B4036G1 | HP | Split System: Heat Pump with Remote Outdoor Unit-Air-Source | 4TWB4036G1 |  | 4TXCB048BC3 | 12.5 | 15 | 9 | Yes | Yes | 2011-08-19 |  | 1
FALSE | 4TWB4036G1 | 2434 | 4658146 | AMERICAN STANDARD, INC. | 4A6B4036G1 | HP | Split System: Heat Pump with Remote Outdoor Unit-Air-Source | 4TWB4036G1 |  | 4TXCB048BC3 | 12.5 | 14.75 | 9 | Yes | Yes | 2011-08-19 |  | 0
FALSE | 4TWB4036G1 | 2434 | 4658147 | AMERICAN STANDARD, INC. | 4A6B4036G1 | HP | Split System: Heat Pump with Remote Outdoor Unit-Air-Source | 4TWB4036G1 |  | 4TXCB048BC3 | 12 | 14.75 | 9 | Yes | Yes | 2011-08-19 |  | 0
FALSE | 4TWB4036G1 | 2434 | 4658154 | AMERICAN STANDARD, INC. | 4A6B4036G1 | HP | Split System: Heat Pump with Remote Outdoor Unit-Air-Source | 4TWB4036G1 |  | 4TXCB048BC3 | 12 | 14.5 | 9 | Yes | Yes | 2011-08-19 |  | 0
FALSE | 4TWB4036G1 | 2434 | 4658155 | AMERICAN STANDARD, INC. | 4A6B4036G1 | HP | Split System: Heat Pump with Remote Outdoor Unit-Air-Source | 4TWB4036G1 |  | 4TXCB048BC3 | 12 | 14.5 | 9 | Yes | Yes | 2011-08-19 |  | 0
FALSE | 4TWB4036G1 | 2434 | 4658156 | AMERICAN STANDARD, INC. | 4A6B4036G1 | HP | Split System: Heat Pump with Remote Outdoor Unit-Air-Source | 4TWB4036G1 |  | 4TXCB048BC3 | 12 | 14.5 | 9 | Yes | Yes | 2011-08-19 |  | 0
FALSE | 4TWB4036G1 | 2434 | 4658157 | AMERICAN STANDARD, INC. | 4A6B4036G1 | HP | Split System: Heat Pump with Remote Outdoor Unit-Air-Source | 4TWB4036G1 |  | 4TXCB048BC3 | 12.5 | 15 | 9 | Yes | Yes | 2011-08-19 |  | 1
FALSE | 4TWB4036G1 | 2434 | 4658159 | AMERICAN STANDARD, INC. | 4A6B4036G1 | HP | Split System: Heat Pump with Remote Outdoor Unit-Air-Source | 4TWB4036G1 |  | 4TXCB048BC3 | 12 | 14.5 | 9 | Yes | Yes | 2011-08-19 |  | 0
FALSE | 4TWB4036G1 | 2434 | 4658160 | AMERICAN STANDARD, INC. | 4A6B4036G1 | HP | Split System: Heat Pump with Remote Outdoor Unit-Air-Source | 4TWB4036G1 |  | 4TXCB048BC3 | 12 | 14.5 | 9 | Yes | Yes | 2011-08-19 |  | 0
FALSE | 4TWB4036G1 | 2434 | 4658161 | AMERICAN STANDARD, INC. | 4A6B4036G1 | HP | Split System: Heat Pump with Remote Outdoor Unit-Air-Source | 4TWB4036G1 |  | 4TXCB048BC3 | 12.5 | 15 | 9 | Yes | Yes | 2011-08-19 |  | 1
FALSE | 4TWB4036G1 | 2434 | 4658168 | AMERICAN STANDARD, INC. | 4A6B4036G1 | HP | Split System: Heat Pump with Remote Outdoor Unit-Air-Source | 4TWB4036G1 |  | 4TXCB048BC3 | 12.5 | 14.75 | 9 | Yes | Yes | 2011-08-19 |  | 0
FALSE | 4TWB4036G1 | 2434 | 4658169 | AMERICAN STANDARD, INC. | 4A6B4036G1 | HP | Split System: Heat Pump with Remote Outdoor Unit-Air-Source | 4TWB4036G1 |  | 4TXCB048BC3 | 12.5 | 14.75 | 9 | Yes | Yes | 2011-08-19 |  | 0
FALSE | 4TWB4036G1 | 2434 | 4658176 | AMERICAN STANDARD, INC. | 4A6B4036G1 | HP | Split System: Heat Pump with Remote Outdoor Unit-Air-Source | 4TWB4036G1 |  | 4TXCC005CC3 | 12.5 | 15 | 9 | Yes | Yes | 2011-08-19 |  | 1
FALSE | 4TWB4036G1 | 2434 | 4658177 | AMERICAN STANDARD, INC. | 4A6B4036G1 | HP | Split System: Heat Pump with Remote Outdoor Unit-Air-Source | 4TWB4036G1 |  | 4TXCC005CC3 | 12.5 | 15 | 9 | Yes | Yes | 2011-08-19 |  | 1
FALSE | 4TWB4036G1 | 2434 | 4658178 | AMERICAN STANDARD, INC. | 4A6B4036G1 | HP | Split System: Heat Pump with Remote Outdoor Unit-Air-Source | 4TWB4036G1 |  | 4TXCC005CC3 | 12.5 | 15 | 9 | Yes | Yes | 2011-08-19 |  | 1
FALSE | 4TWB4036G1 | 2434 | 4658179 | AMERICAN STANDARD, INC. | 4A6B4036G1 | HP | Split System: Heat Pump with Remote Outdoor Unit-Air-Source | 4TWB4036G1 |  | 4TXCC005CC3 | 12.5 | 15 | 9 | Yes | Yes | 2011-08-19 |  | 1
FALSE | 4TWB4036G1 | 2434 | 4658198 | AMERICAN STANDARD, INC. | 4A6B4036G1 | HP | Split System: Heat Pump with Remote Outdoor Unit-Air-Source | 4TWB4036G1 |  | 4TXCC005CC3 | 12 | 14.5 | 9 | Yes | Yes | 2011-08-19 |  | 0
FALSE | 4TWB4036G1 | 2434 | 4658200 | AMERICAN STANDARD, INC. | 4A6B4036G1 | HP | Split System: Heat Pump with Remote Outdoor Unit-Air-Source | 4TWB4036G1 |  | 4TXCC005CC3 | 12 | 14.5 | 9 | Yes | Yes | 2011-08-19 |  | 0
FALSE | 4TWB4036G1 | 2434 | 4658201 | AMERICAN STANDARD, INC. | 4A6B4036G1 | HP | Split System: Heat Pump with Remote Outdoor Unit-Air-Source | 4TWB4036G1 |  | 4TXCC005CC3 | 12.5 | 14.75 | 9 | Yes | Yes | 2011-08-19 |  | 0
FALSE | 4TWB4036G1 | 2434 | 4658202 | AMERICAN STANDARD, INC. | 4A6B4036G1 | HP | Split System: Heat Pump with Remote Outdoor Unit-Air-Source | 4TWB4036G1 |  | 4TXCC005CC3 | 12.5 | 14.75 | 9 | Yes | Yes | 2011-08-19 |  | 0
FALSE | 4TWB4036G1 | 2434 | 4658203 | AMERICAN STANDARD, INC. | 4A6B4036G1 | HP | Split System: Heat Pump with Remote Outdoor Unit-Air-Source | 4TWB4036G1 |  | 4TXCC005CC3 | 12.5 | 14.75 | 9 | Yes | Yes | 2011-08-19 |  | 0
FALSE | 4TWB4036G1 | 2434 | 4658204 | AMERICAN STANDARD, INC. | 4A6B4036G1 | HP | Split System: Heat Pump with Remote Outdoor Unit-Air-Source | 4TWB4036G1 |  | 4TXCC005CC3 | 12.5 | 15 | 9 | Yes | Yes | 2011-08-19 |  | 1
FALSE | 4TWB4036G1 | 2434 | 4658207 | AMERICAN STANDARD, INC. | 4A6B4036G1 | HP | Split System: Heat Pump with Remote Outdoor Unit-Air-Source | 4TWB4036G1 |  | 4TXCC007CC3 | 12 | 14.5 | 8.5 | Yes | Yes | 2011-08-19 |  | 0
FALSE | 4TWB4036G1 | 2434 | 4658209 | AMERICAN STANDARD, INC. | 4A6B4036G1 | HP | Split System: Heat Pump with Remote Outdoor Unit-Air-Source | 4TWB4036G1 |  | 4TXCC007CC3 | 12.5 | 15 | 9 | Yes | Yes | 2011-08-19 |  | 1
FALSE | 4TWB4036G1 | 2434 | 4658210 | AMERICAN STANDARD, INC. | 4A6B4036G1 | HP | Split System: Heat Pump with Remote Outdoor Unit-Air-Source | 4TWB4036G1 |  | 4TXCC007CC3 | 12.5 | 15 | 9 | Yes | Yes | 2011-08-19 |  | 1
FALSE | 4TWB4036G1 | 2434 | 4658211 | AMERICAN STANDARD, INC. | 4A6B4036G1 | HP | Split System: Heat Pump with Remote Outdoor Unit-Air-Source | 4TWB4036G1 |  | 4TXCC007CC3 | 12.5 | 15 | 9 | Yes | Yes | 2011-08-19 |  | 1
FALSE | 4TWB4036G1 | 2434 | 4658212 | AMERICAN STANDARD, INC. | 4A6B4036G1 | HP | Split System: Heat Pump with Remote Outdoor Unit-Air-Source | 4TWB4036G1 |  | 4TXCC007CC3 | 12 | 14.5 | 9 | Yes | Yes | 2011-08-19 |  | 0
FALSE | 4TWB4036G1 | 2434 | 4658213 | AMERICAN STANDARD, INC. | 4A6B4036G1 | HP | Split System: Heat Pump with Remote Outdoor Unit-Air-Source | 4TWB4036G1 |  | 4TXCC007CC3 | 12 | 14.5 | 9 | Yes | Yes | 2011-08-19 |  | 0
FALSE | 4TWB4036G1 | 2434 | 4658214 | AMERICAN STANDARD, INC. | 4A6B4036G1 | HP | Split System: Heat Pump with Remote Outdoor Unit-Air-Source | 4TWB4036G1 |  | 4TXCC007CC3 | 12.5 | 14.75 | 9 | Yes | Yes | 2011-08-19 |  | 0
FALSE | 4TWB4036G1 | 2434 | 4658218 | AMERICAN STANDARD, INC. | 4A6B4036G1 | HP | Split System: Heat Pump with Remote Outdoor Unit-Air-Source | 4TWB4036G1 |  | 4TXCC007CC3 | 12.5 | 15 | 9 | Yes | Yes | 2011-08-19 |  | 1
FALSE | 4TWB4036G1 | 2434 | 4658219 | AMERICAN STANDARD, INC. | 4A6B4036G1 | HP | Split System: Heat Pump with Remote Outdoor Unit-Air-Source | 4TWB4036G1 |  | 4TXCC007CC3 | 12.5 | 15 | 9 | Yes | Yes | 2011-08-19 |  | 1
FALSE | 4TWB4036G1 | 2434 | 4658220 | AMERICAN STANDARD, INC. | 4A6B4036G1 | HP | Split System: Heat Pump with Remote Outdoor Unit-Air-Source | 4TWB4036G1 |  | 4TXCC007CC3 | 12.5 | 15 | 9 | Yes | Yes | 2011-08-19 |  | 1
FALSE | 4TWB4036G1 | 2434 | 4658221 | AMERICAN STANDARD, INC. | 4A6B4036G1 | HP | Split System: Heat Pump with Remote Outdoor Unit-Air-Source | 4TWB4036G1 |  | 4TXCC007CC3 | 12.5 | 15 | 9 | Yes | Yes | 2011-08-19 |  | 1
FALSE | 4TWB4036G1 | 2434 | 4658222 | AMERICAN STANDARD, INC. | 4A6B4036G1 | HP | Split System: Heat Pump with Remote Outdoor Unit-Air-Source | 4TWB4036G1 |  | 4TXCC007CC3 | 12 | 14.5 | 9 | Yes | Yes | 2011-08-19 |  | 0
FALSE | 4TWB4036G1 | 2434 | 4658223 | AMERICAN STANDARD, INC. | 4A6B4036G1 | HP | Split System: Heat Pump with Remote Outdoor Unit-Air-Source | 4TWB4036G1 |  | 4TXCC007CC3 | 12.5 | 14.75 | 9 | Yes | Yes | 2011-08-19 |  | 0
FALSE | 4TWB4036G1 | 2434 | 4658224 | AMERICAN STANDARD, INC. | 4A6B4036G1 | HP | Split System: Heat Pump with Remote Outdoor Unit-Air-Source | 4TWB4036G1 |  | 4TXCC007CC3 | 12 | 14.5 | 9 | Yes | Yes | 2011-08-19 |  | 0
FALSE | 4TWB4036G1 | 2434 | 4658225 | AMERICAN STANDARD, INC. | 4A6B4036G1 | HP | Split System: Heat Pump with Remote Outdoor Unit-Air-Source | 4TWB4036G1 |  | 4TXCC007CC3 | 12.5 | 14.75 | 9 | Yes | Yes | 2011-08-19 |  | 0
FALSE | 4TWB4036G1 | 2434 | 4658226 | AMERICAN STANDARD, INC. | 4A6B4036G1 | HP | Split System: Heat Pump with Remote Outdoor Unit-Air-Source | 4TWB4036G1 |  | 4TXCC007CC3 | 12 | 14.5 | 9 | Yes | Yes | 2011-08-19 |  | 0
FALSE | 4TWB4036G1 | 2434 | 4658296 | AMERICAN STANDARD, INC. | 4A6B4036G1 | HP | Split System: Heat Pump with Remote Outdoor Unit-Air-Source | 4TWB4036G1 |  | 4TXCC037BC3 | 12 | 14.5 | 9 | Yes | Yes | 2011-08-19 |  | 0
FALSE | 4TWB4036G1 | 2434 | 4658297 | AMERICAN STANDARD, INC. | 4A6B4036G1 | HP | Split System: Heat Pump with Remote Outdoor Unit-Air-Source | 4TWB4036G1 |  | 4TXCC037BC3 | 12.5 | 14.75 | 9 | Yes | Yes | 2011-08-19 |  | 0
FALSE | 4TWB4036G1 | 2434 | 4658298 | AMERICAN STANDARD, INC. | 4A6B4036G1 | HP | Split System: Heat Pump with Remote Outdoor Unit-Air-Source | 4TWB4036G1 |  | 4TXCC043BC3 | 12 | 14.5 | 8.5 | Yes | Yes | 2011-08-19 |  | 0
FALSE | 4TWB4036G1 | 2434 | 4658306 | AMERICAN STANDARD, INC. | 4A6B4036G1 | HP | Split System: Heat Pump with Remote Outdoor Unit-Air-Source | 4TWB4036G1 |  | 4TXCC043BC3 | 12 | 14.5 | 9 | Yes | Yes | 2011-08-19 |  | 0
FALSE | 4TWB4036G1 | 2434 | 4658307 | AMERICAN STANDARD, INC. | 4A6B4036G1 | HP | Split System: Heat Pump with Remote Outdoor Unit-Air-Source | 4TWB4036G1 |  | 4TXCC043BC3 | 12.5 | 14.75 | 9 | Yes | Yes | 2011-08-19 |  | 0
FALSE | 4TWB4036G1 | 2434 | 4658308 | AMERICAN STANDARD, INC. | 4A6B4036G1 | HP | Split System: Heat Pump with Remote Outdoor Unit-Air-Source | 4TWB4036G1 |  | 4TXCC043BC3 | 12 | 14.5 | 9 | Yes | Yes | 2011-08-19 |  | 0
FALSE | 4TWB4036G1 | 2434 | 4658309 | AMERICAN STANDARD, INC. | 4A6B4036G1 | HP | Split System: Heat Pump with Remote Outdoor Unit-Air-Source | 4TWB4036G1 |  | 4TXCC043BC3 | 12.5 | 14.75 | 9 | Yes | Yes | 2011-08-19 |  | 0
FALSE | 4TWB4036G1 | 2434 | 4658310 | AMERICAN STANDARD, INC. | 4A6B4036G1 | HP | Split System: Heat Pump with Remote Outdoor Unit-Air-Source | 4TWB4036G1 |  | 4TXCC043BC3 | 12.5 | 14.75 | 9 | Yes | Yes | 2011-08-19 |  | 0
FALSE | 4TWB4036G1 | 2434 | 4658311 | AMERICAN STANDARD, INC. | 4A6B4036G1 | HP | Split System: Heat Pump with Remote Outdoor Unit-Air-Source | 4TWB4036G1 |  | 4TXCC043BC3 | 12 | 14.5 | 9 | Yes | Yes | 2011-08-19 |  | 0
FALSE | 4TWB4036G1 | 2434 | 4658315 | AMERICAN STANDARD, INC. | 4A6B4036G1 | HP | Split System: Heat Pump with Remote Outdoor Unit-Air-Source | 4TWB4036G1 |  | 4TXCC043BC3 | 12 | 14.5 | 9 | Yes | Yes | 2011-08-19 |  | 0
FALSE | 4TWB4036G1 | 2434 | 4658316 | AMERICAN STANDARD, INC. | 4A6B4036G1 | HP | Split System: Heat Pump with Remote Outdoor Unit-Air-Source | 4TWB4036G1 |  | 4TXCC043BC3 | 12 | 14.5 | 9 | Yes | Yes | 2011-08-19 |  | 0
FALSE | 4TWB4036G1 | 2434 | 4658318 | AMERICAN STANDARD, INC. | 4A6B4036G1 | HP | Split System: Heat Pump with Remote Outdoor Unit-Air-Source | 4TWB4036G1 |  | 4TXCC043BC3 | 12 | 14.5 | 9 | Yes | Yes | 2011-08-19 |  | 0
FALSE | 4TWB4036G1 | 2434 | 4658320 | AMERICAN STANDARD, INC. | 4A6B4036G1 | HP | Split System: Heat Pump with Remote Outdoor Unit-Air-Source | 4TWB4036G1 |  | 4TXCC043BC3 | 12 | 14.5 | 9 | Yes | Yes | 2011-08-19 |  | 0
FALSE | 4TWB4036G1 | 2434 | 4658321 | AMERICAN STANDARD, INC. | 4A6B4036G1 | HP | Split System: Heat Pump with Remote Outdoor Unit-Air-Source | 4TWB4036G1 |  | 4TXCC043BC3 | 12 | 14.75 | 9 | Yes | Yes | 2011-08-19 |  | 0
FALSE | 4TWB4036G1 | 2434 | 4658322 | AMERICAN STANDARD, INC. | 4A6B4036G1 | HP | Split System: Heat Pump with Remote Outdoor Unit-Air-Source | 4TWB4036G1 |  | 4TXCC043BC3 | 12 | 14.5 | 9 | Yes | Yes | 2011-08-19 |  | 0
FALSE | 4TWB4036G1 | 2434 | 4658323 | AMERICAN STANDARD, INC. | 4A6B4036G1 | HP | Split System: Heat Pump with Remote Outdoor Unit-Air-Source | 4TWB4036G1 |  | 4TXCC043BC3 | 12.5 | 14.75 | 9 | Yes | Yes | 2011-08-19 |  | 0
FALSE | 4TWB4036G1 | 2434 | 4658329 | AMERICAN STANDARD, INC. | 4A6B4036G1 | HP | Split System: Heat Pump with Remote Outdoor Unit-Air-Source | 4TWB4036G1 |  | 4TXCC043BC3 | 12 | 14.5 | 9 | Yes | Yes | 2011-08-19 |  | 0
FALSE | 4TWB4036G1 | 2434 | 4658333 | AMERICAN STANDARD, INC. | 4A6B4036G1 | HP | Split System: Heat Pump with Remote Outdoor Unit-Air-Source | 4TWB4036G1 |  | 4TXCC043BC3 | 12 | 14.5 | 9 | Yes | Yes | 2011-08-19 |  | 0
FALSE | 4TWB4036G1 | 2434 | 4658255 | AMERICAN STANDARD, INC. | 4A6B4036G1 | HP | Split System: Heat Pump with Remote Outdoor Unit-Air-Source | 4TWB4036G1 |  | 4TXCC037BC3 | 12 | 14.5 | 8.5 | Yes | Yes | 2011-08-19 |  | 0
FALSE | 4TWB4036G1 | 2434 | 4658256 | AMERICAN STANDARD, INC. | 4A6B4036G1 | HP | Split System: Heat Pump with Remote Outdoor Unit-Air-Source | 4TWB4036G1 |  | 4TXCC037BC3 | 12.5 | 14.75 | 9 | Yes | Yes | 2011-08-19 |  | 0
FALSE | 4TWB4036G1 | 2434 | 4658257 | AMERICAN STANDARD, INC. | 4A6B4036G1 | HP | Split System: Heat Pump with Remote Outdoor Unit-Air-Source | 4TWB4036G1 |  | 4TXCC037BC3 | 12 | 14.5 | 9 | Yes | Yes | 2011-08-19 |  | 0
FALSE | 4TWB4036G1 | 2434 | 4658258 | AMERICAN STANDARD, INC. | 4A6B4036G1 | HP | Split System: Heat Pump with Remote Outdoor Unit-Air-Source | 4TWB4036G1 |  | 4TXCC037BC3 | 12.5 | 14.75 | 9 | Yes | Yes | 2011-08-19 |  | 0
FALSE | 4TWB4036G1 | 2434 | 4658260 | AMERICAN STANDARD, INC. | 4A6B4036G1 | HP | Split System: Heat Pump with Remote Outdoor Unit-Air-Source | 4TWB4036G1 |  | 4TXCC037BC3 | 12 | 14.5 | 8.5 | Yes | Yes | 2011-08-19 |  | 0
FALSE | 4TWB4036G1 | 2434 | 4658261 | AMERICAN STANDARD, INC. | 4A6B4036G1 | HP | Split System: Heat Pump with Remote Outdoor Unit-Air-Source | 4TWB4036G1 |  | 4TXCC037BC3 | 12.5 | 15 | 9 | Yes | Yes | 2011-08-19 |  | 1
FALSE | 4TWB4036G1 | 2434 | 4658268 | AMERICAN STANDARD, INC. | 4A6B4036G1 | HP | Split System: Heat Pump with Remote Outdoor Unit-Air-Source | 4TWB4036G1 |  | 4TXCC037BC3 | 12 | 14.5 | 9 | Yes | Yes | 2011-08-19 |  | 0
FALSE | 4TWB4036G1 | 2434 | 4658269 | AMERICAN STANDARD, INC. | 4A6B4036G1 | HP | Split System: Heat Pump with Remote Outdoor Unit-Air-Source | 4TWB4036G1 |  | 4TXCC037BC3 | 12.5 | 14.75 | 9 | Yes | Yes | 2011-08-19 |  | 0
FALSE | 4TWB4036G1 | 2434 | 4658270 | AMERICAN STANDARD, INC. | 4A6B4036G1 | HP | Split System: Heat Pump with Remote Outdoor Unit-Air-Source | 4TWB4036G1 |  | 4TXCC037BC3 | 12 | 14.5 | 9 | Yes | Yes | 2011-08-19 |  | 0
FALSE | 4TWB4036G1 | 2434 | 4658271 | AMERICAN STANDARD, INC. | 4A6B4036G1 | HP | Split System: Heat Pump with Remote Outdoor Unit-Air-Source | 4TWB4036G1 |  | 4TXCC037BC3 | 12.5 | 15 | 9 | Yes | Yes | 2011-08-19 |  | 1
FALSE | 4TWB4036G1 | 2434 | 4658273 | AMERICAN STANDARD, INC. | 4A6B4036G1 | HP | Split System: Heat Pump with Remote Outdoor Unit-Air-Source | 4TWB4036G1 |  | 4TXCC037BC3 | 12 | 14.5 | 9 | Yes | Yes | 2011-08-19 |  | 0
FALSE | 4TWB4036G1 | 2434 | 4658274 | AMERICAN STANDARD, INC. | 4A6B4036G1 | HP | Split System: Heat Pump with Remote Outdoor Unit-Air-Source | 4TWB4036G1 |  | 4TXCC037BC3 | 12.5 | 14.75 | 9 | Yes | Yes | 2011-08-19 |  | 0
FALSE | 4TWB4036G1 | 2434 | 4658275 | AMERICAN STANDARD, INC. | 4A6B4036G1 | HP | Split System: Heat Pump with Remote Outdoor Unit-Air-Source | 4TWB4036G1 |  | 4TXCC037BC3 | 12 | 14.5 | 9 | Yes | Yes | 2011-08-19 |  | 0
FALSE | 4TWB4036G1 | 2434 | 4658276 | AMERICAN STANDARD, INC. | 4A6B4036G1 | HP | Split System: Heat Pump with Remote Outdoor Unit-Air-Source | 4TWB4036G1 |  | 4TXCC037BC3 | 12.5 | 14.75 | 9 | Yes | Yes | 2011-08-19 |  | 0
FALSE | 4TWB4036G1 | 2434 | 4658280 | AMERICAN STANDARD, INC. | 4A6B4036G1 | HP | Split System: Heat Pump with Remote Outdoor Unit-Air-Source | 4TWB4036G1 |  | 4TXCC037BC3 | 12 | 14.5 | 9 | Yes | Yes | 2011-08-19 |  | 0
FALSE | 4TWB4036G1 | 2434 | 4658285 | AMERICAN STANDARD, INC. | 4A6B4036G1 | HP | Split System: Heat Pump with Remote Outdoor Unit-Air-Source | 4TWB4036G1 |  | 4TXCC037BC3 | 12 | 14.5 | 9 | Yes | Yes | 2011-08-19 |  | 0
FALSE | 4TWB4036G1 | 2434 | 4658291 | AMERICAN STANDARD, INC. | 4A6B4036G1 | HP | Split System: Heat Pump with Remote Outdoor Unit-Air-Source | 4TWB4036G1 |  | 4TXCC037BC3 | 12 | 14.5 | 9 | Yes | Yes | 2011-08-19 |  | 0
FALSE | 4TWB4036G1 | 2434 | 4658292 | AMERICAN STANDARD, INC. | 4A6B4036G1 | HP | Split System: Heat Pump with Remote Outdoor Unit-Air-Source | 4TWB4036G1 |  | 4TXCC037BC3 | 12 | 14.5 | 9 | Yes | Yes | 2011-08-19 |  | 0
FALSE | 4TWB4036G1 | 2434 | 4658293 | AMERICAN STANDARD, INC. | 4A6B4036G1 | HP | Split System: Heat Pump with Remote Outdoor Unit-Air-Source | 4TWB4036G1 |  | 4TXCC037BC3 | 12 | 14.5 | 9 | Yes | Yes | 2011-08-19 |  | 0
FALSE | 4TWB4036G1 | 2434 | 4658294 | AMERICAN STANDARD, INC. | 4A6B4036G1 | HP | Split System: Heat Pump with Remote Outdoor Unit-Air-Source | 4TWB4036G1 |  | 4TXCC037BC3 | 12 | 14.5 | 9 | Yes | Yes | 2011-08-19 |  | 0
FALSE | 4TWB4036G1 | 2434 | 4658295 | AMERICAN STANDARD, INC. | 4A6B4036G1 | HP | Split System: Heat Pump with Remote Outdoor Unit-Air-Source | 4TWB4036G1 |  | 4TXCC037BC3 | 12.5 | 14.75 | 9 | Yes | Yes | 2011-08-19 |  | 0
FALSE | 4TWB4036G1 | 2434 | 4658334 | AMERICAN STANDARD, INC. | 4A6B4036G1 | HP | Split System: Heat Pump with Remote Outdoor Unit-Air-Source | 4TWB4036G1 |  | 4TXCC043BC3 | 12 | 14.5 | 8.5 | Yes | Yes | 2011-08-19 |  | 0
FALSE | 4TWB4036G1 | 2434 | 4658335 | AMERICAN STANDARD, INC. | 4A6B4036G1 | HP | Split System: Heat Pump with Remote Outdoor Unit-Air-Source | 4TWB4036G1 |  | 4TXCC043BC3 | 12 | 14.5 | 9 | Yes | Yes | 2011-08-19 |  | 0
FALSE | 4TWB4036G1 | 2434 | 4658336 | AMERICAN STANDARD, INC. | 4A6B4036G1 | HP | Split System: Heat Pump with Remote Outdoor Unit-Air-Source | 4TWB4036G1 |  | 4TXCC043BC3 | 12.5 | 14.75 | 9 | Yes | Yes | 2011-08-19 |  | 0
FALSE | 4TWB4036G1 | 2434 | 4658338 | AMERICAN STANDARD, INC. | 4A6B4036G1 | HP | Split System: Heat Pump with Remote Outdoor Unit-Air-Source | 4TWB4036G1 |  | 4TXCC043BC3 | 12.5 | 14.75 | 9 | Yes | Yes | 2011-08-19 |  | 0
FALSE | 4TWB4036G1 | 2434 | 4658339 | AMERICAN STANDARD, INC. | 4A6B4036G1 | HP | Split System: Heat Pump with Remote Outdoor Unit-Air-Source | 4TWB4036G1 |  | 4TXCC043BC3 | 12 | 14.75 | 9 | Yes | Yes | 2011-08-19 |  | 0
FALSE | 4TWB4036G1 | 2434 | 4658340 | AMERICAN STANDARD, INC. | 4A6B4036G1 | HP | Split System: Heat Pump with Remote Outdoor Unit-Air-Source | 4TWB4036G1 |  | 4TXCC043BC3 | 12.5 | 15 | 9 | Yes | Yes | 2011-08-19 |  | 1
FALSE | 4TWB4036G1 | 2434 | 4658347 | AMERICAN STANDARD, INC. | 4A6B4036G1 | HP | Split System: Heat Pump with Remote Outdoor Unit-Air-Source | 4TWB4036G1 |  | 4TXCC043BC3 | 12 | 14.5 | 9 | Yes | Yes | 2011-08-19 |  | 0
FALSE | 4TWB4036G1 | 2434 | 4658348 | AMERICAN STANDARD, INC. | 4A6B4036G1 | HP | Split System: Heat Pump with Remote Outdoor Unit-Air-Source | 4TWB4036G1 |  | 4TXCC043BC3 | 12 | 14.5 | 9 | Yes | Yes | 2011-08-19 |  | 0
FALSE | 4TWB4036G1 | 2434 | 4658349 | AMERICAN STANDARD, INC. | 4A6B4036G1 | HP | Split System: Heat Pump with Remote Outdoor Unit-Air-Source | 4TWB4036G1 |  | 4TXCC043BC3 | 12 | 14.75 | 9 | Yes | Yes | 2011-08-19 |  | 0
FALSE | 4TWB4036G1 | 2434 | 4658350 | AMERICAN STANDARD, INC. | 4A6B4036G1 | HP | Split System: Heat Pump with Remote Outdoor Unit-Air-Source | 4TWB4036G1 |  | 4TXCC043BC3 | 12 | 14.5 | 9 | Yes | Yes | 2011-08-19 |  | 0
FALSE | 4TWB4036G1 | 2434 | 4658352 | AMERICAN STANDARD, INC. | 4A6B4036G1 | HP | Split System: Heat Pump with Remote Outdoor Unit-Air-Source | 4TWB4036G1 |  | 4TXCC043BC3 | 12 | 14.5 | 9 | Yes | Yes | 2011-08-19 |  | 0
FALSE | 4TWB4036G1 | 2434 | 4658353 | AMERICAN STANDARD, INC. | 4A6B4036G1 | HP | Split System: Heat Pump with Remote Outdoor Unit-Air-Source | 4TWB4036G1 |  | 4TXCC043BC3 | 13 | 15.25 | 9 | Yes | Yes | 2011-08-19 |  | 1
FALSE | 4TWB4036G1 | 2434 | 4658354 | AMERICAN STANDARD, INC. | 4A6B4036G1 | HP | Split System: Heat Pump with Remote Outdoor Unit-Air-Source | 4TWB4036G1 |  | 4TXCC044BC3 | 12.5 | 15 | 9 | Yes | Yes | 2011-08-19 |  | 1
FALSE | 4TWB4036G1 | 2434 | 4658355 | AMERICAN STANDARD, INC. | 4A6B4036G1 | HP | Split System: Heat Pump with Remote Outdoor Unit-Air-Source | 4TWB4036G1 |  | 4TXCC044BC3 | 12.5 | 15 | 9 | Yes | Yes | 2011-08-19 |  | 1
FALSE | 4TWB4036G1 | 2434 | 4658356 | AMERICAN STANDARD, INC. | 4A6B4036G1 | HP | Split System: Heat Pump with Remote Outdoor Unit-Air-Source | 4TWB4036G1 |  | 4TXCC044BC3 | 12 | 14.5 | 9 | Yes | Yes | 2011-08-19 |  | 0
FALSE | 4TWB4036G1 | 2434 | 4658357 | AMERICAN STANDARD, INC. | 4A6B4036G1 | HP | Split System: Heat Pump with Remote Outdoor Unit-Air-Source | 4TWB4036G1 |  | 4TXCC044BC3 | 12 | 14.5 | 9 | Yes | Yes | 2011-08-19 |  | 0
FALSE | 4TWB4036G1 | 2434 | 4658358 | AMERICAN STANDARD, INC. | 4A6B4036G1 | HP | Split System: Heat Pump with Remote Outdoor Unit-Air-Source | 4TWB4036G1 |  | 4TXCC044BC3 | 12 | 14.5 | 9 | Yes | Yes | 2011-08-19 |  | 0
FALSE | 4TWB4036G1 | 2434 | 4658359 | AMERICAN STANDARD, INC. | 4A6B4036G1 | HP | Split System: Heat Pump with Remote Outdoor Unit-Air-Source | 4TWB4036G1 |  | 4TXCC044BC3 | 12 | 14.5 | 9 | Yes | Yes | 2011-08-19 |  | 0
FALSE | 4TWB4036G1 | 2434 | 4658362 | AMERICAN STANDARD, INC. | 4A6B4036G1 | HP | Split System: Heat Pump with Remote Outdoor Unit-Air-Source | 4TWB4036G1 |  | 4TXCC044BC3 | 12.5 | 14.75 | 9 | Yes | Yes | 2011-08-19 |  | 0
FALSE | 4TWB4036G1 | 2434 | 4658363 | AMERICAN STANDARD, INC. | 4A6B4036G1 | HP | Split System: Heat Pump with Remote Outdoor Unit-Air-Source | 4TWB4036G1 |  | 4TXCC044BC3 | 12.5 | 14.75 | 9 | Yes | Yes | 2011-08-19 |  | 0
FALSE | 4TWB4036G1 | 2434 | 4658364 | AMERICAN STANDARD, INC. | 4A6B4036G1 | HP | Split System: Heat Pump with Remote Outdoor Unit-Air-Source | 4TWB4036G1 |  | 4TXCC044BC3 | 12.5 | 14.75 | 9 | Yes | Yes | 2011-08-19 |  | 0
FALSE | 4TWB4036G1 | 2434 | 4658365 | AMERICAN STANDARD, INC. | 4A6B4036G1 | HP | Split System: Heat Pump with Remote Outdoor Unit-Air-Source | 4TWB4036G1 |  | 4TXCC044BC3 | 12.5 | 15 | 9 | Yes | Yes | 2011-08-19 |  | 1
FALSE | 4TWB4036G1 | 2434 | 4658418 | AMERICAN STANDARD, INC. | 4A6B4036G1 | HP | Split System: Heat Pump with Remote Outdoor Unit-Air-Source | 4TWB4036G1 |  | 4TXCC049BC3 | 12 | 14.75 | 9 | Yes | Yes | 2011-08-19 |  | 0
FALSE | 4TWB4036G1 | 2434 | 4658419 | AMERICAN STANDARD, INC. | 4A6B4036G1 | HP | Split System: Heat Pump with Remote Outdoor Unit-Air-Source | 4TWB4036G1 |  | 4TXCC049BC3 | 12 | 14.5 | 9 | Yes | Yes | 2011-08-19 |  | 0
FALSE | 4TWB4036G1 | 2434 | 4658420 | AMERICAN STANDARD, INC. | 4A6B4036G1 | HP | Split System: Heat Pump with Remote Outdoor Unit-Air-Source | 4TWB4036G1 |  | 4TXCC049BC3 | 12 | 14.5 | 9 | Yes | Yes | 2011-08-19 |  | 0
FALSE | 4TWB4036G1 | 2434 | 4658421 | AMERICAN STANDARD, INC. | 4A6B4036G1 | HP | Split System: Heat Pump with Remote Outdoor Unit-Air-Source | 4TWB4036G1 |  | 4TXCC049BC3 | 12.5 | 15 | 9 | Yes | Yes | 2011-08-19 |  | 1
FALSE | 4TWB4036G1 | 2434 | 4658422 | AMERICAN STANDARD, INC. | 4A6B4036G1 | HP | Split System: Heat Pump with Remote Outdoor Unit-Air-Source | 4TWB4036G1 |  | 4TXCC049BC3 | 12.5 | 14.75 | 9 | Yes | Yes | 2011-08-19 |  | 0
FALSE | 4TWB4036G1 | 2434 | 4658423 | AMERICAN STANDARD, INC. | 4A6B4036G1 | HP | Split System: Heat Pump with Remote Outdoor Unit-Air-Source | 4TWB4036G1 |  | 4TXCC049BC3 | 13 | 15.25 | 9 | Yes | Yes | 2011-08-19 |  | 1
FALSE | 4TWB4036G1 | 2434 | 4658427 | AMERICAN STANDARD, INC. | 4A6B4036G1 | HP | Split System: Heat Pump with Remote Outdoor Unit-Air-Source | 4TWB4036G1 |  | 4TXCC049BC3 | 12 | 14.5 | 9 | Yes | Yes | 2011-08-19 |  | 0
FALSE | 4TWB4036G1 | 2434 | 4658428 | AMERICAN STANDARD, INC. | 4A6B4036G1 | HP | Split System: Heat Pump with Remote Outdoor Unit-Air-Source | 4TWB4036G1 |  | 4TXCC049BC3 | 12 | 14.75 | 9 | Yes | Yes | 2011-08-19 |  | 0
FALSE | 4TWB4036G1 | 2434 | 4658432 | AMERICAN STANDARD, INC. | 4A6B4036G1 | HP | Split System: Heat Pump with Remote Outdoor Unit-Air-Source | 4TWB4036G1 |  | 4TXCC049BC3 | 12.5 | 14.75 | 9 | Yes | Yes | 2011-08-19 |  | 0
FALSE | 4TWB4036G1 | 2434 | 4658433 | AMERICAN STANDARD, INC. | 4A6B4036G1 | HP | Split System: Heat Pump with Remote Outdoor Unit-Air-Source | 4TWB4036G1 |  | 4TXCC049BC3 | 12.5 | 14.75 | 9 | Yes | Yes | 2011-08-19 |  | 0
FALSE | 4TWB4036G1 | 2434 | 4658434 | AMERICAN STANDARD, INC. | 4A6B4036G1 | HP | Split System: Heat Pump with Remote Outdoor Unit-Air-Source | 4TWB4036G1 |  | 4TXCC049BC3 | 12.5 | 15 | 9 | Yes | Yes | 2011-08-19 |  | 1
FALSE | 4TWB4036G1 | 2434 | 4658441 | AMERICAN STANDARD, INC. | 4A6B4036G1 | HP | Split System: Heat Pump with Remote Outdoor Unit-Air-Source | 4TWB4036G1 |  | 4TXCC049BC3 | 12.5 | 15 | 9 | Yes | Yes | 2011-08-19 |  | 1
FALSE | 4TWB4036G1 | 2434 | 4658442 | AMERICAN STANDARD, INC. | 4A6B4036G1 | HP | Split System: Heat Pump with Remote Outdoor Unit-Air-Source | 4TWB4036G1 |  | 4TXCC049BC3 | 12 | 14.5 | 9 | Yes | Yes | 2011-08-19 |  | 0
FALSE | 4TWB4036G1 | 2434 | 4658443 | AMERICAN STANDARD, INC. | 4A6B4036G1 | HP | Split System: Heat Pump with Remote Outdoor Unit-Air-Source | 4TWB4036G1 |  | 4TXCC049BC3 | 12.5 | 14.75 | 9 | Yes | Yes | 2011-08-19 |  | 0
FALSE | 4TWB4036G1 | 2434 | 4658444 | AMERICAN STANDARD, INC. | 4A6B4036G1 | HP | Split System: Heat Pump with Remote Outdoor Unit-Air-Source | 4TWB4036G1 |  | 4TXCC049BC3 | 12.5 | 14.75 | 9 | Yes | Yes | 2011-08-19 |  | 0
FALSE | 4TWB4036G1 | 2434 | 4658445 | AMERICAN STANDARD, INC. | 4A6B4036G1 | HP | Split System: Heat Pump with Remote Outdoor Unit-Air-Source | 4TWB4036G1 |  | 4TXCC049BC3 | 12.5 | 15 | 9 | Yes | Yes | 2011-08-19 |  | 1
FALSE | 4TWB4036G1 | 2434 | 4658446 | AMERICAN STANDARD, INC. | 4A6B4036G1 | HP | Split System: Heat Pump with Remote Outdoor Unit-Air-Source | 4TWB4036G1 |  | 4TXCC049BC3 | 12.5 | 14.75 | 9 | Yes | Yes | 2011-08-19 |  | 0
FALSE | 4TWB4036G1 | 2434 | 4658449 | AMERICAN STANDARD, INC. | 4A6B4036G1 | HP | Split System: Heat Pump with Remote Outdoor Unit-Air-Source | 4TWB4036G1 |  | 4TXCC049BC3 | 12 | 14.5 | 9 | Yes | Yes | 2011-08-19 |  | 0
FALSE | 4TWB4036G1 | 2434 | 4658386 | AMERICAN STANDARD, INC. | 4A6B4036G1 | HP | Split System: Heat Pump with Remote Outdoor Unit-Air-Source | 4TWB4036G1 |  | 4TXCC044BC3 | 12 | 14.5 | 9 | Yes | Yes | 2011-08-19 |  | 0
FALSE | 4TWB4036G1 | 2434 | 4658387 | AMERICAN STANDARD, INC. | 4A6B4036G1 | HP | Split System: Heat Pump with Remote Outdoor Unit-Air-Source | 4TWB4036G1 |  | 4TXCC044BC3 | 12 | 14.5 | 9 | Yes | Yes | 2011-08-19 |  | 0
FALSE | 4TWB4036G1 | 2434 | 4658388 | AMERICAN STANDARD, INC. | 4A6B4036G1 | HP | Split System: Heat Pump with Remote Outdoor Unit-Air-Source | 4TWB4036G1 |  | 4TXCC044BC3 | 12 | 14.5 | 9 | Yes | Yes | 2011-08-19 |  | 0
FALSE | 4TWB4036G1 | 2434 | 4658389 | AMERICAN STANDARD, INC. | 4A6B4036G1 | HP | Split System: Heat Pump with Remote Outdoor Unit-Air-Source | 4TWB4036G1 |  | 4TXCC044BC3 | 12.5 | 14.75 | 9 | Yes | Yes | 2011-08-19 |  | 0
FALSE | 4TWB4036G1 | 2434 | 4658390 | AMERICAN STANDARD, INC. | 4A6B4036G1 | HP | Split System: Heat Pump with Remote Outdoor Unit-Air-Source | 4TWB4036G1 |  | 4TXCC044BC3 | 12 | 14.5 | 9 | Yes | Yes | 2011-08-19 |  | 0
FALSE | 4TWB4036G1 | 2434 | 4658394 | AMERICAN STANDARD, INC. | 4A6B4036G1 | HP | Split System: Heat Pump with Remote Outdoor Unit-Air-Source | 4TWB4036G1 |  | 4TXCC044BC3 | 12.5 | 14.75 | 9 | Yes | Yes | 2011-08-19 |  | 0
FALSE | 4TWB4036G1 | 2434 | 4658395 | AMERICAN STANDARD, INC. | 4A6B4036G1 | HP | Split System: Heat Pump with Remote Outdoor Unit-Air-Source | 4TWB4036G1 |  | 4TXCC044BC3 | 12.5 | 14.75 | 9 | Yes | Yes | 2011-08-19 |  | 0
FALSE | 4TWB4036G1 | 2434 | 4658396 | AMERICAN STANDARD, INC. | 4A6B4036G1 | HP | Split System: Heat Pump with Remote Outdoor Unit-Air-Source | 4TWB4036G1 |  | 4TXCC044BC3 | 12.5 | 15 | 9 | Yes | Yes | 2011-08-19 |  | 1
FALSE | 4TWB4036G1 | 2434 | 4658403 | AMERICAN STANDARD, INC. | 4A6B4036G1 | HP | Split System: Heat Pump with Remote Outdoor Unit-Air-Source | 4TWB4036G1 |  | 4TXCC044BC3 | 12.5 | 15 | 9 | Yes | Yes | 2011-08-19 |  | 1
FALSE | 4TWB4036G1 | 2434 | 4658404 | AMERICAN STANDARD, INC. | 4A6B4036G1 | HP | Split System: Heat Pump with Remote Outdoor Unit-Air-Source | 4TWB4036G1 |  | 4TXCC044BC3 | 12.5 | 15 | 9 | Yes | Yes | 2011-08-19 |  | 1
FALSE | 4TWB4036G1 | 2434 | 4658405 | AMERICAN STANDARD, INC. | 4A6B4036G1 | HP | Split System: Heat Pump with Remote Outdoor Unit-Air-Source | 4TWB4036G1 |  | 4TXCC044BC3 | 12.5 | 15 | 9 | Yes | Yes | 2011-08-19 |  | 1
FALSE | 4TWB4036G1 | 2434 | 4658406 | AMERICAN STANDARD, INC. | 4A6B4036G1 | HP | Split System: Heat Pump with Remote Outdoor Unit-Air-Source | 4TWB4036G1 |  | 4TXCC044BC3 | 12.5 | 15 | 9 | Yes | Yes | 2011-08-19 |  | 1
FALSE | 4TWB4036G1 | 2434 | 4658408 | AMERICAN STANDARD, INC. | 4A6B4036G1 | HP | Split System: Heat Pump with Remote Outdoor Unit-Air-Source | 4TWB4036G1 |  | 4TXCC044BC3 | 12.5 | 14.75 | 9 | Yes | Yes | 2011-08-19 |  | 0
FALSE | 4TWB4036G1 | 2434 | 4658409 | AMERICAN STANDARD, INC. | 4A6B4036G1 | HP | Split System: Heat Pump with Remote Outdoor Unit-Air-Source | 4TWB4036G1 |  | 4TXCC044BC3 | 12.5 | 14.75 | 9 | Yes | Yes | 2011-08-19 |  | 0
FALSE | 4TWB4036G1 | 2434 | 4658410 | AMERICAN STANDARD, INC. | 4A6B4036G1 | HP | Split System: Heat Pump with Remote Outdoor Unit-Air-Source | 4TWB4036G1 |  | 4TXCC049BC3 | 12.5 | 15 | 9 | Yes | Yes | 2011-08-19 |  | 1
FALSE | 4TWB4036G1 | 2434 | 4658412 | AMERICAN STANDARD, INC. | 4A6B4036G1 | HP | Split System: Heat Pump with Remote Outdoor Unit-Air-Source | 4TWB4036G1 |  | 4TXCC049BC3 | 12.5 | 15 | 9 | Yes | Yes | 2011-08-19 |  | 1
FALSE | 4TWB4036G1 | 2434 | 4658413 | AMERICAN STANDARD, INC. | 4A6B4036G1 | HP | Split System: Heat Pump with Remote Outdoor Unit-Air-Source | 4TWB4036G1 |  | 4TXCC049BC3 | 12.5 | 15 | 9 | Yes | Yes | 2011-08-19 |  | 1
FALSE | 4TWB4036G1 | 2434 | 4658414 | AMERICAN STANDARD, INC. | 4A6B4036G1 | HP | Split System: Heat Pump with Remote Outdoor Unit-Air-Source | 4TWB4036G1 |  | 4TXCC049BC3 | 12.5 | 15 | 9 | Yes | Yes | 2011-08-19 |  | 1
FALSE | 4TWB4036G1 | 2434 | 4658415 | AMERICAN STANDARD, INC. | 4A6B4036G1 | HP | Split System: Heat Pump with Remote Outdoor Unit-Air-Source | 4TWB4036G1 |  | 4TXCC049BC3 | 12.5 | 14.75 | 9 | Yes | Yes | 2011-08-19 |  | 0
FALSE | 4TWB4036G1 | 2434 | 4658416 | AMERICAN STANDARD, INC. | 4A6B4036G1 | HP | Split System: Heat Pump with Remote Outdoor Unit-Air-Source | 4TWB4036G1 |  | 4TXCC049BC3 | 12.5 | 14.75 | 9 | Yes | Yes | 2011-08-19 |  | 0
FALSE | 4TWB4036G1 | 2434 | 4658417 | AMERICAN STANDARD, INC. | 4A6B4036G1 | HP | Split System: Heat Pump with Remote Outdoor Unit-Air-Source | 4TWB4036G1 |  | 4TXCC049BC3 | 12 | 14.5 | 9 | Yes | Yes | 2011-08-19 |  | 0
FALSE | 4TWB4036G1 | 2434 | 4658450 | AMERICAN STANDARD, INC. | 4A6B4036G1 | HP | Split System: Heat Pump with Remote Outdoor Unit-Air-Source | 4TWB4036G1 |  | 4TXCC049BC3 | 12 | 14.5 | 9 | Yes | Yes | 2011-08-19 |  | 0
FALSE | 4TWB4036G1 | 2434 | 4658453 | AMERICAN STANDARD, INC. | 4A6B4036G1 | HP | Split System: Heat Pump with Remote Outdoor Unit-Air-Source | 4TWB4036G1 |  | 4TXCC049BC3 | 12.5 | 14.75 | 9 | Yes | Yes | 2011-08-19 |  | 0
FALSE | 4TWB4036G1 | 2434 | 4658454 | AMERICAN STANDARD, INC. | 4A6B4036G1 | HP | Split System: Heat Pump with Remote Outdoor Unit-Air-Source | 4TWB4036G1 |  | 4TXCC049BC3 | 12.5 | 14.75 | 9 | Yes | Yes | 2011-08-19 |  | 0
FALSE | 4TWB4036G1 | 2434 | 4658455 | AMERICAN STANDARD, INC. | 4A6B4036G1 | HP | Split System: Heat Pump with Remote Outdoor Unit-Air-Source | 4TWB4036G1 |  | 4TXCC049BC3 | 12.5 | 14.75 | 9 | Yes | Yes | 2011-08-19 |  | 0
FALSE | 4TWB4036G1 | 2434 | 4658456 | AMERICAN STANDARD, INC. | 4A6B4036G1 | HP | Split System: Heat Pump with Remote Outdoor Unit-Air-Source | 4TWB4036G1 |  | 4TXCC049BC3 | 12.5 | 15 | 9 | Yes | Yes | 2011-08-19 |  | 1
FALSE | 4TWB4036G1 | 2434 | 4658458 | AMERICAN STANDARD, INC. | 4A6B4036G1 | HP | Split System: Heat Pump with Remote Outdoor Unit-Air-Source | 4TWB4036G1 |  | 4TXCC049BC3 | 12.5 | 15 | 9 | Yes | Yes | 2011-08-19 |  | 1
FALSE | 4TWB4036G1 | 2434 | 4658459 | AMERICAN STANDARD, INC. | 4A6B4036G1 | HP | Split System: Heat Pump with Remote Outdoor Unit-Air-Source | 4TWB4036G1 |  | 4TXCC049BC3 | 12.5 | 15 | 9 | Yes | Yes | 2011-08-19 |  | 1
FALSE | 4TWB4036G1 | 2434 | 4658460 | AMERICAN STANDARD, INC. | 4A6B4036G1 | HP | Split System: Heat Pump with Remote Outdoor Unit-Air-Source | 4TWB4036G1 |  | 4TXCC049BC3 | 12.5 | 15 | 9 | Yes | Yes | 2011-08-19 |  | 1
FALSE | 4TWB4036G1 | 2434 | 4658462 | AMERICAN STANDARD, INC. | 4A6B4036G1 | HP | Split System: Heat Pump with Remote Outdoor Unit-Air-Source | 4TWB4036G1 |  | 4TXCC049BC3 | 12 | 14.5 | 9 | Yes | Yes | 2011-08-19 |  | 0
FALSE | 4TWB4036G1 | 2434 | 4658464 | AMERICAN STANDARD, INC. | 4A6B4036G1 | HP | Split System: Heat Pump with Remote Outdoor Unit-Air-Source | 4TWB4036G1 |  | 4TXCC049BC3 | 12 | 14.5 | 9 | Yes | Yes | 2011-08-19 |  | 0
FALSE | 4TWB4036G1 | 2434 | 4658465 | AMERICAN STANDARD, INC. | 4A6B4036G1 | HP | Split System: Heat Pump with Remote Outdoor Unit-Air-Source | 4TWB4036G1 |  | 4TXCC049BC3 | 12.5 | 15 | 9 | Yes | Yes | 2011-08-19 |  | 1
FALSE | 4TWB4036G1 | 2434 | 4658467 | AMERICAN STANDARD, INC. | 4A6B4036G1 | HP | Split System: Heat Pump with Remote Outdoor Unit-Air-Source | 4TWB4036G1 |  | 4TXCD050BC3 | 12 | 14.5 | 9 | Yes | Yes | 2011-08-19 |  | 0
FALSE | 4TWB4036G1 | 2434 | 4658468 | AMERICAN STANDARD, INC. | 4A6B4036G1 | HP | Split System: Heat Pump with Remote Outdoor Unit-Air-Source | 4TWB4036G1 |  | 4TXCD050BC3 | 12.5 | 14.75 | 9 | Yes | Yes | 2011-08-19 |  | 0
FALSE | 4TWB4036G1 | 2434 | 4658469 | AMERICAN STANDARD, INC. | 4A6B4036G1 | HP | Split System: Heat Pump with Remote Outdoor Unit-Air-Source | 4TWB4036G1 |  | 4TXCD050BC3 | 12.5 | 14.75 | 9 | Yes | Yes | 2011-08-19 |  | 0
FALSE | 4TWB4036G1 | 2434 | 4658470 | AMERICAN STANDARD, INC. | 4A6B4036G1 | HP | Split System: Heat Pump with Remote Outdoor Unit-Air-Source | 4TWB4036G1 |  | 4TXCD050BC3 | 12.5 | 14.75 | 9 | Yes | Yes | 2011-08-19 |  | 0
FALSE | 4TWB4036G1 | 2434 | 4658471 | AMERICAN STANDARD, INC. | 4A6B4036G1 | HP | Split System: Heat Pump with Remote Outdoor Unit-Air-Source | 4TWB4036G1 |  | 4TXCD050BC3 | 12.5 | 15 | 9 | Yes | Yes | 2011-08-19 |  | 1
FALSE | 4TWB4036G1 | 2434 | 4658473 | AMERICAN STANDARD, INC. | 4A6B4036G1 | HP | Split System: Heat Pump with Remote Outdoor Unit-Air-Source | 4TWB4036G1 |  | 4TXCD050BC3 | 12.5 | 14.75 | 9 | Yes | Yes | 2011-08-19 |  | 0
FALSE | 4TWB4036G1 | 2434 | 4658474 | AMERICAN STANDARD, INC. | 4A6B4036G1 | HP | Split System: Heat Pump with Remote Outdoor Unit-Air-Source | 4TWB4036G1 |  | 4TXCD050BC3 | 12.5 | 15 | 9 | Yes | Yes | 2011-08-19 |  | 1
FALSE | 4TWB4036G1 | 2434 | 4658476 | AMERICAN STANDARD, INC. | 4A6B4036G1 | HP | Split System: Heat Pump with Remote Outdoor Unit-Air-Source | 4TWB4036G1 |  | 4TXCD050BC3 | 12.5 | 14.75 | 9 | Yes | Yes | 2011-08-19 |  | 0
FALSE | 4TWB4036G1 | 2434 | 4658477 | AMERICAN STANDARD, INC. | 4A6B4036G1 | HP | Split System: Heat Pump with Remote Outdoor Unit-Air-Source | 4TWB4036G1 |  | 4TXCD050BC3 | 12.5 | 14.75 | 9 | Yes | Yes | 2011-08-19 |  | 0
FALSE | 4TWB4036G1 | 2434 | 4658478 | AMERICAN STANDARD, INC. | 4A6B4036G1 | HP | Split System: Heat Pump with Remote Outdoor Unit-Air-Source | 4TWB4036G1 |  | 4TXCD050BC3 | 12 | 14.75 | 9 | Yes | Yes | 2011-08-19 |  | 0
FALSE | 4TWB4036G1 | 2434 | 4658479 | AMERICAN STANDARD, INC. | 4A6B4036G1 | HP | Split System: Heat Pump with Remote Outdoor Unit-Air-Source | 4TWB4036G1 |  | 4TXCD050BC3 | 12.5 | 14.75 | 9 | Yes | Yes | 2011-08-19 |  | 0
FALSE | 4TWR5036G1 | 2435 | 4658538 | AMERICAN STANDARD, INC. | 4A6H5036G1 | HP | Split System: Heat Pump with Remote Outdoor Unit-Air-Source | 4TWR5036G1 |  | 4TEE3F48A1 | 12.5 | 15 | 9 | Yes | Yes | 2011-08-19 |  | 1
FALSE | 4TWR5036G1 | 2435 | 4658539 | AMERICAN STANDARD, INC. | 4A6H5036G1 | HP | Split System: Heat Pump with Remote Outdoor Unit-Air-Source | 4TWR5036G1 |  | 4TEE3F48B1 | 12.5 | 15 | 9 | Yes | Yes | 2011-08-19 |  | 1
FALSE | 4TWR5036G1 | 2435 | 4658540 | AMERICAN STANDARD, INC. | 4A6H5036G1 | HP | Split System: Heat Pump with Remote Outdoor Unit-Air-Source | 4TWR5036G1 |  | 4TXCB004CC3 | 12.5 | 14.75 | 9 | Yes | Yes | 2011-08-19 |  | 0
FALSE | 4TWR5036G1 | 2435 | 4658541 | AMERICAN STANDARD, INC. | 4A6H5036G1 | HP | Split System: Heat Pump with Remote Outdoor Unit-Air-Source | 4TWR5036G1 |  | 4TXCB004CC3 | 12.5 | 14.75 | 9 | Yes | Yes | 2011-08-19 |  | 0
FALSE | 4TWR5036G1 | 2435 | 4658542 | AMERICAN STANDARD, INC. | 4A6H5036G1 | HP | Split System: Heat Pump with Remote Outdoor Unit-Air-Source | 4TWR5036G1 |  | 4TXCB004CC3 | 12.5 | 14.75 | 9 | Yes | Yes | 2011-08-19 |  | 0
FALSE | 4TWR5036G1 | 2435 | 4658543 | AMERICAN STANDARD, INC. | 4A6H5036G1 | HP | Split System: Heat Pump with Remote Outdoor Unit-Air-Source | 4TWR5036G1 |  | 4TXCB004CC3 | 12.5 | 14.75 | 9 | Yes | Yes | 2011-08-19 |  | 0
FALSE | 4TWR5036G1 | 2435 | 4658544 | AMERICAN STANDARD, INC. | 4A6H5036G1 | HP | Split System: Heat Pump with Remote Outdoor Unit-Air-Source | 4TWR5036G1 |  | 4TXCB004CC3 | 12.5 | 15 | 9 | Yes | Yes | 2011-08-19 |  | 1
FALSE | 4TWR5036G1 | 2435 | 4658545 | AMERICAN STANDARD, INC. | 4A6H5036G1 | HP | Split System: Heat Pump with Remote Outdoor Unit-Air-Source | 4TWR5036G1 |  | 4TXCB004CC3 | 12.5 | 14.75 | 9 | Yes | Yes | 2011-08-19 |  | 0
FALSE | 4TWR5036G1 | 2435 | 4658546 | AMERICAN STANDARD, INC. | 4A6H5036G1 | HP | Split System: Heat Pump with Remote Outdoor Unit-Air-Source | 4TWR5036G1 |  | 4TXCB004CC3 | 12.5 | 15 | 9 | Yes | Yes | 2011-08-19 |  | 1
FALSE | 4TWR5036G1 | 2435 | 4658547 | AMERICAN STANDARD, INC. | 4A6H5036G1 | HP | Split System: Heat Pump with Remote Outdoor Unit-Air-Source | 4TWR5036G1 |  | 4TXCB004CC3 | 12.5 | 14.75 | 9 | Yes | Yes | 2011-08-19 |  | 0
FALSE | 4TWR5036G1 | 2435 | 4658548 | AMERICAN STANDARD, INC. | 4A6H5036G1 | HP | Split System: Heat Pump with Remote Outdoor Unit-Air-Source | 4TWR5036G1 |  | 4TXCB004CC3 | 12.5 | 14.75 | 9 | Yes | Yes | 2011-08-19 |  | 0
FALSE | 4TWR5036G1 | 2435 | 4658549 | AMERICAN STANDARD, INC. | 4A6H5036G1 | HP | Split System: Heat Pump with Remote Outdoor Unit-Air-Source | 4TWR5036G1 |  | 4TXCB004CC3 | 12 | 14.5 | 9 | Yes | Yes | 2011-08-19 |  | 0
FALSE | 4TWR5036G1 | 2435 | 4658550 | AMERICAN STANDARD, INC. | 4A6H5036G1 | HP | Split System: Heat Pump with Remote Outdoor Unit-Air-Source | 4TWR5036G1 |  | 4TXCB004CC3 | 12 | 14.5 | 9 | Yes | Yes | 2011-08-19 |  | 0
FALSE | 4TWR5036G1 | 2435 | 4658551 | AMERICAN STANDARD | 4A6H5036G1 | HP | Split System: Heat Pump with Remote Outdoor Unit-Air-Source | 4TWR5036G1 |  | 4TXCB004CC3 | 12 | 14.5 | 9 | Yes | Yes | 2015-03-13 |  | 0
FALSE | 4TWR5036G1 | 2435 | 4658555 | AMERICAN STANDARD, INC. | 4A6H5036G1 | HP | Split System: Heat Pump with Remote Outdoor Unit-Air-Source | 4TWR5036G1 |  | 4TXCB004CC3 | 12.5 | 14.75 | 9 | Yes | Yes | 2011-08-19 |  | 0
FALSE | 4TWR5036G1 | 2435 | 4658556 | AMERICAN STANDARD, INC. | 4A6H5036G1 | HP | Split System: Heat Pump with Remote Outdoor Unit-Air-Source | 4TWR5036G1 |  | 4TXCB004CC3 | 12.5 | 14.75 | 9 | Yes | Yes | 2011-08-19 |  | 0
FALSE | 4TWR5036G1 | 2435 | 4658557 | AMERICAN STANDARD, INC. | 4A6H5036G1 | HP | Split System: Heat Pump with Remote Outdoor Unit-Air-Source | 4TWR5036G1 |  | 4TXCB004CC3 | 12.5 | 14.75 | 9 | Yes | Yes | 2011-08-19 |  | 0
FALSE | 4TWR5036G1 | 2435 | 4658558 | AMERICAN STANDARD, INC. | 4A6H5036G1 | HP | Split System: Heat Pump with Remote Outdoor Unit-Air-Source | 4TWR5036G1 |  | 4TXCB004CC3 | 12.5 | 15 | 9 | Yes | Yes | 2011-08-19 |  | 1
FALSE | 4TWB4036G1 | 2434 | 4658506 | AMERICAN STANDARD, INC. | 4A6B4036G1 | HP | Split System: Heat Pump with Remote Outdoor Unit-Air-Source | 4TWB4036G1 |  | 4TXCD050BC3 | 12.5 | 15 | 9 | Yes | Yes | 2011-08-19 |  | 1
FALSE | 4TWB4036G1 | 2434 | 4658507 | AMERICAN STANDARD, INC. | 4A6B4036G1 | HP | Split System: Heat Pump with Remote Outdoor Unit-Air-Source | 4TWB4036G1 |  | 4TXCD050BC3 | 12.5 | 15 | 9 | Yes | Yes | 2011-08-19 |  | 1
FALSE | 4TWB4036G1 | 2434 | 4658508 | AMERICAN STANDARD, INC. | 4A6B4036G1 | HP | Split System: Heat Pump with Remote Outdoor Unit-Air-Source | 4TWB4036G1 |  | 4TXCD050BC3 | 12.5 | 15 | 9 | Yes | Yes | 2011-08-19 |  | 1
FALSE | 4TWB4036G1 | 2434 | 4658509 | AMERICAN STANDARD, INC. | 4A6B4036G1 | HP | Split System: Heat Pump with Remote Outdoor Unit-Air-Source | 4TWB4036G1 |  | 4TXCD050BC3 | 12.5 | 15 | 9 | Yes | Yes | 2011-08-19 |  | 1
FALSE | 4TWB4036G1 | 2434 | 4658510 | AMERICAN STANDARD, INC. | 4A6B4036G1 | HP | Split System: Heat Pump with Remote Outdoor Unit-Air-Source | 4TWB4036G1 |  | 4TXCD050BC3 | 12.5 | 15 | 9 | Yes | Yes | 2011-08-19 |  | 1
FALSE | 4TWB4036G1 | 2434 | 4658511 | AMERICAN STANDARD, INC. | 4A6B4036G1 | HP | Split System: Heat Pump with Remote Outdoor Unit-Air-Source | 4TWB4036G1 |  | 4TXCD050BC3 | 12.5 | 15 | 9 | Yes | Yes | 2011-08-19 |  | 1
FALSE | 4TWB4036G1 | 2434 | 4658512 | AMERICAN STANDARD, INC. | 4A6B4036G1 | HP | Split System: Heat Pump with Remote Outdoor Unit-Air-Source | 4TWB4036G1 |  | 4TXCD050BC3 | 12.5 | 15 | 9 | Yes | Yes | 2011-08-19 |  | 1
FALSE | 4TWB4036G1 | 2434 | 4658513 | AMERICAN STANDARD, INC. | 4A6B4036G1 | HP | Split System: Heat Pump with Remote Outdoor Unit-Air-Source | 4TWB4036G1 |  | 4TXCD050BC3 | 12.5 | 15 | 9 | Yes | Yes | 2011-08-19 |  | 1
FALSE | 4TWB4036G1 | 2434 | 4658514 | AMERICAN STANDARD, INC. | 4A6B4036G1 | HP | Split System: Heat Pump with Remote Outdoor Unit-Air-Source | 4TWB4036G1 |  | 4TXCD050BC3 | 12 | 14.5 | 9 | Yes | Yes | 2011-08-19 |  | 0
FALSE | 4TWB4036G1 | 2434 | 4658517 | AMERICAN STANDARD, INC. | 4A6B4036G1 | HP | Split System: Heat Pump with Remote Outdoor Unit-Air-Source | 4TWB4036G1 |  | 4TXCD050BC3 | 12 | 14.5 | 9 | Yes | Yes | 2011-08-19 |  | 0
FALSE | 4TWB4036G1 | 2434 | 4658518 | AMERICAN STANDARD, INC. | 4A6B4036G1 | HP | Split System: Heat Pump with Remote Outdoor Unit-Air-Source | 4TWB4036G1 |  | 4TXCD050BC3 | 12 | 14.5 | 9 | Yes | Yes | 2011-08-19 |  | 0
FALSE | 4TWB4036G1 | 2434 | 4658519 | AMERICAN STANDARD, INC. | 4A6B4036G1 | HP | Split System: Heat Pump with Remote Outdoor Unit-Air-Source | 4TWB4036G1 |  | 4TXCD050BC3 | 12 | 14.5 | 9 | Yes | Yes | 2011-08-19 |  | 0
FALSE | 4TWB4036G1 | 2434 | 4658521 | AMERICAN STANDARD, INC. | 4A6B4036G1 | HP | Split System: Heat Pump with Remote Outdoor Unit-Air-Source | 4TWB4036G1 |  | 4TXCD050BC3 | 12 | 14.5 | 9 | Yes | Yes | 2011-08-19 |  | 0
FALSE | 4TWB4036G1 | 2434 | 4658523 | AMERICAN STANDARD, INC. | 4A6B4036G1 | HP | Split System: Heat Pump with Remote Outdoor Unit-Air-Source | 4TWB4036G1 |  | GAM5A0B36M31 | 12 | 14.5 | 8.5 | Yes | Yes | 2011-08-19 |  | 0
FALSE | 4TWB4036G1 | 2434 | 4658524 | AMERICAN STANDARD, INC. | 4A6B4036G1 | HP | Split System: Heat Pump with Remote Outdoor Unit-Air-Source | 4TWB4036G1 |  | GAM5A0C42M31 | 12.5 | 15 | 9 | Yes | Yes | 2011-08-19 |  | 1
FALSE | 4TWR5036G1 | 2435 | 4658525 | AMERICAN STANDARD | 4A6H5036G1 | HP | Split System: Heat Pump with Remote Outdoor Unit-Air-Source | 4TWR5036G1 |  | *AM7A0B30H21 | 12.5 | 15 | 9 | Yes | Yes | 2015-03-13 |  | 1
FALSE | 4TWR5036G1 | 2435 | 4658531 | AMERICAN STANDARD, INC. | 4A6H5036G1 | HP | Split System: Heat Pump with Remote Outdoor Unit-Air-Source | 4TWR5036G1 |  | 4TEE3C04A1 | 12.5 | 15 | 9 | Yes | Yes | 2011-08-19 |  | 1
FALSE | 4TWR5036G1 | 2435 | 4658532 | AMERICAN STANDARD, INC. | 4A6H5036G1 | HP | Split System: Heat Pump with Remote Outdoor Unit-Air-Source | 4TWR5036G1 |  | 4TEE3C06A1 | 12.5 | 15 | 9 | Yes | Yes | 2011-08-19 |  | 1
FALSE | 4TWR5036G1 | 2435 | 4658533 | AMERICAN STANDARD, INC. | 4A6H5036G1 | HP | Split System: Heat Pump with Remote Outdoor Unit-Air-Source | 4TWR5036G1 |  | 4TEE3C08A1 | 12.5 | 14.75 | 9 | Yes | Yes | 2011-08-19 |  | 0
FALSE | 4TWR5036G1 | 2435 | 4658536 | AMERICAN STANDARD, INC. | 4A6H5036G1 | HP | Split System: Heat Pump with Remote Outdoor Unit-Air-Source | 4TWR5036G1 |  | 4TEE3F39A1 | 12.5 | 15 | 9 | Yes | Yes | 2011-08-19 |  | 1
FALSE | 4TWR5036G1 | 2435 | 4658537 | AMERICAN STANDARD, INC. | 4A6H5036G1 | HP | Split System: Heat Pump with Remote Outdoor Unit-Air-Source | 4TWR5036G1 |  | 4TEE3F40B1 | 12.5 | 15 | 9 | Yes | Yes | 2011-08-19 |  | 1
FALSE | 4TWR5036G1 | 2435 | 4658559 | AMERICAN STANDARD, INC. | 4A6H5036G1 | HP | Split System: Heat Pump with Remote Outdoor Unit-Air-Source | 4TWR5036G1 |  | 4TXCB004CC3 | 12 | 14.5 | 9 | Yes | Yes | 2011-08-19 |  | 0
FALSE | 4TWR5036G1 | 2435 | 4658560 | AMERICAN STANDARD, INC. | 4A6H5036G1 | HP | Split System: Heat Pump with Remote Outdoor Unit-Air-Source | 4TWR5036G1 |  | 4TXCB004CC3 | 12 | 14.5 | 8.5 | Yes | Yes | 2011-08-19 |  | 0
FALSE | 4TWR5036G1 | 2435 | 4658561 | AMERICAN STANDARD | 4A6H5036G1 | HP | Split System: Heat Pump with Remote Outdoor Unit-Air-Source | 4TWR5036G1 |  | 4TXCB004CC3 | 12 | 14.5 | 9 | Yes | Yes | 2015-03-13 |  | 0
FALSE | 4TWR5036G1 | 2435 | 4658563 | AMERICAN STANDARD | 4A6H5036G1 | HP | Split System: Heat Pump with Remote Outdoor Unit-Air-Source | 4TWR5036G1 |  | 4TXCB004CC3 | 12 | 14.5 | 9 | Yes | Yes | 2015-03-13 |  | 0
FALSE | 4TWR5036G1 | 2435 | 4658565 | AMERICAN STANDARD, INC. | 4A6H5036G1 | HP | Split System: Heat Pump with Remote Outdoor Unit-Air-Source | 4TWR5036G1 |  | 4TXCB004CC3 | 12.5 | 14.75 | 9 | Yes | Yes | 2011-08-19 |  | 0
FALSE | 4TWR5036G1 | 2435 | 4658566 | AMERICAN STANDARD, INC. | 4A6H5036G1 | HP | Split System: Heat Pump with Remote Outdoor Unit-Air-Source | 4TWR5036G1 |  | 4TXCB004CC3 | 12.5 | 15 | 9 | Yes | Yes | 2011-08-19 |  | 1
FALSE | 4TWR5036G1 | 2435 | 4658567 | AMERICAN STANDARD, INC. | 4A6H5036G1 | HP | Split System: Heat Pump with Remote Outdoor Unit-Air-Source | 4TWR5036G1 |  | 4TXCB004CC3 | 12.5 | 15 | 9 | Yes | Yes | 2011-08-19 |  | 1
FALSE | 4TWR5036G1 | 2435 | 4658579 | AMERICAN STANDARD, INC. | 4A6H5036G1 | HP | Split System: Heat Pump with Remote Outdoor Unit-Air-Source | 4TWR5036G1 |  | 4TXCB032BC3 | 12.5 | 15 | 9 | Yes | Yes | 2011-08-19 |  | 1
FALSE | 4TWR5036G1 | 2435 | 4658586 | AMERICAN STANDARD, INC. | 4A6H5036G1 | HP | Split System: Heat Pump with Remote Outdoor Unit-Air-Source | 4TWR5036G1 |  | 4TXCB032BC3 | 12 | 14.5 | 9 | Yes | Yes | 2011-08-19 |  | 0
FALSE | 4TWR5036G1 | 2435 | 4658587 | AMERICAN STANDARD, INC. | 4A6H5036G1 | HP | Split System: Heat Pump with Remote Outdoor Unit-Air-Source | 4TWR5036G1 |  | 4TXCB032BC3 | 12 | 14.5 | 9 | Yes | Yes | 2011-08-19 |  | 0
FALSE | 4TWR5036G1 | 2435 | 4658588 | AMERICAN STANDARD, INC. | 4A6H5036G1 | HP | Split System: Heat Pump with Remote Outdoor Unit-Air-Source | 4TWR5036G1 |  | 4TXCB032BC3 | 12 | 14.5 | 9 | Yes | Yes | 2011-08-19 |  | 0
FALSE | 4TWR5036G1 | 2435 | 4658589 | AMERICAN STANDARD, INC. | 4A6H5036G1 | HP | Split System: Heat Pump with Remote Outdoor Unit-Air-Source | 4TWR5036G1 |  | 4TXCB032BC3 | 12.5 | 14.75 | 9 | Yes | Yes | 2011-08-19 |  | 0
FALSE | 4TWR5036G1 | 2435 | 4658597 | AMERICAN STANDARD, INC. | 4A6H5036G1 | HP | Split System: Heat Pump with Remote Outdoor Unit-Air-Source | 4TWR5036G1 |  | 4TXCB032BC3 | 12 | 14.5 | 9 | Yes | Yes | 2011-08-19 |  | 0
FALSE | 4TWR5036G1 | 2435 | 4658600 | AMERICAN STANDARD, INC. | 4A6H5036G1 | HP | Split System: Heat Pump with Remote Outdoor Unit-Air-Source | 4TWR5036G1 |  | 4TXCB032BC3 | 12 | 14.5 | 9 | Yes | Yes | 2011-08-19 |  | 0
FALSE | 4TWR5036G1 | 2435 | 4658602 | AMERICAN STANDARD, INC. | 4A6H5036G1 | HP | Split System: Heat Pump with Remote Outdoor Unit-Air-Source | 4TWR5036G1 |  | 4TXCB032BC3 | 12 | 14.5 | 9 | Yes | Yes | 2011-08-19 |  | 0
FALSE | 4TWR5036G1 | 2435 | 4658603 | AMERICAN STANDARD, INC. | 4A6H5036G1 | HP | Split System: Heat Pump with Remote Outdoor Unit-Air-Source | 4TWR5036G1 |  | 4TXCB032BC3 | 12 | 14.5 | 9 | Yes | Yes | 2011-08-19 |  | 0
FALSE | 4TWR5036G1 | 2435 | 4658604 | AMERICAN STANDARD, INC. | 4A6H5036G1 | HP | Split System: Heat Pump with Remote Outdoor Unit-Air-Source | 4TWR5036G1 |  | 4TXCB032BC3 | 12 | 14.5 | 9 | Yes | Yes | 2011-08-19 |  | 0
FALSE | 4TWR5036G1 | 2435 | 4658614 | AMERICAN STANDARD, INC. | 4A6H5036G1 | HP | Split System: Heat Pump with Remote Outdoor Unit-Air-Source | 4TWR5036G1 |  | 4TXCB032BC3 | 12 | 14.5 | 9 | Yes | Yes | 2011-08-19 |  | 0
FALSE | 4TWR5036G1 | 2435 | 4658622 | AMERICAN STANDARD, INC. | 4A6H5036G1 | HP | Split System: Heat Pump with Remote Outdoor Unit-Air-Source | 4TWR5036G1 |  | 4TXCB032BC3 | 12 | 14.5 | 9 | Yes | Yes | 2011-08-19 |  | 0
FALSE | 4TWR5036G1 | 2435 | 4658623 | AMERICAN STANDARD, INC. | 4A6H5036G1 | HP | Split System: Heat Pump with Remote Outdoor Unit-Air-Source | 4TWR5036G1 |  | 4TXCB032BC3 | 12 | 14.5 | 9 | Yes | Yes | 2011-08-19 |  | 0
FALSE | 4TWR5036G1 | 2435 | 4658624 | AMERICAN STANDARD | 4A6H5036G1 | HP | Split System: Heat Pump with Remote Outdoor Unit-Air-Source | 4TWR5036G1 |  | 4TXCB032BC3 | 12 | 14.5 | 9 | Yes | Yes | 2015-03-13 |  | 0
FALSE | 4TWR5036G1 | 2435 | 4658637 | AMERICAN STANDARD, INC. | 4A6H5036G1 | HP | Split System: Heat Pump with Remote Outdoor Unit-Air-Source | 4TWR5036G1 |  | 4TXCB036BC3 | 12 | 14.5 | 9 | Yes | Yes | 2011-08-19 |  | 0
FALSE | 4TWR5036G1 | 2435 | 4658750 | AMERICAN STANDARD, INC. | 4A6H5036G1 | HP | Split System: Heat Pump with Remote Outdoor Unit-Air-Source | 4TWR5036G1 |  | 4TXCB048BC3 | 12 | 14.5 | 9 | Yes | Yes | 2011-08-19 |  | 0
FALSE | 4TWR5036G1 | 2435 | 4658751 | AMERICAN STANDARD, INC. | 4A6H5036G1 | HP | Split System: Heat Pump with Remote Outdoor Unit-Air-Source | 4TWR5036G1 |  | 4TXCB048BC3 | 12 | 14.5 | 9 | Yes | Yes | 2011-08-19 |  | 0
FALSE | 4TWR5036G1 | 2435 | 4658752 | AMERICAN STANDARD, INC. | 4A6H5036G1 | HP | Split System: Heat Pump with Remote Outdoor Unit-Air-Source | 4TWR5036G1 |  | 4TXCB048BC3 | 12 | 14.5 | 9 | Yes | Yes | 2011-08-19 |  | 0
FALSE | 4TWR5036G1 | 2435 | 4658753 | AMERICAN STANDARD, INC. | 4A6H5036G1 | HP | Split System: Heat Pump with Remote Outdoor Unit-Air-Source | 4TWR5036G1 |  | 4TXCB048BC3 | 12.5 | 15 | 9 | Yes | Yes | 2011-08-19 |  | 1
FALSE | 4TWR5036G1 | 2435 | 4658755 | AMERICAN STANDARD, INC. | 4A6H5036G1 | HP | Split System: Heat Pump with Remote Outdoor Unit-Air-Source | 4TWR5036G1 |  | 4TXCB048BC3 | 12 | 14.5 | 9 | Yes | Yes | 2011-08-19 |  | 0
FALSE | 4TWR5036G1 | 2435 | 4658756 | AMERICAN STANDARD, INC. | 4A6H5036G1 | HP | Split System: Heat Pump with Remote Outdoor Unit-Air-Source | 4TWR5036G1 |  | 4TXCB048BC3 | 12.5 | 15 | 9 | Yes | Yes | 2011-08-19 |  | 1
FALSE | 4TWR5036G1 | 2435 | 4658763 | AMERICAN STANDARD, INC. | 4A6H5036G1 | HP | Split System: Heat Pump with Remote Outdoor Unit-Air-Source | 4TWR5036G1 |  | 4TXCB048BC3 | 12.5 | 14.75 | 9 | Yes | Yes | 2011-08-19 |  | 0
FALSE | 4TWR5036G1 | 2435 | 4658764 | AMERICAN STANDARD, INC. | 4A6H5036G1 | HP | Split System: Heat Pump with Remote Outdoor Unit-Air-Source | 4TWR5036G1 |  | 4TXCB048BC3 | 12.5 | 14.75 | 9 | Yes | Yes | 2011-08-19 |  | 0
FALSE | 4TWR5036G1 | 2435 | 4658765 | AMERICAN STANDARD, INC. | 4A6H5036G1 | HP | Split System: Heat Pump with Remote Outdoor Unit-Air-Source | 4TWR5036G1 |  | 4TXCB048BC3 | 12.5 | 14.75 | 9 | Yes | Yes | 2011-08-19 |  | 0
FALSE | 4TWR5036G1 | 2435 | 4658766 | AMERICAN STANDARD, INC. | 4A6H5036G1 | HP | Split System: Heat Pump with Remote Outdoor Unit-Air-Source | 4TWR5036G1 |  | 4TXCB048BC3 | 12.5 | 15 | 9 | Yes | Yes | 2011-08-19 |  | 1
FALSE | 4TWR5036G1 | 2435 | 4658773 | AMERICAN STANDARD, INC. | 4A6H5036G1 | HP | Split System: Heat Pump with Remote Outdoor Unit-Air-Source | 4TWR5036G1 |  | 4TXCB048BC3 | 12 | 14.5 | 9 | Yes | Yes | 2011-08-19 |  | 0
FALSE | 4TWR5036G1 | 2435 | 4658774 | AMERICAN STANDARD | 4A6H5036G1 | HP | Split System: Heat Pump with Remote Outdoor Unit-Air-Source | 4TWR5036G1 |  | 4TXCB048BC3 | 12 | 14.5 | 9 | Yes | Yes | 2015-03-13 |  | 0
FALSE | 4TWR5036G1 | 2435 | 4658775 | AMERICAN STANDARD, INC. | 4A6H5036G1 | HP | Split System: Heat Pump with Remote Outdoor Unit-Air-Source | 4TWR5036G1 |  | 4TXCB048BC3 | 12 | 14.75 | 9 | Yes | Yes | 2011-08-19 |  | 0
FALSE | 4TWR5036G1 | 2435 | 4658776 | AMERICAN STANDARD, INC. | 4A6H5036G1 | HP | Split System: Heat Pump with Remote Outdoor Unit-Air-Source | 4TWR5036G1 |  | 4TXCB048BC3 | 12 | 14.5 | 9 | Yes | Yes | 2011-08-19 |  | 0
FALSE | 4TWR5036G1 | 2435 | 4658777 | AMERICAN STANDARD, INC. | 4A6H5036G1 | HP | Split System: Heat Pump with Remote Outdoor Unit-Air-Source | 4TWR5036G1 |  | 4TXCB048BC3 | 12 | 14.75 | 9 | Yes | Yes | 2011-08-19 |  | 0
FALSE | 4TWR5036G1 | 2435 | 4658778 | AMERICAN STANDARD | 4A6H5036G1 | HP | Split System: Heat Pump with Remote Outdoor Unit-Air-Source | 4TWR5036G1 |  | 4TXCB048BC3 | 12 | 14.5 | 9 | Yes | Yes | 2015-03-13 |  | 0
FALSE | 4TWR5036G1 | 2435 | 4658779 | AMERICAN STANDARD, INC. | 4A6H5036G1 | HP | Split System: Heat Pump with Remote Outdoor Unit-Air-Source | 4TWR5036G1 |  | 4TXCB048BC3 | 12 | 14.75 | 9 | Yes | Yes | 2011-08-19 |  | 0
FALSE | 4TWR5036G1 | 2435 | 4658780 | AMERICAN STANDARD, INC. | 4A6H5036G1 | HP | Split System: Heat Pump with Remote Outdoor Unit-Air-Source | 4TWR5036G1 |  | 4TXCB048BC3 | 12.5 | 14.75 | 9 | Yes | Yes | 2011-08-19 |  | 0
FALSE | 4TWR5036G1 | 2435 | 4658686 | AMERICAN STANDARD, INC. | 4A6H5036G1 | HP | Split System: Heat Pump with Remote Outdoor Unit-Air-Source | 4TWR5036G1 |  | 4TXCB036BC3 | 12.5 | 15 | 9 | Yes | Yes | 2011-08-19 |  | 1
FALSE | 4TWR5036G1 | 2435 | 4658695 | AMERICAN STANDARD, INC. | 4A6H5036G1 | HP | Split System: Heat Pump with Remote Outdoor Unit-Air-Source | 4TWR5036G1 |  | 4TXCB042BC3 | 12 | 14.5 | 9 | Yes | Yes | 2011-08-19 |  | 0
FALSE | 4TWR5036G1 | 2435 | 4658696 | AMERICAN STANDARD, INC. | 4A6H5036G1 | HP | Split System: Heat Pump with Remote Outdoor Unit-Air-Source | 4TWR5036G1 |  | 4TXCB042BC3 | 12 | 14.5 | 9 | Yes | Yes | 2011-08-19 |  | 0
FALSE | 4TWR5036G1 | 2435 | 4658697 | AMERICAN STANDARD, INC. | 4A6H5036G1 | HP | Split System: Heat Pump with Remote Outdoor Unit-Air-Source | 4TWR5036G1 |  | 4TXCB042BC3 | 12 | 14.5 | 9 | Yes | Yes | 2011-08-19 |  | 0
FALSE | 4TWR5036G1 | 2435 | 4658698 | AMERICAN STANDARD, INC. | 4A6H5036G1 | HP | Split System: Heat Pump with Remote Outdoor Unit-Air-Source | 4TWR5036G1 |  | 4TXCB042BC3 | 12.5 | 14.75 | 9 | Yes | Yes | 2011-08-19 |  | 0
FALSE | 4TWR5036G1 | 2435 | 4658703 | AMERICAN STANDARD, INC. | 4A6H5036G1 | HP | Split System: Heat Pump with Remote Outdoor Unit-Air-Source | 4TWR5036G1 |  | 4TXCB042BC3 | 12 | 14.5 | 9 | Yes | Yes | 2011-08-19 |  | 0
FALSE | 4TWR5036G1 | 2435 | 4658704 | AMERICAN STANDARD, INC. | 4A6H5036G1 | HP | Split System: Heat Pump with Remote Outdoor Unit-Air-Source | 4TWR5036G1 |  | 4TXCB042BC3 | 12 | 14.5 | 9 | Yes | Yes | 2011-08-19 |  | 0
FALSE | 4TWR5036G1 | 2435 | 4658705 | AMERICAN STANDARD, INC. | 4A6H5036G1 | HP | Split System: Heat Pump with Remote Outdoor Unit-Air-Source | 4TWR5036G1 |  | 4TXCB042BC3 | 12.5 | 14.75 | 9 | Yes | Yes | 2011-08-19 |  | 0
FALSE | 4TWR5036G1 | 2435 | 4658716 | AMERICAN STANDARD, INC. | 4A6H5036G1 | HP | Split System: Heat Pump with Remote Outdoor Unit-Air-Source | 4TWR5036G1 |  | 4TXCB042BC3 | 12.5 | 15 | 9 | Yes | Yes | 2011-08-19 |  | 1
FALSE | 4TWR5036G1 | 2435 | 4658726 | AMERICAN STANDARD, INC. | 4A6H5036G1 | HP | Split System: Heat Pump with Remote Outdoor Unit-Air-Source | 4TWR5036G1 |  | 4TXCB042BC3 | 12 | 14.75 | 9 | Yes | Yes | 2011-08-19 |  | 0
FALSE | 4TWR5036G1 | 2435 | 4658730 | AMERICAN STANDARD, INC. | 4A6H5036G1 | HP | Split System: Heat Pump with Remote Outdoor Unit-Air-Source | 4TWR5036G1 |  | 4TXCB042BC3 | 12 | 14.5 | 9 | Yes | Yes | 2011-08-19 |  | 0
FALSE | 4TWR5036G1 | 2435 | 4658731 | AMERICAN STANDARD, INC. | 4A6H5036G1 | HP | Split System: Heat Pump with Remote Outdoor Unit-Air-Source | 4TWR5036G1 |  | 4TXCB042BC3 | 12 | 14.5 | 9 | Yes | Yes | 2011-08-19 |  | 0
FALSE | 4TWR5036G1 | 2435 | 4658732 | AMERICAN STANDARD, INC. | 4A6H5036G1 | HP | Split System: Heat Pump with Remote Outdoor Unit-Air-Source | 4TWR5036G1 |  | 4TXCB042BC3 | 12 | 14.5 | 9 | Yes | Yes | 2011-08-19 |  | 0
FALSE | 4TWR5036G1 | 2435 | 4658733 | AMERICAN STANDARD, INC. | 4A6H5036G1 | HP | Split System: Heat Pump with Remote Outdoor Unit-Air-Source | 4TWR5036G1 |  | 4TXCB042BC3 | 12 | 14.5 | 9 | Yes | Yes | 2011-08-19 |  | 0
FALSE | 4TWR5036G1 | 2435 | 4658734 | AMERICAN STANDARD, INC. | 4A6H5036G1 | HP | Split System: Heat Pump with Remote Outdoor Unit-Air-Source | 4TWR5036G1 |  | 4TXCB042BC3 | 12 | 14.5 | 9 | Yes | Yes | 2011-08-19 |  | 0
FALSE | 4TWR5036G1 | 2435 | 4658735 | AMERICAN STANDARD, INC. | 4A6H5036G1 | HP | Split System: Heat Pump with Remote Outdoor Unit-Air-Source | 4TWR5036G1 |  | 4TXCB042BC3 | 12 | 14.5 | 8.5 | Yes | Yes | 2011-08-19 |  | 0
FALSE | 4TWR5036G1 | 2435 | 4658736 | AMERICAN STANDARD, INC. | 4A6H5036G1 | HP | Split System: Heat Pump with Remote Outdoor Unit-Air-Source | 4TWR5036G1 |  | 4TXCB042BC3 | 12 | 14.5 | 9 | Yes | Yes | 2011-08-19 |  | 0
FALSE | 4TWR5036G1 | 2435 | 4658737 | AMERICAN STANDARD, INC. | 4A6H5036G1 | HP | Split System: Heat Pump with Remote Outdoor Unit-Air-Source | 4TWR5036G1 |  | 4TXCB042BC3 | 12 | 14.5 | 9 | Yes | Yes | 2011-08-19 |  | 0
FALSE | 4TWR5036G1 | 2435 | 4658738 | AMERICAN STANDARD, INC. | 4A6H5036G1 | HP | Split System: Heat Pump with Remote Outdoor Unit-Air-Source | 4TWR5036G1 |  | 4TXCB042BC3 | 12 | 14.5 | 9 | Yes | Yes | 2011-08-19 |  | 0
FALSE | 4TWR5036G1 | 2435 | 4658743 | AMERICAN STANDARD, INC. | 4A6H5036G1 | HP | Split System: Heat Pump with Remote Outdoor Unit-Air-Source | 4TWR5036G1 |  | 4TXCB048BC3 | 12 | 14.75 | 9 | Yes | Yes | 2011-08-19 |  | 0
FALSE | 4TWR5036G1 | 2435 | 4658744 | AMERICAN STANDARD, INC. | 4A6H5036G1 | HP | Split System: Heat Pump with Remote Outdoor Unit-Air-Source | 4TWR5036G1 |  | 4TXCB048BC3 | 12 | 14.5 | 9 | Yes | Yes | 2011-08-19 |  | 0
FALSE | 4TWR5036G1 | 2435 | 4658781 | AMERICAN STANDARD | 4A6H5036G1 | HP | Split System: Heat Pump with Remote Outdoor Unit-Air-Source | 4TWR5036G1 |  | 4TXCB048BC3 | 12 | 14.5 | 9 | Yes | Yes | 2015-03-13 |  | 0
FALSE | 4TWR5036G1 | 2435 | 4658782 | AMERICAN STANDARD, INC. | 4A6H5036G1 | HP | Split System: Heat Pump with Remote Outdoor Unit-Air-Source | 4TWR5036G1 |  | 4TXCB048BC3 | 12 | 14.5 | 9 | Yes | Yes | 2011-08-19 |  | 0
FALSE | 4TWR5036G1 | 2435 | 4658784 | AMERICAN STANDARD, INC. | 4A6H5036G1 | HP | Split System: Heat Pump with Remote Outdoor Unit-Air-Source | 4TWR5036G1 |  | 4TXCB048BC3 | 12 | 14.5 | 9 | Yes | Yes | 2011-08-19 |  | 0
FALSE | 4TWR5036G1 | 2435 | 4658785 | AMERICAN STANDARD, INC. | 4A6H5036G1 | HP | Split System: Heat Pump with Remote Outdoor Unit-Air-Source | 4TWR5036G1 |  | 4TXCB048BC3 | 12 | 14.5 | 9 | Yes | Yes | 2011-08-19 |  | 0
FALSE | 4TWR5036G1 | 2435 | 4658787 | AMERICAN STANDARD, INC. | 4A6H5036G1 | HP | Split System: Heat Pump with Remote Outdoor Unit-Air-Source | 4TWR5036G1 |  | 4TXCB048BC3 | 12.5 | 14.75 | 9 | Yes | Yes | 2011-08-19 |  | 0
FALSE | 4TWR5036G1 | 2435 | 4658788 | AMERICAN STANDARD | 4A6H5036G1 | HP | Split System: Heat Pump with Remote Outdoor Unit-Air-Source | 4TWR5036G1 |  | 4TXCB048BC3 | 12 | 14.5 | 9 | Yes | Yes | 2015-03-13 |  | 0
FALSE | 4TWR5036G1 | 2435 | 4658789 | AMERICAN STANDARD, INC. | 4A6H5036G1 | HP | Split System: Heat Pump with Remote Outdoor Unit-Air-Source | 4TWR5036G1 |  | 4TXCB048BC3 | 12.5 | 15 | 9 | Yes | Yes | 2011-08-19 |  | 1
FALSE | 4TWR5036G1 | 2435 | 4658799 | AMERICAN STANDARD, INC. | 4A6H5036G1 | HP | Split System: Heat Pump with Remote Outdoor Unit-Air-Source | 4TWR5036G1 |  | 4TXCC005CC3 | 12.5 | 15 | 9 | Yes | Yes | 2011-08-19 |  | 1
FALSE | 4TWR5036G1 | 2435 | 4658800 | AMERICAN STANDARD, INC. | 4A6H5036G1 | HP | Split System: Heat Pump with Remote Outdoor Unit-Air-Source | 4TWR5036G1 |  | 4TXCC005CC3 | 12.5 | 15 | 9 | Yes | Yes | 2011-08-19 |  | 1
FALSE | 4TWR5036G1 | 2435 | 4658801 | AMERICAN STANDARD, INC. | 4A6H5036G1 | HP | Split System: Heat Pump with Remote Outdoor Unit-Air-Source | 4TWR5036G1 |  | 4TXCC005CC3 | 12.5 | 15 | 9 | Yes | Yes | 2011-08-19 |  | 1
FALSE | 4TWR5036G1 | 2435 | 4658802 | AMERICAN STANDARD, INC. | 4A6H5036G1 | HP | Split System: Heat Pump with Remote Outdoor Unit-Air-Source | 4TWR5036G1 |  | 4TXCC005CC3 | 12.5 | 15 | 9 | Yes | Yes | 2011-08-19 |  | 1
FALSE | 4TWR5036G1 | 2435 | 4658803 | AMERICAN STANDARD, INC. | 4A6H5036G1 | HP | Split System: Heat Pump with Remote Outdoor Unit-Air-Source | 4TWR5036G1 |  | 4TXCC005CC3 | 12 | 14.5 | 9 | Yes | Yes | 2011-08-19 |  | 0
FALSE | 4TWR5036G1 | 2435 | 4658804 | AMERICAN STANDARD, INC. | 4A6H5036G1 | HP | Split System: Heat Pump with Remote Outdoor Unit-Air-Source | 4TWR5036G1 |  | 4TXCC005CC3 | 12 | 14.5 | 9 | Yes | Yes | 2011-08-19 |  | 0
FALSE | 4TWR5036G1 | 2435 | 4658807 | AMERICAN STANDARD, INC. | 4A6H5036G1 | HP | Split System: Heat Pump with Remote Outdoor Unit-Air-Source | 4TWR5036G1 |  | 4TXCC005CC3 | 12.5 | 14.75 | 9 | Yes | Yes | 2011-08-19 |  | 0
FALSE | 4TWR5036G1 | 2435 | 4658808 | AMERICAN STANDARD, INC. | 4A6H5036G1 | HP | Split System: Heat Pump with Remote Outdoor Unit-Air-Source | 4TWR5036G1 |  | 4TXCC005CC3 | 12 | 14.5 | 9 | Yes | Yes | 2011-08-19 |  | 0
FALSE | 4TWR5036G1 | 2435 | 4658810 | AMERICAN STANDARD, INC. | 4A6H5036G1 | HP | Split System: Heat Pump with Remote Outdoor Unit-Air-Source | 4TWR5036G1 |  | 4TXCC005CC3 | 12 | 14.5 | 9 | Yes | Yes | 2011-08-19 |  | 0
FALSE | 4TWR5036G1 | 2435 | 4658811 | AMERICAN STANDARD, INC. | 4A6H5036G1 | HP | Split System: Heat Pump with Remote Outdoor Unit-Air-Source | 4TWR5036G1 |  | 4TXCC005CC3 | 12.5 | 14.75 | 9 | Yes | Yes | 2011-08-19 |  | 0
FALSE | 4TWR5036G1 | 2435 | 4658812 | AMERICAN STANDARD, INC. | 4A6H5036G1 | HP | Split System: Heat Pump with Remote Outdoor Unit-Air-Source | 4TWR5036G1 |  | 4TXCC005CC3 | 12.5 | 14.75 | 9 | Yes | Yes | 2011-08-19 |  | 0
FALSE | 4TWR5036G1 | 2435 | 4658813 | AMERICAN STANDARD, INC. | 4A6H5036G1 | HP | Split System: Heat Pump with Remote Outdoor Unit-Air-Source | 4TWR5036G1 |  | 4TXCC005CC3 | 12.5 | 14.75 | 9 | Yes | Yes | 2011-08-19 |  | 0
FALSE | 4TWR5036G1 | 2435 | 4658814 | AMERICAN STANDARD, INC. | 4A6H5036G1 | HP | Split System: Heat Pump with Remote Outdoor Unit-Air-Source | 4TWR5036G1 |  | 4TXCC005CC3 | 12.5 | 15 | 9 | Yes | Yes | 2011-08-19 |  | 1
FALSE | 4TWR5036G1 | 2435 | 4658820 | AMERICAN STANDARD, INC. | 4A6H5036G1 | HP | Split System: Heat Pump with Remote Outdoor Unit-Air-Source | 4TWR5036G1 |  | 4TXCC005CC3 | 12.5 | 15 | 9 | Yes | Yes | 2011-08-19 |  | 1
FALSE | 4TWR5036G1 | 2435 | 4658821 | AMERICAN STANDARD | 4A6H5036G1 | HP | Split System: Heat Pump with Remote Outdoor Unit-Air-Source | 4TWR5036G1 |  | 4TXCC005CC3 | 12.5 | 15 | 9 | Yes | Yes | 2015-03-13 |  | 1
FALSE | 4TWR5036G1 | 2435 | 4658864 | AMERICAN STANDARD, INC. | 4A6H5036G1 | HP | Split System: Heat Pump with Remote Outdoor Unit-Air-Source | 4TWR5036G1 |  | 4TXCC007CC3 | 12 | 14.5 | 8.5 | Yes | Yes | 2011-08-19 |  | 0
FALSE | 4TWR5036G1 | 2435 | 4658869 | AMERICAN STANDARD, INC. | 4A6H5036G1 | HP | Split System: Heat Pump with Remote Outdoor Unit-Air-Source | 4TWR5036G1 |  | 4TXCC007CC3 | 12.5 | 15 | 9 | Yes | Yes | 2011-08-19 |  | 1
FALSE | 4TWR5036G1 | 2435 | 4658870 | AMERICAN STANDARD, INC. | 4A6H5036G1 | HP | Split System: Heat Pump with Remote Outdoor Unit-Air-Source | 4TWR5036G1 |  | 4TXCC007CC3 | 12.5 | 15 | 9 | Yes | Yes | 2011-08-19 |  | 1
FALSE | 4TWR5036G1 | 2435 | 4658871 | AMERICAN STANDARD, INC. | 4A6H5036G1 | HP | Split System: Heat Pump with Remote Outdoor Unit-Air-Source | 4TWR5036G1 |  | 4TXCC037BC3 | 12 | 14.5 | 9 | Yes | Yes | 2011-08-19 |  | 0
FALSE | 4TWR5036G1 | 2435 | 4658872 | AMERICAN STANDARD | 4A6H5036G1 | HP | Split System: Heat Pump with Remote Outdoor Unit-Air-Source | 4TWR5036G1 |  | 4TXCC037BC3 | 12 | 14.5 | 9 | Yes | Yes | 2015-03-13 |  | 0
FALSE | 4TWR5036G1 | 2435 | 4658873 | AMERICAN STANDARD, INC. | 4A6H5036G1 | HP | Split System: Heat Pump with Remote Outdoor Unit-Air-Source | 4TWR5036G1 |  | 4TXCC037BC3 | 12 | 14.5 | 9 | Yes | Yes | 2011-08-19 |  | 0
FALSE | 4TWR5036G1 | 2435 | 4658874 | AMERICAN STANDARD, INC. | 4A6H5036G1 | HP | Split System: Heat Pump with Remote Outdoor Unit-Air-Source | 4TWR5036G1 |  | 4TXCC037BC3 | 12.5 | 14.75 | 9 | Yes | Yes | 2011-08-19 |  | 0
FALSE | 4TWR5036G1 | 2435 | 4658875 | AMERICAN STANDARD | 4A6H5036G1 | HP | Split System: Heat Pump with Remote Outdoor Unit-Air-Source | 4TWR5036G1 |  | 4TXCC037BC3 | 12 | 14.5 | 9 | Yes | Yes | 2015-03-13 |  | 0
FALSE | 4TWR5036G1 | 2435 | 4658879 | AMERICAN STANDARD, INC. | 4A6H5036G1 | HP | Split System: Heat Pump with Remote Outdoor Unit-Air-Source | 4TWR5036G1 |  | 4TXCC037BC3 | 12 | 14.5 | 9 | Yes | Yes | 2011-08-19 |  | 0
FALSE | 4TWR5036G1 | 2435 | 4658880 | AMERICAN STANDARD, INC. | 4A6H5036G1 | HP | Split System: Heat Pump with Remote Outdoor Unit-Air-Source | 4TWR5036G1 |  | 4TXCC037BC3 | 12 | 14.5 | 8.5 | Yes | Yes | 2011-08-19 |  | 0
FALSE | 4TWR5036G1 | 2435 | 4658881 | AMERICAN STANDARD, INC. | 4A6H5036G1 | HP | Split System: Heat Pump with Remote Outdoor Unit-Air-Source | 4TWR5036G1 |  | 4TXCC037BC3 | 12.5 | 15 | 9 | Yes | Yes | 2011-08-19 |  | 1
FALSE | 4TWR5036G1 | 2435 | 4658888 | AMERICAN STANDARD, INC. | 4A6H5036G1 | HP | Split System: Heat Pump with Remote Outdoor Unit-Air-Source | 4TWR5036G1 |  | 4TXCC037BC3 | 12 | 14.5 | 9 | Yes | Yes | 2011-08-19 |  | 0
FALSE | 4TWR5036G1 | 2435 | 4658889 | AMERICAN STANDARD, INC. | 4A6H5036G1 | HP | Split System: Heat Pump with Remote Outdoor Unit-Air-Source | 4TWR5036G1 |  | 4TXCC037BC3 | 12.5 | 14.75 | 9 | Yes | Yes | 2011-08-19 |  | 0
FALSE | 4TWR5036G1 | 2435 | 4658890 | AMERICAN STANDARD, INC. | 4A6H5036G1 | HP | Split System: Heat Pump with Remote Outdoor Unit-Air-Source | 4TWR5036G1 |  | 4TXCC037BC3 | 12 | 14.5 | 9 | Yes | Yes | 2011-08-19 |  | 0
FALSE | 4TWR5036G1 | 2435 | 4658891 | AMERICAN STANDARD, INC. | 4A6H5036G1 | HP | Split System: Heat Pump with Remote Outdoor Unit-Air-Source | 4TWR5036G1 |  | 4TXCC037BC3 | 12.5 | 15 | 9 | Yes | Yes | 2011-08-19 |  | 1
FALSE | 4TWR5036G1 | 2435 | 4658898 | AMERICAN STANDARD, INC. | 4A6H5036G1 | HP | Split System: Heat Pump with Remote Outdoor Unit-Air-Source | 4TWR5036G1 |  | 4TXCC037BC3 | 12 | 14.5 | 9 | Yes | Yes | 2011-08-19 |  | 0
FALSE | 4TWR5036G1 | 2435 | 4658899 | AMERICAN STANDARD, INC. | 4A6H5036G1 | HP | Split System: Heat Pump with Remote Outdoor Unit-Air-Source | 4TWR5036G1 |  | 4TXCC037BC3 | 12 | 14.5 | 9 | Yes | Yes | 2011-08-19 |  | 0
FALSE | 4TWR5036G1 | 2435 | 4658900 | AMERICAN STANDARD, INC. | 4A6H5036G1 | HP | Split System: Heat Pump with Remote Outdoor Unit-Air-Source | 4TWR5036G1 |  | 4TXCC037BC3 | 12 | 14.5 | 9 | Yes | Yes | 2011-08-19 |  | 0
FALSE | 4TWR5036G1 | 2435 | 4658840 | AMERICAN STANDARD, INC. | 4A6H5036G1 | HP | Split System: Heat Pump with Remote Outdoor Unit-Air-Source | 4TWR5036G1 |  | 4TXCC007CC3 | 12.5 | 14.75 | 9 | Yes | Yes | 2011-08-19 |  | 0
FALSE | 4TWR5036G1 | 2435 | 4658841 | AMERICAN STANDARD, INC. | 4A6H5036G1 | HP | Split System: Heat Pump with Remote Outdoor Unit-Air-Source | 4TWR5036G1 |  | 4TXCC007CC3 | 12 | 14.5 | 9 | Yes | Yes | 2011-08-19 |  | 0
FALSE | 4TWR5036G1 | 2435 | 4658843 | AMERICAN STANDARD, INC. | 4A6H5036G1 | HP | Split System: Heat Pump with Remote Outdoor Unit-Air-Source | 4TWR5036G1 |  | 4TXCC007CC3 | 12 | 14.5 | 9 | Yes | Yes | 2011-08-19 |  | 0
FALSE | 4TWR5036G1 | 2435 | 4658844 | AMERICAN STANDARD, INC. | 4A6H5036G1 | HP | Split System: Heat Pump with Remote Outdoor Unit-Air-Source | 4TWR5036G1 |  | 4TXCC007CC3 | 12.5 | 14.75 | 9 | Yes | Yes | 2011-08-19 |  | 0
FALSE | 4TWR5036G1 | 2435 | 4658845 | AMERICAN STANDARD, INC. | 4A6H5036G1 | HP | Split System: Heat Pump with Remote Outdoor Unit-Air-Source | 4TWR5036G1 |  | 4TXCC007CC3 | 12.5 | 14.75 | 9 | Yes | Yes | 2011-08-19 |  | 0
FALSE | 4TWR5036G1 | 2435 | 4658846 | AMERICAN STANDARD, INC. | 4A6H5036G1 | HP | Split System: Heat Pump with Remote Outdoor Unit-Air-Source | 4TWR5036G1 |  | 4TXCC007CC3 | 12.5 | 14.75 | 9 | Yes | Yes | 2011-08-19 |  | 0
FALSE | 4TWR5036G1 | 2435 | 4658847 | AMERICAN STANDARD, INC. | 4A6H5036G1 | HP | Split System: Heat Pump with Remote Outdoor Unit-Air-Source | 4TWR5036G1 |  | 4TXCC007CC3 | 12.5 | 15 | 9 | Yes | Yes | 2011-08-19 |  | 1
FALSE | 4TWR5036G1 | 2435 | 4658849 | AMERICAN STANDARD, INC. | 4A6H5036G1 | HP | Split System: Heat Pump with Remote Outdoor Unit-Air-Source | 4TWR5036G1 |  | 4TXCC007CC3 | 12.5 | 15 | 9 | Yes | Yes | 2011-08-19 |  | 1
FALSE | 4TWR5036G1 | 2435 | 4658850 | AMERICAN STANDARD, INC. | 4A6H5036G1 | HP | Split System: Heat Pump with Remote Outdoor Unit-Air-Source | 4TWR5036G1 |  | 4TXCC007CC3 | 13 | 15.25 | 9 | Yes | Yes | 2011-08-19 |  | 1
FALSE | 4TWR5036G1 | 2435 | 4658851 | AMERICAN STANDARD, INC. | 4A6H5036G1 | HP | Split System: Heat Pump with Remote Outdoor Unit-Air-Source | 4TWR5036G1 |  | 4TXCC007CC3 | 12 | 14.5 | 9 | Yes | Yes | 2011-08-19 |  | 0
FALSE | 4TWR5036G1 | 2435 | 4658852 | AMERICAN STANDARD, INC. | 4A6H5036G1 | HP | Split System: Heat Pump with Remote Outdoor Unit-Air-Source | 4TWR5036G1 |  | 4TXCC007CC3 | 12.5 | 14.75 | 9 | Yes | Yes | 2011-08-19 |  | 0
FALSE | 4TWR5036G1 | 2435 | 4658853 | AMERICAN STANDARD, INC. | 4A6H5036G1 | HP | Split System: Heat Pump with Remote Outdoor Unit-Air-Source | 4TWR5036G1 |  | 4TXCC007CC3 | 12 | 14.5 | 9 | Yes | Yes | 2011-08-19 |  | 0
FALSE | 4TWR5036G1 | 2435 | 4658854 | AMERICAN STANDARD, INC. | 4A6H5036G1 | HP | Split System: Heat Pump with Remote Outdoor Unit-Air-Source | 4TWR5036G1 |  | 4TXCC007CC3 | 12.5 | 14.75 | 9 | Yes | Yes | 2011-08-19 |  | 0
FALSE | 4TWR5036G1 | 2435 | 4658855 | AMERICAN STANDARD, INC. | 4A6H5036G1 | HP | Split System: Heat Pump with Remote Outdoor Unit-Air-Source | 4TWR5036G1 |  | 4TXCC007CC3 | 12 | 14.5 | 9 | Yes | Yes | 2011-08-19 |  | 0
FALSE | 4TWR5036G1 | 2435 | 4658856 | AMERICAN STANDARD, INC. | 4A6H5036G1 | HP | Split System: Heat Pump with Remote Outdoor Unit-Air-Source | 4TWR5036G1 |  | 4TXCC007CC3 | 12 | 14.5 | 9 | Yes | Yes | 2011-08-19 |  | 0
FALSE | 4TWR5036G1 | 2435 | 4658857 | AMERICAN STANDARD, INC. | 4A6H5036G1 | HP | Split System: Heat Pump with Remote Outdoor Unit-Air-Source | 4TWR5036G1 |  | 4TXCC007CC3 | 12.5 | 15 | 9 | Yes | Yes | 2011-08-19 |  | 1
FALSE | 4TWR5036G1 | 2435 | 4658858 | AMERICAN STANDARD, INC. | 4A6H5036G1 | HP | Split System: Heat Pump with Remote Outdoor Unit-Air-Source | 4TWR5036G1 |  | 4TXCC007CC3 | 12.5 | 15 | 9 | Yes | Yes | 2011-08-19 |  | 1
FALSE | 4TWR5036G1 | 2435 | 4658859 | AMERICAN STANDARD, INC. | 4A6H5036G1 | HP | Split System: Heat Pump with Remote Outdoor Unit-Air-Source | 4TWR5036G1 |  | 4TXCC007CC3 | 12.5 | 15 | 9 | Yes | Yes | 2011-08-19 |  | 1
FALSE | 4TWR5036G1 | 2435 | 4658860 | AMERICAN STANDARD, INC. | 4A6H5036G1 | HP | Split System: Heat Pump with Remote Outdoor Unit-Air-Source | 4TWR5036G1 |  | 4TXCC007CC3 | 12.5 | 15 | 9 | Yes | Yes | 2011-08-19 |  | 1
FALSE | 4TWR5036G1 | 2435 | 4658861 | AMERICAN STANDARD, INC. | 4A6H5036G1 | HP | Split System: Heat Pump with Remote Outdoor Unit-Air-Source | 4TWR5036G1 |  | 4TXCC007CC3 | 12.5 | 15 | 9 | Yes | Yes | 2011-08-19 |  | 1
FALSE | 4TWR5036G1 | 2435 | 4658862 | AMERICAN STANDARD, INC. | 4A6H5036G1 | HP | Split System: Heat Pump with Remote Outdoor Unit-Air-Source | 4TWR5036G1 |  | 4TXCC007CC3 | 12.5 | 15 | 9 | Yes | Yes | 2011-08-19 |  | 1
FALSE | 4TWR5036G1 | 2435 | 4658902 | AMERICAN STANDARD, INC. | 4A6H5036G1 | HP | Split System: Heat Pump with Remote Outdoor Unit-Air-Source | 4TWR5036G1 |  | 4TXCC037BC3 | 12 | 14.5 | 9 | Yes | Yes | 2011-08-19 |  | 0
FALSE | 4TWR5036G1 | 2435 | 4658904 | AMERICAN STANDARD, INC. | 4A6H5036G1 | HP | Split System: Heat Pump with Remote Outdoor Unit-Air-Source | 4TWR5036G1 |  | 4TXCC037BC3 | 12 | 14.5 | 9 | Yes | Yes | 2011-08-19 |  | 0
FALSE | 4TWR5036G1 | 2435 | 4658905 | AMERICAN STANDARD, INC. | 4A6H5036G1 | HP | Split System: Heat Pump with Remote Outdoor Unit-Air-Source | 4TWR5036G1 |  | 4TXCC037BC3 | 12.5 | 14.75 | 9 | Yes | Yes | 2011-08-19 |  | 0
FALSE | 4TWR5036G1 | 2435 | 4658906 | AMERICAN STANDARD, INC. | 4A6H5036G1 | HP | Split System: Heat Pump with Remote Outdoor Unit-Air-Source | 4TWR5036G1 |  | 4TXCC037BC3 | 12 | 14.5 | 9 | Yes | Yes | 2011-08-19 |  | 0
FALSE | 4TWR5036G1 | 2435 | 4658907 | AMERICAN STANDARD, INC. | 4A6H5036G1 | HP | Split System: Heat Pump with Remote Outdoor Unit-Air-Source | 4TWR5036G1 |  | 4TXCC037BC3 | 12.5 | 14.75 | 9 | Yes | Yes | 2011-08-19 |  | 0
FALSE | 4TWR5036G1 | 2435 | 4658911 | AMERICAN STANDARD, INC. | 4A6H5036G1 | HP | Split System: Heat Pump with Remote Outdoor Unit-Air-Source | 4TWR5036G1 |  | 4TXCC037BC3 | 12 | 14.5 | 9 | Yes | Yes | 2011-08-19 |  | 0
FALSE | 4TWR5036G1 | 2435 | 4658913 | AMERICAN STANDARD, INC. | 4A6H5036G1 | HP | Split System: Heat Pump with Remote Outdoor Unit-Air-Source | 4TWR5036G1 |  | 4TXCC037BC3 | 12.5 | 14.75 | 9 | Yes | Yes | 2011-08-19 |  | 0
FALSE | 4TWR5036G1 | 2435 | 4658914 | AMERICAN STANDARD, INC. | 4A6H5036G1 | HP | Split System: Heat Pump with Remote Outdoor Unit-Air-Source | 4TWR5036G1 |  | 4TXCC037BC3 | 12.5 | 14.75 | 9 | Yes | Yes | 2011-08-19 |  | 0
FALSE | 4TWR5036G1 | 2435 | 4658915 | AMERICAN STANDARD | 4A6H5036G1 | HP | Split System: Heat Pump with Remote Outdoor Unit-Air-Source | 4TWR5036G1 |  | 4TXCC037BC3 | 12 | 14.5 | 9 | Yes | Yes | 2015-03-13 |  | 0
FALSE | 4TWR5036G1 | 2435 | 4658922 | AMERICAN STANDARD, INC. | 4A6H5036G1 | HP | Split System: Heat Pump with Remote Outdoor Unit-Air-Source | 4TWR5036G1 |  | 4TXCC037BC3 | 12 | 14.5 | 9 | Yes | Yes | 2011-08-19 |  | 0
FALSE | 4TWR5036G1 | 2435 | 4658923 | AMERICAN STANDARD, INC. | 4A6H5036G1 | HP | Split System: Heat Pump with Remote Outdoor Unit-Air-Source | 4TWR5036G1 |  | 4TXCC037BC3 | 12 | 14.5 | 8.5 | Yes | Yes | 2011-08-19 |  | 0
FALSE | 4TWR5036G1 | 2435 | 4658924 | AMERICAN STANDARD, INC. | 4A6H5036G1 | HP | Split System: Heat Pump with Remote Outdoor Unit-Air-Source | 4TWR5036G1 |  | 4TXCC037BC3 | 12 | 14.5 | 9 | Yes | Yes | 2011-08-19 |  | 0
FALSE | 4TWR5036G1 | 2435 | 4658925 | AMERICAN STANDARD, INC. | 4A6H5036G1 | HP | Split System: Heat Pump with Remote Outdoor Unit-Air-Source | 4TWR5036G1 |  | 4TXCC037BC3 | 12.5 | 14.75 | 9 | Yes | Yes | 2011-08-19 |  | 0
FALSE | 4TWR5036G1 | 2435 | 4658927 | AMERICAN STANDARD, INC. | 4A6H5036G1 | HP | Split System: Heat Pump with Remote Outdoor Unit-Air-Source | 4TWR5036G1 |  | 4TXCC043BC3 | 12 | 14.5 | 9 | Yes | Yes | 2011-08-19 |  | 0
FALSE | 4TWR5036G1 | 2435 | 4658930 | AMERICAN STANDARD, INC. | 4A6H5036G1 | HP | Split System: Heat Pump with Remote Outdoor Unit-Air-Source | 4TWR5036G1 |  | 4TXCC043BC3 | 12 | 14.5 | 9 | Yes | Yes | 2011-08-19 |  | 0
FALSE | 4TWR5036G1 | 2435 | 4658932 | AMERICAN STANDARD, INC. | 4A6H5036G1 | HP | Split System: Heat Pump with Remote Outdoor Unit-Air-Source | 4TWR5036G1 |  | 4TXCC043BC3 | 12 | 14.5 | 9 | Yes | Yes | 2011-08-19 |  | 0
FALSE | 4TWR5036G1 | 2435 | 4658933 | AMERICAN STANDARD, INC. | 4A6H5036G1 | HP | Split System: Heat Pump with Remote Outdoor Unit-Air-Source | 4TWR5036G1 |  | 4TXCC043BC3 | 12 | 14.75 | 9 | Yes | Yes | 2011-08-19 |  | 0
FALSE | 4TWR5036G1 | 2435 | 4658934 | AMERICAN STANDARD, INC. | 4A6H5036G1 | HP | Split System: Heat Pump with Remote Outdoor Unit-Air-Source | 4TWR5036G1 |  | 4TXCC043BC3 | 12 | 14.5 | 9 | Yes | Yes | 2011-08-19 |  | 0
FALSE | 4TWR5036G1 | 2435 | 4658935 | AMERICAN STANDARD, INC. | 4A6H5036G1 | HP | Split System: Heat Pump with Remote Outdoor Unit-Air-Source | 4TWR5036G1 |  | 4TXCC043BC3 | 12.5 | 14.75 | 9 | Yes | Yes | 2011-08-19 |  | 0
FALSE | 4TWR5036G1 | 2435 | 4658939 | AMERICAN STANDARD, INC. | 4A6H5036G1 | HP | Split System: Heat Pump with Remote Outdoor Unit-Air-Source | 4TWR5036G1 |  | 4TXCC043BC3 | 12 | 14.5 | 9 | Yes | Yes | 2011-08-19 |  | 0
FALSE | 4TWR5036G1 | 2435 | 4658943 | AMERICAN STANDARD, INC. | 4A6H5036G1 | HP | Split System: Heat Pump with Remote Outdoor Unit-Air-Source | 4TWR5036G1 |  | 4TXCC043BC3 | 12 | 14.5 | 9 | Yes | Yes | 2011-08-19 |  | 0
FALSE | 4TWR5036G1 | 2435 | 4658944 | AMERICAN STANDARD, INC. | 4A6H5036G1 | HP | Split System: Heat Pump with Remote Outdoor Unit-Air-Source | 4TWR5036G1 |  | 4TXCC043BC3 | 12 | 14.5 | 9 | Yes | Yes | 2011-08-19 |  | 0
FALSE | 4TWR5036G1 | 2435 | 4659012 | AMERICAN STANDARD, INC. | 4A6H5036G1 | HP | Split System: Heat Pump with Remote Outdoor Unit-Air-Source | 4TWR5036G1 |  | 4TXCC044BC3 | 12.5 | 15 | 9 | Yes | Yes | 2011-08-19 |  | 1
FALSE | 4TWR5036G1 | 2435 | 4659013 | AMERICAN STANDARD, INC. | 4A6H5036G1 | HP | Split System: Heat Pump with Remote Outdoor Unit-Air-Source | 4TWR5036G1 |  | 4TXCC044BC3 | 13 | 15.25 | 9 | Yes | Yes | 2011-08-19 |  | 1
FALSE | 4TWR5036G1 | 2435 | 4659015 | AMERICAN STANDARD | 4A6H5036G1 | HP | Split System: Heat Pump with Remote Outdoor Unit-Air-Source | 4TWR5036G1 |  | 4TXCC044BC3 | 12 | 14.5 | 9 | Yes | Yes | 2015-03-13 |  | 0
FALSE | 4TWR5036G1 | 2435 | 4659016 | AMERICAN STANDARD, INC. | 4A6H5036G1 | HP | Split System: Heat Pump with Remote Outdoor Unit-Air-Source | 4TWR5036G1 |  | 4TXCC044BC3 | 12 | 14.5 | 9 | Yes | Yes | 2011-08-19 |  | 0
FALSE | 4TWR5036G1 | 2435 | 4659017 | AMERICAN STANDARD, INC. | 4A6H5036G1 | HP | Split System: Heat Pump with Remote Outdoor Unit-Air-Source | 4TWR5036G1 |  | 4TXCC044BC3 | 12 | 14.75 | 9 | Yes | Yes | 2011-08-19 |  | 0
FALSE | 4TWR5036G1 | 2435 | 4659019 | AMERICAN STANDARD, INC. | 4A6H5036G1 | HP | Split System: Heat Pump with Remote Outdoor Unit-Air-Source | 4TWR5036G1 |  | 4TXCC044BC3 | 12 | 14.5 | 9 | Yes | Yes | 2011-08-19 |  | 0
FALSE | 4TWR5036G1 | 2435 | 4659020 | AMERICAN STANDARD, INC. | 4A6H5036G1 | HP | Split System: Heat Pump with Remote Outdoor Unit-Air-Source | 4TWR5036G1 |  | 4TXCC044BC3 | 12.5 | 14.75 | 9 | Yes | Yes | 2011-08-19 |  | 0
FALSE | 4TWR5036G1 | 2435 | 4659021 | AMERICAN STANDARD, INC. | 4A6H5036G1 | HP | Split System: Heat Pump with Remote Outdoor Unit-Air-Source | 4TWR5036G1 |  | 4TXCC044BC3 | 12.5 | 14.75 | 9 | Yes | Yes | 2011-08-19 |  | 0
FALSE | 4TWR5036G1 | 2435 | 4659022 | AMERICAN STANDARD, INC. | 4A6H5036G1 | HP | Split System: Heat Pump with Remote Outdoor Unit-Air-Source | 4TWR5036G1 |  | 4TXCC044BC3 | 12.5 | 15 | 9 | Yes | Yes | 2011-08-19 |  | 1
FALSE | 4TWR5036G1 | 2435 | 4659023 | AMERICAN STANDARD | 4A6H5036G1 | HP | Split System: Heat Pump with Remote Outdoor Unit-Air-Source | 4TWR5036G1 |  | 4TXCC044BC3 | 12.5 | 14.75 | 9 | Yes | Yes | 2015-03-13 |  | 0
FALSE | 4TWR5036G1 | 2435 | 4659024 | AMERICAN STANDARD, INC. | 4A6H5036G1 | HP | Split System: Heat Pump with Remote Outdoor Unit-Air-Source | 4TWR5036G1 |  | 4TXCC044BC3 | 12.5 | 15 | 9 | Yes | Yes | 2011-08-19 |  | 1
FALSE | 4TWR5036G1 | 2435 | 4659025 | AMERICAN STANDARD, INC. | 4A6H5036G1 | HP | Split System: Heat Pump with Remote Outdoor Unit-Air-Source | 4TWR5036G1 |  | 4TXCC044BC3 | 12.5 | 14.75 | 9 | Yes | Yes | 2011-08-19 |  | 0
FALSE | 4TWR5036G1 | 2435 | 4659026 | AMERICAN STANDARD, INC. | 4A6H5036G1 | HP | Split System: Heat Pump with Remote Outdoor Unit-Air-Source | 4TWR5036G1 |  | 4TXCC044BC3 | 12.5 | 15 | 9 | Yes | Yes | 2011-08-19 |  | 1
FALSE | 4TWR5036G1 | 2435 | 4659027 | AMERICAN STANDARD, INC. | 4A6H5036G1 | HP | Split System: Heat Pump with Remote Outdoor Unit-Air-Source | 4TWR5036G1 |  | 4TXCC044BC3 | 12.5 | 15 | 9 | Yes | Yes | 2011-08-19 |  | 1
FALSE | 4TWR5036G1 | 2435 | 4659028 | AMERICAN STANDARD, INC. | 4A6H5036G1 | HP | Split System: Heat Pump with Remote Outdoor Unit-Air-Source | 4TWR5036G1 |  | 4TXCC044BC3 | 12.5 | 15 | 9 | Yes | Yes | 2011-08-19 |  | 1
FALSE | 4TWR5036G1 | 2435 | 4659029 | AMERICAN STANDARD, INC. | 4A6H5036G1 | HP | Split System: Heat Pump with Remote Outdoor Unit-Air-Source | 4TWR5036G1 |  | 4TXCC044BC3 | 12 | 14.5 | 9 | Yes | Yes | 2011-08-19 |  | 0
FALSE | 4TWR5036G1 | 2435 | 4659030 | AMERICAN STANDARD, INC. | 4A6H5036G1 | HP | Split System: Heat Pump with Remote Outdoor Unit-Air-Source | 4TWR5036G1 |  | 4TXCC044BC3 | 12 | 14.5 | 9 | Yes | Yes | 2011-08-19 |  | 0
FALSE | 4TWR5036G1 | 2435 | 4659031 | AMERICAN STANDARD | 4A6H5036G1 | HP | Split System: Heat Pump with Remote Outdoor Unit-Air-Source | 4TWR5036G1 |  | 4TXCC044BC3 | 12 | 14.5 | 9 | Yes | Yes | 2015-03-13 |  | 0
FALSE | 4TWR5036G1 | 2435 | 4658982 | AMERICAN STANDARD, INC. | 4A6H5036G1 | HP | Split System: Heat Pump with Remote Outdoor Unit-Air-Source | 4TWR5036G1 |  | 4TXCC043BC3 | 12 | 14.5 | 9 | Yes | Yes | 2011-08-19 |  | 0
FALSE | 4TWR5036G1 | 2435 | 4658983 | AMERICAN STANDARD | 4A6H5036G1 | HP | Split System: Heat Pump with Remote Outdoor Unit-Air-Source | 4TWR5036G1 |  | 4TXCC044BC3 | 12 | 14.5 | 9 | Yes | Yes | 2015-03-13 |  | 0
FALSE | 4TWR5036G1 | 2435 | 4658984 | AMERICAN STANDARD, INC. | 4A6H5036G1 | HP | Split System: Heat Pump with Remote Outdoor Unit-Air-Source | 4TWR5036G1 |  | 4TXCC044BC3 | 12.5 | 14.75 | 9 | Yes | Yes | 2011-08-19 |  | 0
FALSE | 4TWR5036G1 | 2435 | 4658987 | AMERICAN STANDARD, INC. | 4A6H5036G1 | HP | Split System: Heat Pump with Remote Outdoor Unit-Air-Source | 4TWR5036G1 |  | 4TXCC044BC3 | 12.5 | 14.75 | 9 | Yes | Yes | 2011-08-19 |  | 0
FALSE | 4TWR5036G1 | 2435 | 4658988 | AMERICAN STANDARD, INC. | 4A6H5036G1 | HP | Split System: Heat Pump with Remote Outdoor Unit-Air-Source | 4TWR5036G1 |  | 4TXCC044BC3 | 12.5 | 14.75 | 9 | Yes | Yes | 2011-08-19 |  | 0
FALSE | 4TWR5036G1 | 2435 | 4658989 | AMERICAN STANDARD, INC. | 4A6H5036G1 | HP | Split System: Heat Pump with Remote Outdoor Unit-Air-Source | 4TWR5036G1 |  | 4TXCC044BC3 | 12.5 | 15 | 9 | Yes | Yes | 2011-08-19 |  | 1
FALSE | 4TWR5036G1 | 2435 | 4658996 | AMERICAN STANDARD, INC. | 4A6H5036G1 | HP | Split System: Heat Pump with Remote Outdoor Unit-Air-Source | 4TWR5036G1 |  | 4TXCC044BC3 | 12.5 | 15 | 9 | Yes | Yes | 2011-08-19 |  | 1
FALSE | 4TWR5036G1 | 2435 | 4658997 | AMERICAN STANDARD, INC. | 4A6H5036G1 | HP | Split System: Heat Pump with Remote Outdoor Unit-Air-Source | 4TWR5036G1 |  | 4TXCC044BC3 | 12.5 | 14.75 | 9 | Yes | Yes | 2011-08-19 |  | 0
FALSE | 4TWR5036G1 | 2435 | 4658998 | AMERICAN STANDARD, INC. | 4A6H5036G1 | HP | Split System: Heat Pump with Remote Outdoor Unit-Air-Source | 4TWR5036G1 |  | 4TXCC044BC3 | 12.5 | 14.75 | 9 | Yes | Yes | 2011-08-19 |  | 0
FALSE | 4TWR5036G1 | 2435 | 4658999 | AMERICAN STANDARD, INC. | 4A6H5036G1 | HP | Split System: Heat Pump with Remote Outdoor Unit-Air-Source | 4TWR5036G1 |  | 4TXCC044BC3 | 12 | 14.75 | 9 | Yes | Yes | 2011-08-19 |  | 0
FALSE | 4TWR5036G1 | 2435 | 4659000 | AMERICAN STANDARD, INC. | 4A6H5036G1 | HP | Split System: Heat Pump with Remote Outdoor Unit-Air-Source | 4TWR5036G1 |  | 4TXCC044BC3 | 12.5 | 14.75 | 9 | Yes | Yes | 2011-08-19 |  | 0
FALSE | 4TWR5036G1 | 2435 | 4659001 | AMERICAN STANDARD | 4A6H5036G1 | HP | Split System: Heat Pump with Remote Outdoor Unit-Air-Source | 4TWR5036G1 |  | 4TXCC044BC3 | 12 | 14.5 | 9 | Yes | Yes | 2015-03-13 |  | 0
FALSE | 4TWR5036G1 | 2435 | 4659002 | AMERICAN STANDARD, INC. | 4A6H5036G1 | HP | Split System: Heat Pump with Remote Outdoor Unit-Air-Source | 4TWR5036G1 |  | 4TXCC044BC3 | 12.5 | 14.75 | 9 | Yes | Yes | 2011-08-19 |  | 0
FALSE | 4TWR5036G1 | 2435 | 4659003 | AMERICAN STANDARD, INC. | 4A6H5036G1 | HP | Split System: Heat Pump with Remote Outdoor Unit-Air-Source | 4TWR5036G1 |  | 4TXCC044BC3 | 12.5 | 15 | 9 | Yes | Yes | 2011-08-19 |  | 1
FALSE | 4TWR5036G1 | 2435 | 4659004 | AMERICAN STANDARD, INC. | 4A6H5036G1 | HP | Split System: Heat Pump with Remote Outdoor Unit-Air-Source | 4TWR5036G1 |  | 4TXCC044BC3 | 12.5 | 14.75 | 9 | Yes | Yes | 2011-08-19 |  | 0
FALSE | 4TWR5036G1 | 2435 | 4659005 | AMERICAN STANDARD, INC. | 4A6H5036G1 | HP | Split System: Heat Pump with Remote Outdoor Unit-Air-Source | 4TWR5036G1 |  | 4TXCC044BC3 | 12.5 | 15.25 | 9 | Yes | Yes | 2011-08-19 |  | 1
FALSE | 4TWR5036G1 | 2435 | 4659006 | AMERICAN STANDARD, INC. | 4A6H5036G1 | HP | Split System: Heat Pump with Remote Outdoor Unit-Air-Source | 4TWR5036G1 |  | 4TXCC044BC3 | 12 | 14.5 | 9 | Yes | Yes | 2011-08-19 |  | 0
FALSE | 4TWR5036G1 | 2435 | 4659007 | AMERICAN STANDARD, INC. | 4A6H5036G1 | HP | Split System: Heat Pump with Remote Outdoor Unit-Air-Source | 4TWR5036G1 |  | 4TXCC044BC3 | 12 | 14.5 | 9 | Yes | Yes | 2011-08-19 |  | 0
FALSE | 4TWR5036G1 | 2435 | 4659008 | AMERICAN STANDARD, INC. | 4A6H5036G1 | HP | Split System: Heat Pump with Remote Outdoor Unit-Air-Source | 4TWR5036G1 |  | 4TXCC044BC3 | 12 | 14.5 | 9 | Yes | Yes | 2011-08-19 |  | 0
FALSE | 4TWR5036G1 | 2435 | 4659009 | AMERICAN STANDARD, INC. | 4A6H5036G1 | HP | Split System: Heat Pump with Remote Outdoor Unit-Air-Source | 4TWR5036G1 |  | 4TXCC044BC3 | 12.5 | 15 | 9 | Yes | Yes | 2011-08-19 |  | 1
FALSE | 4TWR5036G1 | 2435 | 4659011 | AMERICAN STANDARD, INC. | 4A6H5036G1 | HP | Split System: Heat Pump with Remote Outdoor Unit-Air-Source | 4TWR5036G1 |  | 4TXCC044BC3 | 12.5 | 15 | 9 | Yes | Yes | 2011-08-19 |  | 1
FALSE | 4TWR5036G1 | 2435 | 4659032 | AMERICAN STANDARD, INC. | 4A6H5036G1 | HP | Split System: Heat Pump with Remote Outdoor Unit-Air-Source | 4TWR5036G1 |  | 4TXCC044BC3 | 12 | 14.5 | 9 | Yes | Yes | 2011-08-19 |  | 0
FALSE | 4TWR5036G1 | 2435 | 4659035 | AMERICAN STANDARD, INC. | 4A6H5036G1 | HP | Split System: Heat Pump with Remote Outdoor Unit-Air-Source | 4TWR5036G1 |  | 4TXCC044BC3 | 12.5 | 14.75 | 9 | Yes | Yes | 2011-08-19 |  | 0
FALSE | 4TWR5036G1 | 2435 | 4659036 | AMERICAN STANDARD, INC. | 4A6H5036G1 | HP | Split System: Heat Pump with Remote Outdoor Unit-Air-Source | 4TWR5036G1 |  | 4TXCC044BC3 | 12.5 | 14.75 | 9 | Yes | Yes | 2011-08-19 |  | 0
FALSE | 4TWR5036G1 | 2435 | 4659037 | AMERICAN STANDARD, INC. | 4A6H5036G1 | HP | Split System: Heat Pump with Remote Outdoor Unit-Air-Source | 4TWR5036G1 |  | 4TXCC044BC3 | 12.5 | 14.75 | 9 | Yes | Yes | 2011-08-19 |  | 0
FALSE | 4TWR5036G1 | 2435 | 4659039 | AMERICAN STANDARD, INC. | 4A6H5036G1 | HP | Split System: Heat Pump with Remote Outdoor Unit-Air-Source | 4TWR5036G1 |  | 4TXCC049BC3 | 12 | 14.5 | 9 | Yes | Yes | 2011-08-19 |  | 0
FALSE | 4TWR5036G1 | 2435 | 4659041 | AMERICAN STANDARD, INC. | 4A6H5036G1 | HP | Split System: Heat Pump with Remote Outdoor Unit-Air-Source | 4TWR5036G1 |  | 4TXCC049BC3 | 12 | 14.5 | 9 | Yes | Yes | 2011-08-19 |  | 0
FALSE | 4TWR5036G1 | 2435 | 4659043 | AMERICAN STANDARD, INC. | 4A6H5036G1 | HP | Split System: Heat Pump with Remote Outdoor Unit-Air-Source | 4TWR5036G1 |  | 4TXCC049BC3 | 12 | 14.5 | 9 | Yes | Yes | 2011-08-19 |  | 0
FALSE | 4TWR5036G1 | 2435 | 4659044 | AMERICAN STANDARD, INC. | 4A6H5036G1 | HP | Split System: Heat Pump with Remote Outdoor Unit-Air-Source | 4TWR5036G1 |  | 4TXCC049BC3 | 12.5 | 14.75 | 9 | Yes | Yes | 2011-08-19 |  | 0
FALSE | 4TWR5036G1 | 2435 | 4659045 | AMERICAN STANDARD, INC. | 4A6H5036G1 | HP | Split System: Heat Pump with Remote Outdoor Unit-Air-Source | 4TWR5036G1 |  | 4TXCC049BC3 | 12.5 | 14.75 | 9 | Yes | Yes | 2011-08-19 |  | 0
FALSE | 4TWR5036G1 | 2435 | 4659046 | AMERICAN STANDARD, INC. | 4A6H5036G1 | HP | Split System: Heat Pump with Remote Outdoor Unit-Air-Source | 4TWR5036G1 |  | 4TXCC049BC3 | 12.5 | 15 | 9 | Yes | Yes | 2011-08-19 |  | 1
FALSE | 4TWR5036G1 | 2435 | 4659047 | AMERICAN STANDARD, INC. | 4A6H5036G1 | HP | Split System: Heat Pump with Remote Outdoor Unit-Air-Source | 4TWR5036G1 |  | 4TXCC049BC3 | 12.5 | 14.75 | 9 | Yes | Yes | 2011-08-19 |  | 0
FALSE | 4TWR5036G1 | 2435 | 4659048 | AMERICAN STANDARD, INC. | 4A6H5036G1 | HP | Split System: Heat Pump with Remote Outdoor Unit-Air-Source | 4TWR5036G1 |  | 4TXCC049BC3 | 12.5 | 15 | 9 | Yes | Yes | 2011-08-19 |  | 1
FALSE | 4TWR5036G1 | 2435 | 4659049 | AMERICAN STANDARD, INC. | 4A6H5036G1 | HP | Split System: Heat Pump with Remote Outdoor Unit-Air-Source | 4TWR5036G1 |  | 4TXCC049BC3 | 12.5 | 15 | 9 | Yes | Yes | 2011-08-19 |  | 1
FALSE | 4TWR5036G1 | 2435 | 4659050 | AMERICAN STANDARD, INC. | 4A6H5036G1 | HP | Split System: Heat Pump with Remote Outdoor Unit-Air-Source | 4TWR5036G1 |  | 4TXCC049BC3 | 12.5 | 15 | 9 | Yes | Yes | 2011-08-19 |  | 1
FALSE | 4TWR5036G1 | 2435 | 4659051 | AMERICAN STANDARD, INC. | 4A6H5036G1 | HP | Split System: Heat Pump with Remote Outdoor Unit-Air-Source | 4TWR5036G1 |  | 4TXCC049BC3 | 12.5 | 15 | 9 | Yes | Yes | 2011-08-19 |  | 1
FALSE | 4TWR5036G1 | 2435 | 4659052 | AMERICAN STANDARD, INC. | 4A6H5036G1 | HP | Split System: Heat Pump with Remote Outdoor Unit-Air-Source | 4TWR5036G1 |  | 4TXCC049BC3 | 12.5 | 15 | 9 | Yes | Yes | 2011-08-19 |  | 1
FALSE | 4TWR5036G1 | 2435 | 4659055 | AMERICAN STANDARD, INC. | 4A6H5036G1 | HP | Split System: Heat Pump with Remote Outdoor Unit-Air-Source | 4TWR5036G1 |  | 4TXCC049BC3 | 12 | 14.5 | 9 | Yes | Yes | 2011-08-19 |  | 0
FALSE | 4TWR5036G1 | 2435 | 4659056 | AMERICAN STANDARD, INC. | 4A6H5036G1 | HP | Split System: Heat Pump with Remote Outdoor Unit-Air-Source | 4TWR5036G1 |  | 4TXCC049BC3 | 12 | 14.5 | 9 | Yes | Yes | 2011-08-19 |  | 0
FALSE | 4TWR5036G1 | 2435 | 4659059 | AMERICAN STANDARD, INC. | 4A6H5036G1 | HP | Split System: Heat Pump with Remote Outdoor Unit-Air-Source | 4TWR5036G1 |  | 4TXCC049BC3 | 12.5 | 14.75 | 9 | Yes | Yes | 2011-08-19 |  | 0
FALSE | 4TWR5036G1 | 2435 | 4659060 | AMERICAN STANDARD, INC. | 4A6H5036G1 | HP | Split System: Heat Pump with Remote Outdoor Unit-Air-Source | 4TWR5036G1 |  | 4TXCC049BC3 | 12.5 | 14.75 | 9 | Yes | Yes | 2011-08-19 |  | 0
FALSE | 4TWR5036G1 | 2435 | 4659061 | AMERICAN STANDARD, INC. | 4A6H5036G1 | HP | Split System: Heat Pump with Remote Outdoor Unit-Air-Source | 4TWR5036G1 |  | 4TXCC049BC3 | 12.5 | 14.75 | 9 | Yes | Yes | 2011-08-19 |  | 0
FALSE | 4TWR5036G1 | 2435 | 4659062 | AMERICAN STANDARD, INC. | 4A6H5036G1 | HP | Split System: Heat Pump with Remote Outdoor Unit-Air-Source | 4TWR5036G1 |  | 4TXCC049BC3 | 12.5 | 15 | 9 | Yes | Yes | 2011-08-19 |  | 1
FALSE | 4TWR5036G1 | 2435 | 4659126 | AMERICAN STANDARD, INC. | 4A6H5036G1 | HP | Split System: Heat Pump with Remote Outdoor Unit-Air-Source | 4TWR5036G1 |  | 4TXCD050BC3 | 12.5 | 14.75 | 9 | Yes | Yes | 2011-08-19 |  | 0
FALSE | 4TWR5036G1 | 2435 | 4659127 | AMERICAN STANDARD, INC. | 4A6H5036G1 | HP | Split System: Heat Pump with Remote Outdoor Unit-Air-Source | 4TWR5036G1 |  | 4TXCD050BC3 | 12.5 | 14.75 | 9 | Yes | Yes | 2011-08-19 |  | 0
FALSE | 4TWR5036G1 | 2435 | 4659128 | AMERICAN STANDARD, INC. | 4A6H5036G1 | HP | Split System: Heat Pump with Remote Outdoor Unit-Air-Source | 4TWR5036G1 |  | 4TXCD050BC3 | 12.5 | 15 | 9 | Yes | Yes | 2011-08-19 |  | 1
FALSE | 4TWR5036G1 | 2435 | 4659130 | AMERICAN STANDARD | 4A6H5036G1 | HP | Split System: Heat Pump with Remote Outdoor Unit-Air-Source | 4TWR5036G1 |  | 4TXCD050BC3 | 12.5 | 15 | 9 | Yes | Yes | 2015-03-13 |  | 1
FALSE | 4TWR5036G1 | 2435 | 4659131 | AMERICAN STANDARD, INC. | 4A6H5036G1 | HP | Split System: Heat Pump with Remote Outdoor Unit-Air-Source | 4TWR5036G1 |  | 4TXCD050BC3 | 12.5 | 15 | 9 | Yes | Yes | 2011-08-19 |  | 1
FALSE | 4TWR5036G1 | 2435 | 4659132 | AMERICAN STANDARD | 4A6H5036G1 | HP | Split System: Heat Pump with Remote Outdoor Unit-Air-Source | 4TWR5036G1 |  | 4TXCD050BC3 | 12.5 | 15 | 9 | Yes | Yes | 2015-03-13 |  | 1
FALSE | 4TWR5036G1 | 2435 | 4659134 | AMERICAN STANDARD, INC. | 4A6H5036G1 | HP | Split System: Heat Pump with Remote Outdoor Unit-Air-Source | 4TWR5036G1 |  | 4TXCD050BC3 | 12 | 14.5 | 9 | Yes | Yes | 2011-08-19 |  | 0
FALSE | 4TWR5036G1 | 2435 | 4659136 | AMERICAN STANDARD, INC. | 4A6H5036G1 | HP | Split System: Heat Pump with Remote Outdoor Unit-Air-Source | 4TWR5036G1 |  | 4TXCD050BC3 | 12 | 14.5 | 9 | Yes | Yes | 2011-08-19 |  | 0
FALSE | 4TWR5036G1 | 2435 | 4659138 | AMERICAN STANDARD, INC. | 4A6H5036G1 | HP | Split System: Heat Pump with Remote Outdoor Unit-Air-Source | 4TWR5036G1 |  | 4TXCD050BC3 | 12 | 14.5 | 9 | Yes | Yes | 2011-08-19 |  | 0
FALSE | 4TWR5036G1 | 2435 | 4659139 | AMERICAN STANDARD, INC. | 4A6H5036G1 | HP | Split System: Heat Pump with Remote Outdoor Unit-Air-Source | 4TWR5036G1 |  | 4TXCD050BC3 | 12.5 | 15 | 9 | Yes | Yes | 2011-08-19 |  | 1
FALSE | 4TWR5036G1 | 2435 | 4659140 | AMERICAN STANDARD, INC. | 4A6H5036G1 | HP | Split System: Heat Pump with Remote Outdoor Unit-Air-Source | 4TWR5036G1 |  | 4TXCD050BC3 | 12.5 | 15 | 9 | Yes | Yes | 2011-08-19 |  | 1
FALSE | 4TWR5036G1 | 2435 | 4659141 | AMERICAN STANDARD, INC. | 4A6H5036G1 | HP | Split System: Heat Pump with Remote Outdoor Unit-Air-Source | 4TWR5036G1 |  | 4TXCD050BC3 | 12.5 | 15 | 9 | Yes | Yes | 2011-08-19 |  | 1
FALSE | 4TWR5036G1 | 2435 | 4659142 | AMERICAN STANDARD, INC. | 4A6H5036G1 | HP | Split System: Heat Pump with Remote Outdoor Unit-Air-Source | 4TWR5036G1 |  | 4TXCD050BC3 | 12.5 | 15 | 9 | Yes | Yes | 2011-08-19 |  | 1
FALSE | 4TWR5036G1 | 2435 | 4659143 | AMERICAN STANDARD, INC. | 4A6H5036G1 | HP | Split System: Heat Pump with Remote Outdoor Unit-Air-Source | 4TWR5036G1 |  | 4TXCD050BC3 | 12.5 | 15 | 9 | Yes | Yes | 2011-08-19 |  | 1
FALSE | 4TWR5036G1 | 2435 | 4659144 | AMERICAN STANDARD, INC. | 4A6H5036G1 | HP | Split System: Heat Pump with Remote Outdoor Unit-Air-Source | 4TWR5036G1 |  | 4TXCD050BC3 | 12.5 | 15 | 9 | Yes | Yes | 2011-08-19 |  | 1
FALSE | 4TWR5036G1 | 2435 | 4659145 | AMERICAN STANDARD, INC. | 4A6H5036G1 | HP | Split System: Heat Pump with Remote Outdoor Unit-Air-Source | 4TWR5036G1 |  | 4TXCD050BC3 | 12.5 | 15 | 9 | Yes | Yes | 2011-08-19 |  | 1
FALSE | 4TWR5036G1 | 2435 | 4659146 | AMERICAN STANDARD | 4A6H5036G1 | HP | Split System: Heat Pump with Remote Outdoor Unit-Air-Source | 4TWR5036G1 |  | 4TXCD050BC3 | 12.5 | 15 | 9 | Yes | Yes | 2015-03-13 |  | 1
FALSE | 4TWR5036G1 | 2435 | 4659147 | AMERICAN STANDARD, INC. | 4A6H5036G1 | HP | Split System: Heat Pump with Remote Outdoor Unit-Air-Source | 4TWR5036G1 |  | 4TXCD050BC3 | 12.5 | 15 | 9 | Yes | Yes | 2011-08-19 |  | 1
FALSE | 4TWR5036G1 | 2435 | 4659096 | AMERICAN STANDARD | 4A6H5036G1 | HP | Split System: Heat Pump with Remote Outdoor Unit-Air-Source | 4TWR5036G1 |  | 4TXCD050BC3 | 12 | 14.5 | 9 | Yes | Yes | 2015-03-13 |  | 0
FALSE | 4TWR5036G1 | 2435 | 4659099 | AMERICAN STANDARD, INC. | 4A6H5036G1 | HP | Split System: Heat Pump with Remote Outdoor Unit-Air-Source | 4TWR5036G1 |  | 4TXCD050BC3 | 12.5 | 14.75 | 9 | Yes | Yes | 2011-08-19 |  | 0
FALSE | 4TWR5036G1 | 2435 | 4659100 | AMERICAN STANDARD, INC. | 4A6H5036G1 | HP | Split System: Heat Pump with Remote Outdoor Unit-Air-Source | 4TWR5036G1 |  | 4TXCD050BC3 | 12.5 | 14.75 | 9 | Yes | Yes | 2011-08-19 |  | 0
FALSE | 4TWR5036G1 | 2435 | 4659101 | AMERICAN STANDARD, INC. | 4A6H5036G1 | HP | Split System: Heat Pump with Remote Outdoor Unit-Air-Source | 4TWR5036G1 |  | 4TXCD050BC3 | 12.5 | 15 | 9 | Yes | Yes | 2011-08-19 |  | 1
FALSE | 4TWR5036G1 | 2435 | 4659108 | AMERICAN STANDARD, INC. | 4A6H5036G1 | HP | Split System: Heat Pump with Remote Outdoor Unit-Air-Source | 4TWR5036G1 |  | 4TXCD050BC3 | 12.5 | 15 | 9 | Yes | Yes | 2011-08-19 |  | 1
FALSE | 4TWR5036G1 | 2435 | 4659109 | AMERICAN STANDARD, INC. | 4A6H5036G1 | HP | Split System: Heat Pump with Remote Outdoor Unit-Air-Source | 4TWR5036G1 |  | 4TXCD050BC3 | 12.5 | 14.75 | 9 | Yes | Yes | 2011-08-19 |  | 0
FALSE | 4TWR5036G1 | 2435 | 4659110 | AMERICAN STANDARD, INC. | 4A6H5036G1 | HP | Split System: Heat Pump with Remote Outdoor Unit-Air-Source | 4TWR5036G1 |  | 4TXCD050BC3 | 12.5 | 14.75 | 9 | Yes | Yes | 2011-08-19 |  | 0
FALSE | 4TWR5036G1 | 2435 | 4659111 | AMERICAN STANDARD, INC. | 4A6H5036G1 | HP | Split System: Heat Pump with Remote Outdoor Unit-Air-Source | 4TWR5036G1 |  | 4TXCD050BC3 | 12 | 14.75 | 9 | Yes | Yes | 2011-08-19 |  | 0
FALSE | 4TWR5036G1 | 2435 | 4659112 | AMERICAN STANDARD, INC. | 4A6H5036G1 | HP | Split System: Heat Pump with Remote Outdoor Unit-Air-Source | 4TWR5036G1 |  | 4TXCD050BC3 | 12.5 | 14.75 | 9 | Yes | Yes | 2011-08-19 |  | 0
FALSE | 4TWR5036G1 | 2435 | 4659113 | AMERICAN STANDARD, INC. | 4A6H5036G1 | HP | Split System: Heat Pump with Remote Outdoor Unit-Air-Source | 4TWR5036G1 |  | 4TXCD050BC3 | 12 | 14.75 | 9 | Yes | Yes | 2011-08-19 |  | 0
FALSE | 4TWR5036G1 | 2435 | 4659114 | AMERICAN STANDARD, INC. | 4A6H5036G1 | HP | Split System: Heat Pump with Remote Outdoor Unit-Air-Source | 4TWR5036G1 |  | 4TXCD050BC3 | 12 | 14.75 | 9 | Yes | Yes | 2011-08-19 |  | 0
FALSE | 4TWR5036G1 | 2435 | 4659115 | AMERICAN STANDARD, INC. | 4A6H5036G1 | HP | Split System: Heat Pump with Remote Outdoor Unit-Air-Source | 4TWR5036G1 |  | 4TXCD050BC3 | 12.5 | 15 | 9 | Yes | Yes | 2011-08-19 |  | 1
FALSE | 4TWR5036G1 | 2435 | 4659116 | AMERICAN STANDARD, INC. | 4A6H5036G1 | HP | Split System: Heat Pump with Remote Outdoor Unit-Air-Source | 4TWR5036G1 |  | 4TXCD050BC3 | 12.5 | 15 | 9 | Yes | Yes | 2011-08-19 |  | 1
FALSE | 4TWR5036G1 | 2435 | 4659117 | AMERICAN STANDARD, INC. | 4A6H5036G1 | HP | Split System: Heat Pump with Remote Outdoor Unit-Air-Source | 4TWR5036G1 |  | 4TXCD050BC3 | 13 | 15.25 | 9 | Yes | Yes | 2011-08-19 |  | 1
FALSE | 4TWR5036G1 | 2435 | 4659118 | AMERICAN STANDARD, INC. | 4A6H5036G1 | HP | Split System: Heat Pump with Remote Outdoor Unit-Air-Source | 4TWR5036G1 |  | 4TXCD050BC3 | 12 | 14.5 | 9 | Yes | Yes | 2011-08-19 |  | 0
FALSE | 4TWR5036G1 | 2435 | 4659119 | AMERICAN STANDARD, INC. | 4A6H5036G1 | HP | Split System: Heat Pump with Remote Outdoor Unit-Air-Source | 4TWR5036G1 |  | 4TXCD050BC3 | 12 | 14.5 | 9 | Yes | Yes | 2011-08-19 |  | 0
FALSE | 4TWR5036G1 | 2435 | 4659120 | AMERICAN STANDARD, INC. | 4A6H5036G1 | HP | Split System: Heat Pump with Remote Outdoor Unit-Air-Source | 4TWR5036G1 |  | 4TXCD050BC3 | 12 | 14.5 | 9 | Yes | Yes | 2011-08-19 |  | 0
FALSE | 4TWR5036G1 | 2435 | 4659121 | AMERICAN STANDARD, INC. | 4A6H5036G1 | HP | Split System: Heat Pump with Remote Outdoor Unit-Air-Source | 4TWR5036G1 |  | 4TXCD050BC3 | 12 | 14.75 | 9 | Yes | Yes | 2011-08-19 |  | 0
FALSE | 4TWR5036G1 | 2435 | 4659122 | AMERICAN STANDARD | 4A6H5036G1 | HP | Split System: Heat Pump with Remote Outdoor Unit-Air-Source | 4TWR5036G1 |  | 4TXCD050BC3 | 12 | 14.5 | 9 | Yes | Yes | 2015-03-13 |  | 0
FALSE | 4TWR5036G1 | 2435 | 4659124 | AMERICAN STANDARD, INC. | 4A6H5036G1 | HP | Split System: Heat Pump with Remote Outdoor Unit-Air-Source | 4TWR5036G1 |  | 4TXCD050BC3 | 12 | 14.5 | 9 | Yes | Yes | 2011-08-19 |  | 0
FALSE | 4TWR5036G1 | 2435 | 4659125 | AMERICAN STANDARD, INC. | 4A6H5036G1 | HP | Split System: Heat Pump with Remote Outdoor Unit-Air-Source | 4TWR5036G1 |  | 4TXCD050BC3 | 12.5 | 14.75 | 9 | Yes | Yes | 2011-08-19 |  | 0
FALSE | 4TWR5036G1 | 2435 | 4659148 | AMERICAN STANDARD, INC. | 4A6H5036G1 | HP | Split System: Heat Pump with Remote Outdoor Unit-Air-Source | 4TWR5036G1 |  | 4TXCD050BC3 | 12 | 14.5 | 9 | Yes | Yes | 2011-08-19 |  | 0
FALSE | 4TWR5036G1 | 2435 | 4659149 | AMERICAN STANDARD, INC. | 4A6H5036G1 | HP | Split System: Heat Pump with Remote Outdoor Unit-Air-Source | 4TWR5036G1 |  | 4TXCD050BC3 | 12 | 14.5 | 9 | Yes | Yes | 2011-08-19 |  | 0
FALSE | 4TWR5036G1 | 2435 | 4659152 | AMERICAN STANDARD, INC. | 4A6H5036G1 | HP | Split System: Heat Pump with Remote Outdoor Unit-Air-Source | 4TWR5036G1 |  | GAM5A0B36M31 | 12 | 14.5 | 8.5 | Yes | Yes | 2011-08-19 |  | 0
FALSE | 4TWR5036G1 | 2435 | 4659153 | AMERICAN STANDARD, INC. | 4A6H5036G1 | HP | Split System: Heat Pump with Remote Outdoor Unit-Air-Source | 4TWR5036G1 |  | GAM5A0C42M31 | 12.5 | 15 | 9 | Yes | Yes | 2011-08-19 |  | 1
FALSE | T4BF-036KA | 1871 | 4806455 | MAYTAG | CSH4BF036KA | HP | Split System: Heat Pump with Remote Outdoor Unit-Air-Source | T4BF-036KA |  | C6B(A,H)-F48(C,U)-C+TXV-X3.0 | 12.5 | 15.7 | 8.6 | Yes | Yes | 2013-03-14 |  | 1
FALSE | T4BF-036KA | 1871 | 4806456 | MAYTAG | CSH4BF036KA | HP | Split System: Heat Pump with Remote Outdoor Unit-Air-Source | T4BF-036KA |  | C6B(A,H)-F48(C,U)-C+TXV-X3.0 | 12.5 | 15.7 | 8.6 | Yes | Yes | 2013-03-14 |  | 1
FALSE | T4BF-036KA | 1871 | 4806457 | MAYTAG | CSH4BF036KA | HP | Split System: Heat Pump with Remote Outdoor Unit-Air-Source | T4BF-036KA |  | C6B(A,H)-F48(C,U)-C+TXV-X3.0 | 12.5 | 15.7 | 8.6 | Yes | Yes | 2013-03-14 |  | 1
FALSE | T4BF-036KA | 1871 | 4806458 | MAYTAG | CSH4BF036KA | HP | Split System: Heat Pump with Remote Outdoor Unit-Air-Source | T4BF-036KA |  | C6B(A,H)-F48(C,U)-C+TXV-X3.0 | 12.5 | 15.7 | 8.6 | Yes | Yes | 2013-03-14 |  | 1
FALSE | T4BF-036KA | 1871 | 4806459 | MAYTAG | CSH4BF036KA | HP | Split System: Heat Pump with Remote Outdoor Unit-Air-Source | T4BF-036KA |  | C6B(A,H)-F48(C,U)-C+TXV-X3.0 | 12.5 | 15.7 | 8.6 | Yes | Yes | 2013-03-14 |  | 1
FALSE | T4BF-036KA | 1871 | 4806460 | MAYTAG | CSH4BF036KA | HP | Split System: Heat Pump with Remote Outdoor Unit-Air-Source | T4BF-036KA |  | C6B(A,H)-F48(C,U)-C+TXV-X3.0 | 12.5 | 15.7 | 8.6 | Yes | Yes | 2013-03-14 |  | 1
FALSE | T4BF-036KA | 1871 | 4806469 | MAYTAG | CSH4BF036KA | HP | Split System: Heat Pump with Remote Outdoor Unit-Air-Source | T4BF-036KA |  | C6B(A,H)-X36(C,U)-C | 12.5 | 15.7 | 8.6 | Yes | Yes | 2013-03-14 |  | 1
FALSE | T4BF-036KA | 1871 | 4806470 | MAYTAG | CSH4BF036KA | HP | Split System: Heat Pump with Remote Outdoor Unit-Air-Source | T4BF-036KA |  | C6B(A,H)-X36(C,U)-C | 12.5 | 15.7 | 8.6 | Yes | Yes | 2013-03-14 |  | 1
FALSE | T4BF-036KA | 1871 | 4806471 | MAYTAG | CSH4BF036KA | HP | Split System: Heat Pump with Remote Outdoor Unit-Air-Source | T4BF-036KA |  | C6B(A,H)-X36(C,U)-C | 12.5 | 15.7 | 8.6 | Yes | Yes | 2013-03-14 |  | 1
FALSE | T4BF-036KA | 1871 | 4806472 | MAYTAG | CSH4BF036KA | HP | Split System: Heat Pump with Remote Outdoor Unit-Air-Source | T4BF-036KA |  | C6B(A,H)-X36(C,U)-C | 12.5 | 15.7 | 8.6 | Yes | Yes | 2013-03-14 |  | 1
FALSE | T4BF-036KA | 1871 | 4806473 | MAYTAG | CSH4BF036KA | HP | Split System: Heat Pump with Remote Outdoor Unit-Air-Source | T4BF-036KA |  | C6B(A,H)-X36(C,U)-C | 12.5 | 15.7 | 8.6 | Yes | Yes | 2013-03-14 |  | 1
FALSE | T4BF-036KA | 1871 | 4806474 | MAYTAG | CSH4BF036KA | HP | Split System: Heat Pump with Remote Outdoor Unit-Air-Source | T4BF-036KA |  | C6B(A,H)-X36(C,U)-C | 12.5 | 15.7 | 8.6 | Yes | Yes | 2013-03-14 |  | 1
TRUE | 289BNA036****B | 459 | 4852280 | BRYANT HEATING AND COOLING SYSTEMS | 289BNA036****B | HP | Split System: Heat Pump with Remote Outdoor Unit-Air-Source | 289BNA036****B |  | FE4ANB006+UI | 13.7 | 19 | 10 | Yes | Yes | 2012-05-02 |  | 3
TRUE | 289BNA048****A | 464 | 4853062 | BRYANT HEATING AND COOLING SYSTEMS | 289BNA048****A | HP | Split System: Heat Pump with Remote Outdoor Unit-Air-Source | 289BNA048****A |  | FE4ANB006+UI | 13.1 | 16.8 | 9.5 | Yes | Yes | 2012-05-02 |  | 2
FALSE | 25HNB518A*031 | 526 | 4989342 | AIRQUEST | HSH518GKA* | HP | Split System: Heat Pump with Remote Outdoor Unit-Air-Source | HP.023.001.0203.003 |  | FX4DNF019 | 12.5 | 15 | 8.5 | Yes | Yes | 2013-05-08 |  | 1
FALSE | 25HNB518A*031 | 526 | 4989486 | ARCOAIRE | HSH518GKA* | HP | Split System: Heat Pump with Remote Outdoor Unit-Air-Source | HP.023.001.0203.003 |  | FX4DNF019 | 12.5 | 15 | 8.5 | Yes | Yes | 2013-05-08 |  | 1
FALSE | 25HNB518A*031 | 526 | 4989630 | COMFORTMAKER | CSH518GKA* | HP | Split System: Heat Pump with Remote Outdoor Unit-Air-Source | HP.023.001.0203.003 |  | FX4DNF019 | 12.5 | 15 | 8.5 | Yes | Yes | 2013-05-08 |  | 1
FALSE | 25HNB518A*031 | 526 | 4989774 | DAY & NIGHT | CSH518GKA* | HP | Split System: Heat Pump with Remote Outdoor Unit-Air-Source | HP.023.001.0203.003 |  | FX4DNF019 | 12.5 | 15 | 8.5 | Yes | Yes | 2013-05-08 |  | 1
FALSE | 25HNB518A*031 | 526 | 4989918 | KEEPRITE | CSH518GKA* | HP | Split System: Heat Pump with Remote Outdoor Unit-Air-Source | HP.023.001.0203.003 |  | FX4DNF019 | 12.5 | 15 | 8.5 | Yes | Yes | 2013-05-08 |  | 1
FALSE | 25HNB518A*031 | 526 | 4990062 | KENMORE | (C,H,T)SH518GKA* | HP | Split System: Heat Pump with Remote Outdoor Unit-Air-Source | HP.023.001.0203.003 |  | FX4DNF019 | 12.5 | 15 | 8.5 | Yes | Yes | 2013-05-08 |  | 1
FALSE | 25HNB518A*031 | 526 | 4990206 | TEMPSTAR | TSH518GKA* | HP | Split System: Heat Pump with Remote Outdoor Unit-Air-Source | HP.023.001.0203.003 |  | FX4DNF019 | 12.5 | 15 | 8.5 | Yes | Yes | 2013-05-08 |  | 1
FALSE | 25HCC524A*030 | 545 | 4990350 | AIRQUEST | HSH524GKA* | HP | Split System: Heat Pump with Remote Outdoor Unit-Air-Source | HP.038.001.0103.003 |  | FX4DNF025 | 12 | 15 | 9 | Yes | Yes | 2013-05-08 |  | 0
FALSE | 25HCC524A*030 | 545 | 4990701 | ARCOAIRE | HSH524GKA* | HP | Split System: Heat Pump with Remote Outdoor Unit-Air-Source | HP.038.001.0103.003 |  | FX4DNF025 | 12 | 15 | 9 | Yes | Yes | 2013-05-08 |  | 0
FALSE | 25HCC524A*030 | 545 | 4991052 | COMFORTMAKER | CSH524GKA* | HP | Split System: Heat Pump with Remote Outdoor Unit-Air-Source | HP.038.001.0103.003 |  | FX4DNF025 | 12 | 15 | 9 | Yes | Yes | 2013-05-08 |  | 0
FALSE | 25HCC524A*030 | 545 | 4991403 | DAY & NIGHT | CSH524GKA* | HP | Split System: Heat Pump with Remote Outdoor Unit-Air-Source | HP.038.001.0103.003 |  | FX4DNF025 | 12 | 15 | 9 | Yes | Yes | 2013-05-08 |  | 0
FALSE | 25HCC524A*030 | 545 | 4991754 | KEEPRITE | CSH524GKA* | HP | Split System: Heat Pump with Remote Outdoor Unit-Air-Source | HP.038.001.0103.003 |  | FX4DNF025 | 12 | 15 | 9 | Yes | Yes | 2013-05-08 |  | 0
FALSE | 25HCC524A*030 | 545 | 4992105 | KENMORE | (C,H,T)SH524GKA* | HP | Split System: Heat Pump with Remote Outdoor Unit-Air-Source | HP.038.001.0103.003 |  | FX4DNF025 | 12 | 15 | 9 | Yes | Yes | 2013-05-08 |  | 0
FALSE | 25HCC524A*030 | 545 | 4992521 | TEMPSTAR | TSH524GKA* | HP | Split System: Heat Pump with Remote Outdoor Unit-Air-Source | HP.038.001.0103.003 |  | FX4DNF025 | 12 | 15 | 9 | Yes | Yes | 2013-05-08 |  | 0
FALSE | 25HCC530A*030 | 555 | 4992873 | AIRQUEST | HSH530GKA* | HP | Split System: Heat Pump with Remote Outdoor Unit-Air-Source | HP.041.001.0403.003 |  | FX4DN(B,F)031 | 12 | 15 | 8.5 | Yes | Yes | 2013-05-08 |  | 0
FALSE | 25HCC530A*030 | 555 | 4993298 | ARCOAIRE | HSH530GKA* | HP | Split System: Heat Pump with Remote Outdoor Unit-Air-Source | HP.041.001.0403.003 |  | FX4DN(B,F)031 | 12 | 15 | 8.5 | Yes | Yes | 2013-05-08 |  | 0
FALSE | 25HCC530A*030 | 555 | 4993723 | COMFORTMAKER | CSH530GKA* | HP | Split System: Heat Pump with Remote Outdoor Unit-Air-Source | HP.041.001.0403.003 |  | FX4DN(B,F)031 | 12 | 15 | 8.5 | Yes | Yes | 2013-05-08 |  | 0
FALSE | 25HCC530A*030 | 555 | 4994148 | DAY & NIGHT | CSH530GKA* | HP | Split System: Heat Pump with Remote Outdoor Unit-Air-Source | HP.041.001.0403.003 |  | FX4DN(B,F)031 | 12 | 15 | 8.5 | Yes | Yes | 2013-05-08 |  | 0
FALSE | 25HCC530A*030 | 555 | 4994573 | KEEPRITE | CSH530GKA* | HP | Split System: Heat Pump with Remote Outdoor Unit-Air-Source | HP.041.001.0403.003 |  | FX4DN(B,F)031 | 12 | 15 | 8.5 | Yes | Yes | 2013-05-08 |  | 0
FALSE | 25HCC530A*030 | 555 | 4994998 | KENMORE | (C,H,T)SH530GKA* | HP | Split System: Heat Pump with Remote Outdoor Unit-Air-Source | HP.041.001.0403.003 |  | FX4DN(B,F)031 | 12 | 15 | 8.5 | Yes | Yes | 2013-05-08 |  | 0
FALSE | 25HCC530A*030 | 555 | 4996123 | TEMPSTAR | TSH530GKA* | HP | Split System: Heat Pump with Remote Outdoor Unit-Air-Source | HP.041.001.0403.003 |  | FX4DN(B,F)031 | 12 | 15 | 8.5 | Yes | Yes | 2013-05-08 |  | 0
FALSE | 25HCC536A*030 | 583 | 4996548 | AIRQUEST | HSH536GKA* | HP | Split System: Heat Pump with Remote Outdoor Unit-Air-Source | HP.067.001.0111.011 |  | FX4DN(B,F)037 | 12 | 15 | 8.5 | Yes | Yes | 2013-05-08 |  | 0
FALSE | 25HCC536A*030 | 583 | 4997088 | ARCOAIRE | HSH536GKA* | HP | Split System: Heat Pump with Remote Outdoor Unit-Air-Source | HP.067.001.0111.011 |  | FX4DN(B,F)037 | 12 | 15 | 8.5 | Yes | Yes | 2013-05-08 |  | 0
FALSE | 25HCC536A*030 | 583 | 4997628 | COMFORTMAKER | CSH536GKA* | HP | Split System: Heat Pump with Remote Outdoor Unit-Air-Source | HP.067.001.0111.011 |  | FX4DN(B,F)037 | 12 | 15 | 8.5 | Yes | Yes | 2013-05-08 |  | 0
FALSE | 25HCC536A*030 | 583 | 4998168 | DAY & NIGHT | CSH536GKA* | HP | Split System: Heat Pump with Remote Outdoor Unit-Air-Source | HP.067.001.0111.011 |  | FX4DN(B,F)037 | 12 | 15 | 8.5 | Yes | Yes | 2013-05-08 |  | 0
FALSE | 25HCC536A*030 | 583 | 4998708 | KEEPRITE | CSH536GKA* | HP | Split System: Heat Pump with Remote Outdoor Unit-Air-Source | HP.067.001.0111.011 |  | FX4DN(B,F)037 | 12 | 15 | 8.5 | Yes | Yes | 2013-05-08 |  | 0
FALSE | 25HCC536A*030 | 583 | 4999322 | KENMORE | (C,H,T)SH536GKA* | HP | Split System: Heat Pump with Remote Outdoor Unit-Air-Source | HP.067.001.0111.011 |  | FX4DN(B,F)037 | 12 | 15 | 8.5 | Yes | Yes | 2013-05-08 |  | 0
FALSE | 25HCC536A*030 | 583 | 4999862 | TEMPSTAR | TSH536GKA* | HP | Split System: Heat Pump with Remote Outdoor Unit-Air-Source | HP.067.001.0111.011 |  | FX4DN(B,F)037 | 12 | 15 | 8.5 | Yes | Yes | 2013-05-08 |  | 0
FALSE | 25HCC542A*030 | 600 | 5000402 | AIRQUEST | HSH542GKA* | HP | Split System: Heat Pump with Remote Outdoor Unit-Air-Source | HP.078.001.0111.011 |  | FX4DN(B,F)043 | 12 | 15 | 8.7 | Yes | Yes | 2013-05-08 |  | 0
FALSE | 25HCC542A*030 | 600 | 5000902 | ARCOAIRE | HSH542GKE* | HP | Split System: Heat Pump with Remote Outdoor Unit-Air-Source | HP.078.001.0111.011 |  | FX4DN(B,F)043 | 12 | 15 | 8.7 | Yes | Yes | 2013-05-08 |  | 0
FALSE | 25HCC542A*030 | 600 | 5001402 | COMFORTMAKER | CSH542GKA* | HP | Split System: Heat Pump with Remote Outdoor Unit-Air-Source | HP.078.001.0111.011 |  | FX4DN(B,F)043 | 12 | 15 | 8.7 | Yes | Yes | 2013-05-08 |  | 0
FALSE | 25HCC542A*030 | 600 | 5001902 | DAY & NIGHT | CSH542GKA* | HP | Split System: Heat Pump with Remote Outdoor Unit-Air-Source | HP.078.001.0111.011 |  | FX4DN(B,F)043 | 12 | 15 | 8.7 | Yes | Yes | 2013-05-08 |  | 0
FALSE | 25HCC542A*030 | 600 | 5002435 | KEEPRITE | CSH542GKA* | HP | Split System: Heat Pump with Remote Outdoor Unit-Air-Source | HP.078.001.0111.011 |  | FX4DN(B,F)043 | 12 | 15 | 8.7 | Yes | Yes | 2013-05-08 |  | 0
FALSE | 25HCC542A*030 | 600 | 5002935 | KENMORE | (C,H,T)SH542GKA* | HP | Split System: Heat Pump with Remote Outdoor Unit-Air-Source | HP.078.001.0111.011 |  | FX4DN(B,F)043 | 12 | 15 | 8.7 | Yes | Yes | 2013-05-08 |  | 0
FALSE | 25HCC542A*030 | 600 | 5003435 | TEMPSTAR | TSH542GKA* | HP | Split System: Heat Pump with Remote Outdoor Unit-Air-Source | HP.078.001.0111.011 |  | FX4DN(B,F)043 | 12 | 15 | 8.7 | Yes | Yes | 2013-05-08 |  | 0
FALSE | 25HCC548A*030 | 619 | 5003935 | AIRQUEST | HSH548GKA* | HP | Split System: Heat Pump with Remote Outdoor Unit-Air-Source | HP.090.001.0111.011 |  | FX4DN(B,F)049 | 12 | 15 | 8.7 | Yes | Yes | 2013-05-08 |  | 0
FALSE | 25HCC548A*030 | 619 | 5004272 | ARCOAIRE | HSH548GKA | HP | Split System: Heat Pump with Remote Outdoor Unit-Air-Source | HP.090.001.0111.011 |  | FX4DN(B,F)049 | 12 | 15 | 8.7 | Yes | Yes | 2013-05-08 |  | 0
FALSE | 25HCC548A*030 | 619 | 5004609 | COMFORTMAKER | CSH548GKA* | HP | Split System: Heat Pump with Remote Outdoor Unit-Air-Source | HP.090.001.0111.011 |  | FX4DN(B,F)049 | 12 | 15 | 8.7 | Yes | Yes | 2013-05-08 |  | 0
TRUE | T4BE-036K | 1845 | 5060278 | BROAN | DT4BE-036K | HP | Split System: Heat Pump with Remote Outdoor Unit-Air-Source | T4BE-036K |  | B6EMMX36K-B | 12.5 | 15 | 8.5 | Yes | Yes | 2013-03-14 |  | 1
TRUE | T4BE-036K | 1845 | 5060311 | GIBSON | JT4BE-036K | HP | Split System: Heat Pump with Remote Outdoor Unit-Air-Source | T4BE-036K |  | B6EMMX36K-B | 12.5 | 15 | 8.5 | Yes | Yes | 2013-03-14 |  | 1
TRUE | T4BE-036K | 1845 | 5060212 | MILLER | DT4BE-036K | HP | Split System: Heat Pump with Remote Outdoor Unit-Air-Source | T4BE-036K |  | B6EMMX36K-B | 12.5 | 15 | 8.5 | Yes | Yes | 2013-03-14 |  | 1
TRUE | T4BE-036K | 1845 | 5060245 | INTERTHERM | DT4BE-036K | HP | Split System: Heat Pump with Remote Outdoor Unit-Air-Source | T4BE-036K |  | B6EMMX36K-B | 12.5 | 15 | 8.5 | Yes | Yes | 2013-03-14 |  | 1
TRUE | T4BE-036K | 1845 | 5060344 | GRANDAIRE | JT4BE-036K | HP | Split System: Heat Pump with Remote Outdoor Unit-Air-Source | T4BE-036K |  | B6EMMX36K-B | 12.5 | 15 | 8.5 | Yes | Yes | 2013-03-14 |  | 1
TRUE | T4BE-036K | 1845 | 5060476 | NUTONE | JT4BE-036K | HP | Split System: Heat Pump with Remote Outdoor Unit-Air-Source | T4BE-036K |  | B6EMMX36K-B | 12.5 | 15 | 8.5 | Yes | Yes | 2013-03-14 |  | 1
TRUE | T4BE-036K | 1845 | 5060509 | ELECT-AIRE | JT4BE-036K | HP | Split System: Heat Pump with Remote Outdoor Unit-Air-Source | T4BE-036K |  | B6EMMX36K-B | 12.5 | 15 | 8.5 | Yes | Yes | 2013-03-14 |  | 1
TRUE | T4BE-036K | 1845 | 5060443 | GARRISON | JT4BE-036K | HP | Split System: Heat Pump with Remote Outdoor Unit-Air-Source | T4BE-036K |  | B6EMMX36K-B | 12.5 | 15 | 8.5 | Yes | Yes | 2013-03-14 |  | 1
TRUE | T4BE-036K | 1845 | 5060542 | FRIGIDAIRE | ET4BE-036K | HP | Split System: Heat Pump with Remote Outdoor Unit-Air-Source | T4BE-036K |  | B6EMMX36K-B | 12.5 | 15 | 8.5 | Yes | Yes | 2013-03-14 |  | 1
TRUE | T4BE-036K | 1845 | 5060575 | TAPPAN | ET4BE-036K | HP | Split System: Heat Pump with Remote Outdoor Unit-Air-Source | T4BE-036K |  | B6EMMX36K-B | 12.5 | 15 | 8.5 | Yes | Yes | 2013-03-14 |  | 1
TRUE | T4BE-036K | 1845 | 5060707 | FRIGIDAIRE | FT4BE-036K | HP | Split System: Heat Pump with Remote Outdoor Unit-Air-Source | T4BE-036K |  | B6EMMX36K-B | 12.5 | 15 | 8.5 | Yes | Yes | 2013-03-14 |  | 1
TRUE | T4BE-036K | 1845 | 5060641 | NUTONE | ET4BE-036K | HP | Split System: Heat Pump with Remote Outdoor Unit-Air-Source | T4BE-036K |  | B6EMMX36K-B | 12.5 | 15 | 8.5 | Yes | Yes | 2013-03-14 |  | 1
TRUE | T4BE-036K | 1845 | 5060674 | BROAN | ET4BE-036K | HP | Split System: Heat Pump with Remote Outdoor Unit-Air-Source | T4BE-036K |  | B6EMMX36K-B | 12.5 | 15 | 8.5 | Yes | Yes | 2013-03-14 |  | 1
TRUE | T4BE-036K | 1845 | 5060740 | TAPPAN | FT4BE-036K | HP | Split System: Heat Pump with Remote Outdoor Unit-Air-Source | T4BE-036K |  | B6EMMX36K-B | 12.5 | 15 | 8.5 | Yes | Yes | 2013-03-14 |  | 1
TRUE | T4BE-036K | 1845 | 5060773 | WESTINGHOUSE | FT4BE-036K | HP | Split System: Heat Pump with Remote Outdoor Unit-Air-Source | T4BE-036K |  | B6EMMX36K-B | 12.5 | 15 | 8.5 | Yes | Yes | 2013-03-14 |  | 1
TRUE | T4BE-036K | 1845 | 5060906 | MAYTAG | CSH4BE036K | HP | Split System: Heat Pump with Remote Outdoor Unit-Air-Source | T4BE-036K |  | B6EMMX36K-B | 12.5 | 15 | 8.5 | Yes | Yes | 2013-03-14 |  | 1
TRUE | T4BE-036K | 1845 | 5060839 | BROAN | FT4BE-036K | HP | Split System: Heat Pump with Remote Outdoor Unit-Air-Source | T4BE-036K |  | B6EMMX36K-B | 12.5 | 15 | 8.5 | Yes | Yes | 2013-03-14 |  | 1
TRUE | T4BE-036K | 1845 | 5060872 | MAYTAG | MSH4BE036K | HP | Split System: Heat Pump with Remote Outdoor Unit-Air-Source | T4BE-036K |  | B6EMMX36K-B | 12.5 | 15 | 8.5 | Yes | Yes | 2013-03-14 |  | 1
TRUE | T4BE-036K | 1845 | 5060939 | MAYTAG | PSH4BE036K | HP | Split System: Heat Pump with Remote Outdoor Unit-Air-Source | T4BE-036K |  | B6EMMX36K-B | 12.5 | 15 | 8.5 | Yes | Yes | 2013-03-14 |  | 1
FALSE | T4BF-036KA | 1871 | 5089574 | BROAN | DT4BF-036KA | HP | Split System: Heat Pump with Remote Outdoor Unit-Air-Source | T4BF-036KA |  | B6VMAX36K-B | 12.5 | 16 | 9 | Yes | Yes | 2013-03-14 |  | 1
FALSE | T4BF-036KA | 1871 | 5089578 | BROAN | ET4BF-036KA | HP | Split System: Heat Pump with Remote Outdoor Unit-Air-Source | T4BF-036KA |  | B6VMAX36K-B | 12.5 | 16 | 9 | Yes | Yes | 2013-03-14 |  | 1
FALSE | T4BF-036KA | 1871 | 5089582 | BROAN | FT4BF-036KA | HP | Split System: Heat Pump with Remote Outdoor Unit-Air-Source | T4BF-036KA |  | B6VMAX36K-B | 12.5 | 16 | 9 | Yes | Yes | 2013-03-14 |  | 1
FALSE | T4BF-036KA | 1871 | 5089586 | ELECT-AIRE | JT4BF-036KA | HP | Split System: Heat Pump with Remote Outdoor Unit-Air-Source | T4BF-036KA |  | B6VMAX36K-B | 12.5 | 16 | 9 | Yes | Yes | 2013-03-14 |  | 1
FALSE | T4BF-036KA | 1871 | 5089590 | FRIGIDAIRE | ET4BF-036KA | HP | Split System: Heat Pump with Remote Outdoor Unit-Air-Source | T4BF-036KA |  | B6VMAX36K-B | 12.5 | 16 | 9 | Yes | Yes | 2013-03-14 |  | 1
FALSE | T4BF-036KA | 1871 | 5089594 | FRIGIDAIRE | FT4BF-036KA | HP | Split System: Heat Pump with Remote Outdoor Unit-Air-Source | T4BF-036KA |  | B6VMAX36K-B | 12.5 | 16 | 9 | Yes | Yes | 2013-03-14 |  | 1
FALSE | T4BF-036KA | 1871 | 5089598 | GARRISON | JT4BF-036KA | HP | Split System: Heat Pump with Remote Outdoor Unit-Air-Source | T4BF-036KA |  | B6VMAX36K-B | 12.5 | 16 | 9 | Yes | Yes | 2013-03-14 |  | 1
FALSE | T4BF-036KA | 1871 | 5089602 | GIBSON | JT4BF-036KA | HP | Split System: Heat Pump with Remote Outdoor Unit-Air-Source | T4BF-036KA |  | B6VMAX36K-B | 12.5 | 16 | 9 | Yes | Yes | 2013-03-14 |  | 1
FALSE | T4BF-036KA | 1871 | 5089606 | GRANDAIRE | JT4BF-036KA | HP | Split System: Heat Pump with Remote Outdoor Unit-Air-Source | T4BF-036KA |  | B6VMAX36K-B | 12.5 | 16 | 9 | Yes | Yes | 2013-03-14 |  | 1
FALSE | T4BF-036KA | 1871 | 5089610 | INTERTHERM | DT4BF-036KA | HP | Split System: Heat Pump with Remote Outdoor Unit-Air-Source | T4BF-036KA |  | B6VMAX36K-B | 12.5 | 16 | 9 | Yes | Yes | 2013-03-14 |  | 1
FALSE | T4BF-036KA | 1871 | 5089614 | KELVINATOR | JT4BF-036KA | HP | Split System: Heat Pump with Remote Outdoor Unit-Air-Source | T4BF-036KA |  | B6VMAX36K-B | 12.5 | 16 | 9 | Yes | Yes | 2013-03-14 |  | 1
FALSE | T4BF-036KA | 1871 | 5089618 | MAYTAG | MSH4BF036KA | HP | Split System: Heat Pump with Remote Outdoor Unit-Air-Source | T4BF-036KA |  | B6VMAX36K-B | 12.5 | 16 | 9 | Yes | Yes | 2013-03-14 |  | 1
FALSE | T4BF-036KA | 1871 | 5089622 | MAYTAG | CSH4BF036KA | HP | Split System: Heat Pump with Remote Outdoor Unit-Air-Source | T4BF-036KA |  | B6VMAX36K-B | 12.5 | 16 | 9 | Yes | Yes | 2013-03-14 |  | 1
FALSE | T4BF-036KA | 1871 | 5089626 | MAYTAG | PSH4BF036KA | HP | Split System: Heat Pump with Remote Outdoor Unit-Air-Source | T4BF-036KA |  | B6VMAX36K-B | 12.5 | 16 | 9 | Yes | Yes | 2013-03-14 |  | 1
FALSE | T4BF-036KA | 1871 | 5089630 | MILLER | DT4BF-036KA | HP | Split System: Heat Pump with Remote Outdoor Unit-Air-Source | T4BF-036KA |  | B6VMAX36K-B | 12.5 | 16 | 9 | Yes | Yes | 2013-03-14 |  | 1
FALSE | T4BF-036KA | 1871 | 5089634 | NUTONE | JT4BF-036KA | HP | Split System: Heat Pump with Remote Outdoor Unit-Air-Source | T4BF-036KA |  | B6VMAX36K-B | 12.5 | 16 | 9 | Yes | Yes | 2013-03-14 |  | 1
FALSE | T4BF-036KA | 1871 | 5089638 | NUTONE | ET4BF-036KA | HP | Split System: Heat Pump with Remote Outdoor Unit-Air-Source | T4BF-036KA |  | B6VMAX36K-B | 12.5 | 16 | 9 | Yes | Yes | 2013-03-14 |  | 1
FALSE | T4BF-036KA | 1871 | 5089642 | NUTONE | FT4BF-036KA | HP | Split System: Heat Pump with Remote Outdoor Unit-Air-Source | T4BF-036KA |  | B6VMAX36K-B | 12.5 | 16 | 9 | Yes | Yes | 2013-03-14 |  | 1
FALSE | T4BF-036KA | 1871 | 5089646 | PHILCO | JT4BF-036KA | HP | Split System: Heat Pump with Remote Outdoor Unit-Air-Source | T4BF-036KA |  | B6VMAX36K-B | 12.5 | 16 | 9 | Yes | Yes | 2013-03-14 |  | 1
FALSE | T4BF-036KA | 1871 | 5089650 | TAPPAN | ET4BF-036KA | HP | Split System: Heat Pump with Remote Outdoor Unit-Air-Source | T4BF-036KA |  | B6VMAX36K-B | 12.5 | 16 | 9 | Yes | Yes | 2013-03-14 |  | 1
FALSE | T4BF-036KA | 1871 | 5089654 | TAPPAN | FT4BF-036KA | HP | Split System: Heat Pump with Remote Outdoor Unit-Air-Source | T4BF-036KA |  | B6VMAX36K-B | 12.5 | 16 | 9 | Yes | Yes | 2013-03-14 |  | 1
FALSE | T4BF-036KA | 1871 | 5089658 | WESTINGHOUSE | ET4BF-036KA | HP | Split System: Heat Pump with Remote Outdoor Unit-Air-Source | T4BF-036KA |  | B6VMAX36K-B | 12.5 | 16 | 9 | Yes | Yes | 2013-03-14 |  | 1
FALSE | T4BF-036KA | 1871 | 5089662 | WESTINGHOUSE | FT4BF-036KA | HP | Split System: Heat Pump with Remote Outdoor Unit-Air-Source | T4BF-036KA |  | B6VMAX36K-B | 12.5 | 16 | 9 | Yes | Yes | 2013-03-14 |  | 1
FALSE | 25VNA036A*030 | 670 | 5158716 | BRYANT HEATING AND COOLING SYSTEMS | 280ANV024****A | HP | Split System: Heat Pump with Remote Outdoor Unit-Air-Source | HP.115.001.0102.002 |  | FE4ANB006+UI | 15.5 | 20.5 | 13 | Yes | Yes | 2012-05-02 |  | 3
FALSE | 25VNA036A*030 | 670 | 5158824 | BRYANT HEATING AND COOLING SYSTEMS | 280ANV036****A | HP | Split System: Heat Pump with Remote Outdoor Unit-Air-Source | HP.116.001.0202.002 |  | FE4ANB006+UI | 14 | 20.5 | 13 | Yes | Yes | 2012-05-02 |  | 3
FALSE | 25VNA060A*030 | 671 | 5158937 | BRYANT HEATING AND COOLING SYSTEMS | 280ANV048****A | HP | Split System: Heat Pump with Remote Outdoor Unit-Air-Source | HP.117.001.0102.002 |  | FE4ANB006+UI | 13 | 18.3 | 12.5 | Yes | Yes | 2012-05-02 |  | 3
TRUE | T4BF-036KA | 1871 | 5190505 | TAPPAN | ET4BF-036KA | HP | Split System: Heat Pump with Remote Outdoor Unit-Air-Source | T4BF-036KA |  | C6B(A,H)-X36(C,U)-B | 12.5 | 16 | 9 | Yes | Yes | 2013-03-14 |  | 1
FALSE | T4BF-036KA | 1871 | 5190506 | TAPPAN | ET4BF-036KA | HP | Split System: Heat Pump with Remote Outdoor Unit-Air-Source | T4BF-036KA |  | C6B(A,H)-X36(C,U)-C | 12.5 | 16 | 9 | Yes | Yes | 2013-03-14 |  | 1
FALSE | T4BF-036KA | 1871 | 5190508 | TAPPAN | ET4BF-036KA | HP | Split System: Heat Pump with Remote Outdoor Unit-Air-Source | T4BF-036KA |  | C6B(A,H)-F42(C,U)-B+TXV-X3.0 | 12.5 | 16 | 9 | Yes | Yes | 2013-03-14 |  | 1
FALSE | T4BF-036KA | 1871 | 5190509 | TAPPAN | ET4BF-036KA | HP | Split System: Heat Pump with Remote Outdoor Unit-Air-Source | T4BF-036KA |  | C6B(A,H)-F48(C,U)-C+TXV-X3.0 | 12.5 | 16 | 9 | Yes | Yes | 2013-03-14 |  | 1
TRUE | T4BF-036KA | 1871 | 5190514 | WESTINGHOUSE | ET4BF-036KA | HP | Split System: Heat Pump with Remote Outdoor Unit-Air-Source | T4BF-036KA |  | C6B(A,H)-X36(C,U)-B | 12.5 | 16 | 9 | Yes | Yes | 2013-03-14 |  | 1
FALSE | T4BF-036KA | 1871 | 5190515 | WESTINGHOUSE | ET4BF-036KA | HP | Split System: Heat Pump with Remote Outdoor Unit-Air-Source | T4BF-036KA |  | C6B(A,H)-X36(C,U)-C | 12.5 | 16 | 9 | Yes | Yes | 2013-03-14 |  | 1
FALSE | T4BF-036KA | 1871 | 5190517 | WESTINGHOUSE | ET4BF-036KA | HP | Split System: Heat Pump with Remote Outdoor Unit-Air-Source | T4BF-036KA |  | C6B(A,H)-F42(C,U)-B+TXV-X3.0 | 12.5 | 16 | 9 | Yes | Yes | 2013-03-14 |  | 1
FALSE | T4BF-036KA | 1871 | 5190518 | WESTINGHOUSE | ET4BF-036KA | HP | Split System: Heat Pump with Remote Outdoor Unit-Air-Source | T4BF-036KA |  | C6B(A,H)-F48(C,U)-C+TXV-X3.0 | 12.5 | 16 | 9 | Yes | Yes | 2013-03-14 |  | 1
TRUE | T4BF-036KA | 1871 | 5190523 | NUTONE | ET4BF-036KA | HP | Split System: Heat Pump with Remote Outdoor Unit-Air-Source | T4BF-036KA |  | C6B(A,H)-X36(C,U)-B | 12.5 | 16 | 9 | Yes | Yes | 2013-03-14 |  | 1
FALSE | T4BF-036KA | 1871 | 5190524 | NUTONE | ET4BF-036KA | HP | Split System: Heat Pump with Remote Outdoor Unit-Air-Source | T4BF-036KA |  | C6B(A,H)-X36(C,U)-C | 12.5 | 16 | 9 | Yes | Yes | 2013-03-14 |  | 1
FALSE | T4BF-036KA | 1871 | 5190526 | NUTONE | ET4BF-036KA | HP | Split System: Heat Pump with Remote Outdoor Unit-Air-Source | T4BF-036KA |  | C6B(A,H)-F42(C,U)-B+TXV-X3.0 | 12.5 | 16 | 9 | Yes | Yes | 2013-03-14 |  | 1
FALSE | T4BF-036KA | 1871 | 5190527 | NUTONE | ET4BF-036KA | HP | Split System: Heat Pump with Remote Outdoor Unit-Air-Source | T4BF-036KA |  | C6B(A,H)-F48(C,U)-C+TXV-X3.0 | 12.5 | 16 | 9 | Yes | Yes | 2013-03-14 |  | 1
TRUE | T4BF-036KA | 1871 | 5190532 | BROAN | ET4BF-036KA | HP | Split System: Heat Pump with Remote Outdoor Unit-Air-Source | T4BF-036KA |  | C6B(A,H)-X36(C,U)-B | 12.5 | 16 | 9 | Yes | Yes | 2013-03-14 |  | 1
FALSE | T4BF-036KA | 1871 | 5190533 | BROAN | ET4BF-036KA | HP | Split System: Heat Pump with Remote Outdoor Unit-Air-Source | T4BF-036KA |  | C6B(A,H)-X36(C,U)-C | 12.5 | 16 | 9 | Yes | Yes | 2013-03-14 |  | 1
FALSE | T4BF-036KA | 1871 | 5190535 | BROAN | ET4BF-036KA | HP | Split System: Heat Pump with Remote Outdoor Unit-Air-Source | T4BF-036KA |  | C6B(A,H)-F42(C,U)-B+TXV-X3.0 | 12.5 | 16 | 9 | Yes | Yes | 2013-03-14 |  | 1
FALSE | T4BF-036KA | 1871 | 5190536 | BROAN | ET4BF-036KA | HP | Split System: Heat Pump with Remote Outdoor Unit-Air-Source | T4BF-036KA |  | C6B(A,H)-F48(C,U)-C+TXV-X3.0 | 12.5 | 16 | 9 | Yes | Yes | 2013-03-14 |  | 1
TRUE | T4BF-036KA | 1871 | 5190541 | FRIGIDAIRE | FT4BF-036KA | HP | Split System: Heat Pump with Remote Outdoor Unit-Air-Source | T4BF-036KA |  | C6B(A,H)-X36(C,U)-B | 12.5 | 16 | 9 | Yes | Yes | 2013-03-14 |  | 1
FALSE | T4BF-036KA | 1871 | 5190542 | FRIGIDAIRE | FT4BF-036KA | HP | Split System: Heat Pump with Remote Outdoor Unit-Air-Source | T4BF-036KA |  | C6B(A,H)-X36(C,U)-C | 12.5 | 16 | 9 | Yes | Yes | 2013-03-14 |  | 1
FALSE | T4BF-036KA | 1871 | 5190544 | FRIGIDAIRE | FT4BF-036KA | HP | Split System: Heat Pump with Remote Outdoor Unit-Air-Source | T4BF-036KA |  | C6B(A,H)-F42(C,U)-B+TXV-X3.0 | 12.5 | 16 | 9 | Yes | Yes | 2013-03-14 |  | 1
FALSE | T4BF-036KA | 1871 | 5190445 | GRANDAIRE | JT4BF-036KA | HP | Split System: Heat Pump with Remote Outdoor Unit-Air-Source | T4BF-036KA |  | C6B(A,H)-F42(C,U)-B+TXV-X3.0 | 12.5 | 16 | 9 | Yes | Yes | 2013-03-14 |  | 1
FALSE | T4BF-036KA | 1871 | 5190446 | GRANDAIRE | JT4BF-036KA | HP | Split System: Heat Pump with Remote Outdoor Unit-Air-Source | T4BF-036KA |  | C6B(A,H)-F48(C,U)-C+TXV-X3.0 | 12.5 | 16 | 9 | Yes | Yes | 2013-03-14 |  | 1
TRUE | T4BF-036KA | 1871 | 5190451 | PHILCO | JT4BF-036KA | HP | Split System: Heat Pump with Remote Outdoor Unit-Air-Source | T4BF-036KA |  | C6B(A,H)-X36(C,U)-B | 12.5 | 16 | 9 | Yes | Yes | 2013-03-14 |  | 1
FALSE | T4BF-036KA | 1871 | 5190452 | PHILCO | JT4BF-036KA | HP | Split System: Heat Pump with Remote Outdoor Unit-Air-Source | T4BF-036KA |  | C6B(A,H)-X36(C,U)-C | 12.5 | 16 | 9 | Yes | Yes | 2013-03-14 |  | 1
FALSE | T4BF-036KA | 1871 | 5190454 | PHILCO | JT4BF-036KA | HP | Split System: Heat Pump with Remote Outdoor Unit-Air-Source | T4BF-036KA |  | C6B(A,H)-F42(C,U)-B+TXV-X3.0 | 12.5 | 16 | 9 | Yes | Yes | 2013-03-14 |  | 1
FALSE | T4BF-036KA | 1871 | 5190455 | PHILCO | JT4BF-036KA | HP | Split System: Heat Pump with Remote Outdoor Unit-Air-Source | T4BF-036KA |  | C6B(A,H)-F48(C,U)-C+TXV-X3.0 | 12.5 | 16 | 9 | Yes | Yes | 2013-03-14 |  | 1
TRUE | T4BF-036KA | 1871 | 5190460 | KELVINATOR | JT4BF-036KA | HP | Split System: Heat Pump with Remote Outdoor Unit-Air-Source | T4BF-036KA |  | C6B(A,H)-X36(C,U)-B | 12.5 | 16 | 9 | Yes | Yes | 2013-03-14 |  | 1
FALSE | T4BF-036KA | 1871 | 5190461 | KELVINATOR | JT4BF-036KA | HP | Split System: Heat Pump with Remote Outdoor Unit-Air-Source | T4BF-036KA |  | C6B(A,H)-X36(C,U)-C | 12.5 | 16 | 9 | Yes | Yes | 2013-03-14 |  | 1
FALSE | T4BF-036KA | 1871 | 5190463 | KELVINATOR | JT4BF-036KA | HP | Split System: Heat Pump with Remote Outdoor Unit-Air-Source | T4BF-036KA |  | C6B(A,H)-F42(C,U)-B+TXV-X3.0 | 12.5 | 16 | 9 | Yes | Yes | 2013-03-14 |  | 1
FALSE | T4BF-036KA | 1871 | 5190464 | KELVINATOR | JT4BF-036KA | HP | Split System: Heat Pump with Remote Outdoor Unit-Air-Source | T4BF-036KA |  | C6B(A,H)-F48(C,U)-C+TXV-X3.0 | 12.5 | 16 | 9 | Yes | Yes | 2013-03-14 |  | 1
TRUE | T4BF-036KA | 1871 | 5190469 | GARRISON | JT4BF-036KA | HP | Split System: Heat Pump with Remote Outdoor Unit-Air-Source | T4BF-036KA |  | C6B(A,H)-X36(C,U)-B | 12.5 | 16 | 9 | Yes | Yes | 2013-03-14 |  | 1
FALSE | T4BF-036KA | 1871 | 5190470 | GARRISON | JT4BF-036KA | HP | Split System: Heat Pump with Remote Outdoor Unit-Air-Source | T4BF-036KA |  | C6B(A,H)-X36(C,U)-C | 12.5 | 16 | 9 | Yes | Yes | 2013-03-14 |  | 1
FALSE | T4BF-036KA | 1871 | 5190472 | GARRISON | JT4BF-036KA | HP | Split System: Heat Pump with Remote Outdoor Unit-Air-Source | T4BF-036KA |  | C6B(A,H)-F42(C,U)-B+TXV-X3.0 | 12.5 | 16 | 9 | Yes | Yes | 2013-03-14 |  | 1
FALSE | T4BF-036KA | 1871 | 5190473 | GARRISON | JT4BF-036KA | HP | Split System: Heat Pump with Remote Outdoor Unit-Air-Source | T4BF-036KA |  | C6B(A,H)-F48(C,U)-C+TXV-X3.0 | 12.5 | 16 | 9 | Yes | Yes | 2013-03-14 |  | 1
TRUE | T4BF-036KA | 1871 | 5190478 | NUTONE | JT4BF-036KA | HP | Split System: Heat Pump with Remote Outdoor Unit-Air-Source | T4BF-036KA |  | C6B(A,H)-X36(C,U)-B | 12.5 | 16 | 9 | Yes | Yes | 2013-03-14 |  | 1
FALSE | T4BF-036KA | 1871 | 5190479 | NUTONE | JT4BF-036KA | HP | Split System: Heat Pump with Remote Outdoor Unit-Air-Source | T4BF-036KA |  | C6B(A,H)-X36(C,U)-C | 12.5 | 16 | 9 | Yes | Yes | 2013-03-14 |  | 1
FALSE | T4BF-036KA | 1871 | 5190481 | NUTONE | JT4BF-036KA | HP | Split System: Heat Pump with Remote Outdoor Unit-Air-Source | T4BF-036KA |  | C6B(A,H)-F42(C,U)-B+TXV-X3.0 | 12.5 | 16 | 9 | Yes | Yes | 2013-03-14 |  | 1
FALSE | T4BF-036KA | 1871 | 5190482 | NUTONE | JT4BF-036KA | HP | Split System: Heat Pump with Remote Outdoor Unit-Air-Source | T4BF-036KA |  | C6B(A,H)-F48(C,U)-C+TXV-X3.0 | 12.5 | 16 | 9 | Yes | Yes | 2013-03-14 |  | 1
TRUE | T4BF-036KA | 1871 | 5190487 | ELECT-AIRE | JT4BF-036KA | HP | Split System: Heat Pump with Remote Outdoor Unit-Air-Source | T4BF-036KA |  | C6B(A,H)-X36(C,U)-B | 12.5 | 16 | 9 | Yes | Yes | 2013-03-14 |  | 1
FALSE | T4BF-036KA | 1871 | 5190488 | ELECT-AIRE | JT4BF-036KA | HP | Split System: Heat Pump with Remote Outdoor Unit-Air-Source | T4BF-036KA |  | C6B(A,H)-X36(C,U)-C | 12.5 | 16 | 9 | Yes | Yes | 2013-03-14 |  | 1
FALSE | T4BF-036KA | 1871 | 5190490 | ELECT-AIRE | JT4BF-036KA | HP | Split System: Heat Pump with Remote Outdoor Unit-Air-Source | T4BF-036KA |  | C6B(A,H)-F42(C,U)-B+TXV-X3.0 | 12.5 | 16 | 9 | Yes | Yes | 2013-03-14 |  | 1
FALSE | T4BF-036KA | 1871 | 5190491 | ELECT-AIRE | JT4BF-036KA | HP | Split System: Heat Pump with Remote Outdoor Unit-Air-Source | T4BF-036KA |  | C6B(A,H)-F48(C,U)-C+TXV-X3.0 | 12.5 | 16 | 9 | Yes | Yes | 2013-03-14 |  | 1
TRUE | T4BF-036KA | 1871 | 5190496 | FRIGIDAIRE | ET4BF-036KA | HP | Split System: Heat Pump with Remote Outdoor Unit-Air-Source | T4BF-036KA |  | C6B(A,H)-X36(C,U)-B | 12.5 | 16 | 9 | Yes | Yes | 2013-03-14 |  | 1
FALSE | T4BF-036KA | 1871 | 5190497 | FRIGIDAIRE | ET4BF-036KA | HP | Split System: Heat Pump with Remote Outdoor Unit-Air-Source | T4BF-036KA |  | C6B(A,H)-X36(C,U)-C | 12.5 | 16 | 9 | Yes | Yes | 2013-03-14 |  | 1
FALSE | T4BF-036KA | 1871 | 5190499 | FRIGIDAIRE | ET4BF-036KA | HP | Split System: Heat Pump with Remote Outdoor Unit-Air-Source | T4BF-036KA |  | C6B(A,H)-F42(C,U)-B+TXV-X3.0 | 12.5 | 16 | 9 | Yes | Yes | 2013-03-14 |  | 1
FALSE | T4BF-036KA | 1871 | 5190500 | FRIGIDAIRE | ET4BF-036KA | HP | Split System: Heat Pump with Remote Outdoor Unit-Air-Source | T4BF-036KA |  | C6B(A,H)-F48(C,U)-C+TXV-X3.0 | 12.5 | 16 | 9 | Yes | Yes | 2013-03-14 |  | 1
FALSE | T4BF-036KA | 1871 | 5190545 | FRIGIDAIRE | FT4BF-036KA | HP | Split System: Heat Pump with Remote Outdoor Unit-Air-Source | T4BF-036KA |  | C6B(A,H)-F48(C,U)-C+TXV-X3.0 | 12.5 | 16 | 9 | Yes | Yes | 2013-03-14 |  | 1
TRUE | T4BF-036KA | 1871 | 5190550 | TAPPAN | FT4BF-036KA | HP | Split System: Heat Pump with Remote Outdoor Unit-Air-Source | T4BF-036KA |  | C6B(A,H)-X36(C,U)-B | 12.5 | 16 | 9 | Yes | Yes | 2013-03-14 |  | 1
FALSE | T4BF-036KA | 1871 | 5190551 | TAPPAN | FT4BF-036KA | HP | Split System: Heat Pump with Remote Outdoor Unit-Air-Source | T4BF-036KA |  | C6B(A,H)-X36(C,U)-C | 12.5 | 16 | 9 | Yes | Yes | 2013-03-14 |  | 1
FALSE | T4BF-036KA | 1871 | 5190553 | TAPPAN | FT4BF-036KA | HP | Split System: Heat Pump with Remote Outdoor Unit-Air-Source | T4BF-036KA |  | C6B(A,H)-F42(C,U)-B+TXV-X3.0 | 12.5 | 16 | 9 | Yes | Yes | 2013-03-14 |  | 1
FALSE | T4BF-036KA | 1871 | 5190554 | TAPPAN | FT4BF-036KA | HP | Split System: Heat Pump with Remote Outdoor Unit-Air-Source | T4BF-036KA |  | C6B(A,H)-F48(C,U)-C+TXV-X3.0 | 12.5 | 16 | 9 | Yes | Yes | 2013-03-14 |  | 1
TRUE | T4BF-036KA | 1871 | 5190559 | WESTINGHOUSE | FT4BF-036KA | HP | Split System: Heat Pump with Remote Outdoor Unit-Air-Source | T4BF-036KA |  | C6B(A,H)-X36(C,U)-B | 12.5 | 16 | 9 | Yes | Yes | 2013-03-14 |  | 1
FALSE | T4BF-036KA | 1871 | 5190560 | WESTINGHOUSE | FT4BF-036KA | HP | Split System: Heat Pump with Remote Outdoor Unit-Air-Source | T4BF-036KA |  | C6B(A,H)-X36(C,U)-C | 12.5 | 16 | 9 | Yes | Yes | 2013-03-14 |  | 1
FALSE | T4BF-036KA | 1871 | 5190562 | WESTINGHOUSE | FT4BF-036KA | HP | Split System: Heat Pump with Remote Outdoor Unit-Air-Source | T4BF-036KA |  | C6B(A,H)-F42(C,U)-B+TXV-X3.0 | 12.5 | 16 | 9 | Yes | Yes | 2013-03-14 |  | 1
FALSE | T4BF-036KA | 1871 | 5190563 | WESTINGHOUSE | FT4BF-036KA | HP | Split System: Heat Pump with Remote Outdoor Unit-Air-Source | T4BF-036KA |  | C6B(A,H)-F48(C,U)-C+TXV-X3.0 | 12.5 | 16 | 9 | Yes | Yes | 2013-03-14 |  | 1
TRUE | T4BF-036KA | 1871 | 5190568 | NUTONE | FT4BF-036KA | HP | Split System: Heat Pump with Remote Outdoor Unit-Air-Source | T4BF-036KA |  | C6B(A,H)-X36(C,U)-B | 12.5 | 16 | 9 | Yes | Yes | 2013-03-14 |  | 1
FALSE | T4BF-036KA | 1871 | 5190569 | NUTONE | FT4BF-036KA | HP | Split System: Heat Pump with Remote Outdoor Unit-Air-Source | T4BF-036KA |  | C6B(A,H)-X36(C,U)-C | 12.5 | 16 | 9 | Yes | Yes | 2013-03-14 |  | 1
FALSE | T4BF-036KA | 1871 | 5190571 | NUTONE | FT4BF-036KA | HP | Split System: Heat Pump with Remote Outdoor Unit-Air-Source | T4BF-036KA |  | C6B(A,H)-F42(C,U)-B+TXV-X3.0 | 12.5 | 16 | 9 | Yes | Yes | 2013-03-14 |  | 1
FALSE | T4BF-036KA | 1871 | 5190572 | NUTONE | FT4BF-036KA | HP | Split System: Heat Pump with Remote Outdoor Unit-Air-Source | T4BF-036KA |  | C6B(A,H)-F48(C,U)-C+TXV-X3.0 | 12.5 | 16 | 9 | Yes | Yes | 2013-03-14 |  | 1
TRUE | T4BF-036KA | 1871 | 5190577 | BROAN | FT4BF-036KA | HP | Split System: Heat Pump with Remote Outdoor Unit-Air-Source | T4BF-036KA |  | C6B(A,H)-X36(C,U)-B | 12.5 | 16 | 9 | Yes | Yes | 2013-03-14 |  | 1
FALSE | T4BF-036KA | 1871 | 5190578 | BROAN | FT4BF-036KA | HP | Split System: Heat Pump with Remote Outdoor Unit-Air-Source | T4BF-036KA |  | C6B(A,H)-X36(C,U)-C | 12.5 | 16 | 9 | Yes | Yes | 2013-03-14 |  | 1
FALSE | T4BF-036KA | 1871 | 5190580 | BROAN | FT4BF-036KA | HP | Split System: Heat Pump with Remote Outdoor Unit-Air-Source | T4BF-036KA |  | C6B(A,H)-F42(C,U)-B+TXV-X3.0 | 12.5 | 16 | 9 | Yes | Yes | 2013-03-14 |  | 1
FALSE | T4BF-036KA | 1871 | 5190581 | BROAN | FT4BF-036KA | HP | Split System: Heat Pump with Remote Outdoor Unit-Air-Source | T4BF-036KA |  | C6B(A,H)-F48(C,U)-C+TXV-X3.0 | 12.5 | 16 | 9 | Yes | Yes | 2013-03-14 |  | 1
TRUE | T4BF-036KA | 1871 | 5190586 | MAYTAG | MSH4BF036KA | HP | Split System: Heat Pump with Remote Outdoor Unit-Air-Source | T4BF-036KA |  | C6B(A,H)-X36(C,U)-B | 12.5 | 16 | 9 | Yes | Yes | 2013-03-14 |  | 1
FALSE | T4BF-036KA | 1871 | 5190587 | MAYTAG | MSH4BF036KA | HP | Split System: Heat Pump with Remote Outdoor Unit-Air-Source | T4BF-036KA |  | C6B(A,H)-X36(C,U)-C | 12.5 | 16 | 9 | Yes | Yes | 2013-03-14 |  | 1
FALSE | T4BF-036KA | 1871 | 5190589 | MAYTAG | MSH4BF036KA | HP | Split System: Heat Pump with Remote Outdoor Unit-Air-Source | T4BF-036KA |  | C6B(A,H)-F42(C,U)-B+TXV-X3.0 | 12.5 | 16 | 9 | Yes | Yes | 2013-03-14 |  | 1
FALSE | T4BF-036KA | 1871 | 5190590 | MAYTAG | MSH4BF036KA | HP | Split System: Heat Pump with Remote Outdoor Unit-Air-Source | T4BF-036KA |  | C6B(A,H)-F48(C,U)-C+TXV-X3.0 | 12.5 | 16 | 9 | Yes | Yes | 2013-03-14 |  | 1
TRUE | T4BF-036KA | 1871 | 5190595 | MAYTAG | CSH4BF036KA | HP | Split System: Heat Pump with Remote Outdoor Unit-Air-Source | T4BF-036KA |  | C6B(A,H)-X36(C,U)-B | 12.5 | 16 | 9 | Yes | Yes | 2013-03-14 |  | 1
FALSE | T4BF-036KA | 1871 | 5190596 | MAYTAG | CSH4BF036KA | HP | Split System: Heat Pump with Remote Outdoor Unit-Air-Source | T4BF-036KA |  | C6B(A,H)-X36(C,U)-C | 12.5 | 16 | 9 | Yes | Yes | 2013-03-14 |  | 1
FALSE | T4BF-036KA | 1871 | 5190598 | MAYTAG | CSH4BF036KA | HP | Split System: Heat Pump with Remote Outdoor Unit-Air-Source | T4BF-036KA |  | C6B(A,H)-F42(C,U)-B+TXV-X3.0 | 12.5 | 16 | 9 | Yes | Yes | 2013-03-14 |  | 1
FALSE | T4BF-036KA | 1871 | 5190599 | MAYTAG | CSH4BF036KA | HP | Split System: Heat Pump with Remote Outdoor Unit-Air-Source | T4BF-036KA |  | C6B(A,H)-F48(C,U)-C+TXV-X3.0 | 12.5 | 16 | 9 | Yes | Yes | 2013-03-14 |  | 1
TRUE | T4BF-036KA | 1871 | 5190604 | MAYTAG | PSH4BF036KA | HP | Split System: Heat Pump with Remote Outdoor Unit-Air-Source | T4BF-036KA |  | C6B(A,H)-X36(C,U)-B | 12.5 | 16 | 9 | Yes | Yes | 2013-03-14 |  | 1
FALSE | T4BF-036KA | 1871 | 5190605 | MAYTAG | PSH4BF036KA | HP | Split System: Heat Pump with Remote Outdoor Unit-Air-Source | T4BF-036KA |  | C6B(A,H)-X36(C,U)-C | 12.5 | 16 | 9 | Yes | Yes | 2013-03-14 |  | 1
FALSE | T4BF-036KA | 1871 | 5190607 | MAYTAG | PSH4BF036KA | HP | Split System: Heat Pump with Remote Outdoor Unit-Air-Source | T4BF-036KA |  | C6B(A,H)-F42(C,U)-B+TXV-X3.0 | 12.5 | 16 | 9 | Yes | Yes | 2013-03-14 |  | 1
TRUE | T4BE-036K | 1845 | 5285443 | AIRTEMP | VT4BE-036K | HP | Split System: Heat Pump with Remote Outdoor Unit-Air-Source | T4BE-036K |  | B6EMMX36K-B | 12.5 | 15 | 8.5 | Yes | Yes | 2013-03-14 |  | 1
FALSE | 25HCC524A*030 | 545 | 5465084 | AIRQUEST | HSH524HKA* | HP | Split System: Heat Pump with Remote Outdoor Unit-Air-Source | HP.038.001.0611.011 |  | FVM4X24**** | 12.5 | 15.5 | 9 | Yes | Yes | 2013-05-08 |  | 1
FALSE | 25HCC524A*030 | 545 | 5465234 | ARCOAIRE | HSH524HKA* | HP | Split System: Heat Pump with Remote Outdoor Unit-Air-Source | HP.038.001.0611.011 |  | FVM4X24**** | 12.5 | 15.5 | 9 | Yes | Yes | 2013-05-08 |  | 1
FALSE | 25HCC524A*030 | 545 | 5465384 | COMFORTMAKER | CSH524HKA* | HP | Split System: Heat Pump with Remote Outdoor Unit-Air-Source | HP.038.001.0611.011 |  | FVM4X24**** | 12.5 | 15.5 | 9 | Yes | Yes | 2013-05-08 |  | 1
FALSE | 25HCC524A*030 | 545 | 5465534 | DAY & NIGHT | CSH524HKA* | HP | Split System: Heat Pump with Remote Outdoor Unit-Air-Source | HP.038.001.0611.011 |  | FVM4X24**** | 12.5 | 15.5 | 9 | Yes | Yes | 2013-05-08 |  | 1
FALSE | 25HCC524A*030 | 545 | 5465684 | KEEPRITE | CSH524HKA* | HP | Split System: Heat Pump with Remote Outdoor Unit-Air-Source | HP.038.001.0611.011 |  | FVM4X24**** | 12.5 | 15.5 | 9 | Yes | Yes | 2013-05-08 |  | 1
TRUE | 286BNA024****D | 2982 | 5475597 | BRYANT HEATING AND COOLING SYSTEMS | 286BNA024****D | HP | Split System: Heat Pump with Remote Outdoor Unit-Air-Source | 286BNA024****D |  | FV4CNF002 | 13 | 17 | 9 | Yes | Yes | 2013-04-18 |  | 2
FALSE | 25HNB648C*031 | 2307 | 5475831 | CARRIER AIR CONDITIONING | 25HCB648A**31 | HP | Split System: Heat Pump with Remote Outdoor Unit-Air-Source | 25HCB648A**31 |  | FV4CN(B,F)005 | 12.5 | 16 | 9 | Yes | Yes | 2013-04-18 |  | 1
FALSE | 25HNB660C*031 | 2309 | 5476215 | CARRIER AIR CONDITIONING | 25HCB660A**32 | HP | Split System: Heat Pump with Remote Outdoor Unit-Air-Source | 25HCB660A**32 |  | FV4CNB006 | 12.5 | 16 | 9 | Yes | Yes | 2013-04-18 |  | 1
TRUE | 25HNB624A**31 | 3066 | 5476377 | CARRIER AIR CONDITIONING | 25HNB624A**31 | HP | Split System: Heat Pump with Remote Outdoor Unit-Air-Source | 25HNB624A**31 |  | FV4CNF002 | 13 | 17 | 9 | Yes | Yes | 2013-04-18 |  | 2
TRUE | 25HNB624C**31 | 3066 | 5476817 | CARRIER AIR CONDITIONING | 25HNB624C**31 | HP | Split System: Heat Pump with Remote Outdoor Unit-Air-Source | 25HNB624C**31 |  | FV4CNF002 | 13 | 17 | 9 | Yes | Yes | 2013-04-18 |  | 2
FALSE | 25HNB636A*031 | 3047 | 5477252 | CARRIER AIR CONDITIONING | 25HNB636A**31 | HP | Split System: Heat Pump with Remote Outdoor Unit-Air-Source | 25HNB636A**31 |  | FV4CNB006 | 13.3 | 17 | 9.5 | Yes | Yes | 2013-04-18 |  | 2
TRUE | 286BNC024****B | 2982 | 5477808 | BRYANT HEATING AND COOLING SYSTEMS | 286BNC024****B | HP | Split System: Heat Pump with Remote Outdoor Unit-Air-Source | 286BNC024****B |  | FV4CNF002 | 13 | 17 | 9 | Yes | Yes | 2013-04-18 |  | 2
FALSE | 25HNB636A*031 | 3047 | 5478231 | CARRIER AIR CONDITIONING | 25HNB636C**31 | HP | Split System: Heat Pump with Remote Outdoor Unit-Air-Source | 25HNB636C**31 |  | FV4CNB006 | 13.3 | 17 | 9.5 | Yes | Yes | 2013-04-18 |  | 2
FALSE | 25HNB648C*031 | 2307 | 5479354 | CARRIER AIR CONDITIONING | 25HNB648A**31 | HP | Split System: Heat Pump with Remote Outdoor Unit-Air-Source | 25HNB648A**31 |  | FV4CN(B,F)005 | 12.5 | 16 | 9 | Yes | Yes | 2013-04-18 |  | 1
FALSE | 25HNB648C*031 | 2307 | 5480224 | CARRIER AIR CONDITIONING | 25HNB648C**31 | HP | Split System: Heat Pump with Remote Outdoor Unit-Air-Source | 25HNB648C**31 |  | FV4CN(B,F)005 | 12.5 | 16 | 9 | Yes | Yes | 2013-04-18 |  | 1
FALSE | 25HNB936A*031 | 3003 | 5538697 | CARRIER AIR CONDITIONING | 25HNB936A**31 | HP | Split System: Heat Pump with Remote Outdoor Unit-Air-Source | 25HNB936A**31 |  | FE4ANB006+UI | 13.7 | 19 | 10 | Yes | Yes | 2013-04-18 |  | 3
TRUE | HCH924GKA2* | 3053 | 5539014 | HEIL | HCH924GKA2* | HP | Split System: Heat Pump with Remote Outdoor Unit-Air-Source | HCH924GKA2* |  | FCM4X36****+WALLCON | 13.5 | 18 | 10 | Yes | Yes | 2013-04-18 |  | 3
FALSE | 25HNB948A*031 | 3049 | 5539163 | CARRIER AIR CONDITIONING | 25HNB948A**31 | HP | Split System: Heat Pump with Remote Outdoor Unit-Air-Source | 25HNB948A**31 |  | FE4ANB006+UI | 13 | 17 | 9.5 | Yes | Yes | 2013-04-18 |  | 2
FALSE | 25HNB960A*031 | 3051 | 5539576 | CARRIER AIR CONDITIONING | 25HNB960A**31 | HP | Split System: Heat Pump with Remote Outdoor Unit-Air-Source | 25HNB960A**31 |  | FE4ANB006+UI | 12 | 16 | 9.5 | Yes | Yes | 2013-04-18 |  | 0
TRUE | HCH924GKA2* | 3053 | 5540454 | AIRQUEST | HCH924GKA2* | HP | Split System: Heat Pump with Remote Outdoor Unit-Air-Source | HCH924GKA2* |  | FCM4X36****+WALLCON | 13.5 | 18 | 10 | Yes | Yes | 2013-04-18 |  | 3
TRUE | HCH924GKA2* | 3053 | 5540754 | ARCOAIRE | HCH924GKA2* | HP | Split System: Heat Pump with Remote Outdoor Unit-Air-Source | HCH924GKA2* |  | FCM4X36****+WALLCON | 13.5 | 18 | 10 | Yes | Yes | 2013-04-18 |  | 3
TRUE | HCH924GKA2* | 3053 | 5541054 | COMFORTMAKER | CCH924GKA2* | HP | Split System: Heat Pump with Remote Outdoor Unit-Air-Source | HCH924GKA2* |  | FCM4X36****+WALLCON | 13.5 | 18 | 10 | Yes | Yes | 2013-04-18 |  | 3
TRUE | HCH924GKA2* | 3053 | 5541354 | DAY & NIGHT | CCH924GKA2* | HP | Split System: Heat Pump with Remote Outdoor Unit-Air-Source | HCH924GKA2* |  | FCM4X36****+WALLCON | 13.5 | 18 | 10 | Yes | Yes | 2013-04-18 |  | 3
TRUE | HCH924GKA2* | 3053 | 5541654 | KEEPRITE | CCH924GKA2* | HP | Split System: Heat Pump with Remote Outdoor Unit-Air-Source | HCH924GKA2* |  | FCM4X36****+WALLCON | 13.5 | 18 | 10 | Yes | Yes | 2013-04-18 |  | 3
TRUE | HCH924GKA2* | 3053 | 5541954 | KENMORE | (C,H,T)CH924GKA2* | HP | Split System: Heat Pump with Remote Outdoor Unit-Air-Source | HCH924GKA2* |  | FCM4X36****+WALLCON | 13.5 | 18 | 10 | Yes | Yes | 2013-04-18 |  | 3
TRUE | HCH924GKA2* | 3053 | 5542254 | TEMPSTAR | TCH924GKA2* | HP | Split System: Heat Pump with Remote Outdoor Unit-Air-Source | HCH924GKA2* |  | FCM4X36****+WALLCON | 13.5 | 18 | 10 | Yes | Yes | 2013-04-18 |  | 3
FALSE | 25HNB936A*031 | 3003 | 5542554 | AIRQUEST | HCH936GKA2* | HP | Split System: Heat Pump with Remote Outdoor Unit-Air-Source | HP.108.001.0102.002 |  | FE4ANB006+UI | 13.7 | 19 | 10 | Yes | Yes | 2013-04-18 |  | 3
FALSE | 25HNB936A*031 | 3003 | 5542989 | ARCOAIRE | HCH936GKA2* | HP | Split System: Heat Pump with Remote Outdoor Unit-Air-Source | HP.108.001.0102.002 |  | FE4ANB006+UI | 13.7 | 19 | 10 | Yes | Yes | 2013-04-18 |  | 3
FALSE | 25HNB936A*031 | 3003 | 5543424 | COMFORTMAKER | CCH936GKA2* | HP | Split System: Heat Pump with Remote Outdoor Unit-Air-Source | HP.108.001.0102.002 |  | FE4ANB006+UI | 13.7 | 19 | 10 | Yes | Yes | 2013-04-18 |  | 3
FALSE | 25HNB936A*031 | 3003 | 5543859 | DAY & NIGHT | CCH936GKA2* | HP | Split System: Heat Pump with Remote Outdoor Unit-Air-Source | HP.108.001.0102.002 |  | FE4ANB006+UI | 13.7 | 19 | 10 | Yes | Yes | 2013-04-18 |  | 3
FALSE | 25HNB936A*031 | 3003 | 5544294 | KEEPRITE | CCH936GKA2* | HP | Split System: Heat Pump with Remote Outdoor Unit-Air-Source | HP.108.001.0102.002 |  | FE4ANB006+UI | 13.7 | 19 | 10 | Yes | Yes | 2013-04-18 |  | 3
FALSE | 25HNB936A*031 | 3003 | 5544742 | KENMORE | (C,H,T)CH936GKA2* | HP | Split System: Heat Pump with Remote Outdoor Unit-Air-Source | HP.108.001.0102.002 |  | FE4ANB006+UI | 13.7 | 19 | 10 | Yes | Yes | 2013-04-18 |  | 3
FALSE | 25HNB936A*031 | 3003 | 5545264 | TEMPSTAR | TCH936GKA2* | HP | Split System: Heat Pump with Remote Outdoor Unit-Air-Source | HP.108.001.0102.002 |  | FE4ANB006+UI | 13.7 | 19 | 10 | Yes | Yes | 2013-04-18 |  | 3
FALSE | 25HNB948A*031 | 3049 | 5545775 | AIRQUEST | HCH948GKA2* | HP | Split System: Heat Pump with Remote Outdoor Unit-Air-Source | HP.109.001.0102.002 |  | FE4ANB006+UI | 13 | 17 | 9.5 | Yes | Yes | 2013-04-18 |  | 2
FALSE | 25HNB948A*031 | 3049 | 5546059 | ARCOAIRE | HCH948GKA2* | HP | Split System: Heat Pump with Remote Outdoor Unit-Air-Source | HP.109.001.0102.002 |  | FE4ANB006+UI | 13 | 17 | 9.5 | Yes | Yes | 2013-04-18 |  | 2
FALSE | 25HNB948A*031 | 3049 | 5546348 | COMFORTMAKER | CCH948GKA2* | HP | Split System: Heat Pump with Remote Outdoor Unit-Air-Source | HP.109.001.0102.002 |  | FE4ANB006+UI | 13 | 17 | 9.5 | Yes | Yes | 2013-04-18 |  | 2
FALSE | 25HNB948A*031 | 3049 | 5546610 | DAY & NIGHT | CCH948GKA2* | HP | Split System: Heat Pump with Remote Outdoor Unit-Air-Source | HP.109.001.0102.002 |  | FE4ANB006+UI | 13 | 17 | 9.5 | Yes | Yes | 2013-04-18 |  | 2
FALSE | 25HNB948A*031 | 3049 | 5546857 | KEEPRITE | CCH948GKA2* | HP | Split System: Heat Pump with Remote Outdoor Unit-Air-Source | HP.109.001.0102.002 |  | FE4ANB006+UI | 13 | 17 | 9.5 | Yes | Yes | 2013-04-18 |  | 2
FALSE | 25HNB948A*031 | 3049 | 5547104 | KENMORE | (C,H,T)CH948GKA2* | HP | Split System: Heat Pump with Remote Outdoor Unit-Air-Source | HP.109.001.0102.002 |  | FE4ANB006+UI | 13 | 17 | 9.5 | Yes | Yes | 2013-04-18 |  | 2
FALSE | 25HNB948A*031 | 3049 | 5547351 | TEMPSTAR | TCH948GKA2* | HP | Split System: Heat Pump with Remote Outdoor Unit-Air-Source | HP.109.001.0102.002 |  | FE4ANB006+UI | 13 | 17 | 9.5 | Yes | Yes | 2013-04-18 |  | 2
FALSE | 25HNB960A*031 | 3051 | 5547598 | AIRQUEST | HCH960GKA2* | HP | Split System: Heat Pump with Remote Outdoor Unit-Air-Source | HP.112.001.0211.011 |  | FE4ANB006+UI | 12 | 16 | 9.5 | Yes | Yes | 2013-04-18 |  | 0
FALSE | 25HNB960A*031 | 3051 | 5547691 | ARCOAIRE | HCH960GKA2* | HP | Split System: Heat Pump with Remote Outdoor Unit-Air-Source | HP.112.001.0211.011 |  | FE4ANB006+UI | 12 | 16 | 9.5 | Yes | Yes | 2013-04-18 |  | 0
FALSE | 25HNB960A*031 | 3051 | 5547784 | COMFORTMAKER | CCH960GKA2* | HP | Split System: Heat Pump with Remote Outdoor Unit-Air-Source | HP.112.001.0211.011 |  | FE4ANB006+UI | 12 | 16 | 9.5 | Yes | Yes | 2013-04-18 |  | 0
FALSE | 25HNB960A*031 | 3051 | 5547877 | DAY & NIGHT | CCH960GKA2* | HP | Split System: Heat Pump with Remote Outdoor Unit-Air-Source | HP.112.001.0211.011 |  | FE4ANB006+UI | 12 | 16 | 9.5 | Yes | Yes | 2013-04-18 |  | 0
FALSE | 25HNB960A*031 | 3051 | 5547970 | KEEPRITE | CCH960GKA2* | HP | Split System: Heat Pump with Remote Outdoor Unit-Air-Source | HP.112.001.0211.011 |  | FE4ANB006+UI | 12 | 16 | 9.5 | Yes | Yes | 2013-04-18 |  | 0
FALSE | 25HNB960A*031 | 3051 | 5548063 | TEMPSTAR | TCH960GKA2* | HP | Split System: Heat Pump with Remote Outdoor Unit-Air-Source | HP.112.001.0211.011 |  | FE4ANB006+UI | 12 | 16 | 9.5 | Yes | Yes | 2013-04-18 |  | 0
TRUE | T4BG-024K | 1834 | 5596992 | FRIGIDAIRE | FT4BG-024K | HP | Split System: Heat Pump with Remote Outdoor Unit-Air-Source | T4BG-024K |  | B6VMAX24K-B | 13.9 | 19 | 10 | Yes | Yes | 2012-12-21 |  | 3
FALSE | T4BG-024K | 1834 | 5596994 | FRIGIDAIRE | FT4BG-024K | HP | Split System: Heat Pump with Remote Outdoor Unit-Air-Source | T4BG-024K |  | C6B(A,H)-X26(C,U)-B | 13.9 | 19 | 10 | Yes | Yes | 2012-12-21 |  | 3
FALSE | T4BG-024K | 1834 | 5597100 | TAPPAN | FT4BG-024K | HP | Split System: Heat Pump with Remote Outdoor Unit-Air-Source | T4BG-024K |  | C6B(A,H)-F42(C,U)-B+TXV-X2.0 | 13.5 | 19 | 10 | Yes | Yes | 2012-12-21 |  | 3
FALSE | T4BG-036K | 1831 | 5597101 | TAPPAN | FT4BG-036K | HP | Split System: Heat Pump with Remote Outdoor Unit-Air-Source | T4BG-036K |  | C6B(A,H)-X36(C,U)-B | 12 | 18 | 10 | Yes | Yes | 2012-12-21 |  | 0
FALSE | T4BG-036K | 1831 | 5597104 | TAPPAN | FT4BG-036K | HP | Split System: Heat Pump with Remote Outdoor Unit-Air-Source | T4BG-036K |  | C6B(A,H)-X36(C,U)-B | 12 | 18 | 10 | Yes | Yes | 2012-12-21 |  | 0
FALSE | T4BG-036K | 1831 | 5597106 | TAPPAN | FT4BG-036K | HP | Split System: Heat Pump with Remote Outdoor Unit-Air-Source | T4BG-036K |  | C6B(A,H)-X36(C,U)-B | 12 | 18 | 10 | Yes | Yes | 2012-12-21 |  | 0
FALSE | T4BG-036K | 1831 | 5597107 | TAPPAN | FT4BG-036K | HP | Split System: Heat Pump with Remote Outdoor Unit-Air-Source | T4BG-036K |  | C6B(A,H)-F42(C,U)-B+TXV-X3.0 | 12 | 18 | 10 | Yes | Yes | 2012-12-21 |  | 0
FALSE | T4BG-036K | 1831 | 5597109 | TAPPAN | FT4BG-036K | HP | Split System: Heat Pump with Remote Outdoor Unit-Air-Source | T4BG-036K |  | C6B(A,H)-F42(C,U)-B+TXV-X3.0 | 12 | 18 | 10 | Yes | Yes | 2012-12-21 |  | 0
FALSE | T4BG-036K | 1831 | 5597112 | TAPPAN | FT4BG-036K | HP | Split System: Heat Pump with Remote Outdoor Unit-Air-Source | T4BG-036K |  | C6B(A,H)-F42(C,U)-B+TXV-X3.0 | 12 | 18 | 10 | Yes | Yes | 2012-12-21 |  | 0
FALSE | T4BG-036K | 1831 | 5597113 | TAPPAN | FT4BG-036K | HP | Split System: Heat Pump with Remote Outdoor Unit-Air-Source | T4BG-036K |  | C6B(A,H)-X36(C,U)-C | 12.5 | 18.5 | 10 | Yes | Yes | 2012-12-21 |  | 1
FALSE | T4BG-036K | 1831 | 5597115 | TAPPAN | FT4BG-036K | HP | Split System: Heat Pump with Remote Outdoor Unit-Air-Source | T4BG-036K |  | C6B(A,H)-X36(C,U)-C | 12.5 | 18.5 | 10 | Yes | Yes | 2012-12-21 |  | 1
FALSE | T4BG-036K | 1831 | 5597116 | TAPPAN | FT4BG-036K | HP | Split System: Heat Pump with Remote Outdoor Unit-Air-Source | T4BG-036K |  | C6B(A,H)-X36(C,U)-C | 12.5 | 18.5 | 10 | Yes | Yes | 2012-12-21 |  | 1
FALSE | T4BG-036K | 1831 | 5597117 | TAPPAN | FT4BG-036K | HP | Split System: Heat Pump with Remote Outdoor Unit-Air-Source | T4BG-036K |  | C6B(A,H)-F48(C,U)-C+TXV-X3.0 | 12.5 | 18.5 | 10 | Yes | Yes | 2012-12-21 |  | 1
FALSE | T4BG-036K | 1831 | 5597118 | TAPPAN | FT4BG-036K | HP | Split System: Heat Pump with Remote Outdoor Unit-Air-Source | T4BG-036K |  | C6B(A,H)-F48(C,U)-C+TXV-X3.0 | 12.5 | 18.5 | 10 | Yes | Yes | 2012-12-21 |  | 1
FALSE | T4BG-036K | 1831 | 5597119 | TAPPAN | FT4BG-036K | HP | Split System: Heat Pump with Remote Outdoor Unit-Air-Source | T4BG-036K |  | C6B(A,H)-F48(C,U)-C+TXV-X3.0 | 12.5 | 18.5 | 10 | Yes | Yes | 2012-12-21 |  | 1
FALSE | T4BG-048K | 1832 | 5597120 | TAPPAN | FT4BG-048K | HP | Split System: Heat Pump with Remote Outdoor Unit-Air-Source | T4BG-048K |  | C6B(A,H)-X48(C,U)-C | 12.3 | 18 | 9 | Yes | Yes | 2012-12-21 |  | 0
FALSE | T4BG-048K | 1832 | 5597122 | TAPPAN | FT4BG-048K | HP | Split System: Heat Pump with Remote Outdoor Unit-Air-Source | T4BG-048K |  | C6B(A,H)-X48(C,U)-C | 12.3 | 18 | 9 | Yes | Yes | 2012-12-21 |  | 0
FALSE | T4BG-048K | 1832 | 5597124 | TAPPAN | FT4BG-048K | HP | Split System: Heat Pump with Remote Outdoor Unit-Air-Source | T4BG-048K |  | C6B(A,H)-X48(C,U)-C | 12.3 | 18 | 9 | Yes | Yes | 2012-12-21 |  | 0
FALSE | T4BG-048K | 1832 | 5597125 | TAPPAN | FT4BG-048K | HP | Split System: Heat Pump with Remote Outdoor Unit-Air-Source | T4BG-048K |  | C6B(A,H)-F60(C,U)-C+TXV-X4.0 | 12.3 | 18 | 9 | Yes | Yes | 2012-12-21 |  | 0
FALSE | T4BG-048K | 1832 | 5597127 | TAPPAN | FT4BG-048K | HP | Split System: Heat Pump with Remote Outdoor Unit-Air-Source | T4BG-048K |  | C6B(A,H)-F60(C,U)-C+TXV-X4.0 | 12.3 | 18 | 9 | Yes | Yes | 2012-12-21 |  | 0
FALSE | T4BG-048K | 1832 | 5597128 | TAPPAN | FT4BG-048K | HP | Split System: Heat Pump with Remote Outdoor Unit-Air-Source | T4BG-048K |  | C6B(A,H)-F60(C,U)-C+TXV-X4.0 | 12.3 | 18 | 9 | Yes | Yes | 2012-12-21 |  | 0
FALSE | T4BG-036K | 1831 | 5597036 | FRIGIDAIRE | FT4BG-036K | HP | Split System: Heat Pump with Remote Outdoor Unit-Air-Source | T4BG-036K |  | C6B(A,H)-X36(C,U)-C | 12.5 | 18.5 | 10 | Yes | Yes | 2012-12-21 |  | 1
FALSE | T4BG-036K | 1831 | 5597037 | FRIGIDAIRE | FT4BG-036K | HP | Split System: Heat Pump with Remote Outdoor Unit-Air-Source | T4BG-036K |  | C6B(A,H)-X36(C,U)-C | 12.5 | 18.5 | 10 | Yes | Yes | 2012-12-21 |  | 1
FALSE | T4BG-036K | 1831 | 5597039 | FRIGIDAIRE | FT4BG-036K | HP | Split System: Heat Pump with Remote Outdoor Unit-Air-Source | T4BG-036K |  | C6B(A,H)-X36(C,U)-C | 12.5 | 18.5 | 10 | Yes | Yes | 2012-12-21 |  | 1
FALSE | T4BG-036K | 1831 | 5597041 | FRIGIDAIRE | FT4BG-036K | HP | Split System: Heat Pump with Remote Outdoor Unit-Air-Source | T4BG-036K |  | C6B(A,H)-F48(C,U)-C+TXV-X3.0 | 12.5 | 18.5 | 10 | Yes | Yes | 2012-12-21 |  | 1
FALSE | T4BG-036K | 1831 | 5597043 | FRIGIDAIRE | FT4BG-036K | HP | Split System: Heat Pump with Remote Outdoor Unit-Air-Source | T4BG-036K |  | C6B(A,H)-F48(C,U)-C+TXV-X3.0 | 12.5 | 18.5 | 10 | Yes | Yes | 2012-12-21 |  | 1
FALSE | T4BG-036K | 1831 | 5597045 | FRIGIDAIRE | FT4BG-036K | HP | Split System: Heat Pump with Remote Outdoor Unit-Air-Source | T4BG-036K |  | C6B(A,H)-F48(C,U)-C+TXV-X3.0 | 12.5 | 18.5 | 10 | Yes | Yes | 2012-12-21 |  | 1
FALSE | T4BG-048K | 1832 | 5597047 | FRIGIDAIRE | FT4BG-048K | HP | Split System: Heat Pump with Remote Outdoor Unit-Air-Source | T4BG-048K |  | C6B(A,H)-X48(C,U)-C | 12.3 | 18 | 9 | Yes | Yes | 2012-12-21 |  | 0
FALSE | T4BG-048K | 1832 | 5597048 | FRIGIDAIRE | FT4BG-048K | HP | Split System: Heat Pump with Remote Outdoor Unit-Air-Source | T4BG-048K |  | C6B(A,H)-X48(C,U)-C | 12.3 | 18 | 9 | Yes | Yes | 2012-12-21 |  | 0
FALSE | T4BG-048K | 1832 | 5597049 | FRIGIDAIRE | FT4BG-048K | HP | Split System: Heat Pump with Remote Outdoor Unit-Air-Source | T4BG-048K |  | C6B(A,H)-X48(C,U)-C | 12.3 | 18 | 9 | Yes | Yes | 2012-12-21 |  | 0
FALSE | T4BG-048K | 1832 | 5597050 | FRIGIDAIRE | FT4BG-048K | HP | Split System: Heat Pump with Remote Outdoor Unit-Air-Source | T4BG-048K |  | C6B(A,H)-F60(C,U)-C+TXV-X4.0 | 12.3 | 18 | 9 | Yes | Yes | 2012-12-21 |  | 0
FALSE | T4BG-048K | 1832 | 5597051 | FRIGIDAIRE | FT4BG-048K | HP | Split System: Heat Pump with Remote Outdoor Unit-Air-Source | T4BG-048K |  | C6B(A,H)-F60(C,U)-C+TXV-X4.0 | 12.3 | 18 | 9 | Yes | Yes | 2012-12-21 |  | 0
FALSE | T4BG-048K | 1832 | 5597052 | FRIGIDAIRE | FT4BG-048K | HP | Split System: Heat Pump with Remote Outdoor Unit-Air-Source | T4BG-048K |  | C6B(A,H)-F60(C,U)-C+TXV-X4.0 | 12.3 | 18 | 9 | Yes | Yes | 2012-12-21 |  | 0
TRUE | T4BG-024K | 1834 | 5597070 | TAPPAN | FT4BG-024K | HP | Split System: Heat Pump with Remote Outdoor Unit-Air-Source | T4BG-024K |  | B6VMAX24K-B | 13.9 | 19 | 10 | Yes | Yes | 2012-12-21 |  | 3
FALSE | T4BG-024K | 1834 | 5597072 | TAPPAN | FT4BG-024K | HP | Split System: Heat Pump with Remote Outdoor Unit-Air-Source | T4BG-024K |  | C6B(A,H)-X26(C,U)-B | 13.9 | 19 | 10 | Yes | Yes | 2012-12-21 |  | 3
FALSE | T4BG-024K | 1834 | 5597073 | TAPPAN | FT4BG-024K | HP | Split System: Heat Pump with Remote Outdoor Unit-Air-Source | T4BG-024K |  | C6B(A,H)-F42(C,U)-B+TXV-X2.0 | 13.9 | 19 | 10 | Yes | Yes | 2012-12-21 |  | 3
TRUE | T4BG-036K | 1831 | 5597075 | TAPPAN | FT4BG-036K | HP | Split System: Heat Pump with Remote Outdoor Unit-Air-Source | T4BG-036K |  | B6VMAX36K-B | 12.6 | 19 | 10 | Yes | Yes | 2012-12-21 |  | 1
FALSE | T4BG-036K | 1831 | 5597077 | TAPPAN | FT4BG-036K | HP | Split System: Heat Pump with Remote Outdoor Unit-Air-Source | T4BG-036K |  | C6B(A,H)-X36(C,U)-B | 12.6 | 19 | 10 | Yes | Yes | 2012-12-21 |  | 1
FALSE | T4BG-036K | 1831 | 5597079 | TAPPAN | FT4BG-036K | HP | Split System: Heat Pump with Remote Outdoor Unit-Air-Source | T4BG-036K |  | C6B(A,H)-F42(C,U)-B+TXV-X3.0 | 12.6 | 19 | 10 | Yes | Yes | 2012-12-21 |  | 1
TRUE | T4BG-048K | 1832 | 5597081 | TAPPAN | FT4BG-048K | HP | Split System: Heat Pump with Remote Outdoor Unit-Air-Source | T4BG-048K |  | B6VMAX48K-C | 12.5 | 18 | 9.4 | Yes | Yes | 2012-12-21 |  | 1
FALSE | T4BG-048K | 1832 | 5597082 | TAPPAN | FT4BG-048K | HP | Split System: Heat Pump with Remote Outdoor Unit-Air-Source | T4BG-048K |  | C6B(A,H)-X48(C,U)-C | 12.5 | 18 | 9.4 | Yes | Yes | 2012-12-21 |  | 1
FALSE | T4BG-048K | 1832 | 5597084 | TAPPAN | FT4BG-048K | HP | Split System: Heat Pump with Remote Outdoor Unit-Air-Source | T4BG-048K |  | C6B(A,H)-F60(C,U)-C+TXV-X4.0 | 12.5 | 18 | 9.4 | Yes | Yes | 2012-12-21 |  | 1
FALSE | T4BG-024K | 1834 | 5597090 | TAPPAN | FT4BG-024K | HP | Split System: Heat Pump with Remote Outdoor Unit-Air-Source | T4BG-024K |  | C6B(A,H)-X26(C,U)-B | 13.5 | 19 | 10 | Yes | Yes | 2012-12-21 |  | 3
FALSE | T4BG-024K | 1834 | 5597093 | TAPPAN | FT4BG-024K | HP | Split System: Heat Pump with Remote Outdoor Unit-Air-Source | T4BG-024K |  | C6B(A,H)-X26(C,U)-B | 13.5 | 19 | 10 | Yes | Yes | 2012-12-21 |  | 3
FALSE | T4BG-024K | 1834 | 5597095 | TAPPAN | FT4BG-024K | HP | Split System: Heat Pump with Remote Outdoor Unit-Air-Source | T4BG-024K |  | C6B(A,H)-X26(C,U)-B | 13.5 | 19 | 10 | Yes | Yes | 2012-12-21 |  | 3
FALSE | T4BG-024K | 1834 | 5597096 | TAPPAN | FT4BG-024K | HP | Split System: Heat Pump with Remote Outdoor Unit-Air-Source | T4BG-024K |  | C6B(A,H)-F42(C,U)-B+TXV-X2.0 | 13.5 | 19 | 10 | Yes | Yes | 2012-12-21 |  | 3
FALSE | T4BG-024K | 1834 | 5597098 | TAPPAN | FT4BG-024K | HP | Split System: Heat Pump with Remote Outdoor Unit-Air-Source | T4BG-024K |  | C6B(A,H)-F42(C,U)-B+TXV-X2.0 | 13.5 | 19 | 10 | Yes | Yes | 2012-12-21 |  | 3
TRUE | T4BG-024K | 1834 | 5597147 | WESTINGHOUSE | FT4BG-024K | HP | Split System: Heat Pump with Remote Outdoor Unit-Air-Source | T4BG-024K |  | B6VMAX24K-B | 13.9 | 19 | 10 | Yes | Yes | 2012-12-21 |  | 3
FALSE | T4BG-024K | 1834 | 5597148 | WESTINGHOUSE | FT4BG-024K | HP | Split System: Heat Pump with Remote Outdoor Unit-Air-Source | T4BG-024K |  | C6B(A,H)-X26(C,U)-B | 13.9 | 19 | 10 | Yes | Yes | 2012-12-21 |  | 3
FALSE | T4BG-024K | 1834 | 5597149 | WESTINGHOUSE | FT4BG-024K | HP | Split System: Heat Pump with Remote Outdoor Unit-Air-Source | T4BG-024K |  | C6B(A,H)-F42(C,U)-B+TXV-X2.0 | 13.9 | 19 | 10 | Yes | Yes | 2012-12-21 |  | 3
TRUE | T4BG-036K | 1831 | 5597150 | WESTINGHOUSE | FT4BG-036K | HP | Split System: Heat Pump with Remote Outdoor Unit-Air-Source | T4BG-036K |  | B6VMAX36K-B | 12.6 | 19 | 10 | Yes | Yes | 2012-12-21 |  | 1
FALSE | T4BG-036K | 1831 | 5597152 | WESTINGHOUSE | FT4BG-036K | HP | Split System: Heat Pump with Remote Outdoor Unit-Air-Source | T4BG-036K |  | C6B(A,H)-X36(C,U)-B | 12.6 | 19 | 10 | Yes | Yes | 2012-12-21 |  | 1
FALSE | T4BG-036K | 1831 | 5597154 | WESTINGHOUSE | FT4BG-036K | HP | Split System: Heat Pump with Remote Outdoor Unit-Air-Source | T4BG-036K |  | C6B(A,H)-F42(C,U)-B+TXV-X3.0 | 12.6 | 19 | 10 | Yes | Yes | 2012-12-21 |  | 1
TRUE | T4BG-048K | 1832 | 5597155 | WESTINGHOUSE | FT4BG-048K | HP | Split System: Heat Pump with Remote Outdoor Unit-Air-Source | T4BG-048K |  | B6VMAX48K-C | 12.5 | 18 | 9.4 | Yes | Yes | 2012-12-21 |  | 1
FALSE | T4BG-048K | 1832 | 5597156 | WESTINGHOUSE | FT4BG-048K | HP | Split System: Heat Pump with Remote Outdoor Unit-Air-Source | T4BG-048K |  | C6B(A,H)-X48(C,U)-C | 12.5 | 18 | 9.4 | Yes | Yes | 2012-12-21 |  | 1
FALSE | T4BG-048K | 1832 | 5597157 | WESTINGHOUSE | FT4BG-048K | HP | Split System: Heat Pump with Remote Outdoor Unit-Air-Source | T4BG-048K |  | C6B(A,H)-F60(C,U)-C+TXV-X4.0 | 12.5 | 18 | 9.4 | Yes | Yes | 2012-12-21 |  | 1
FALSE | T4BG-024K | 1834 | 5597164 | WESTINGHOUSE | FT4BG-024K | HP | Split System: Heat Pump with Remote Outdoor Unit-Air-Source | T4BG-024K |  | C6B(A,H)-X26(C,U)-B | 13.5 | 19 | 10 | Yes | Yes | 2012-12-21 |  | 3
FALSE | T4BG-024K | 1834 | 5597166 | WESTINGHOUSE | FT4BG-024K | HP | Split System: Heat Pump with Remote Outdoor Unit-Air-Source | T4BG-024K |  | C6B(A,H)-X26(C,U)-B | 13.5 | 19 | 10 | Yes | Yes | 2012-12-21 |  | 3
FALSE | T4BG-024K | 1834 | 5597167 | WESTINGHOUSE | FT4BG-024K | HP | Split System: Heat Pump with Remote Outdoor Unit-Air-Source | T4BG-024K |  | C6B(A,H)-X26(C,U)-B | 13.5 | 19 | 10 | Yes | Yes | 2012-12-21 |  | 3
FALSE | T4BG-024K | 1834 | 5597168 | WESTINGHOUSE | FT4BG-024K | HP | Split System: Heat Pump with Remote Outdoor Unit-Air-Source | T4BG-024K |  | C6B(A,H)-F42(C,U)-B+TXV-X2.0 | 13.5 | 19 | 10 | Yes | Yes | 2012-12-21 |  | 3
FALSE | T4BG-024K | 1834 | 5597169 | WESTINGHOUSE | FT4BG-024K | HP | Split System: Heat Pump with Remote Outdoor Unit-Air-Source | T4BG-024K |  | C6B(A,H)-F42(C,U)-B+TXV-X2.0 | 13.5 | 19 | 10 | Yes | Yes | 2012-12-21 |  | 3
FALSE | T4BG-024K | 1834 | 5597170 | WESTINGHOUSE | FT4BG-024K | HP | Split System: Heat Pump with Remote Outdoor Unit-Air-Source | T4BG-024K |  | C6B(A,H)-F42(C,U)-B+TXV-X2.0 | 13.5 | 19 | 10 | Yes | Yes | 2012-12-21 |  | 3
FALSE | T4BG-036K | 1831 | 5597172 | WESTINGHOUSE | FT4BG-036K | HP | Split System: Heat Pump with Remote Outdoor Unit-Air-Source | T4BG-036K |  | C6B(A,H)-X36(C,U)-B | 12 | 18 | 10 | Yes | Yes | 2012-12-21 |  | 0
FALSE | T4BG-036K | 1831 | 5597174 | WESTINGHOUSE | FT4BG-036K | HP | Split System: Heat Pump with Remote Outdoor Unit-Air-Source | T4BG-036K |  | C6B(A,H)-X36(C,U)-B | 12 | 18 | 10 | Yes | Yes | 2012-12-21 |  | 0
FALSE | T4BG-036K | 1831 | 5597175 | WESTINGHOUSE | FT4BG-036K | HP | Split System: Heat Pump with Remote Outdoor Unit-Air-Source | T4BG-036K |  | C6B(A,H)-X36(C,U)-B | 12 | 18 | 10 | Yes | Yes | 2012-12-21 |  | 0
FALSE | T4BG-036K | 1831 | 5597177 | WESTINGHOUSE | FT4BG-036K | HP | Split System: Heat Pump with Remote Outdoor Unit-Air-Source | T4BG-036K |  | C6B(A,H)-F42(C,U)-B+TXV-X3.0 | 12 | 18 | 10 | Yes | Yes | 2012-12-21 |  | 0
FALSE | T4BG-036K | 1831 | 5597179 | WESTINGHOUSE | FT4BG-036K | HP | Split System: Heat Pump with Remote Outdoor Unit-Air-Source | T4BG-036K |  | C6B(A,H)-F42(C,U)-B+TXV-X3.0 | 12 | 18 | 10 | Yes | Yes | 2012-12-21 |  | 0
FALSE | T4BG-036K | 1831 | 5597181 | WESTINGHOUSE | FT4BG-036K | HP | Split System: Heat Pump with Remote Outdoor Unit-Air-Source | T4BG-036K |  | C6B(A,H)-F42(C,U)-B+TXV-X3.0 | 12 | 18 | 10 | Yes | Yes | 2012-12-21 |  | 0
FALSE | T4BG-036K | 1831 | 5597183 | WESTINGHOUSE | FT4BG-036K | HP | Split System: Heat Pump with Remote Outdoor Unit-Air-Source | T4BG-036K |  | C6B(A,H)-X36(C,U)-C | 12.5 | 18.5 | 10 | Yes | Yes | 2012-12-21 |  | 1
FALSE | T4BG-036K | 1831 | 5597185 | WESTINGHOUSE | FT4BG-036K | HP | Split System: Heat Pump with Remote Outdoor Unit-Air-Source | T4BG-036K |  | C6B(A,H)-X36(C,U)-C | 12.5 | 18.5 | 10 | Yes | Yes | 2012-12-21 |  | 1
FALSE | T4BG-036K | 1831 | 5597186 | WESTINGHOUSE | FT4BG-036K | HP | Split System: Heat Pump with Remote Outdoor Unit-Air-Source | T4BG-036K |  | C6B(A,H)-X36(C,U)-C | 12.5 | 18.5 | 10 | Yes | Yes | 2012-12-21 |  | 1
FALSE | T4BG-036K | 1831 | 5597187 | WESTINGHOUSE | FT4BG-036K | HP | Split System: Heat Pump with Remote Outdoor Unit-Air-Source | T4BG-036K |  | C6B(A,H)-F48(C,U)-C+TXV-X3.0 | 12.5 | 18.5 | 10 | Yes | Yes | 2012-12-21 |  | 1
FALSE | T4BG-036K | 1831 | 5597188 | WESTINGHOUSE | FT4BG-036K | HP | Split System: Heat Pump with Remote Outdoor Unit-Air-Source | T4BG-036K |  | C6B(A,H)-F48(C,U)-C+TXV-X3.0 | 12.5 | 18.5 | 10 | Yes | Yes | 2012-12-21 |  | 1
FALSE | T4BG-036K | 1831 | 5597190 | WESTINGHOUSE | FT4BG-036K | HP | Split System: Heat Pump with Remote Outdoor Unit-Air-Source | T4BG-036K |  | C6B(A,H)-F48(C,U)-C+TXV-X3.0 | 12.5 | 18.5 | 10 | Yes | Yes | 2012-12-21 |  | 1
FALSE | T4BG-048K | 1832 | 5597312 | BROAN | FT4BG-048K | HP | Split System: Heat Pump with Remote Outdoor Unit-Air-Source | T4BG-048K |  | C6B(A,H)-F60(C,U)-C+TXV-X4.0 | 12.5 | 18 | 9.4 | Yes | Yes | 2012-12-21 |  | 1
FALSE | T4BG-024K | 1834 | 5597317 | BROAN | FT4BG-024K | HP | Split System: Heat Pump with Remote Outdoor Unit-Air-Source | T4BG-024K |  | C6B(A,H)-X26(C,U)-B | 13.5 | 19 | 10 | Yes | Yes | 2012-12-21 |  | 3
FALSE | T4BG-024K | 1834 | 5597319 | BROAN | FT4BG-024K | HP | Split System: Heat Pump with Remote Outdoor Unit-Air-Source | T4BG-024K |  | C6B(A,H)-X26(C,U)-B | 13.5 | 19 | 10 | Yes | Yes | 2012-12-21 |  | 3
FALSE | T4BG-024K | 1834 | 5597321 | BROAN | FT4BG-024K | HP | Split System: Heat Pump with Remote Outdoor Unit-Air-Source | T4BG-024K |  | C6B(A,H)-X26(C,U)-B | 13.5 | 19 | 10 | Yes | Yes | 2012-12-21 |  | 3
FALSE | T4BG-024K | 1834 | 5597322 | BROAN | FT4BG-024K | HP | Split System: Heat Pump with Remote Outdoor Unit-Air-Source | T4BG-024K |  | C6B(A,H)-F42(C,U)-B+TXV-X2.0 | 13.5 | 19 | 10 | Yes | Yes | 2012-12-21 |  | 3
FALSE | T4BG-024K | 1834 | 5597323 | BROAN | FT4BG-024K | HP | Split System: Heat Pump with Remote Outdoor Unit-Air-Source | T4BG-024K |  | C6B(A,H)-F42(C,U)-B+TXV-X2.0 | 13.5 | 19 | 10 | Yes | Yes | 2012-12-21 |  | 3
FALSE | T4BG-024K | 1834 | 5597325 | BROAN | FT4BG-024K | HP | Split System: Heat Pump with Remote Outdoor Unit-Air-Source | T4BG-024K |  | C6B(A,H)-F42(C,U)-B+TXV-X2.0 | 13.5 | 19 | 10 | Yes | Yes | 2012-12-21 |  | 3
FALSE | T4BG-036K | 1831 | 5597326 | BROAN | FT4BG-036K | HP | Split System: Heat Pump with Remote Outdoor Unit-Air-Source | T4BG-036K |  | C6B(A,H)-X36(C,U)-B | 12 | 18 | 10 | Yes | Yes | 2012-12-21 |  | 0
FALSE | T4BG-036K | 1831 | 5597328 | BROAN | FT4BG-036K | HP | Split System: Heat Pump with Remote Outdoor Unit-Air-Source | T4BG-036K |  | C6B(A,H)-X36(C,U)-B | 12 | 18 | 10 | Yes | Yes | 2012-12-21 |  | 0
FALSE | T4BG-036K | 1831 | 5597330 | BROAN | FT4BG-036K | HP | Split System: Heat Pump with Remote Outdoor Unit-Air-Source | T4BG-036K |  | C6B(A,H)-X36(C,U)-B | 12 | 18 | 10 | Yes | Yes | 2012-12-21 |  | 0
FALSE | T4BG-036K | 1831 | 5597331 | BROAN | FT4BG-036K | HP | Split System: Heat Pump with Remote Outdoor Unit-Air-Source | T4BG-036K |  | C6B(A,H)-F42(C,U)-B+TXV-X3.0 | 12 | 18 | 10 | Yes | Yes | 2012-12-21 |  | 0
FALSE | T4BG-036K | 1831 | 5597333 | BROAN | FT4BG-036K | HP | Split System: Heat Pump with Remote Outdoor Unit-Air-Source | T4BG-036K |  | C6B(A,H)-F42(C,U)-B+TXV-X3.0 | 12 | 18 | 10 | Yes | Yes | 2012-12-21 |  | 0
FALSE | T4BG-036K | 1831 | 5597335 | BROAN | FT4BG-036K | HP | Split System: Heat Pump with Remote Outdoor Unit-Air-Source | T4BG-036K |  | C6B(A,H)-F42(C,U)-B+TXV-X3.0 | 12 | 18 | 10 | Yes | Yes | 2012-12-21 |  | 0
FALSE | T4BG-036K | 1831 | 5597336 | BROAN | FT4BG-036K | HP | Split System: Heat Pump with Remote Outdoor Unit-Air-Source | T4BG-036K |  | C6B(A,H)-X36(C,U)-C | 12.5 | 18.5 | 10 | Yes | Yes | 2012-12-21 |  | 1
FALSE | T4BG-036K | 1831 | 5597337 | BROAN | FT4BG-036K | HP | Split System: Heat Pump with Remote Outdoor Unit-Air-Source | T4BG-036K |  | C6B(A,H)-X36(C,U)-C | 12.5 | 18.5 | 10 | Yes | Yes | 2012-12-21 |  | 1
FALSE | T4BG-036K | 1831 | 5597339 | BROAN | FT4BG-036K | HP | Split System: Heat Pump with Remote Outdoor Unit-Air-Source | T4BG-036K |  | C6B(A,H)-X36(C,U)-C | 12.5 | 18.5 | 10 | Yes | Yes | 2012-12-21 |  | 1
FALSE | T4BG-036K | 1831 | 5597340 | BROAN | FT4BG-036K | HP | Split System: Heat Pump with Remote Outdoor Unit-Air-Source | T4BG-036K |  | C6B(A,H)-F48(C,U)-C+TXV-X3.0 | 12.5 | 18.5 | 10 | Yes | Yes | 2012-12-21 |  | 1
FALSE | T4BG-036K | 1831 | 5597343 | BROAN | FT4BG-036K | HP | Split System: Heat Pump with Remote Outdoor Unit-Air-Source | T4BG-036K |  | C6B(A,H)-F48(C,U)-C+TXV-X3.0 | 12.5 | 18.5 | 10 | Yes | Yes | 2012-12-21 |  | 1
FALSE | T4BG-036K | 1831 | 5597344 | BROAN | FT4BG-036K | HP | Split System: Heat Pump with Remote Outdoor Unit-Air-Source | T4BG-036K |  | C6B(A,H)-F48(C,U)-C+TXV-X3.0 | 12.5 | 18.5 | 10 | Yes | Yes | 2012-12-21 |  | 1
FALSE | T4BG-024K | 1834 | 5597248 | NUTONE | FT4BG-024K | HP | Split System: Heat Pump with Remote Outdoor Unit-Air-Source | T4BG-024K |  | C6B(A,H)-F42(C,U)-B+TXV-X2.0 | 13.5 | 19 | 10 | Yes | Yes | 2012-12-21 |  | 3
FALSE | T4BG-024K | 1834 | 5597250 | NUTONE | FT4BG-024K | HP | Split System: Heat Pump with Remote Outdoor Unit-Air-Source | T4BG-024K |  | C6B(A,H)-F42(C,U)-B+TXV-X2.0 | 13.5 | 19 | 10 | Yes | Yes | 2012-12-21 |  | 3
FALSE | T4BG-036K | 1831 | 5597252 | NUTONE | FT4BG-036K | HP | Split System: Heat Pump with Remote Outdoor Unit-Air-Source | T4BG-036K |  | C6B(A,H)-X36(C,U)-B | 12 | 18 | 10 | Yes | Yes | 2012-12-21 |  | 0
FALSE | T4BG-036K | 1831 | 5597254 | NUTONE | FT4BG-036K | HP | Split System: Heat Pump with Remote Outdoor Unit-Air-Source | T4BG-036K |  | C6B(A,H)-X36(C,U)-B | 12 | 18 | 10 | Yes | Yes | 2012-12-21 |  | 0
FALSE | T4BG-036K | 1831 | 5597256 | NUTONE | FT4BG-036K | HP | Split System: Heat Pump with Remote Outdoor Unit-Air-Source | T4BG-036K |  | C6B(A,H)-X36(C,U)-B | 12 | 18 | 10 | Yes | Yes | 2012-12-21 |  | 0
FALSE | T4BG-036K | 1831 | 5597257 | NUTONE | FT4BG-036K | HP | Split System: Heat Pump with Remote Outdoor Unit-Air-Source | T4BG-036K |  | C6B(A,H)-F42(C,U)-B+TXV-X3.0 | 12 | 18 | 10 | Yes | Yes | 2012-12-21 |  | 0
FALSE | T4BG-036K | 1831 | 5597259 | NUTONE | FT4BG-036K | HP | Split System: Heat Pump with Remote Outdoor Unit-Air-Source | T4BG-036K |  | C6B(A,H)-F42(C,U)-B+TXV-X3.0 | 12 | 18 | 10 | Yes | Yes | 2012-12-21 |  | 0
FALSE | T4BG-036K | 1831 | 5597261 | NUTONE | FT4BG-036K | HP | Split System: Heat Pump with Remote Outdoor Unit-Air-Source | T4BG-036K |  | C6B(A,H)-F42(C,U)-B+TXV-X3.0 | 12 | 18 | 10 | Yes | Yes | 2012-12-21 |  | 0
FALSE | T4BG-036K | 1831 | 5597263 | NUTONE | FT4BG-036K | HP | Split System: Heat Pump with Remote Outdoor Unit-Air-Source | T4BG-036K |  | C6B(A,H)-X36(C,U)-C | 12.5 | 18.5 | 10 | Yes | Yes | 2012-12-21 |  | 1
FALSE | T4BG-036K | 1831 | 5597265 | NUTONE | FT4BG-036K | HP | Split System: Heat Pump with Remote Outdoor Unit-Air-Source | T4BG-036K |  | C6B(A,H)-X36(C,U)-C | 12.5 | 18.5 | 10 | Yes | Yes | 2012-12-21 |  | 1
FALSE | T4BG-036K | 1831 | 5597267 | NUTONE | FT4BG-036K | HP | Split System: Heat Pump with Remote Outdoor Unit-Air-Source | T4BG-036K |  | C6B(A,H)-X36(C,U)-C | 12.5 | 18.5 | 10 | Yes | Yes | 2012-12-21 |  | 1
FALSE | T4BG-036K | 1831 | 5597269 | NUTONE | FT4BG-036K | HP | Split System: Heat Pump with Remote Outdoor Unit-Air-Source | T4BG-036K |  | C6B(A,H)-F48(C,U)-C+TXV-X3.0 | 12.5 | 18.5 | 10 | Yes | Yes | 2012-12-21 |  | 1
FALSE | T4BG-036K | 1831 | 5597271 | NUTONE | FT4BG-036K | HP | Split System: Heat Pump with Remote Outdoor Unit-Air-Source | T4BG-036K |  | C6B(A,H)-F48(C,U)-C+TXV-X3.0 | 12.5 | 18.5 | 10 | Yes | Yes | 2012-12-21 |  | 1
FALSE | T4BG-036K | 1831 | 5597273 | NUTONE | FT4BG-036K | HP | Split System: Heat Pump with Remote Outdoor Unit-Air-Source | T4BG-036K |  | C6B(A,H)-F48(C,U)-C+TXV-X3.0 | 12.5 | 18.5 | 10 | Yes | Yes | 2012-12-21 |  | 1
FALSE | T4BG-048K | 1832 | 5597274 | NUTONE | FT4BG-048K | HP | Split System: Heat Pump with Remote Outdoor Unit-Air-Source | T4BG-048K |  | C6B(A,H)-X48(C,U)-C | 12.3 | 18 | 9 | Yes | Yes | 2012-12-21 |  | 0
FALSE | T4BG-048K | 1832 | 5597275 | NUTONE | FT4BG-048K | HP | Split System: Heat Pump with Remote Outdoor Unit-Air-Source | T4BG-048K |  | C6B(A,H)-X48(C,U)-C | 12.3 | 18 | 9 | Yes | Yes | 2012-12-21 |  | 0
FALSE | T4BG-048K | 1832 | 5597276 | NUTONE | FT4BG-048K | HP | Split System: Heat Pump with Remote Outdoor Unit-Air-Source | T4BG-048K |  | C6B(A,H)-X48(C,U)-C | 12.3 | 18 | 9 | Yes | Yes | 2012-12-21 |  | 0
FALSE | T4BG-048K | 1832 | 5597278 | NUTONE | FT4BG-048K | HP | Split System: Heat Pump with Remote Outdoor Unit-Air-Source | T4BG-048K |  | C6B(A,H)-F60(C,U)-C+TXV-X4.0 | 12.3 | 18 | 9 | Yes | Yes | 2012-12-21 |  | 0
FALSE | T4BG-048K | 1832 | 5597280 | NUTONE | FT4BG-048K | HP | Split System: Heat Pump with Remote Outdoor Unit-Air-Source | T4BG-048K |  | C6B(A,H)-F60(C,U)-C+TXV-X4.0 | 12.3 | 18 | 9 | Yes | Yes | 2012-12-21 |  | 0
FALSE | T4BG-048K | 1832 | 5597282 | NUTONE | FT4BG-048K | HP | Split System: Heat Pump with Remote Outdoor Unit-Air-Source | T4BG-048K |  | C6B(A,H)-F60(C,U)-C+TXV-X4.0 | 12.3 | 18 | 9 | Yes | Yes | 2012-12-21 |  | 0
TRUE | T4BG-024K | 1834 | 5597300 | BROAN | FT4BG-024K | HP | Split System: Heat Pump with Remote Outdoor Unit-Air-Source | T4BG-024K |  | B6VMAX24K-B | 13.9 | 19 | 10 | Yes | Yes | 2012-12-21 |  | 3
FALSE | T4BG-024K | 1834 | 5597302 | BROAN | FT4BG-024K | HP | Split System: Heat Pump with Remote Outdoor Unit-Air-Source | T4BG-024K |  | C6B(A,H)-X26(C,U)-B | 13.9 | 19 | 10 | Yes | Yes | 2012-12-21 |  | 3
FALSE | T4BG-024K | 1834 | 5597304 | BROAN | FT4BG-024K | HP | Split System: Heat Pump with Remote Outdoor Unit-Air-Source | T4BG-024K |  | C6B(A,H)-F42(C,U)-B+TXV-X2.0 | 13.9 | 19 | 10 | Yes | Yes | 2012-12-21 |  | 3
TRUE | T4BG-036K | 1831 | 5597305 | BROAN | FT4BG-036K | HP | Split System: Heat Pump with Remote Outdoor Unit-Air-Source | T4BG-036K |  | B6VMAX36K-B | 12.6 | 19 | 10 | Yes | Yes | 2012-12-21 |  | 1
FALSE | T4BG-036K | 1831 | 5597306 | BROAN | FT4BG-036K | HP | Split System: Heat Pump with Remote Outdoor Unit-Air-Source | T4BG-036K |  | C6B(A,H)-X36(C,U)-B | 12.6 | 19 | 10 | Yes | Yes | 2012-12-21 |  | 1
FALSE | T4BG-036K | 1831 | 5597307 | BROAN | FT4BG-036K | HP | Split System: Heat Pump with Remote Outdoor Unit-Air-Source | T4BG-036K |  | C6B(A,H)-F42(C,U)-B+TXV-X3.0 | 12.6 | 19 | 10 | Yes | Yes | 2012-12-21 |  | 1
TRUE | T4BG-048K | 1832 | 5597308 | BROAN | FT4BG-048K | HP | Split System: Heat Pump with Remote Outdoor Unit-Air-Source | T4BG-048K |  | B6VMAX48K-C | 12.5 | 18 | 9.4 | Yes | Yes | 2012-12-21 |  | 1
FALSE | T4BG-048K | 1832 | 5597310 | BROAN | FT4BG-048K | HP | Split System: Heat Pump with Remote Outdoor Unit-Air-Source | T4BG-048K |  | C6B(A,H)-X48(C,U)-C | 12.5 | 18 | 9.4 | Yes | Yes | 2012-12-21 |  | 1
FALSE | T4BG-048K | 1832 | 5597345 | BROAN | FT4BG-048K | HP | Split System: Heat Pump with Remote Outdoor Unit-Air-Source | T4BG-048K |  | C6B(A,H)-X48(C,U)-C | 12.3 | 18 | 9 | Yes | Yes | 2012-12-21 |  | 0
FALSE | T4BG-048K | 1832 | 5597347 | BROAN | FT4BG-048K | HP | Split System: Heat Pump with Remote Outdoor Unit-Air-Source | T4BG-048K |  | C6B(A,H)-X48(C,U)-C | 12.3 | 18 | 9 | Yes | Yes | 2012-12-21 |  | 0
FALSE | T4BG-048K | 1832 | 5597349 | BROAN | FT4BG-048K | HP | Split System: Heat Pump with Remote Outdoor Unit-Air-Source | T4BG-048K |  | C6B(A,H)-X48(C,U)-C | 12.3 | 18 | 9 | Yes | Yes | 2012-12-21 |  | 0
FALSE | T4BG-048K | 1832 | 5597351 | BROAN | FT4BG-048K | HP | Split System: Heat Pump with Remote Outdoor Unit-Air-Source | T4BG-048K |  | C6B(A,H)-F60(C,U)-C+TXV-X4.0 | 12.3 | 18 | 9 | Yes | Yes | 2012-12-21 |  | 0
FALSE | T4BG-048K | 1832 | 5597353 | BROAN | FT4BG-048K | HP | Split System: Heat Pump with Remote Outdoor Unit-Air-Source | T4BG-048K |  | C6B(A,H)-F60(C,U)-C+TXV-X4.0 | 12.3 | 18 | 9 | Yes | Yes | 2012-12-21 |  | 0
FALSE | T4BG-048K | 1832 | 5597355 | BROAN | FT4BG-048K | HP | Split System: Heat Pump with Remote Outdoor Unit-Air-Source | T4BG-048K |  | C6B(A,H)-F60(C,U)-C+TXV-X4.0 | 12.3 | 18 | 9 | Yes | Yes | 2012-12-21 |  | 0
TRUE | T4BG-024K | 1834 | 5597379 | NORDYNE, LLC. | FT4BG-024K | HP | Split System: Heat Pump with Remote Outdoor Unit-Air-Source | T4BG-024K |  | B6VMAX24K-B | 13.9 | 19 | 10 | Yes | Yes | 2012-12-21 |  | 3
FALSE | T4BG-024K | 1834 | 5597380 | NORDYNE, LLC. | FT4BG-024K | HP | Split System: Heat Pump with Remote Outdoor Unit-Air-Source | T4BG-024K |  | C6B(A,H)-X26(C,U)-B | 13.9 | 19 | 10 | Yes | Yes | 2012-12-21 |  | 3
FALSE | T4BG-024K | 1834 | 5597381 | NORDYNE, LLC. | FT4BG-024K | HP | Split System: Heat Pump with Remote Outdoor Unit-Air-Source | T4BG-024K |  | C6B(A,H)-F42(C,U)-B+TXV-X2.0 | 13.9 | 19 | 10 | Yes | Yes | 2012-12-21 |  | 3
TRUE | T4BG-036K | 1831 | 5597383 | NORDYNE, LLC. | FT4BG-036K | HP | Split System: Heat Pump with Remote Outdoor Unit-Air-Source | T4BG-036K |  | B6VMAX36K-B | 12.6 | 19 | 10 | Yes | Yes | 2012-12-21 |  | 1
FALSE | T4BG-036K | 1831 | 5597384 | NORDYNE, LLC. | FT4BG-036K | HP | Split System: Heat Pump with Remote Outdoor Unit-Air-Source | T4BG-036K |  | C6B(A,H)-X36(C,U)-B | 12.6 | 19 | 10 | Yes | Yes | 2012-12-21 |  | 1
FALSE | T4BG-036K | 1831 | 5597386 | NORDYNE, LLC. | FT4BG-036K | HP | Split System: Heat Pump with Remote Outdoor Unit-Air-Source | T4BG-036K |  | C6B(A,H)-F42(C,U)-B+TXV-X3.0 | 12.6 | 19 | 10 | Yes | Yes | 2012-12-21 |  | 1
TRUE | T4BG-048K | 1832 | 5597389 | NORDYNE, LLC. | FT4BG-048K | HP | Split System: Heat Pump with Remote Outdoor Unit-Air-Source | T4BG-048K |  | B6VMAX48K-C | 12.5 | 18 | 9.4 | Yes | Yes | 2012-12-21 |  | 1
FALSE | T4BG-048K | 1832 | 5597390 | NORDYNE, LLC. | FT4BG-048K | HP | Split System: Heat Pump with Remote Outdoor Unit-Air-Source | T4BG-048K |  | C6B(A,H)-X48(C,U)-C | 12.5 | 18 | 9.4 | Yes | Yes | 2012-12-21 |  | 1
FALSE | T4BG-048K | 1832 | 5597391 | NORDYNE, LLC. | FT4BG-048K | HP | Split System: Heat Pump with Remote Outdoor Unit-Air-Source | T4BG-048K |  | C6B(A,H)-F60(C,U)-C+TXV-X4.0 | 12.5 | 18 | 9.4 | Yes | Yes | 2012-12-21 |  | 1
FALSE | T4BG-024K | 1834 | 5597398 | NORDYNE, LLC. | FT4BG-024K | HP | Split System: Heat Pump with Remote Outdoor Unit-Air-Source | T4BG-024K |  | C6B(A,H)-X26(C,U)-B | 13.5 | 19 | 10 | Yes | Yes | 2012-12-21 |  | 3
FALSE | T4BG-024K | 1834 | 5597399 | NORDYNE, LLC. | FT4BG-024K | HP | Split System: Heat Pump with Remote Outdoor Unit-Air-Source | T4BG-024K |  | C6B(A,H)-X26(C,U)-B | 13.5 | 19 | 10 | Yes | Yes | 2012-12-21 |  | 3
FALSE | T4BG-024K | 1834 | 5597401 | NORDYNE, LLC. | FT4BG-024K | HP | Split System: Heat Pump with Remote Outdoor Unit-Air-Source | T4BG-024K |  | C6B(A,H)-X26(C,U)-B | 13.5 | 19 | 10 | Yes | Yes | 2012-12-21 |  | 3
FALSE | T4BG-024K | 1834 | 5597404 | NORDYNE, LLC. | FT4BG-024K | HP | Split System: Heat Pump with Remote Outdoor Unit-Air-Source | T4BG-024K |  | C6B(A,H)-F42(C,U)-B+TXV-X2.0 | 13.5 | 19 | 10 | Yes | Yes | 2012-12-21 |  | 3
FALSE | T4BG-024K | 1834 | 5597405 | NORDYNE, LLC. | FT4BG-024K | HP | Split System: Heat Pump with Remote Outdoor Unit-Air-Source | T4BG-024K |  | C6B(A,H)-F42(C,U)-B+TXV-X2.0 | 13.5 | 19 | 10 | Yes | Yes | 2012-12-21 |  | 3
FALSE | T4BG-024K | 1834 | 5597406 | NORDYNE, LLC. | FT4BG-024K | HP | Split System: Heat Pump with Remote Outdoor Unit-Air-Source | T4BG-024K |  | C6B(A,H)-F42(C,U)-B+TXV-X2.0 | 13.5 | 19 | 10 | Yes | Yes | 2012-12-21 |  | 3
FALSE | T4BG-036K | 1831 | 5597408 | NORDYNE, LLC. | FT4BG-036K | HP | Split System: Heat Pump with Remote Outdoor Unit-Air-Source | T4BG-036K |  | C6B(A,H)-X36(C,U)-B | 12 | 18 | 10 | Yes | Yes | 2012-12-21 |  | 0
FALSE | T4BG-036K | 1831 | 5597410 | NORDYNE, LLC. | FT4BG-036K | HP | Split System: Heat Pump with Remote Outdoor Unit-Air-Source | T4BG-036K |  | C6B(A,H)-X36(C,U)-B | 12 | 18 | 10 | Yes | Yes | 2012-12-21 |  | 0
FALSE | T4BG-036K | 1831 | 5597412 | NORDYNE, LLC. | FT4BG-036K | HP | Split System: Heat Pump with Remote Outdoor Unit-Air-Source | T4BG-036K |  | C6B(A,H)-X36(C,U)-B | 12 | 18 | 10 | Yes | Yes | 2012-12-21 |  | 0
FALSE | T4BG-036K | 1831 | 5597413 | NORDYNE, LLC. | FT4BG-036K | HP | Split System: Heat Pump with Remote Outdoor Unit-Air-Source | T4BG-036K |  | C6B(A,H)-F42(C,U)-B+TXV-X3.0 | 12 | 18 | 10 | Yes | Yes | 2012-12-21 |  | 0
FALSE | T4BG-036K | 1831 | 5597414 | NORDYNE, LLC. | FT4BG-036K | HP | Split System: Heat Pump with Remote Outdoor Unit-Air-Source | T4BG-036K |  | C6B(A,H)-F42(C,U)-B+TXV-X3.0 | 12 | 18 | 10 | Yes | Yes | 2012-12-21 |  | 0
FALSE | T4BG-036K | 1831 | 5597415 | NORDYNE, LLC. | FT4BG-036K | HP | Split System: Heat Pump with Remote Outdoor Unit-Air-Source | T4BG-036K |  | C6B(A,H)-F42(C,U)-B+TXV-X3.0 | 12 | 18 | 10 | Yes | Yes | 2012-12-21 |  | 0
FALSE | T4BG-048K | 1832 | 5597463 | MAYTAG | PSH4BG048K | HP | Split System: Heat Pump with Remote Outdoor Unit-Air-Source | T4BG-048K |  | C6B(A,H)-X48(C,U)-C | 12.5 | 18 | 9.4 | Yes | Yes | 2012-12-21 |  | 1
FALSE | T4BG-048K | 1832 | 5597464 | MAYTAG | PSH4BG048K | HP | Split System: Heat Pump with Remote Outdoor Unit-Air-Source | T4BG-048K |  | C6B(A,H)-F60(C,U)-C+TXV-X4.0 | 12.5 | 18 | 9.4 | Yes | Yes | 2012-12-21 |  | 1
FALSE | T4BG-024K | 1834 | 5597470 | MAYTAG | PSH4BG024K | HP | Split System: Heat Pump with Remote Outdoor Unit-Air-Source | T4BG-024K |  | C6B(A,H)-X26(C,U)-B | 13.5 | 19 | 10 | Yes | Yes | 2012-12-21 |  | 3
FALSE | T4BG-024K | 1834 | 5597472 | MAYTAG | PSH4BG024K | HP | Split System: Heat Pump with Remote Outdoor Unit-Air-Source | T4BG-024K |  | C6B(A,H)-X26(C,U)-B | 13.5 | 19 | 10 | Yes | Yes | 2012-12-21 |  | 3
FALSE | T4BG-024K | 1834 | 5597473 | MAYTAG | PSH4BG024K | HP | Split System: Heat Pump with Remote Outdoor Unit-Air-Source | T4BG-024K |  | C6B(A,H)-F42(C,U)-B+TXV-X2.0 | 13.5 | 19 | 10 | Yes | Yes | 2012-12-21 |  | 3
FALSE | T4BG-024K | 1834 | 5597475 | MAYTAG | PSH4BG024K | HP | Split System: Heat Pump with Remote Outdoor Unit-Air-Source | T4BG-024K |  | C6B(A,H)-F42(C,U)-B+TXV-X2.0 | 13.5 | 19 | 10 | Yes | Yes | 2012-12-21 |  | 3
FALSE | T4BG-036K | 1831 | 5597477 | MAYTAG | PSH4BG036K | HP | Split System: Heat Pump with Remote Outdoor Unit-Air-Source | T4BG-036K |  | C6B(A,H)-X36(C,U)-B | 12 | 18 | 10 | Yes | Yes | 2012-12-21 |  | 0
FALSE | T4BG-036K | 1831 | 5597478 | MAYTAG | PSH4BG036K | HP | Split System: Heat Pump with Remote Outdoor Unit-Air-Source | T4BG-036K |  | C6B(A,H)-X36(C,U)-B | 12 | 18 | 10 | Yes | Yes | 2012-12-21 |  | 0
FALSE | T4BG-036K | 1831 | 5597480 | MAYTAG | PSH4BG036K | HP | Split System: Heat Pump with Remote Outdoor Unit-Air-Source | T4BG-036K |  | C6B(A,H)-F42(C,U)-B+TXV-X3.0 | 12 | 18 | 10 | Yes | Yes | 2012-12-21 |  | 0
FALSE | T4BG-036K | 1831 | 5597481 | MAYTAG | PSH4BG036K | HP | Split System: Heat Pump with Remote Outdoor Unit-Air-Source | T4BG-036K |  | C6B(A,H)-F42(C,U)-B+TXV-X3.0 | 12 | 18 | 10 | Yes | Yes | 2012-12-21 |  | 0
FALSE | T4BG-036K | 1831 | 5597483 | MAYTAG | PSH4BG036K | HP | Split System: Heat Pump with Remote Outdoor Unit-Air-Source | T4BG-036K |  | C6B(A,H)-X36(C,U)-C | 12.5 | 18.5 | 10 | Yes | Yes | 2012-12-21 |  | 1
FALSE | T4BG-036K | 1831 | 5597484 | MAYTAG | PSH4BG036K | HP | Split System: Heat Pump with Remote Outdoor Unit-Air-Source | T4BG-036K |  | C6B(A,H)-X36(C,U)-C | 12.5 | 18.5 | 10 | Yes | Yes | 2012-12-21 |  | 1
FALSE | T4BG-036K | 1831 | 5597486 | MAYTAG | PSH4BG036K | HP | Split System: Heat Pump with Remote Outdoor Unit-Air-Source | T4BG-036K |  | C6B(A,H)-F48(C,U)-C+TXV-X3.0 | 12.5 | 18.5 | 10 | Yes | Yes | 2012-12-21 |  | 1
FALSE | T4BG-036K | 1831 | 5597487 | MAYTAG | PSH4BG036K | HP | Split System: Heat Pump with Remote Outdoor Unit-Air-Source | T4BG-036K |  | C6B(A,H)-F48(C,U)-C+TXV-X3.0 | 12.5 | 18.5 | 10 | Yes | Yes | 2012-12-21 |  | 1
FALSE | T4BG-048K | 1832 | 5597489 | MAYTAG | PSH4BG048K | HP | Split System: Heat Pump with Remote Outdoor Unit-Air-Source | T4BG-048K |  | C6B(A,H)-X48(C,U)-C | 12.3 | 18 | 9 | Yes | Yes | 2012-12-21 |  | 0
FALSE | T4BG-048K | 1832 | 5597491 | MAYTAG | PSH4BG048K | HP | Split System: Heat Pump with Remote Outdoor Unit-Air-Source | T4BG-048K |  | C6B(A,H)-X48(C,U)-C | 12.3 | 18 | 9 | Yes | Yes | 2012-12-21 |  | 0
FALSE | T4BG-048K | 1832 | 5597492 | MAYTAG | PSH4BG048K | HP | Split System: Heat Pump with Remote Outdoor Unit-Air-Source | T4BG-048K |  | C6B(A,H)-F60(C,U)-C+TXV-X4.0 | 12.3 | 18 | 9 | Yes | Yes | 2012-12-21 |  | 0
FALSE | T4BG-048K | 1832 | 5597494 | MAYTAG | PSH4BG048K | HP | Split System: Heat Pump with Remote Outdoor Unit-Air-Source | T4BG-048K |  | C6B(A,H)-F60(C,U)-C+TXV-X4.0 | 12.3 | 18 | 9 | Yes | Yes | 2012-12-21 |  | 0
TRUE | T4BE-036K | 1845 | 5616680 | HEAT CONTROLLER, INC. | HRG1436S1E | HP | Split System: Heat Pump with Remote Outdoor Unit-Air-Source | T4BE-036K |  | B6EMMX36K-B | 12.5 | 15 | 8.5 | Yes | Yes | 2013-09-10 |  | 1
FALSE | 25HNB624C*032 | 3066 | 5651911 | CARRIER AIR CONDITIONING | 25HNB624A**32 | HP | Split System: Heat Pump with Remote Outdoor Unit-Air-Source | 25HNB624A**32 |  | FV4CNF002 | 13 | 17 | 9 | Yes | Yes | 2013-04-18 |  | 2
FALSE | 25HNB624C*032 | 3066 | 5652552 | CARRIER AIR CONDITIONING | 25HNB624C**32 | HP | Split System: Heat Pump with Remote Outdoor Unit-Air-Source | 25HNB624C**32 |  | FV4CNF002 | 13 | 17 | 9 | Yes | Yes | 2013-04-18 |  | 2
FALSE | 25HNB924A*032 | 3045 | 5653160 | CARRIER AIR CONDITIONING | 25HNB924A**32 | HP | Split System: Heat Pump with Remote Outdoor Unit-Air-Source | 25HNB924A**32 |  | FE4AN(B,F)003+UI | 13.5 | 18 | 10 | Yes | Yes | 2013-04-18 |  | 3
FALSE | 25HNB624C*032 | 3066 | 5653433 | AIRQUEST | HCH624GKA3* | HP | Split System: Heat Pump with Remote Outdoor Unit-Air-Source | HP.105.001.0516.016 |  | FVM4X24**** | 13 | 17 | 9 | Yes | Yes | 2013-04-18 |  | 2
FALSE | 25HNB624C*032 | 3066 | 5664314 | ARCOAIRE | HCH624GKA3* | HP | Split System: Heat Pump with Remote Outdoor Unit-Air-Source | HP.105.001.0516.016 |  | FVM4X24**** | 13 | 17 | 9 | Yes | Yes | 2013-04-18 |  | 2
FALSE | 25HNB624C*032 | 3066 | 5664594 | COMFORTMAKER | CCH624GKA3* | HP | Split System: Heat Pump with Remote Outdoor Unit-Air-Source | HP.105.001.0516.016 |  | FVM4X24**** | 13 | 17 | 9 | Yes | Yes | 2013-04-18 |  | 2
FALSE | 25HNB624C*032 | 3066 | 5664874 | DAY & NIGHT | CCH624GKA3* | HP | Split System: Heat Pump with Remote Outdoor Unit-Air-Source | HP.105.001.0516.016 |  | FVM4X24**** | 13 | 17 | 9 | Yes | Yes | 2013-04-18 |  | 2
FALSE | 25HNB624C*032 | 3066 | 5665154 | KEEPRITE | CCH624GKA3* | HP | Split System: Heat Pump with Remote Outdoor Unit-Air-Source | HP.105.001.0516.016 |  | FVM4X24**** | 13 | 17 | 9 | Yes | Yes | 2013-04-18 |  | 2
FALSE | 25HNB624C*032 | 3066 | 5665714 | TEMPSTAR | TCH624GKA3* | HP | Split System: Heat Pump with Remote Outdoor Unit-Air-Source | HP.105.001.0516.016 |  | FVM4X24**** | 13 | 17 | 9 | Yes | Yes | 2013-04-18 |  | 2
FALSE | 25HNB924A*032 | 3045 | 5665994 | AIRQUEST | HCH924GKA3* | HP | Split System: Heat Pump with Remote Outdoor Unit-Air-Source | HP.103.001.0316.016 |  | FE4AN(B,F)003+UI | 13.5 | 18 | 10 | Yes | Yes | 2013-04-18 |  | 3
FALSE | 25HNB924A*032 | 3045 | 5666294 | ARCOAIRE | HCH924GKA3* | HP | Split System: Heat Pump with Remote Outdoor Unit-Air-Source | HP.103.001.0316.016 |  | FE4AN(B,F)003+UI | 13.5 | 18 | 10 | Yes | Yes | 2013-04-18 |  | 3
FALSE | 25HNB924A*032 | 3045 | 5666594 | COMFORTMAKER | CCH924GKA3* | HP | Split System: Heat Pump with Remote Outdoor Unit-Air-Source | HP.103.001.0316.016 |  | FE4AN(B,F)003+UI | 13.5 | 18 | 10 | Yes | Yes | 2013-04-18 |  | 3
FALSE | 25HNB924A*032 | 3045 | 5666894 | DAY & NIGHT | CCH924GKA3* | HP | Split System: Heat Pump with Remote Outdoor Unit-Air-Source | HP.103.001.0316.016 |  | FE4AN(B,F)003+UI | 13.5 | 18 | 10 | Yes | Yes | 2013-04-18 |  | 3
FALSE | 25HNB924A*032 | 3045 | 5667194 | KEEPRITE | CCH924GKA3* | HP | Split System: Heat Pump with Remote Outdoor Unit-Air-Source | HP.103.001.0316.016 |  | FE4AN(B,F)003+UI | 13.5 | 18 | 10 | Yes | Yes | 2013-04-18 |  | 3
FALSE | 25HNB924A*032 | 3045 | 5667494 | KENMORE | (C,H,T)CH924GKA3* | HP | Split System: Heat Pump with Remote Outdoor Unit-Air-Source | HP.103.001.0316.016 |  | FE4AN(B,F)003+UI | 13.5 | 18 | 10 | Yes | Yes | 2013-04-18 |  | 3
FALSE | 25HNB924A*032 | 3045 | 5667794 | TEMPSTAR | TCH924GKA3* | HP | Split System: Heat Pump with Remote Outdoor Unit-Air-Source | HP.103.001.0316.016 |  | FE4AN(B,F)003+UI | 13.5 | 18 | 10 | Yes | Yes | 2013-04-18 |  | 3
FALSE | 25HNB624C*032 | 3066 | 5897435 | KENMORE | (C,H,T)CH624GKA3* | HP | Split System: Heat Pump with Remote Outdoor Unit-Air-Source | HP.105.001.0516.016 |  | FVM4X24**** | 13 | 17 | 9 | Yes | Yes | 2013-04-18 |  | 2
FALSE | 25HNB636A*031 | 3047 | 5897964 | KENMORE | (C,H,T)CH636GKA2* | HP | Split System: Heat Pump with Remote Outdoor Unit-Air-Source | HP.107.001.0416.016 |  | FVM4X60**** | 13.3 | 17 | 9.5 | Yes | Yes | 2013-04-18 |  | 2
FALSE | 25HNB648C*031 | 2307 | 5898798 | KENMORE | (C,H,T)CH648GKA2* | HP | Split System: Heat Pump with Remote Outdoor Unit-Air-Source | HP.111.001.0516.016 |  | FVM4X48**** | 12.5 | 16 | 9 | Yes | Yes | 2013-04-18 |  | 1
FALSE | 25HNB660C*031 | 2309 | 5899272 | KENMORE | (C,H,T)CH660GKA2* | HP | Split System: Heat Pump with Remote Outdoor Unit-Air-Source | HP.114.001.0516.016 |  | FVM4X60**** | 12.5 | 16 | 9 | Yes | Yes | 2013-04-18 |  | 1
TRUE | T4BE-018KA | 3028 | 6685498 | AIRTEMP | VT4BE-018KA | HP | Split System: Heat Pump with Remote Outdoor Unit-Air-Source | T4BE-018KA |  | B6EMMX24K-A | 12 | 15 | 8.2 | Yes | Yes | 2013-09-15 |  | Below V5.0 Req.
TRUE | T4BE-024KA | 3070 | 6685500 | AIRTEMP | VT4BE-024KA | HP | Split System: Heat Pump with Remote Outdoor Unit-Air-Source | T4BE-024KA |  | B6EMMX24K-A | 12.5 | 15 | 8.5 | Yes | Yes | 2013-09-15 |  | 1
TRUE | T4BE-036KA | 3072 | 6685502 | AIRTEMP | VT4BE-036KA | HP | Split System: Heat Pump with Remote Outdoor Unit-Air-Source | T4BE-036KA |  | B6EMMX36K-B | 12.5 | 15 | 8.5 | Yes | Yes | 2013-09-15 |  | 1
TRUE | T4BE-042KA | 3039 | 6685503 | AIRTEMP | VT4BE-042KA | HP | Split System: Heat Pump with Remote Outdoor Unit-Air-Source | T4BE-042KA |  | B6EMMX42K-B | 12.5 | 15 | 8.5 | Yes | Yes | 2013-09-15 |  | 1
TRUE | T4BE-048KA | 3074 | 6685504 | AIRTEMP | VT4BE-048KA | HP | Split System: Heat Pump with Remote Outdoor Unit-Air-Source | T4BE-048KA |  | B6EMMX48K-C | 12.5 | 15 | 8.5 | Yes | Yes | 2013-09-15 |  | 1
TRUE | T4BE-018KA | 3028 | 6685578 | BROAN | FT4BE-018KA | HP | Split System: Heat Pump with Remote Outdoor Unit-Air-Source | T4BE-018KA |  | B6EMMX24K-A | 12 | 15 | 8.2 | Yes | Yes | 2013-09-15 |  | Below V5.0 Req.
TRUE | T4BE-024KA | 3070 | 6685580 | BROAN | FT4BE-024KA | HP | Split System: Heat Pump with Remote Outdoor Unit-Air-Source | T4BE-024KA |  | B6EMMX24K-A | 12.5 | 15 | 8.5 | Yes | Yes | 2013-09-15 |  | 1
TRUE | T4BE-036KA | 3072 | 6685582 | BROAN | FT4BE-036KA | HP | Split System: Heat Pump with Remote Outdoor Unit-Air-Source | T4BE-036KA |  | B6EMMX36K-B | 12.5 | 15 | 8.5 | Yes | Yes | 2013-09-15 |  | 1
TRUE | T4BE-042KA | 3039 | 6685583 | BROAN | FT4BE-042KA | HP | Split System: Heat Pump with Remote Outdoor Unit-Air-Source | T4BE-042KA |  | B6EMMX42K-B | 12.5 | 15 | 8.5 | Yes | Yes | 2013-09-15 |  | 1
TRUE | T4BE-048KA | 3074 | 6685584 | BROAN | FT4BE-048KA | HP | Split System: Heat Pump with Remote Outdoor Unit-Air-Source | T4BE-048KA |  | B6EMMX48K-C | 12.5 | 15 | 8.5 | Yes | Yes | 2013-09-15 |  | 1
TRUE | T4BE-018KA | 3028 | 6685670 | HEAT CONTROLLER, INC. | HRG1418S1F | HP | Split System: Heat Pump with Remote Outdoor Unit-Air-Source | T4BE-018KA |  | B6EMMX24K-A | 12 | 15 | 8.2 | Yes | Yes | 2013-09-15 |  | Below V5.0 Req.
TRUE | T4BE-024KA | 3070 | 6685671 | HEAT CONTROLLER, INC. | HRG1424S1F | HP | Split System: Heat Pump with Remote Outdoor Unit-Air-Source | T4BE-024KA |  | B6EMMX24K-A | 12.5 | 15 | 8.5 | Yes | Yes | 2013-09-15 |  | 1
TRUE | T4BE-024KA | 3070 | 6686592 | MAYTAG | MSH4BE024KA | HP | Split System: Heat Pump with Remote Outdoor Unit-Air-Source | T4BE-024KA |  | B6EMMX24K-A | 12.5 | 15 | 8.5 | Yes | Yes | 2013-09-15 |  | 1
TRUE | T4BE-036KA | 3072 | 6686594 | MAYTAG | MSH4BE036KA | HP | Split System: Heat Pump with Remote Outdoor Unit-Air-Source | T4BE-036KA |  | B6EMMX36K-B | 12.5 | 15 | 8.5 | Yes | Yes | 2013-09-15 |  | 1
TRUE | T4BE-042KA | 3039 | 6686595 | MAYTAG | MSH4BE042KA | HP | Split System: Heat Pump with Remote Outdoor Unit-Air-Source | T4BE-042KA |  | B6EMMX42K-B | 12.5 | 15 | 8.5 | Yes | Yes | 2013-09-15 |  | 1
TRUE | T4BE-048KA | 3074 | 6686596 | MAYTAG | MSH4BE048KA | HP | Split System: Heat Pump with Remote Outdoor Unit-Air-Source | T4BE-048KA |  | B6EMMX48K-C | 12.5 | 15 | 8.5 | Yes | Yes | 2013-09-15 |  | 1
TRUE | T4BE-018KA | 3028 | 6686670 | MAYTAG | PSH4BE018KA | HP | Split System: Heat Pump with Remote Outdoor Unit-Air-Source | T4BE-018KA |  | B6EMMX24K-A | 12 | 15 | 8.2 | Yes | Yes | 2013-09-15 |  | Below V5.0 Req.
TRUE | T4BE-024KA | 3070 | 6686672 | MAYTAG | PSH4BE024KA | HP | Split System: Heat Pump with Remote Outdoor Unit-Air-Source | T4BE-024KA |  | B6EMMX24K-A | 12.5 | 15 | 8.5 | Yes | Yes | 2013-09-15 |  | 1
TRUE | T4BE-036KA | 3072 | 6686674 | MAYTAG | PSH4BE036KA | HP | Split System: Heat Pump with Remote Outdoor Unit-Air-Source | T4BE-036KA |  | B6EMMX36K-B | 12.5 | 15 | 8.5 | Yes | Yes | 2013-09-15 |  | 1
TRUE | T4BE-042KA | 3039 | 6686675 | MAYTAG | PSH4BE042KA | HP | Split System: Heat Pump with Remote Outdoor Unit-Air-Source | T4BE-042KA |  | B6EMMX42K-B | 12.5 | 15 | 8.5 | Yes | Yes | 2013-09-15 |  | 1
TRUE | T4BE-048KA | 3074 | 6686676 | MAYTAG | PSH4BE048KA | HP | Split System: Heat Pump with Remote Outdoor Unit-Air-Source | T4BE-048KA |  | B6EMMX48K-C | 12.5 | 15 | 8.5 | Yes | Yes | 2013-09-15 |  | 1
TRUE | T4BE-018KA | 3028 | 6686749 | NUTONE | ET4BE-018KA | HP | Split System: Heat Pump with Remote Outdoor Unit-Air-Source | T4BE-018KA |  | B6EMMX24K-A | 12 | 15 | 8.2 | Yes | Yes | 2013-09-15 |  | Below V5.0 Req.
TRUE | T4BE-024KA | 3070 | 6686751 | NUTONE | ET4BE-024KA | HP | Split System: Heat Pump with Remote Outdoor Unit-Air-Source | T4BE-024KA |  | B6EMMX24K-A | 12.5 | 15 | 8.5 | Yes | Yes | 2013-09-15 |  | 1
TRUE | T4BE-036KA | 3072 | 6686753 | NUTONE | ET4BE-036KA | HP | Split System: Heat Pump with Remote Outdoor Unit-Air-Source | T4BE-036KA |  | B6EMMX36K-B | 12.5 | 15 | 8.5 | Yes | Yes | 2013-09-15 |  | 1
TRUE | T4BE-042KA | 3039 | 6686754 | NUTONE | ET4BE-042KA | HP | Split System: Heat Pump with Remote Outdoor Unit-Air-Source | T4BE-042KA |  | B6EMMX42K-B | 12.5 | 15 | 8.5 | Yes | Yes | 2013-09-15 |  | 1
TRUE | T4BE-048KA | 3074 | 6686755 | NUTONE | ET4BE-048KA | HP | Split System: Heat Pump with Remote Outdoor Unit-Air-Source | T4BE-048KA |  | B6EMMX48K-C | 12.5 | 15 | 8.5 | Yes | Yes | 2013-09-15 |  | 1
TRUE | T4BE-018KA | 3028 | 6686841 | NUTONE | FT4BE-018KA | HP | Split System: Heat Pump with Remote Outdoor Unit-Air-Source | T4BE-018KA |  | B6EMMX24K-A | 12 | 15 | 8.2 | Yes | Yes | 2013-09-15 |  | Below V5.0 Req.
TRUE | T4BE-024KA | 3070 | 6686843 | NUTONE | FT4BE-024KA | HP | Split System: Heat Pump with Remote Outdoor Unit-Air-Source | T4BE-024KA |  | B6EMMX24K-A | 12.5 | 15 | 8.5 | Yes | Yes | 2013-09-15 |  | 1
TRUE | T4BE-036KA | 3072 | 6686845 | NUTONE | FT4BE-036KA | HP | Split System: Heat Pump with Remote Outdoor Unit-Air-Source | T4BE-036KA |  | B6EMMX36K-B | 12.5 | 15 | 8.5 | Yes | Yes | 2013-09-15 |  | 1
TRUE | T4BE-042KA | 3039 | 6686846 | NUTONE | FT4BE-042KA | HP | Split System: Heat Pump with Remote Outdoor Unit-Air-Source | T4BE-042KA |  | B6EMMX42K-B | 12.5 | 15 | 8.5 | Yes | Yes | 2013-09-15 |  | 1
TRUE | T4BE-048KA | 3074 | 6686847 | NUTONE | FT4BE-048KA | HP | Split System: Heat Pump with Remote Outdoor Unit-Air-Source | T4BE-048KA |  | B6EMMX48K-C | 12.5 | 15 | 8.5 | Yes | Yes | 2013-09-15 |  | 1
TRUE | T4BE-018KA | 3028 | 6686933 | NUTONE | JT4BE-018KA | HP | Split System: Heat Pump with Remote Outdoor Unit-Air-Source | T4BE-018KA |  | B6EMMX24K-A | 12 | 15 | 8.2 | Yes | Yes | 2013-09-15 |  | Below V5.0 Req.
TRUE | T4BE-024KA | 3070 | 6686037 | GARRISON | JT4BE-024KA | HP | Split System: Heat Pump with Remote Outdoor Unit-Air-Source | T4BE-024KA |  | B6EMMX24K-A | 12.5 | 15 | 8.5 | Yes | Yes | 2013-09-15 |  | 1
TRUE | T4BE-036KA | 3072 | 6686039 | GARRISON | JT4BE-036KA | HP | Split System: Heat Pump with Remote Outdoor Unit-Air-Source | T4BE-036KA |  | B6EMMX36K-B | 12.5 | 15 | 8.5 | Yes | Yes | 2013-09-15 |  | 1
TRUE | T4BE-042KA | 3039 | 6686040 | GARRISON | JT4BE-042KA | HP | Split System: Heat Pump with Remote Outdoor Unit-Air-Source | T4BE-042KA |  | B6EMMX42K-B | 12.5 | 15 | 8.5 | Yes | Yes | 2013-09-15 |  | 1
TRUE | T4BE-048KA | 3074 | 6686041 | GARRISON | JT4BE-048KA | HP | Split System: Heat Pump with Remote Outdoor Unit-Air-Source | T4BE-048KA |  | B6EMMX48K-C | 12.5 | 15 | 8.5 | Yes | Yes | 2013-09-15 |  | 1
TRUE | T4BE-018KA | 3028 | 6686154 | GIBSON | JT4BE-018KA | HP | Split System: Heat Pump with Remote Outdoor Unit-Air-Source | T4BE-018KA |  | B6EMMX24K-A | 12 | 15 | 8.2 | Yes | Yes | 2013-09-15 |  | Below V5.0 Req.
TRUE | T4BE-024KA | 3070 | 6686156 | GIBSON | JT4BE-024KA | HP | Split System: Heat Pump with Remote Outdoor Unit-Air-Source | T4BE-024KA |  | B6EMMX24K-A | 12.5 | 15 | 8.5 | Yes | Yes | 2013-09-15 |  | 1
TRUE | T4BE-036KA | 3072 | 6686158 | GIBSON | JT4BE-036KA | HP | Split System: Heat Pump with Remote Outdoor Unit-Air-Source | T4BE-036KA |  | B6EMMX36K-B | 12.5 | 15 | 8.5 | Yes | Yes | 2013-09-15 |  | 1
TRUE | T4BE-042KA | 3039 | 6686159 | GIBSON | JT4BE-042KA | HP | Split System: Heat Pump with Remote Outdoor Unit-Air-Source | T4BE-042KA |  | B6EMMX42K-B | 12.5 | 15 | 8.5 | Yes | Yes | 2013-09-15 |  | 1
TRUE | T4BE-048KA | 3074 | 6686160 | GIBSON | JT4BE-048KA | HP | Split System: Heat Pump with Remote Outdoor Unit-Air-Source | T4BE-048KA |  | B6EMMX48K-C | 12.5 | 15 | 8.5 | Yes | Yes | 2013-09-15 |  | 1
TRUE | T4BE-018KA | 3028 | 6686273 | GRANDAIRE | JT4BE-018KA | HP | Split System: Heat Pump with Remote Outdoor Unit-Air-Source | T4BE-018KA |  | B6EMMX24K-A | 12 | 15 | 8.2 | Yes | Yes | 2013-09-15 |  | Below V5.0 Req.
TRUE | T4BE-024KA | 3070 | 6686275 | GRANDAIRE | JT4BE-024KA | HP | Split System: Heat Pump with Remote Outdoor Unit-Air-Source | T4BE-024KA |  | B6EMMX24K-A | 12.5 | 15 | 8.5 | Yes | Yes | 2013-09-15 |  | 1
TRUE | T4BE-036KA | 3072 | 6686277 | GRANDAIRE | JT4BE-036KA | HP | Split System: Heat Pump with Remote Outdoor Unit-Air-Source | T4BE-036KA |  | B6EMMX36K-B | 12.5 | 15 | 8.5 | Yes | Yes | 2013-09-15 |  | 1
TRUE | T4BE-042KA | 3039 | 6686278 | GRANDAIRE | JT4BE-042KA | HP | Split System: Heat Pump with Remote Outdoor Unit-Air-Source | T4BE-042KA |  | B6EMMX42K-B | 12.5 | 15 | 8.5 | Yes | Yes | 2013-09-15 |  | 1
TRUE | T4BE-048KA | 3074 | 6686279 | GRANDAIRE | JT4BE-048KA | HP | Split System: Heat Pump with Remote Outdoor Unit-Air-Source | T4BE-048KA |  | B6EMMX48K-C | 12.5 | 15 | 8.5 | Yes | Yes | 2013-09-15 |  | 1
TRUE | T4BE-018KA | 3028 | 6686392 | KELVINATOR | JT4BE-018KA | HP | Split System: Heat Pump with Remote Outdoor Unit-Air-Source | T4BE-018KA |  | B6EMMX24K-A | 12 | 15 | 8.2 | Yes | Yes | 2013-09-15 |  | Below V5.0 Req.
TRUE | T4BE-024KA | 3070 | 6686394 | KELVINATOR | JT4BE-024KA | HP | Split System: Heat Pump with Remote Outdoor Unit-Air-Source | T4BE-024KA |  | B6EMMX24K-A | 12.5 | 15 | 8.5 | Yes | Yes | 2013-09-15 |  | 1
TRUE | T4BE-036KA | 3072 | 6686396 | KELVINATOR | JT4BE-036KA | HP | Split System: Heat Pump with Remote Outdoor Unit-Air-Source | T4BE-036KA |  | B6EMMX36K-B | 12.5 | 15 | 8.5 | Yes | Yes | 2013-09-15 |  | 1
TRUE | T4BE-042KA | 3039 | 6686397 | KELVINATOR | JT4BE-042KA | HP | Split System: Heat Pump with Remote Outdoor Unit-Air-Source | T4BE-042KA |  | B6EMMX42K-B | 12.5 | 15 | 8.5 | Yes | Yes | 2013-09-15 |  | 1
TRUE | T4BE-048KA | 3074 | 6686398 | KELVINATOR | JT4BE-048KA | HP | Split System: Heat Pump with Remote Outdoor Unit-Air-Source | T4BE-048KA |  | B6EMMX48K-C | 12.5 | 15 | 8.5 | Yes | Yes | 2013-09-15 |  | 1
TRUE | T4BE-018KA | 3028 | 6686511 | MAYTAG | CSH4BE018KA | HP | Split System: Heat Pump with Remote Outdoor Unit-Air-Source | T4BE-018KA |  | B6EMMX24K-A | 12 | 15 | 8.2 | Yes | Yes | 2013-09-15 |  | Below V5.0 Req.
TRUE | T4BE-024KA | 3070 | 6686513 | MAYTAG | CSH4BE024KA | HP | Split System: Heat Pump with Remote Outdoor Unit-Air-Source | T4BE-024KA |  | B6EMMX24K-A | 12.5 | 15 | 8.5 | Yes | Yes | 2013-09-15 |  | 1
TRUE | T4BE-036KA | 3072 | 6686515 | MAYTAG | CSH4BE036KA | HP | Split System: Heat Pump with Remote Outdoor Unit-Air-Source | T4BE-036KA |  | B6EMMX36K-B | 12.5 | 15 | 8.5 | Yes | Yes | 2013-09-15 |  | 1
TRUE | T4BE-042KA | 3039 | 6686516 | MAYTAG | CSH4BE042KA | HP | Split System: Heat Pump with Remote Outdoor Unit-Air-Source | T4BE-042KA |  | B6EMMX42K-B | 12.5 | 15 | 8.5 | Yes | Yes | 2013-09-15 |  | 1
TRUE | T4BE-048KA | 3074 | 6686517 | MAYTAG | CSH4BE048KA | HP | Split System: Heat Pump with Remote Outdoor Unit-Air-Source | T4BE-048KA |  | B6EMMX48K-C | 12.5 | 15 | 8.5 | Yes | Yes | 2013-09-15 |  | 1
TRUE | T4BE-018KA | 3028 | 6686590 | MAYTAG | MSH4BE018KA | HP | Split System: Heat Pump with Remote Outdoor Unit-Air-Source | T4BE-018KA |  | B6EMMX24K-A | 12 | 15 | 8.2 | Yes | Yes | 2013-09-15 |  | Below V5.0 Req.
TRUE | T4BE-024KA | 3070 | 6686935 | NUTONE | JT4BE-024KA | HP | Split System: Heat Pump with Remote Outdoor Unit-Air-Source | T4BE-024KA |  | B6EMMX24K-A | 12.5 | 15 | 8.5 | Yes | Yes | 2013-09-15 |  | 1
TRUE | T4BE-036KA | 3072 | 6686937 | NUTONE | JT4BE-036KA | HP | Split System: Heat Pump with Remote Outdoor Unit-Air-Source | T4BE-036KA |  | B6EMMX36K-B | 12.5 | 15 | 8.5 | Yes | Yes | 2013-09-15 |  | 1
TRUE | T4BE-042KA | 3039 | 6686938 | NUTONE | JT4BE-042KA | HP | Split System: Heat Pump with Remote Outdoor Unit-Air-Source | T4BE-042KA |  | B6EMMX42K-B | 12.5 | 15 | 8.5 | Yes | Yes | 2013-09-15 |  | 1
TRUE | T4BE-048KA | 3074 | 6686939 | NUTONE | JT4BE-048KA | HP | Split System: Heat Pump with Remote Outdoor Unit-Air-Source | T4BE-048KA |  | B6EMMX48K-C | 12.5 | 15 | 8.5 | Yes | Yes | 2013-09-15 |  | 1
TRUE | T4BE-018KA | 3028 | 6687052 | PHILCO | JT4BE-018KA | HP | Split System: Heat Pump with Remote Outdoor Unit-Air-Source | T4BE-018KA |  | B6EMMX24K-A | 12 | 15 | 8.2 | Yes | Yes | 2013-09-15 |  | Below V5.0 Req.
TRUE | T4BE-024KA | 3070 | 6687054 | PHILCO | JT4BE-024KA | HP | Split System: Heat Pump with Remote Outdoor Unit-Air-Source | T4BE-024KA |  | B6EMMX24K-A | 12.5 | 15 | 8.5 | Yes | Yes | 2013-09-15 |  | 1
TRUE | T4BE-036KA | 3072 | 6687056 | PHILCO | JT4BE-036KA | HP | Split System: Heat Pump with Remote Outdoor Unit-Air-Source | T4BE-036KA |  | B6EMMX36K-B | 12.5 | 15 | 8.5 | Yes | Yes | 2013-09-15 |  | 1
TRUE | T4BE-042KA | 3039 | 6687057 | PHILCO | JT4BE-042KA | HP | Split System: Heat Pump with Remote Outdoor Unit-Air-Source | T4BE-042KA |  | B6EMMX42K-B | 12.5 | 15 | 8.5 | Yes | Yes | 2013-09-15 |  | 1
TRUE | T4BE-048KA | 3074 | 6687058 | PHILCO | JT4BE-048KA | HP | Split System: Heat Pump with Remote Outdoor Unit-Air-Source | T4BE-048KA |  | B6EMMX48K-C | 12.5 | 15 | 8.5 | Yes | Yes | 2013-09-15 |  | 1
TRUE | T4BE-018KA | 3028 | 6687171 | TAPPAN | ET4BE-018KA | HP | Split System: Heat Pump with Remote Outdoor Unit-Air-Source | T4BE-018KA |  | B6EMMX24K-A | 12 | 15 | 8.2 | Yes | Yes | 2013-09-15 |  | Below V5.0 Req.
TRUE | T4BE-024KA | 3070 | 6687173 | TAPPAN | ET4BE-024KA | HP | Split System: Heat Pump with Remote Outdoor Unit-Air-Source | T4BE-024KA |  | B6EMMX24K-A | 12.5 | 15 | 8.5 | Yes | Yes | 2013-09-15 |  | 1
TRUE | T4BE-036KA | 3072 | 6687175 | TAPPAN | ET4BE-036KA | HP | Split System: Heat Pump with Remote Outdoor Unit-Air-Source | T4BE-036KA |  | B6EMMX36K-B | 12.5 | 15 | 8.5 | Yes | Yes | 2013-09-15 |  | 1
TRUE | T4BE-042KA | 3039 | 6687176 | TAPPAN | ET4BE-042KA | HP | Split System: Heat Pump with Remote Outdoor Unit-Air-Source | T4BE-042KA |  | B6EMMX42K-B | 12.5 | 15 | 8.5 | Yes | Yes | 2013-09-15 |  | 1
TRUE | T4BE-048KA | 3074 | 6687177 | TAPPAN | ET4BE-048KA | HP | Split System: Heat Pump with Remote Outdoor Unit-Air-Source | T4BE-048KA |  | B6EMMX48K-C | 12.5 | 15 | 8.5 | Yes | Yes | 2013-09-15 |  | 1
TRUE | T4BE-018KA | 3028 | 6687263 | TAPPAN | FT4BE-018KA | HP | Split System: Heat Pump with Remote Outdoor Unit-Air-Source | T4BE-018KA |  | B6EMMX24K-A | 12 | 15 | 8.2 | Yes | Yes | 2013-09-15 |  | Below V5.0 Req.
TRUE | T4BE-024KA | 3070 | 6687265 | TAPPAN | FT4BE-024KA | HP | Split System: Heat Pump with Remote Outdoor Unit-Air-Source | T4BE-024KA |  | B6EMMX24K-A | 12.5 | 15 | 8.5 | Yes | Yes | 2013-09-15 |  | 1
TRUE | T4BE-036KA | 3072 | 6687267 | TAPPAN | FT4BE-036KA | HP | Split System: Heat Pump with Remote Outdoor Unit-Air-Source | T4BE-036KA |  | B6EMMX36K-B | 12.5 | 15 | 8.5 | Yes | Yes | 2013-09-15 |  | 1
TRUE | T4BE-042KA | 3039 | 6687268 | TAPPAN | FT4BE-042KA | HP | Split System: Heat Pump with Remote Outdoor Unit-Air-Source | T4BE-042KA |  | B6EMMX42K-B | 12.5 | 15 | 8.5 | Yes | Yes | 2013-09-15 |  | 1
TRUE | T4BE-048KA | 3074 | 6687269 | TAPPAN | FT4BE-048KA | HP | Split System: Heat Pump with Remote Outdoor Unit-Air-Source | T4BE-048KA |  | B6EMMX48K-C | 12.5 | 15 | 8.5 | Yes | Yes | 2013-09-15 |  | 1
TRUE | T4BE-018KA | 3028 | 6687355 | WESTINGHOUSE | ET4BE-018KA | HP | Split System: Heat Pump with Remote Outdoor Unit-Air-Source | T4BE-018KA |  | B6EMMX24K-A | 12 | 15 | 8.2 | Yes | Yes | 2013-09-15 |  | Below V5.0 Req.
TRUE | T4BE-024KA | 3070 | 6687357 | WESTINGHOUSE | ET4BE-024KA | HP | Split System: Heat Pump with Remote Outdoor Unit-Air-Source | T4BE-024KA |  | B6EMMX24K-A | 12.5 | 15 | 8.5 | Yes | Yes | 2013-09-15 |  | 1
TRUE | T4BE-036KA | 3072 | 6687359 | WESTINGHOUSE | ET4BE-036KA | HP | Split System: Heat Pump with Remote Outdoor Unit-Air-Source | T4BE-036KA |  | B6EMMX36K-B | 12.5 | 15 | 8.5 | Yes | Yes | 2013-09-15 |  | 1
TRUE | T4BE-042KA | 3039 | 6687360 | WESTINGHOUSE | ET4BE-042KA | HP | Split System: Heat Pump with Remote Outdoor Unit-Air-Source | T4BE-042KA |  | B6EMMX42K-B | 12.5 | 15 | 8.5 | Yes | Yes | 2013-09-15 |  | 1
TRUE | T4BE-048KA | 3074 | 6687361 | WESTINGHOUSE | ET4BE-048KA | HP | Split System: Heat Pump with Remote Outdoor Unit-Air-Source | T4BE-048KA |  | B6EMMX48K-C | 12.5 | 15 | 8.5 | Yes | Yes | 2013-09-15 |  | 1
TRUE | T4BE-018KA | 3028 | 6687447 | WESTINGHOUSE | FT4BE-018KA | HP | Split System: Heat Pump with Remote Outdoor Unit-Air-Source | T4BE-018KA |  | B6EMMX24K-A | 12 | 15 | 8.2 | Yes | Yes | 2013-09-15 |  | Below V5.0 Req.
TRUE | T4BE-024KA | 3070 | 6687449 | WESTINGHOUSE | FT4BE-024KA | HP | Split System: Heat Pump with Remote Outdoor Unit-Air-Source | T4BE-024KA |  | B6EMMX24K-A | 12.5 | 15 | 8.5 | Yes | Yes | 2013-09-15 |  | 1
TRUE | T4BE-036KA | 3072 | 6687451 | WESTINGHOUSE | FT4BE-036KA | HP | Split System: Heat Pump with Remote Outdoor Unit-Air-Source | T4BE-036KA |  | B6EMMX36K-B | 12.5 | 15 | 8.5 | Yes | Yes | 2013-09-15 |  | 1
TRUE | T4BE-030KA | 3034 | 6689130 | TAPPAN | FT4BE-030KA | HP | Split System: Heat Pump with Remote Outdoor Unit-Air-Source | T4BE-030KA |  | B6EMMX30K-A | 12.5 | 15 | 8.5 | Yes | Yes | 2013-09-15 |  | 1
TRUE | T4BE-030KA | 3034 | 6689140 | WESTINGHOUSE | ET4BE-030KA | HP | Split System: Heat Pump with Remote Outdoor Unit-Air-Source | T4BE-030KA |  | B6EMMX30K-A | 12.5 | 15 | 8.5 | Yes | Yes | 2013-09-15 |  | 1
TRUE | T4BE-030KA | 3034 | 6689150 | WESTINGHOUSE | FT4BE-030KA | HP | Split System: Heat Pump with Remote Outdoor Unit-Air-Source | T4BE-030KA |  | B6EMMX30K-A | 12.5 | 15 | 8.5 | Yes | Yes | 2013-09-15 |  | 1
TRUE | T4BE-018KA | 3028 | 6690914 | NORDYNE, LLC. | JT4BE-018KA | HP | Split System: Heat Pump with Remote Outdoor Unit-Air-Source | T4BE-018KA |  | B6EMMX24K-A | 12 | 15 | 8.2 | Yes | Yes | 2013-09-15 |  | Below V5.0 Req.
TRUE | T4BE-024KA | 3070 | 6690916 | NORDYNE, LLC. | JT4BE-024KA | HP | Split System: Heat Pump with Remote Outdoor Unit-Air-Source | T4BE-024KA |  | B6EMMX24K-A | 12.5 | 15 | 8.5 | Yes | Yes | 2013-09-15 |  | 1
TRUE | T4BE-030KA | 3034 | 6690918 | NORDYNE, LLC. | JT4BE-030KA | HP | Split System: Heat Pump with Remote Outdoor Unit-Air-Source | T4BE-030KA |  | B6EMMX30K-A | 12.5 | 15 | 8.5 | Yes | Yes | 2013-09-15 |  | 1
TRUE | T4BE-036KA | 3072 | 6690920 | NORDYNE, LLC. | JT4BE-036KA | HP | Split System: Heat Pump with Remote Outdoor Unit-Air-Source | T4BE-036KA |  | B6EMMX36K-B | 12.5 | 15 | 8.5 | Yes | Yes | 2013-09-15 |  | 1
TRUE | T4BE-042KA | 3039 | 6690921 | NORDYNE, LLC. | JT4BE-042KA | HP | Split System: Heat Pump with Remote Outdoor Unit-Air-Source | T4BE-042KA |  | B6EMMX42K-B | 12.5 | 15 | 8.5 | Yes | Yes | 2013-09-15 |  | 1
TRUE | T4BE-048KA | 3074 | 6690922 | NORDYNE, LLC. | JT4BE-048KA | HP | Split System: Heat Pump with Remote Outdoor Unit-Air-Source | T4BE-048KA |  | B6EMMX48K-C | 12.5 | 15 | 8.5 | Yes | Yes | 2013-09-15 |  | 1
TRUE | T4BE-018KA | 3028 | 6691016 | NORDYNE, LLC. | ET4BE-018KA | HP | Split System: Heat Pump with Remote Outdoor Unit-Air-Source | T4BE-018KA |  | B6EMMX24K-A | 12 | 15 | 8.2 | Yes | Yes | 2013-09-15 |  | Below V5.0 Req.
TRUE | T4BE-024KA | 3070 | 6691018 | NORDYNE, LLC. | ET4BE-024KA | HP | Split System: Heat Pump with Remote Outdoor Unit-Air-Source | T4BE-024KA |  | B6EMMX24K-A | 12.5 | 15 | 8.5 | Yes | Yes | 2013-09-15 |  | 1
TRUE | T4BE-030KA | 3034 | 6691020 | NORDYNE, LLC. | ET4BE-030KA | HP | Split System: Heat Pump with Remote Outdoor Unit-Air-Source | T4BE-030KA |  | B6EMMX30K-A | 12.5 | 15 | 8.5 | Yes | Yes | 2013-09-15 |  | 1
TRUE | T4BE-036KA | 3072 | 6691022 | NORDYNE, LLC. | ET4BE-036KA | HP | Split System: Heat Pump with Remote Outdoor Unit-Air-Source | T4BE-036KA |  | B6EMMX36K-B | 12.5 | 15 | 8.5 | Yes | Yes | 2013-09-15 |  | 1
TRUE | T4BE-042KA | 3039 | 6691023 | NORDYNE, LLC. | ET4BE-042KA | HP | Split System: Heat Pump with Remote Outdoor Unit-Air-Source | T4BE-042KA |  | B6EMMX42K-B | 12.5 | 15 | 8.5 | Yes | Yes | 2013-09-15 |  | 1
TRUE | T4BE-048KA | 3074 | 6691024 | NORDYNE, LLC. | ET4BE-048KA | HP | Split System: Heat Pump with Remote Outdoor Unit-Air-Source | T4BE-048KA |  | B6EMMX48K-C | 12.5 | 15 | 8.5 | Yes | Yes | 2013-09-15 |  | 1
TRUE | T4BE-018KA | 3028 | 6691149 | NORDYNE, LLC. | FT4BE-018KA | HP | Split System: Heat Pump with Remote Outdoor Unit-Air-Source | T4BE-018KA |  | B6EMMX24K-A | 12 | 15 | 8.2 | Yes | Yes | 2013-09-15 |  | Below V5.0 Req.
TRUE | T4BE-024KA | 3070 | 6691151 | NORDYNE, LLC. | FT4BE-024KA | HP | Split System: Heat Pump with Remote Outdoor Unit-Air-Source | T4BE-024KA |  | B6EMMX24K-A | 12.5 | 15 | 8.5 | Yes | Yes | 2013-09-15 |  | 1
TRUE | T4BE-030KA | 3034 | 6691153 | NORDYNE, LLC. | FT4BE-030KA | HP | Split System: Heat Pump with Remote Outdoor Unit-Air-Source | T4BE-030KA |  | B6EMMX30K-A | 12.5 | 15 | 8.5 | Yes | Yes | 2013-09-15 |  | 1
TRUE | T4BE-036KA | 3072 | 6691155 | NORDYNE, LLC. | FT4BE-036KA | HP | Split System: Heat Pump with Remote Outdoor Unit-Air-Source | T4BE-036KA |  | B6EMMX36K-B | 12.5 | 15 | 8.5 | Yes | Yes | 2013-09-15 |  | 1
TRUE | T4BE-042KA | 3039 | 6691156 | NORDYNE, LLC. | FT4BE-042KA | HP | Split System: Heat Pump with Remote Outdoor Unit-Air-Source | T4BE-042KA |  | B6EMMX42K-B | 12.5 | 15 | 8.5 | Yes | Yes | 2013-09-15 |  | 1
TRUE | T4BE-048KA | 3074 | 6691157 | NORDYNE, LLC. | FT4BE-048KA | HP | Split System: Heat Pump with Remote Outdoor Unit-Air-Source | T4BE-048KA |  | B6EMMX48K-C | 12.5 | 15 | 8.5 | Yes | Yes | 2013-09-15 |  | 1
FALSE | T4BF-024KB | 1866 | 6528381 | HEAT CONTROLLER, INC. | HRG1624S1E | HP | Split System: Heat Pump with Remote Outdoor Unit-Air-Source | T4BF-024KB |  | C6B(A,H)-X26(C,U)-B | 12.5 | 15.5 | 8.8 | Yes | Yes | 2014-04-18 |  | 1
FALSE | T4BF-024KB | 1866 | 6528382 | HEAT CONTROLLER, INC. | HRG1624S1E | HP | Split System: Heat Pump with Remote Outdoor Unit-Air-Source | T4BF-024KB |  | C6B(A,H)-X26(C,U)-B | 12.5 | 15.5 | 8.8 | Yes | Yes | 2014-04-18 |  | 1
FALSE | T4BF-024KB | 1866 | 6528383 | HEAT CONTROLLER, INC. | HRG1624S1E | HP | Split System: Heat Pump with Remote Outdoor Unit-Air-Source | T4BF-024KB |  | C6B(A,H)-X26(C,U)-B | 12.5 | 15.5 | 8.8 | Yes | Yes | 2014-04-18 |  | 1
TRUE | T4BF-024KB | 1866 | 6528384 | HEAT CONTROLLER, INC. | HRG1624S1E | HP | Split System: Heat Pump with Remote Outdoor Unit-Air-Source | T4BF-024KB |  | C6B(A,H)-X26(C,U)-B | 13 | 16 | 9 | Yes | Yes | 2014-04-18 |  | 2
FALSE | T4BF-036KA | 1871 | 6528387 | HEAT CONTROLLER, INC. | HRG1636S1E | HP | Split System: Heat Pump with Remote Outdoor Unit-Air-Source | T4BF-036KA |  | C6B(A,H)-X36(C,U)-C | 12.5 | 15.7 | 8.6 | Yes | Yes | 2014-04-18 |  | 1
FALSE | T4BF-036KA | 1871 | 6528388 | HEAT CONTROLLER, INC. | HRG1636S1E | HP | Split System: Heat Pump with Remote Outdoor Unit-Air-Source | T4BF-036KA |  | C6B(A,H)-X36(C,U)-C | 12.5 | 15.7 | 8.6 | Yes | Yes | 2014-04-18 |  | 1
FALSE | T4QE-030KA | 3034 | 6685723 | HEAT CONTROLLER, INC. | HRG1430S1F | HP | Split System: Heat Pump with Remote Outdoor Unit-Air-Source | T4BE-030KA |  | C7B(A,H)M03036(C,U)-A+TXV | 12.5 | 15 | 8.5 | Yes | Yes | 2014-04-18 |  | 1
FALSE | T4QE-030KA | 3034 | 6685725 | HEAT CONTROLLER, INC. | HRG1430S1F | HP | Split System: Heat Pump with Remote Outdoor Unit-Air-Source | T4BE-030KA |  | C7B(A,H)M03036(C,U)-B+TXV | 12.5 | 15 | 8.5 | Yes | Yes | 2014-04-18 |  | 1
FALSE | T4QE-036KA | 3072 | 6685727 | HEAT CONTROLLER, INC. | HRG1436S1F | HP | Split System: Heat Pump with Remote Outdoor Unit-Air-Source | T4BE-036KA |  | C7B(A,H)M03642(C,U)-B+TXV | 12.5 | 15 | 8.5 | Yes | Yes | 2014-04-18 |  | 1
FALSE | T4QE-042KA | 3039 | 6685729 | HEAT CONTROLLER, INC. | HRG1442S1F | HP | Split System: Heat Pump with Remote Outdoor Unit-Air-Source | T4BE-042KA |  | C7B(A,H)M03642(C,U)-B+TXV | 12.5 | 15 | 8.5 | Yes | Yes | 2014-04-18 |  | 1
FALSE | T4QE-048KA | 3074 | 6685731 | HEAT CONTROLLER, INC. | HRG1448S1F | HP | Split System: Heat Pump with Remote Outdoor Unit-Air-Source | T4BE-048KA |  | C7B(A,H)M048(C,U)-C+TXV | 12.5 | 15 | 8.5 | Yes | Yes | 2014-04-18 |  | 1
FALSE | T4QE-048KA | 3074 | 6688955 | HEAT CONTROLLER, INC. | HRG1448S1F | HP | Split System: Heat Pump with Remote Outdoor Unit-Air-Source | T4BE-048KA |  | C7B(A,H)M048(C,U)-C+TXV | 12.5 | 15 | 8.5 | Yes | Yes | 2014-04-18 |  | 1
FALSE | T4QE-048KA | 3074 | 6688956 | HEAT CONTROLLER, INC. | HRG1448S1F | HP | Split System: Heat Pump with Remote Outdoor Unit-Air-Source | T4BE-048KA |  | C7B(A,H)M048(C,U)-C+TXV | 12.5 | 15 | 8.5 | Yes | Yes | 2014-04-18 |  | 1
FALSE | T4QE-042KA | 3039 | 6688957 | HEAT CONTROLLER, INC. | HRG1442S1F | HP | Split System: Heat Pump with Remote Outdoor Unit-Air-Source | T4BE-042KA |  | C7B(A,H)M03648(C,U)-C+TXV | 12.5 | 15 | 8.5 | Yes | Yes | 2014-04-18 |  | 1
FALSE | T4BF-024KB | 1866 | 6999267 | HEAT CONTROLLER, INC. | HRG1624S1E | HP | Split System: Heat Pump with Remote Outdoor Unit-Air-Source | T4BF-024KB |  | C6B(A,H)-X30(C,U)-C | 12.5 | 15.5 | 8.8 | Yes | Yes | 2014-04-18 |  | 1
FALSE | T4BF-024KB | 1866 | 6999268 | HEAT CONTROLLER, INC. | HRG1624S1E | HP | Split System: Heat Pump with Remote Outdoor Unit-Air-Source | T4BF-024KB |  | C6B(A,H)-X30(C,U)-C | 12.5 | 15.5 | 8.8 | Yes | Yes | 2014-04-18 |  | 1
FALSE | T4QE-024KA | 3070 | 6685695 | HEAT CONTROLLER, INC. | HRG1424S1F | HP | Split System: Heat Pump with Remote Outdoor Unit-Air-Source | T4BE-024KA |  | C7B(A,H)M01824(C,U)-B+TXV | 12 | 14.5 | 8.2 | Yes | Yes | 2014-04-18 |  | Below V5.0 Req.
FALSE | T4QE-024KA | 3070 | 6685696 | HEAT CONTROLLER, INC. | HRG1424S1F | HP | Split System: Heat Pump with Remote Outdoor Unit-Air-Source | T4BE-024KA |  | C7B(A,H)M01824(C,U)-B+TXV | 12 | 14.5 | 8.2 | Yes | Yes | 2014-04-18 |  | Below V5.0 Req.
FALSE | T4QE-024KA | 3070 | 6685697 | HEAT CONTROLLER, INC. | HRG1424S1F | HP | Split System: Heat Pump with Remote Outdoor Unit-Air-Source | T4BE-024KA |  | C7B(A,H)M030(C,U)-C+TXV | 12.5 | 15 | 8.5 | Yes | Yes | 2014-04-18 |  | 1
FALSE | T4QE-024KA | 3070 | 6685698 | HEAT CONTROLLER, INC. | HRG1424S1F | HP | Split System: Heat Pump with Remote Outdoor Unit-Air-Source | T4BE-024KA |  | C7B(A,H)M030(C,U)-C+TXV | 12.5 | 15 | 8.5 | Yes | Yes | 2014-04-18 |  | 1
FALSE | T4QE-030KA | 3034 | 6685699 | HEAT CONTROLLER, INC. | HRG1430S1F | HP | Split System: Heat Pump with Remote Outdoor Unit-Air-Source | T4BE-030KA |  | C7B(A,H)M030(C,U)-C+TXV | 12.5 | 15 | 8.5 | Yes | Yes | 2014-04-18 |  | 1
FALSE | T4QE-030KA | 3034 | 6685700 | HEAT CONTROLLER, INC. | HRG1430S1F | HP | Split System: Heat Pump with Remote Outdoor Unit-Air-Source | T4BE-030KA |  | C7B(A,H)M030(C,U)-C+TXV | 12.5 | 15 | 8.5 | Yes | Yes | 2014-04-18 |  | 1
FALSE | T4QE-030KA | 3034 | 6685701 | HEAT CONTROLLER, INC. | HRG1430S1F | HP | Split System: Heat Pump with Remote Outdoor Unit-Air-Source | T4BE-030KA |  | C7B(A,H)M03036(C,U)-A+TXV | 12 | 14.5 | 8.2 | Yes | Yes | 2014-04-18 |  | Below V5.0 Req.
FALSE | T4QE-030KA | 3034 | 6685702 | HEAT CONTROLLER, INC. | HRG1430S1F | HP | Split System: Heat Pump with Remote Outdoor Unit-Air-Source | T4BE-030KA |  | C7B(A,H)M03036(C,U)-A+TXV | 12 | 14.5 | 8.2 | Yes | Yes | 2014-04-18 |  | Below V5.0 Req.
FALSE | T4QE-030KA | 3034 | 6685703 | HEAT CONTROLLER, INC. | HRG1430S1F | HP | Split System: Heat Pump with Remote Outdoor Unit-Air-Source | T4BE-030KA |  | C7B(A,H)M03036(C,U)-B+TXV | 12.5 | 15 | 8.5 | Yes | Yes | 2014-04-18 |  | 1
FALSE | T4QE-030KA | 3034 | 6685704 | HEAT CONTROLLER, INC. | HRG1430S1F | HP | Split System: Heat Pump with Remote Outdoor Unit-Air-Source | T4BE-030KA |  | C7B(A,H)M03036(C,U)-B+TXV | 12.5 | 15 | 8.5 | Yes | Yes | 2014-04-18 |  | 1
FALSE | T4QE-036KA | 3072 | 6685705 | HEAT CONTROLLER, INC. | HRG1436S1F | HP | Split System: Heat Pump with Remote Outdoor Unit-Air-Source | T4BE-036KA |  | C7B(A,H)M03642(C,U)-B+TXV | 12.5 | 15 | 8.5 | Yes | Yes | 2014-04-18 |  | 1
FALSE | T4QE-036KA | 3072 | 6685706 | HEAT CONTROLLER, INC. | HRG1436S1F | HP | Split System: Heat Pump with Remote Outdoor Unit-Air-Source | T4BE-036KA |  | C7B(A,H)M03642(C,U)-B+TXV | 12.5 | 15 | 8.5 | Yes | Yes | 2014-04-18 |  | 1
FALSE | T4QE-036KA | 3072 | 6685707 | HEAT CONTROLLER, INC. | HRG1436S1F | HP | Split System: Heat Pump with Remote Outdoor Unit-Air-Source | T4BE-036KA |  | C7B(A,H)M03648(C,U)-C+TXV | 12.5 | 15 | 8.5 | Yes | Yes | 2014-04-18 |  | 1
FALSE | T4QE-036KA | 3072 | 6685708 | HEAT CONTROLLER, INC. | HRG1436S1F | HP | Split System: Heat Pump with Remote Outdoor Unit-Air-Source | T4BE-036KA |  | C7B(A,H)M03648(C,U)-C+TXV | 12.5 | 15 | 8.5 | Yes | Yes | 2014-04-18 |  | 1
FALSE | T4QE-042KA | 3039 | 6685709 | HEAT CONTROLLER, INC. | HRG1442S1F | HP | Split System: Heat Pump with Remote Outdoor Unit-Air-Source | T4BE-042KA |  | C7B(A,H)M03642(C,U)-B+TXV | 12 | 14.5 | 8.2 | Yes | Yes | 2014-04-18 |  | Below V5.0 Req.
FALSE | T4QE-042KA | 3039 | 6685710 | HEAT CONTROLLER, INC. | HRG1442S1F | HP | Split System: Heat Pump with Remote Outdoor Unit-Air-Source | T4BE-042KA |  | C7B(A,H)M03642(C,U)-B+TXV | 12 | 14.5 | 8.2 | Yes | Yes | 2014-04-18 |  | Below V5.0 Req.
FALSE | T4QE-042KA | 3039 | 6685711 | HEAT CONTROLLER, INC. | HRG1442S1F | HP | Split System: Heat Pump with Remote Outdoor Unit-Air-Source | T4BE-042KA |  | C7B(A,H)M03648(C,U)-C+TXV | 12.5 | 15 | 8.5 | Yes | Yes | 2014-04-18 |  | 1
FALSE | T4QE-042KA | 3039 | 6685712 | HEAT CONTROLLER, INC. | HRG1442S1F | HP | Split System: Heat Pump with Remote Outdoor Unit-Air-Source | T4BE-042KA |  | C7B(A,H)M03648(C,U)-C+TXV | 12.5 | 15 | 8.5 | Yes | Yes | 2014-04-18 |  | 1
FALSE | T4QE-048KA | 3074 | 6685713 | HEAT CONTROLLER, INC. | HRG1448S1F | HP | Split System: Heat Pump with Remote Outdoor Unit-Air-Source | T4BE-048KA |  | C7B(A,H)M048(C,U)-D+TXV | 12 | 14.5 | 8.2 | Yes | Yes | 2014-04-18 |  | Below V5.0 Req.
FALSE | T4QE-048KA | 3074 | 6685714 | HEAT CONTROLLER, INC. | HRG1448S1F | HP | Split System: Heat Pump with Remote Outdoor Unit-Air-Source | T4BE-048KA |  | C7B(A,H)M048(C,U)-D+TXV | 12 | 14.5 | 8.2 | Yes | Yes | 2014-04-18 |  | Below V5.0 Req.
FALSE | T4QE-024KA | 3070 | 6685719 | HEAT CONTROLLER, INC. | HRG1424S1F | HP | Split System: Heat Pump with Remote Outdoor Unit-Air-Source | T4BE-024KA |  | C7B(A,H)M01824(C,U)-A+TXV | 12.5 | 15 | 8.5 | Yes | Yes | 2014-04-18 |  | 1
FALSE | T4QE-024KA | 3070 | 6685721 | HEAT CONTROLLER, INC. | HRG1424S1F | HP | Split System: Heat Pump with Remote Outdoor Unit-Air-Source | T4BE-024KA |  | C7B(A,H)M01824(C,U)-B+TXV | 12.5 | 15 | 8.5 | Yes | Yes | 2014-04-18 |  | 1
FALSE | SSZ140191A* | 1072 | 5722665 | GOODMAN MANUFACTURING CO., LP. | SSZ140181A* | HP | Split System: Heat Pump with Remote Outdoor Unit-Air-Source | SSZ140181A* |  | ASPT24B14A* | 12 | 14.5 | 8.2 | Yes | Yes | 2014-08-27 |  | Below V5.0 Req.
FALSE | SSZ140251A* | 1079 | 5722672 | GOODMAN MANUFACTURING CO., LP. | SSZ140241A* | HP | Split System: Heat Pump with Remote Outdoor Unit-Air-Source | SSZ140241A* |  | ASPT30C14A* | 12.5 | 15 | 8.5 | Yes | Yes | 2014-08-27 |  | 1
TRUE | HP.067.001.0111.011 | 583 | 6955147 | COMFORTMAKER | CSH536GKA* | HP | Split System: Heat Pump with Remote Outdoor Unit-Air-Source | HP.067.001.0111.011 |  | FX4DN(B,F)037L | 12.5 | 15 | 8.5 | Yes | Yes | 2015-02-26 |  | 1
TRUE | HP.078.001.0111.011 | 600 | 6955161 | COMFORTMAKER | CSH542GKA* | HP | Split System: Heat Pump with Remote Outdoor Unit-Air-Source | HP.078.001.0111.011 |  | FX4DN(B,F)043L | 12.5 | 15 | 8.7 | Yes | Yes | 2015-02-26 |  | 1
TRUE | HP.090.001.0111.011 | 619 | 6955168 | COMFORTMAKER | CSH548GKA* | HP | Split System: Heat Pump with Remote Outdoor Unit-Air-Source | HP.090.001.0111.011 |  | FX4DN(B,F)049L | 12.5 | 15 | 8.7 | Yes | Yes | 2015-02-26 |  | 1
TRUE | HP.093.001.0111.011 | 629 | 7559398 | COMFORTMAKER | CSH560GKA* | HP | Split System: Heat Pump with Remote Outdoor Unit-Air-Source | HP.093.001.0111.011 |  | FX4DN(B,F)061L | 12.5 | 15 | 8.5 | Yes | Yes | 2015-02-26 |  | 1
FALSE | RP1530AJ1 | 3326 | 7509037 | RHEEM SALES COMPANY, INC. | RP1530AJ1 | HP | Split System: Heat Pump with Remote Outdoor Unit-Air-Source | RP1530AJ1 |  | RCF3617STAM | 12 | 14.5 | 8.2 | Yes | Yes | 2015-02-05 |  | Below V5.0 Req.
FALSE | RP1530AJ1 | 3326 | 7509038 | RHEEM SALES COMPANY, INC. | RP1530AJ1 | HP | Split System: Heat Pump with Remote Outdoor Unit-Air-Source | RP1530AJ1 |  | RCF3617STAM | 12 | 14.5 | 8.2 | Yes | Yes | 2015-02-05 |  | Below V5.0 Req.
FALSE | RP1530AJ1 | 3326 | 7509042 | RHEEM SALES COMPANY, INC. | RP1530AJ1 | HP | Split System: Heat Pump with Remote Outdoor Unit-Air-Source | RP1530AJ1 |  | RCF3617STAM | 12 | 14.5 | 8.2 | Yes | Yes | 2015-02-05 |  | Below V5.0 Req.
FALSE | RP1530AJ1 | 3326 | 7509044 | RHEEM SALES COMPANY, INC. | RP1530AJ1 | HP | Split System: Heat Pump with Remote Outdoor Unit-Air-Source | RP1530AJ1 |  | RCF3617STAM | 12.5 | 15 | 8.2 | Yes | Yes | 2015-02-05 |  | Below V5.0 Req.
FALSE | RP1530AJ1 | 3326 | 7509046 | RHEEM SALES COMPANY, INC. | RP1530AJ1 | HP | Split System: Heat Pump with Remote Outdoor Unit-Air-Source | RP1530AJ1 |  | RCF3617STAM | 12.5 | 15 | 8.2 | Yes | Yes | 2015-02-05 |  | Below V5.0 Req.
FALSE | RP1530AJ1 | 3326 | 7509048 | RHEEM SALES COMPANY, INC. | RP1530AJ1 | HP | Split System: Heat Pump with Remote Outdoor Unit-Air-Source | RP1530AJ1 |  | RCF3617STAM | 12.5 | 15 | 8.2 | Yes | Yes | 2015-02-05 |  | Below V5.0 Req.
FALSE | RP1530AJ1 | 3326 | 7509050 | RHEEM SALES COMPANY, INC. | RP1530AJ1 | HP | Split System: Heat Pump with Remote Outdoor Unit-Air-Source | RP1530AJ1 |  | RCF3617STAM | 12.5 | 15 | 8.5 | Yes | Yes | 2015-02-05 |  | 1
FALSE | RP1530AJ1 | 3326 | 7509051 | RHEEM SALES COMPANY, INC. | RP1530AJ1 | HP | Split System: Heat Pump with Remote Outdoor Unit-Air-Source | RP1530AJ1 |  | RCF3621STAM | 12 | 14.5 | 8.5 | Yes | Yes | 2015-02-05 |  | 0
FALSE | RP1530AJ1 | 3326 | 7509053 | RHEEM SALES COMPANY, INC. | RP1530AJ1 | HP | Split System: Heat Pump with Remote Outdoor Unit-Air-Source | RP1530AJ1 |  | RCF3621STAM | 12.5 | 15 | 8.5 | Yes | Yes | 2015-02-05 |  | 1
FALSE | RP1530AJ1 | 3326 | 7509055 | RHEEM SALES COMPANY, INC. | RP1530AJ1 | HP | Split System: Heat Pump with Remote Outdoor Unit-Air-Source | RP1530AJ1 |  | RCF3621STAM | 12.5 | 15 | 8.5 | Yes | Yes | 2015-02-05 |  | 1
FALSE | RP1530AJ1 | 3326 | 7509056 | RHEEM SALES COMPANY, INC. | RP1530AJ1 | HP | Split System: Heat Pump with Remote Outdoor Unit-Air-Source | RP1530AJ1 |  | RCF3621STAM | 13 | 15.5 | 8.5 | Yes | Yes | 2015-02-05 |  | 1
FALSE | RP1448FJ1 | 3329 | 7512135 | RHEEM SALES COMPANY, INC. | RP1548AC1 | HP | Split System: Heat Pump with Remote Outdoor Unit-Air-Source | RP1548AC1 |  | RCF4824STAM | 12 | 14.5 | 9 | Yes | Yes | 2015-02-05 |  | 0
FALSE | RP1448FJ1 | 3329 | 7512136 | RHEEM SALES COMPANY, INC. | RP1548AC1 | HP | Split System: Heat Pump with Remote Outdoor Unit-Air-Source | RP1548AC1 |  | RCF4824STAM | 12 | 14.5 | 9 | Yes | Yes | 2015-02-05 |  | 0
FALSE | RP1448FJ1 | 3329 | 7512137 | RHEEM SALES COMPANY, INC. | RP1548AC1 | HP | Split System: Heat Pump with Remote Outdoor Unit-Air-Source | RP1548AC1 |  | RCF4824STAM | 12 | 14.5 | 9 | Yes | Yes | 2015-02-05 |  | 0
FALSE | RP1448FJ1 | 3329 | 7512138 | RHEEM SALES COMPANY, INC. | RP1548AC1 | HP | Split System: Heat Pump with Remote Outdoor Unit-Air-Source | RP1548AC1 |  | RCF4824STAM | 12 | 14.5 | 9 | Yes | Yes | 2015-02-05 |  | 0
FALSE | RP1448FJ1 | 3329 | 7512139 | RHEEM SALES COMPANY, INC. | RP1548AC1 | HP | Split System: Heat Pump with Remote Outdoor Unit-Air-Source | RP1548AC1 |  | RCF4824STAM | 12 | 14.5 | 9 | Yes | Yes | 2015-02-05 |  | 0
FALSE | RP1448FJ1 | 3329 | 7512140 | RHEEM SALES COMPANY, INC. | RP1548AC1 | HP | Split System: Heat Pump with Remote Outdoor Unit-Air-Source | RP1548AC1 |  | RCF4824STAM | 12.5 | 15 | 9 | Yes | Yes | 2015-02-05 |  | 1
FALSE | RP1448FJ1 | 3329 | 7512141 | RHEEM SALES COMPANY, INC. | RP1548AC1 | HP | Split System: Heat Pump with Remote Outdoor Unit-Air-Source | RP1548AC1 |  | RCF4824STAM | 12.5 | 15 | 9 | Yes | Yes | 2015-02-05 |  | 1
FALSE | RP1448FJ1 | 3329 | 7512142 | RHEEM SALES COMPANY, INC. | RP1548AC1 | HP | Split System: Heat Pump with Remote Outdoor Unit-Air-Source | RP1548AC1 |  | RCF4824STAM | 12.5 | 15 | 9 | Yes | Yes | 2015-02-05 |  | 1
FALSE | RP1448FJ1 | 3329 | 7512143 | RHEEM SALES COMPANY, INC. | RP1548AC1 | HP | Split System: Heat Pump with Remote Outdoor Unit-Air-Source | RP1548AC1 |  | RCF4824STAM | 12.5 | 15 | 9 | Yes | Yes | 2015-02-05 |  | 1
FALSE | RP1448FJ1 | 3329 | 7512144 | RHEEM SALES COMPANY, INC. | RP1548AC1 | HP | Split System: Heat Pump with Remote Outdoor Unit-Air-Source | RP1548AC1 |  | RCF4824STAM | 12.5 | 15 | 9 | Yes | Yes | 2015-02-05 |  | 1
FALSE | RP1448FJ1 | 3329 | 7512145 | RHEEM SALES COMPANY, INC. | RP1548AC1 | HP | Split System: Heat Pump with Remote Outdoor Unit-Air-Source | RP1548AC1 |  | RCF4824STAM | 12.5 | 15 | 9 | Yes | Yes | 2015-02-05 |  | 1
FALSE | RP1448FJ1 | 3329 | 7512146 | RHEEM SALES COMPANY, INC. | RP1548AC1 | HP | Split System: Heat Pump with Remote Outdoor Unit-Air-Source | RP1548AC1 |  | RCF4824STAM | 12.5 | 15 | 9 | Yes | Yes | 2015-02-05 |  | 1
FALSE | RP1448FJ1 | 3329 | 7512147 | RHEEM SALES COMPANY, INC. | RP1548AC1 | HP | Split System: Heat Pump with Remote Outdoor Unit-Air-Source | RP1548AC1 |  | RCF4824STAM | 12 | 14.5 | 9 | Yes | Yes | 2015-02-05 |  | 0
FALSE | RP1448FJ1 | 3329 | 7512148 | RHEEM SALES COMPANY, INC. | RP1548AC1 | HP | Split System: Heat Pump with Remote Outdoor Unit with No Indoor Fan --Air Source | RP1548AC1 |  | RCF4824STAM+RXMD-C04 | 12 | 14.5 | 8.5 | Yes | Yes | 2015-02-05 |  | 0
TRUE | RP1548AC1 | 3329 | 7512150 | RHEEM SALES COMPANY, INC. | RP1548AC1 | HP | Split System: Heat Pump with Remote Outdoor Unit-Air-Source | RP1548AC1 |  | RH1T4821STAN | 12.5 | 15 | 9 | Yes | Yes | 2015-02-05 |  | 1
FALSE | RP1448FJ1 | 3329 | 7512151 | RHEEM SALES COMPANY, INC. | RP1548AC1 | HP | Split System: Heat Pump with Remote Outdoor Unit-Air-Source | RP1548AC1 |  | RH1T4824STAN | 12.5 | 15.5 | 9 | Yes | Yes | 2015-02-05 |  | 1
FALSE | RP1448FJ1 | 3329 | 7512152 | RHEEM SALES COMPANY, INC. | RP1548AC1 | HP | Split System: Heat Pump with Remote Outdoor Unit-Air-Source | RP1548AC1 |  | RH1V4821STAN | 12.5 | 15 | 9 | Yes | Yes | 2015-02-05 |  | 1
FALSE | RP1448FJ1 | 3329 | 7512153 | RHEEM SALES COMPANY, INC. | RP1548AC1 | HP | Split System: Heat Pump with Remote Outdoor Unit-Air-Source | RP1548AC1 |  | RH1V4824STAN | 12.5 | 15 | 9 | Yes | Yes | 2015-02-05 |  | 1
FALSE | RP1448FJ1 | 3329 | 7512154 | RHEEM SALES COMPANY, INC. | RP1548AJ1 | HP | Split System: Heat Pump with Remote Outdoor Unit-Air-Source | RP1548AJ1 |  | RCF4821STAM | 12.5 | 15 | 9 | Yes | Yes | 2015-02-05 |  | 1
FALSE | RP1448FJ1 | 3329 | 7512155 | RHEEM SALES COMPANY, INC. | RP1548AJ1 | HP | Split System: Heat Pump with Remote Outdoor Unit-Air-Source | RP1548AJ1 |  | RCF4821STAM | 12 | 14.5 | 9 | Yes | Yes | 2015-02-05 |  | 0
FALSE | RP1448FJ1 | 3329 | 7512174 | RHEEM SALES COMPANY, INC. | RP1548AJ1 | HP | Split System: Heat Pump with Remote Outdoor Unit-Air-Source | RP1548AJ1 |  | RCF4824STAM | 12 | 14.5 | 9 | Yes | Yes | 2015-02-05 |  | 0
FALSE | RP1448FJ1 | 3329 | 7512175 | RHEEM SALES COMPANY, INC. | RP1548AJ1 | HP | Split System: Heat Pump with Remote Outdoor Unit-Air-Source | RP1548AJ1 |  | RCF4824STAM | 12 | 14.5 | 9 | Yes | Yes | 2015-02-05 |  | 0
FALSE | RP1448FJ1 | 3329 | 7512176 | RHEEM SALES COMPANY, INC. | RP1548AJ1 | HP | Split System: Heat Pump with Remote Outdoor Unit-Air-Source | RP1548AJ1 |  | RCF4824STAM | 12 | 14.5 | 9 | Yes | Yes | 2015-02-05 |  | 0
FALSE | RP1448FJ1 | 3329 | 7512177 | RHEEM SALES COMPANY, INC. | RP1548AJ1 | HP | Split System: Heat Pump with Remote Outdoor Unit-Air-Source | RP1548AJ1 |  | RCF4824STAM | 12.5 | 15 | 9 | Yes | Yes | 2015-02-05 |  | 1
FALSE | RP1448FJ1 | 3329 | 7512178 | RHEEM SALES COMPANY, INC. | RP1548AJ1 | HP | Split System: Heat Pump with Remote Outdoor Unit-Air-Source | RP1548AJ1 |  | RCF4824STAM | 12.5 | 15 | 9 | Yes | Yes | 2015-02-05 |  | 1
FALSE | RP1448FJ1 | 3329 | 7512179 | RHEEM SALES COMPANY, INC. | RP1548AJ1 | HP | Split System: Heat Pump with Remote Outdoor Unit-Air-Source | RP1548AJ1 |  | RCF4824STAM | 12.5 | 15 | 9 | Yes | Yes | 2015-02-05 |  | 1
FALSE | RP1448FJ1 | 3329 | 7512180 | RHEEM SALES COMPANY, INC. | RP1548AJ1 | HP | Split System: Heat Pump with Remote Outdoor Unit-Air-Source | RP1548AJ1 |  | RCF4824STAM | 12.5 | 15 | 9 | Yes | Yes | 2015-02-05 |  | 1
FALSE | RP1448FJ1 | 3329 | 7512181 | RHEEM SALES COMPANY, INC. | RP1548AJ1 | HP | Split System: Heat Pump with Remote Outdoor Unit-Air-Source | RP1548AJ1 |  | RCF4824STAM | 12.5 | 15 | 9 | Yes | Yes | 2015-02-05 |  | 1
FALSE | RP1448FJ1 | 3329 | 7512182 | RHEEM SALES COMPANY, INC. | RP1548AJ1 | HP | Split System: Heat Pump with Remote Outdoor Unit-Air-Source | RP1548AJ1 |  | RCF4824STAM | 12.5 | 15 | 9 | Yes | Yes | 2015-02-05 |  | 1
FALSE | RP1448FJ1 | 3329 | 7512183 | RHEEM SALES COMPANY, INC. | RP1548AJ1 | HP | Split System: Heat Pump with Remote Outdoor Unit-Air-Source | RP1548AJ1 |  | RCF4824STAM | 12.5 | 15 | 9 | Yes | Yes | 2015-02-05 |  | 1
FALSE | RP1448FJ1 | 3329 | 7512184 | RHEEM SALES COMPANY, INC. | RP1548AJ1 | HP | Split System: Heat Pump with Remote Outdoor Unit-Air-Source | RP1548AJ1 |  | RCF4824STAM | 12 | 14.5 | 9 | Yes | Yes | 2015-02-05 |  | 0
FALSE | RP1448FJ1 | 3329 | 7512185 | RHEEM SALES COMPANY, INC. | RP1548AJ1 | HP | Split System: Heat Pump with Remote Outdoor Unit with No Indoor Fan --Air Source | RP1548AJ1 |  | RCF4824STAM+RXMD-C04 | 12 | 14.5 | 8.5 | Yes | Yes | 2015-02-05 |  | 0
TRUE | RP1548AJ1 | 3329 | 7512187 | RHEEM SALES COMPANY, INC. | RP1548AJ1 | HP | Split System: Heat Pump with Remote Outdoor Unit-Air-Source | RP1548AJ1 |  | RH1T4821STAN | 12.5 | 15 | 9 | Yes | Yes | 2015-02-05 |  | 1
FALSE | RP1448FJ1 | 3329 | 7512188 | RHEEM SALES COMPANY, INC. | RP1548AJ1 | HP | Split System: Heat Pump with Remote Outdoor Unit-Air-Source | RP1548AJ1 |  | RH1T4824STAN | 12.5 | 15.5 | 9 | Yes | Yes | 2015-02-05 |  | 1
FALSE | RP1448FJ1 | 3329 | 7512189 | RHEEM SALES COMPANY, INC. | RP1548AJ1 | HP | Split System: Heat Pump with Remote Outdoor Unit-Air-Source | RP1548AJ1 |  | RH1V4821STAN | 12.5 | 15 | 9 | Yes | Yes | 2015-02-05 |  | 1
FALSE | RP1448FJ1 | 3329 | 7512190 | RHEEM SALES COMPANY, INC. | RP1548AJ1 | HP | Split System: Heat Pump with Remote Outdoor Unit-Air-Source | RP1548AJ1 |  | RH1V4824STAN | 12.5 | 15 | 9 | Yes | Yes | 2015-02-05 |  | 1
FALSE | RP1460FJ1 | 3330 | 7512192 | RHEEM SALES COMPANY, INC. | RP1560AC1 | HP | Split System: Heat Pump with Remote Outdoor Unit-Air-Source | RP1560AC1 |  | RCF6024HTAM | 12 | 14.5 | 9 | Yes | Yes | 2015-02-05 |  | 0
FALSE | RP1460FJ1 | 3330 | 7512194 | RHEEM SALES COMPANY, INC. | RP1560AC1 | HP | Split System: Heat Pump with Remote Outdoor Unit-Air-Source | RP1560AC1 |  | RCF6024HTAM | 12.5 | 15 | 9 | Yes | Yes | 2015-02-05 |  | 1
FALSE | RP1460FJ1 | 3330 | 7512195 | RHEEM SALES COMPANY, INC. | RP1560AC1 | HP | Split System: Heat Pump with Remote Outdoor Unit-Air-Source | RP1560AC1 |  | RCF6024HTAM | 12 | 14.5 | 9 | Yes | Yes | 2015-02-05 |  | 0
FALSE | RP1460FJ1 | 3330 | 7512202 | RHEEM SALES COMPANY, INC. | RP1560AC1 | HP | Split System: Heat Pump with Remote Outdoor Unit-Air-Source | RP1560AC1 |  | RCF6024HTAM | 12 | 14.5 | 9 | Yes | Yes | 2015-02-05 |  | 0
FALSE | RP1460FJ1 | 3330 | 7512249 | RHEEM SALES COMPANY, INC. | RP1560AJ1 | HP | Split System: Heat Pump with Remote Outdoor Unit-Air-Source | RP1560AJ1 |  | RCF6024STAM | 12 | 14.5 | 9 | Yes | Yes | 2015-02-05 |  | 0
TRUE | RP1560AJ1 | 3330 | 7512254 | RHEEM SALES COMPANY, INC. | RP1560AJ1 | HP | Split System: Heat Pump with Remote Outdoor Unit-Air-Source | RP1560AJ1 |  | RH1T6024STAN | 12.5 | 15 | 9 | Yes | Yes | 2015-02-05 |  | 1
FALSE | RP1460FJ1 | 3330 | 7512255 | RHEEM SALES COMPANY, INC. | RP1560AJ1 | HP | Split System: Heat Pump with Remote Outdoor Unit-Air-Source | RP1560AJ1 |  | RH1V6024STAN | 12.5 | 15 | 9 | Yes | Yes | 2015-02-05 |  | 1
FALSE | RP1460FJ1 | 3330 | 7512256 | RHEEM SALES COMPANY, INC. | RP1560AJ1 | HP | Split System: Heat Pump with Remote Outdoor Unit-Air-Source | RP1560AJ1 |  | RH2T6024STAN | 12.5 | 15 | 9 | Yes | Yes | 2015-02-05 |  | 1
FALSE | RP1442FJ1 | 3328 | 7512258 | RHEEM SALES COMPANY, INC. | RP1542AC1 | HP | Split System: Heat Pump with Remote Outdoor Unit-Air-Source | RP1542AC1 |  | RCF4821STAM | 12 | 14.5 | 9 | Yes | Yes | 2015-02-05 |  | 0
FALSE | RP1442FJ1 | 3328 | 7512259 | RHEEM SALES COMPANY, INC. | RP1542AC1 | HP | Split System: Heat Pump with Remote Outdoor Unit-Air-Source | RP1542AC1 |  | RCF4821STAM | 12 | 14.5 | 9 | Yes | Yes | 2015-02-05 |  | 0
FALSE | RP1442FJ1 | 3328 | 7512260 | RHEEM SALES COMPANY, INC. | RP1542AC1 | HP | Split System: Heat Pump with Remote Outdoor Unit-Air-Source | RP1542AC1 |  | RCF4821STAM | 12 | 14.5 | 9 | Yes | Yes | 2015-02-05 |  | 0
FALSE | RP1442FJ1 | 3328 | 7512261 | RHEEM SALES COMPANY, INC. | RP1542AC1 | HP | Split System: Heat Pump with Remote Outdoor Unit-Air-Source | RP1542AC1 |  | RCF4821STAM | 12 | 14.5 | 9 | Yes | Yes | 2015-02-05 |  | 0
FALSE | RP1442FJ1 | 3328 | 7512266 | RHEEM SALES COMPANY, INC. | RP1542AC1 | HP | Split System: Heat Pump with Remote Outdoor Unit-Air-Source | RP1542AC1 |  | RCF4821STAM | 12 | 14.5 | 9 | Yes | Yes | 2015-02-05 |  | 0
FALSE | RP1442FJ1 | 3328 | 7512269 | RHEEM SALES COMPANY, INC. | RP1542AC1 | HP | Split System: Heat Pump with Remote Outdoor Unit-Air-Source | RP1542AC1 |  | RCF4821STAM | 12 | 14.5 | 9 | Yes | Yes | 2015-02-05 |  | 0
FALSE | RP1442FJ1 | 3328 | 7512270 | RHEEM SALES COMPANY, INC. | RP1542AC1 | HP | Split System: Heat Pump with Remote Outdoor Unit-Air-Source | RP1542AC1 |  | RCF4821STAM | 12 | 14.5 | 9 | Yes | Yes | 2015-02-05 |  | 0
FALSE | RP1442FJ1 | 3328 | 7512272 | RHEEM SALES COMPANY, INC. | RP1542AC1 | HP | Split System: Heat Pump with Remote Outdoor Unit-Air-Source | RP1542AC1 |  | RCF4821STAM | 12 | 14.5 | 9 | Yes | Yes | 2015-02-05 |  | 0
FALSE | RP1442FJ1 | 3328 | 7512273 | RHEEM SALES COMPANY, INC. | RP1542AC1 | HP | Split System: Heat Pump with Remote Outdoor Unit-Air-Source | RP1542AC1 |  | RCF4821STAM | 12 | 14.5 | 9 | Yes | Yes | 2015-02-05 |  | 0
FALSE | RP1442FJ1 | 3328 | 7512277 | RHEEM SALES COMPANY, INC. | RP1542AC1 | HP | Split System: Heat Pump with Remote Outdoor Unit-Air-Source | RP1542AC1 |  | RCF4824STAM | 12 | 14.5 | 9 | Yes | Yes | 2015-02-05 |  | 0
FALSE | RP1442FJ1 | 3328 | 7512278 | RHEEM SALES COMPANY, INC. | RP1542AC1 | HP | Split System: Heat Pump with Remote Outdoor Unit-Air-Source | RP1542AC1 |  | RCF4824STAM | 12 | 14.5 | 9 | Yes | Yes | 2015-02-05 |  | 0
FALSE | RP1442FJ1 | 3328 | 7512279 | RHEEM SALES COMPANY, INC. | RP1542AC1 | HP | Split System: Heat Pump with Remote Outdoor Unit-Air-Source | RP1542AC1 |  | RCF4824STAM | 12 | 14.5 | 9 | Yes | Yes | 2015-02-05 |  | 0
FALSE | RP1442FJ1 | 3328 | 7512280 | RHEEM SALES COMPANY, INC. | RP1542AC1 | HP | Split System: Heat Pump with Remote Outdoor Unit-Air-Source | RP1542AC1 |  | RCF4824STAM | 12.5 | 15 | 9 | Yes | Yes | 2015-02-05 |  | 1
FALSE | RP1442FJ1 | 3328 | 7512281 | RHEEM SALES COMPANY, INC. | RP1542AC1 | HP | Split System: Heat Pump with Remote Outdoor Unit-Air-Source | RP1542AC1 |  | RCF4824STAM | 12 | 14.5 | 9 | Yes | Yes | 2015-02-05 |  | 0
FALSE | RP1442FJ1 | 3328 | 7512287 | RHEEM SALES COMPANY, INC. | RP1542AC1 | HP | Split System: Heat Pump with Remote Outdoor Unit-Air-Source | RP1542AC1 |  | RCF4824STAM | 12 | 14.5 | 9 | Yes | Yes | 2015-02-05 |  | 0
FALSE | RP1442FJ1 | 3328 | 7512288 | RHEEM SALES COMPANY, INC. | RP1542AC1 | HP | Split System: Heat Pump with Remote Outdoor Unit-Air-Source | RP1542AC1 |  | RCF4824STAM | 12 | 14.5 | 9 | Yes | Yes | 2015-02-05 |  | 0
FALSE | RP1524AJ1 | 3325 | 8001832 | RHEEM SALES COMPANY, INC. | RP1524AJ1 | HP | Split System: Heat Pump with Remote Outdoor Unit-Air-Source | RP1524AJ1 |  | RCF2417STAM | 12.5 | 15 | 9 | Yes | Yes | 2015-02-05 |  | 1
FALSE | RP1524AJ1 | 3325 | 8001833 | RHEEM SALES COMPANY, INC. | RP1524AJ1 | HP | Split System: Heat Pump with Remote Outdoor Unit-Air-Source | RP1524AJ1 |  | RCF2417STAM | 12 | 14.5 | 9 | Yes | Yes | 2015-02-05 |  | 0
FALSE | RP1524AJ1 | 3325 | 8001834 | RHEEM SALES COMPANY, INC. | RP1524AJ1 | HP | Split System: Heat Pump with Remote Outdoor Unit-Air-Source | RP1524AJ1 |  | RCF2417STAM | 12 | 14.5 | 8.5 | Yes | Yes | 2015-02-05 |  | 0
FALSE | RP1524AJ1 | 3325 | 8001835 | RHEEM SALES COMPANY, INC. | RP1524AJ1 | HP | Split System: Heat Pump with Remote Outdoor Unit-Air-Source | RP1524AJ1 |  | RCF2417STAM | 12 | 14.5 | 9 | Yes | Yes | 2015-02-05 |  | 0
FALSE | RP1530AJ1 | 3326 | 8001836 | RHEEM SALES COMPANY, INC. | RP1530AJ1 | HP | Split System: Heat Pump with Remote Outdoor Unit-Air-Source | RP1530AJ1 |  | RCF3617STAM | 12 | 14.5 | 8.2 | Yes | Yes | 2015-02-05 |  | Below V5.0 Req.
FALSE | RP1530AJ1 | 3326 | 8001837 | RHEEM SALES COMPANY, INC. | RP1530AJ1 | HP | Split System: Heat Pump with Remote Outdoor Unit-Air-Source | RP1530AJ1 |  | RCF3617STAM | 12.5 | 15 | 8.5 | Yes | Yes | 2015-02-05 |  | 1
FALSE | RP1530AJ1 | 3326 | 8001838 | RHEEM SALES COMPANY, INC. | RP1530AJ1 | HP | Split System: Heat Pump with Remote Outdoor Unit-Air-Source | RP1530AJ1 |  | RCF3617STAM | 12 | 14.5 | 8.2 | Yes | Yes | 2015-02-05 |  | Below V5.0 Req.
FALSE | RP1530AJ1 | 3326 | 8001839 | RHEEM SALES COMPANY, INC. | RP1530AJ1 | HP | Split System: Heat Pump with Remote Outdoor Unit-Air-Source | RP1530AJ1 |  | RCF3617STAM | 12 | 14.5 | 8.2 | Yes | Yes | 2015-02-05 |  | Below V5.0 Req.
FALSE | RP1530AJ1 | 3326 | 8001840 | RHEEM SALES COMPANY, INC. | RP1530AJ1 | HP | Split System: Heat Pump with Remote Outdoor Unit-Air-Source | RP1530AJ1 |  | RCF3617STAM | 12 | 14.5 | 8.2 | Yes | Yes | 2015-02-05 |  | Below V5.0 Req.
FALSE | RP1530AJ1 | 3326 | 8001841 | RHEEM SALES COMPANY, INC. | RP1530AJ1 | HP | Split System: Heat Pump with Remote Outdoor Unit-Air-Source | RP1530AJ1 |  | RCF3617STAM | 12 | 14.5 | 8.2 | Yes | Yes | 2015-02-05 |  | Below V5.0 Req.
FALSE | RP1530AJ1 | 3326 | 8001842 | RHEEM SALES COMPANY, INC. | RP1530AJ1 | HP | Split System: Heat Pump with Remote Outdoor Unit-Air-Source | RP1530AJ1 |  | RCF3621STAM | 12 | 14.5 | 8.2 | Yes | Yes | 2015-02-05 |  | Below V5.0 Req.
FALSE | RP1530AJ1 | 3326 | 8001843 | RHEEM SALES COMPANY, INC. | RP1530AJ1 | HP | Split System: Heat Pump with Remote Outdoor Unit-Air-Source | RP1530AJ1 |  | RCF3621STAM | 12.5 | 15 | 8.5 | Yes | Yes | 2015-02-05 |  | 1
FALSE | RP1530AJ1 | 3326 | 8001844 | RHEEM SALES COMPANY, INC. | RP1530AJ1 | HP | Split System: Heat Pump with Remote Outdoor Unit-Air-Source | RP1530AJ1 |  | RCF3621STAM | 12.5 | 15 | 8.2 | Yes | Yes | 2015-02-05 |  | Below V5.0 Req.
FALSE | RP1530AJ1 | 3326 | 8001845 | RHEEM SALES COMPANY, INC. | RP1530AJ1 | HP | Split System: Heat Pump with Remote Outdoor Unit-Air-Source | RP1530AJ1 |  | RCF3621STAM | 12.5 | 15 | 8.5 | Yes | Yes | 2015-02-05 |  | 1
FALSE | RP1530AJ1 | 3326 | 8001846 | RHEEM SALES COMPANY, INC. | RP1530AJ1 | HP | Split System: Heat Pump with Remote Outdoor Unit-Air-Source | RP1530AJ1 |  | RCF3621STAM | 13 | 15.5 | 8.5 | Yes | Yes | 2015-02-05 |  | 1
FALSE | RP1530AJ1 | 3326 | 8001847 | RHEEM SALES COMPANY, INC. | RP1530AJ1 | HP | Split System: Heat Pump with Remote Outdoor Unit-Air-Source | RP1530AJ1 |  | RCF3621STAM | 12.5 | 15 | 8.5 | Yes | Yes | 2015-02-05 |  | 1
FALSE | RP1530AJ1 | 3326 | 8001848 | RHEEM SALES COMPANY, INC. | RP1530AJ1 | HP | Split System: Heat Pump with Remote Outdoor Unit-Air-Source | RP1530AJ1 |  | RCF3621STAM | 12.5 | 15 | 8.2 | Yes | Yes | 2015-02-05 |  | Below V5.0 Req.
FALSE | RP1530AJ1 | 3326 | 8001849 | RHEEM SALES COMPANY, INC. | RP1530AJ1 | HP | Split System: Heat Pump with Remote Outdoor Unit-Air-Source | RP1530AJ1 |  | RCF3621STAM | 12 | 14.5 | 8.2 | Yes | Yes | 2015-02-05 |  | Below V5.0 Req.
FALSE | RP1530AJ1 | 3326 | 8001850 | RHEEM SALES COMPANY, INC. | RP1530AJ1 | HP | Split System: Heat Pump with Remote Outdoor Unit-Air-Source | RP1530AJ1 |  | RCF3621STAM | 12.5 | 15 | 8.2 | Yes | Yes | 2015-02-05 |  | Below V5.0 Req.
FALSE | RP1530AJ1 | 3326 | 8001851 | RHEEM SALES COMPANY, INC. | RP1530AJ1 | HP | Split System: Heat Pump with Remote Outdoor Unit-Air-Source | RP1530AJ1 |  | RCF3621STAM | 12.5 | 15 | 8.5 | Yes | Yes | 2015-02-05 |  | 1
FALSE | RP1530AJ1 | 3326 | 8001852 | RHEEM SALES COMPANY, INC. | RP1530AJ1 | HP | Split System: Heat Pump with Remote Outdoor Unit-Air-Source | RP1530AJ1 |  | RCF3621STAM | 12.5 | 15 | 8.5 | Yes | Yes | 2015-02-05 |  | 1
FALSE | RP1436FJ1 | 3327 | 8001854 | RHEEM SALES COMPANY, INC. | RP1536AC1 | HP | Split System: Heat Pump with Remote Outdoor Unit-Air-Source | RP1536AC1 |  | RCF3617STAM | 12.5 | 15 | 9 | Yes | Yes | 2015-02-05 |  | 1
FALSE | RP1436FJ1 | 3327 | 8001855 | RHEEM SALES COMPANY, INC. | RP1536AC1 | HP | Split System: Heat Pump with Remote Outdoor Unit-Air-Source | RP1536AC1 |  | RCF3617STAM | 12 | 14.5 | 9 | Yes | Yes | 2015-02-05 |  | 0
FALSE | RP1436FJ1 | 3327 | 8001860 | RHEEM SALES COMPANY, INC. | RP1536AC1 | HP | Split System: Heat Pump with Remote Outdoor Unit-Air-Source | RP1536AC1 |  | RCF3621STAM | 12.5 | 15 | 9 | Yes | Yes | 2015-02-05 |  | 1
FALSE | RP1436FJ1 | 3327 | 8001861 | RHEEM SALES COMPANY, INC. | RP1536AC1 | HP | Split System: Heat Pump with Remote Outdoor Unit-Air-Source | RP1536AC1 |  | RCF3621STAM | 12 | 14.5 | 9 | Yes | Yes | 2015-02-05 |  | 0
FALSE | RP1436FJ1 | 3327 | 8001862 | RHEEM SALES COMPANY, INC. | RP1536AC1 | HP | Split System: Heat Pump with Remote Outdoor Unit-Air-Source | RP1536AC1 |  | RCF3621STAM | 12.5 | 15 | 9 | Yes | Yes | 2015-02-05 |  | 1
FALSE | RP1436FJ1 | 3327 | 8001863 | RHEEM SALES COMPANY, INC. | RP1536AC1 | HP | Split System: Heat Pump with Remote Outdoor Unit-Air-Source | RP1536AC1 |  | RCF3621STAM | 12.5 | 15 | 9 | Yes | Yes | 2015-02-05 |  | 1
FALSE | RP1436FJ1 | 3327 | 8001864 | RHEEM SALES COMPANY, INC. | RP1536AC1 | HP | Split System: Heat Pump with Remote Outdoor Unit-Air-Source | RP1536AC1 |  | RCF3621STAM | 12.5 | 15 | 9 | Yes | Yes | 2015-02-05 |  | 1
FALSE | RP1436FJ1 | 3327 | 8001865 | RHEEM SALES COMPANY, INC. | RP1536AC1 | HP | Split System: Heat Pump with Remote Outdoor Unit-Air-Source | RP1536AC1 |  | RCF3621STAM | 12 | 14.5 | 9 | Yes | Yes | 2015-02-05 |  | 0
FALSE | RP1436FJ1 | 3327 | 8001867 | RHEEM SALES COMPANY, INC. | RP1536AC1 | HP | Split System: Heat Pump with Remote Outdoor Unit-Air-Source | RP1536AC1 |  | RCF3621STAM | 12 | 14.5 | 9 | Yes | Yes | 2015-02-05 |  | 0
FALSE | RP1436FJ1 | 3327 | 8001868 | RHEEM SALES COMPANY, INC. | RP1536AC1 | HP | Split System: Heat Pump with Remote Outdoor Unit-Air-Source | RP1536AC1 |  | RCF3621STAM | 12 | 14.5 | 9 | Yes | Yes | 2015-02-05 |  | 0
FALSE | RP1436FJ1 | 3327 | 8001869 | RHEEM SALES COMPANY, INC. | RP1536AC1 | HP | Split System: Heat Pump with Remote Outdoor Unit-Air-Source | RP1536AC1 |  | RCF3621STAM | 12.5 | 15 | 9 | Yes | Yes | 2015-02-05 |  | 1
FALSE | RP1436FJ1 | 3327 | 8001871 | RHEEM SALES COMPANY, INC. | RP1536AJ1 | HP | Split System: Heat Pump with Remote Outdoor Unit-Air-Source | RP1536AJ1 |  | RCF3617STAM | 12.5 | 15 | 9 | Yes | Yes | 2015-02-05 |  | 1
FALSE | RP1436FJ1 | 3327 | 8001872 | RHEEM SALES COMPANY, INC. | RP1536AJ1 | HP | Split System: Heat Pump with Remote Outdoor Unit-Air-Source | RP1536AJ1 |  | RCF3617STAM | 12 | 14.5 | 9 | Yes | Yes | 2015-02-05 |  | 0
FALSE | RP1436FJ1 | 3327 | 8001877 | RHEEM SALES COMPANY, INC. | RP1536AJ1 | HP | Split System: Heat Pump with Remote Outdoor Unit-Air-Source | RP1536AJ1 |  | RCF3621STAM | 12.5 | 15 | 9 | Yes | Yes | 2015-02-05 |  | 1
FALSE | RP1436FJ1 | 3327 | 8001878 | RHEEM SALES COMPANY, INC. | RP1536AJ1 | HP | Split System: Heat Pump with Remote Outdoor Unit-Air-Source | RP1536AJ1 |  | RCF3621STAM | 12 | 14.5 | 9 | Yes | Yes | 2015-02-05 |  | 0
FALSE | RP1436FJ1 | 3327 | 8001879 | RHEEM SALES COMPANY, INC. | RP1536AJ1 | HP | Split System: Heat Pump with Remote Outdoor Unit-Air-Source | RP1536AJ1 |  | RCF3621STAM | 12.5 | 15 | 9 | Yes | Yes | 2015-02-05 |  | 1
FALSE | RP1436FJ1 | 3327 | 8001880 | RHEEM SALES COMPANY, INC. | RP1536AJ1 | HP | Split System: Heat Pump with Remote Outdoor Unit-Air-Source | RP1536AJ1 |  | RCF3621STAM | 12.5 | 15 | 9 | Yes | Yes | 2015-02-05 |  | 1
FALSE | RP1436FJ1 | 3327 | 8001881 | RHEEM SALES COMPANY, INC. | RP1536AJ1 | HP | Split System: Heat Pump with Remote Outdoor Unit-Air-Source | RP1536AJ1 |  | RCF3621STAM | 12.5 | 15 | 9 | Yes | Yes | 2015-02-05 |  | 1
FALSE | RP1436FJ1 | 3327 | 8001882 | RHEEM SALES COMPANY, INC. | RP1536AJ1 | HP | Split System: Heat Pump with Remote Outdoor Unit-Air-Source | RP1536AJ1 |  | RCF3621STAM | 12 | 14.5 | 9 | Yes | Yes | 2015-02-05 |  | 0
FALSE | RP1448FJ1 | 3329 | 8001924 | RHEEM SALES COMPANY, INC. | RP1548AC1 | HP | Split System: Heat Pump with Remote Outdoor Unit-Air-Source | RP1548AC1 |  | RCF4824STAM | 12.5 | 15 | 9 | Yes | Yes | 2015-02-05 |  | 1
FALSE | RP1448FJ1 | 3329 | 8001925 | RHEEM SALES COMPANY, INC. | RP1548AC1 | HP | Split System: Heat Pump with Remote Outdoor Unit-Air-Source | RP1548AC1 |  | RCF4824STAM | 12 | 14.5 | 9 | Yes | Yes | 2015-02-05 |  | 0
FALSE | RP1448FJ1 | 3329 | 8001926 | RHEEM SALES COMPANY, INC. | RP1548AC1 | HP | Split System: Heat Pump with Remote Outdoor Unit-Air-Source | RP1548AC1 |  | RCF4824STAM | 12 | 14.5 | 9 | Yes | Yes | 2015-02-05 |  | 0
FALSE | RP1448FJ1 | 3329 | 8001927 | RHEEM SALES COMPANY, INC. | RP1548AC1 | HP | Split System: Heat Pump with Remote Outdoor Unit-Air-Source | RP1548AC1 |  | RCF4824STAM | 12.5 | 15 | 9 | Yes | Yes | 2015-02-05 |  | 1
FALSE | RP1448FJ1 | 3329 | 8001928 | RHEEM SALES COMPANY, INC. | RP1548AJ1 | HP | Split System: Heat Pump with Remote Outdoor Unit-Air-Source | RP1548AJ1 |  | RCF4821STAM | 12 | 14.5 | 9 | Yes | Yes | 2015-02-05 |  | 0
FALSE | RP1448FJ1 | 3329 | 8001929 | RHEEM SALES COMPANY, INC. | RP1548AJ1 | HP | Split System: Heat Pump with Remote Outdoor Unit-Air-Source | RP1548AJ1 |  | RCF4821STAM | 12.5 | 15.5 | 9 | Yes | Yes | 2015-02-05 |  | 1
FALSE | RP1448FJ1 | 3329 | 8001930 | RHEEM SALES COMPANY, INC. | RP1548AJ1 | HP | Split System: Heat Pump with Remote Outdoor Unit-Air-Source | RP1548AJ1 |  | RCF4821STAM | 12.5 | 15 | 9 | Yes | Yes | 2015-02-05 |  | 1
FALSE | RP1448FJ1 | 3329 | 8001931 | RHEEM SALES COMPANY, INC. | RP1548AJ1 | HP | Split System: Heat Pump with Remote Outdoor Unit-Air-Source | RP1548AJ1 |  | RCF4821STAM | 12 | 14.5 | 9 | Yes | Yes | 2015-02-05 |  | 0
FALSE | RP1448FJ1 | 3329 | 8001932 | RHEEM SALES COMPANY, INC. | RP1548AJ1 | HP | Split System: Heat Pump with Remote Outdoor Unit-Air-Source | RP1548AJ1 |  | RCF4821STAM | 12 | 14.5 | 9 | Yes | Yes | 2015-02-05 |  | 0
FALSE | RP1448FJ1 | 3329 | 8001933 | RHEEM SALES COMPANY, INC. | RP1548AJ1 | HP | Split System: Heat Pump with Remote Outdoor Unit-Air-Source | RP1548AJ1 |  | RCF4824STAM | 12 | 14.5 | 9 | Yes | Yes | 2015-02-05 |  | 0
FALSE | RP1448FJ1 | 3329 | 8001934 | RHEEM SALES COMPANY, INC. | RP1548AJ1 | HP | Split System: Heat Pump with Remote Outdoor Unit-Air-Source | RP1548AJ1 |  | RCF4824STAM | 12.5 | 15.5 | 9 | Yes | Yes | 2015-02-05 |  | 1
FALSE | RP1448FJ1 | 3329 | 8001935 | RHEEM SALES COMPANY, INC. | RP1548AJ1 | HP | Split System: Heat Pump with Remote Outdoor Unit-Air-Source | RP1548AJ1 |  | RCF4824STAM | 12.5 | 15 | 9 | Yes | Yes | 2015-02-05 |  | 1
FALSE | RP1448FJ1 | 3329 | 8001936 | RHEEM SALES COMPANY, INC. | RP1548AJ1 | HP | Split System: Heat Pump with Remote Outdoor Unit-Air-Source | RP1548AJ1 |  | RCF4824STAM | 13 | 15.5 | 9 | Yes | Yes | 2015-02-05 |  | 1
FALSE | RP1448FJ1 | 3329 | 8001937 | RHEEM SALES COMPANY, INC. | RP1548AJ1 | HP | Split System: Heat Pump with Remote Outdoor Unit-Air-Source | RP1548AJ1 |  | RCF4824STAM | 12.5 | 15 | 9 | Yes | Yes | 2015-02-05 |  | 1
FALSE | RP1448FJ1 | 3329 | 8001938 | RHEEM SALES COMPANY, INC. | RP1548AJ1 | HP | Split System: Heat Pump with Remote Outdoor Unit-Air-Source | RP1548AJ1 |  | RCF4824STAM | 12 | 14.5 | 9 | Yes | Yes | 2015-02-05 |  | 0
FALSE | RP1448FJ1 | 3329 | 8001939 | RHEEM SALES COMPANY, INC. | RP1548AJ1 | HP | Split System: Heat Pump with Remote Outdoor Unit-Air-Source | RP1548AJ1 |  | RCF4824STAM | 12 | 14.5 | 9 | Yes | Yes | 2015-02-05 |  | 0
FALSE | RP1448FJ1 | 3329 | 8001940 | RHEEM SALES COMPANY, INC. | RP1548AJ1 | HP | Split System: Heat Pump with Remote Outdoor Unit-Air-Source | RP1548AJ1 |  | RCF4824STAM | 12.5 | 15 | 9 | Yes | Yes | 2015-02-05 |  | 1
FALSE | RP1460FJ1 | 3330 | 8001941 | RHEEM SALES COMPANY, INC. | RP1560AC1 | HP | Split System: Heat Pump with Remote Outdoor Unit-Air-Source | RP1560AC1 |  | RCF6024HTAM | 12 | 14.5 | 9 | Yes | Yes | 2015-02-05 |  | 0
FALSE | RP1460FJ1 | 3330 | 8001943 | RHEEM SALES COMPANY, INC. | RP1560AC1 | HP | Split System: Heat Pump with Remote Outdoor Unit-Air-Source | RP1560AC1 |  | RCF6024HTAM | 12.5 | 15 | 9 | Yes | Yes | 2015-02-05 |  | 1
FALSE | RP1460FJ1 | 3330 | 8001946 | RHEEM SALES COMPANY, INC. | RP1560AC1 | HP | Split System: Heat Pump with Remote Outdoor Unit-Air-Source | RP1560AC1 |  | RCF6024HTAM | 12 | 14.5 | 9 | Yes | Yes | 2015-02-05 |  | 0
FALSE | RP1460FJ1 | 3330 | 8001947 | RHEEM SALES COMPANY, INC. | RP1560AC1 | HP | Split System: Heat Pump with Remote Outdoor Unit-Air-Source | RP1560AC1 |  | RCF6024STAM | 12 | 14.5 | 9 | Yes | Yes | 2015-02-05 |  | 0
FALSE | RP1460FJ1 | 3330 | 8001949 | RHEEM SALES COMPANY, INC. | RP1560AC1 | HP | Split System: Heat Pump with Remote Outdoor Unit-Air-Source | RP1560AC1 |  | RCF6024STAM | 12.5 | 15 | 9 | Yes | Yes | 2015-02-05 |  | 1
FALSE | RP1460FJ1 | 3330 | 8001952 | RHEEM SALES COMPANY, INC. | RP1560AC1 | HP | Split System: Heat Pump with Remote Outdoor Unit-Air-Source | RP1560AC1 |  | RCF6024STAM | 12 | 14.5 | 9 | Yes | Yes | 2015-02-05 |  | 0
FALSE | RP1460FJ1 | 3330 | 8001953 | RHEEM SALES COMPANY, INC. | RP1560AJ1 | HP | Split System: Heat Pump with Remote Outdoor Unit-Air-Source | RP1560AJ1 |  | RCF6024HTAM | 12 | 14.5 | 9 | Yes | Yes | 2015-02-05 |  | 0
FALSE | RP1460FJ1 | 3330 | 8001955 | RHEEM SALES COMPANY, INC. | RP1560AJ1 | HP | Split System: Heat Pump with Remote Outdoor Unit-Air-Source | RP1560AJ1 |  | RCF6024HTAM | 12.5 | 15 | 9 | Yes | Yes | 2015-02-05 |  | 1
FALSE | RP1460FJ1 | 3330 | 8001958 | RHEEM SALES COMPANY, INC. | RP1560AJ1 | HP | Split System: Heat Pump with Remote Outdoor Unit-Air-Source | RP1560AJ1 |  | RCF6024HTAM | 12 | 14.5 | 9 | Yes | Yes | 2015-02-05 |  | 0
FALSE | RP1460FJ1 | 3330 | 8001959 | RHEEM SALES COMPANY, INC. | RP1560AJ1 | HP | Split System: Heat Pump with Remote Outdoor Unit-Air-Source | RP1560AJ1 |  | RCF6024STAM | 12 | 14.5 | 9 | Yes | Yes | 2015-02-05 |  | 0
FALSE | RP1460FJ1 | 3330 | 8001961 | RHEEM SALES COMPANY, INC. | RP1560AJ1 | HP | Split System: Heat Pump with Remote Outdoor Unit-Air-Source | RP1560AJ1 |  | RCF6024STAM | 12.5 | 15 | 9 | Yes | Yes | 2015-02-05 |  | 1
FALSE | RP1460FJ1 | 3330 | 8001964 | RHEEM SALES COMPANY, INC. | RP1560AJ1 | HP | Split System: Heat Pump with Remote Outdoor Unit-Air-Source | RP1560AJ1 |  | RCF6024STAM | 12 | 14.5 | 9 | Yes | Yes | 2015-02-05 |  | 0
FALSE | RP1518AJ1 | 3324 | 7818653 | RHEEM SALES COMPANY, INC. | RP1518AJ1 | HP | Split System: Heat Pump with Remote Outdoor Unit-Air-Source | RP1518AJ1 |  | RCF2417STAM | 12 | 14.5 | 8.2 | Yes | Yes | 2015-02-05 |  | Below V5.0 Req.
FALSE | RP1524AJ1 | 3325 | 7818654 | RHEEM SALES COMPANY, INC. | RP1524AJ1 | HP | Split System: Heat Pump with Remote Outdoor Unit-Air-Source | RP1524AJ1 |  | RCF2417STAM | 12 | 14.5 | 9 | Yes | Yes | 2015-02-05 |  | 0
FALSE | RP1524AJ1 | 3325 | 7818655 | RHEEM SALES COMPANY, INC. | RP1524AJ1 | HP | Split System: Heat Pump with Remote Outdoor Unit-Air-Source | RP1524AJ1 |  | RCF2417STAM | 12.5 | 15 | 9 | Yes | Yes | 2015-02-05 |  | 1
FALSE | RP1436FJ1 | 3327 | 7818656 | RHEEM SALES COMPANY, INC. | RP1536AC1 | HP | Split System: Heat Pump with Remote Outdoor Unit-Air-Source | RP1536AC1 |  | RCF3617STAM | 12 | 14.5 | 9 | Yes | Yes | 2015-02-05 |  | 0
FALSE | RP1436FJ1 | 3327 | 7818657 | RHEEM SALES COMPANY, INC. | RP1536AC1 | HP | Split System: Heat Pump with Remote Outdoor Unit-Air-Source | RP1536AC1 |  | RCF3617STAM | 12 | 14.5 | 9 | Yes | Yes | 2015-02-05 |  | 0
TRUE | 25VNA060A*030 | 671 | 7975218 | CARRIER AIR CONDITIONING | 25VNA060A*030 | HP | Split System: Heat Pump with Remote Outdoor Unit-Air-Source | 25VNA060A*030 |  | FE4ANB006L+UI | 12.7 | 18 | 12 | Yes | Yes | 2015-02-26 |  | 1
TRUE | 25VNA837A**30 | 3399 | 7944765 | CARRIER AIR CONDITIONING | 25VNA837A**30 | HP | Split System: Heat Pump with Remote Outdoor Unit-Air-Source | 25VNA837A**30 |  | FE4ANB006L+UI | 13 | 19 | 11 | Yes | Yes | 2015-02-26 |  | 3
TRUE | 25HNB648A*031 | 2307 | 7974443 | CARRIER AIR CONDITIONING | 25HNB648A*031 | HP | Split System: Heat Pump with Remote Outdoor Unit-Air-Source | 25HNB648A*031 |  | FV4CN(B,F)005L | 12.5 | 16 | 9 | Yes | Yes | 2015-02-26 |  | 1
TRUE | 25HNB648C*031 | 2307 | 7975655 | CARRIER AIR CONDITIONING | 25HNB648C*031 | HP | Split System: Heat Pump with Remote Outdoor Unit-Air-Source | 25HNB648C*031 |  | FV4CN(B,F)005L | 12.5 | 16 | 9 | Yes | Yes | 2015-02-26 |  | 1
TRUE | 25HNH530A*031 | 557 | 7971453 | CARRIER AIR CONDITIONING | 25HNH530A*031 | HP | Split System: Heat Pump with Remote Outdoor Unit-Air-Source | 25HNH530A*031 |  | FV4CN(B,F)005L | 12.5 | 15.5 | 9.5 | Yes | Yes | 2015-02-26 |  | 1
TRUE | 25HNH536A*031 | 583 | 7972213 | CARRIER AIR CONDITIONING | 25HNH536A*031 | HP | Split System: Heat Pump with Remote Outdoor Unit-Air-Source | 25HNH536A*031 |  | FV4CN(B,F)005L | 12.5 | 15.5 | 9.5 | Yes | Yes | 2015-02-26 |  | 1
TRUE | 25HNB636A*031 | 3047 | 7976701 | CARRIER AIR CONDITIONING | 25HNB636A*031 | HP | Split System: Heat Pump with Remote Outdoor Unit-Air-Source | 25HNB636A*031 |  | FV4CNB006L | 13.3 | 17 | 9.5 | Yes | Yes | 2015-02-26 |  | 2
TRUE | 25HNB636C*031 | 3047 | 7973846 | CARRIER AIR CONDITIONING | 25HNB636C*031 | HP | Split System: Heat Pump with Remote Outdoor Unit-Air-Source | 25HNB636C*031 |  | FV4CNB006L | 13.3 | 17 | 9.5 | Yes | Yes | 2015-02-26 |  | 2
TRUE | 25HNB660A*032 | 2309 | 7975991 | CARRIER AIR CONDITIONING | 25HNB660A*032 | HP | Split System: Heat Pump with Remote Outdoor Unit-Air-Source | 25HNB660A*032 |  | FV4CNB006L | 12.5 | 16 | 9 | Yes | Yes | 2015-02-26 |  | 1
TRUE | 25HNB660C*031 | 2309 | 7976278 | CARRIER AIR CONDITIONING | 25HNB660C*031 | HP | Split System: Heat Pump with Remote Outdoor Unit-Air-Source | 25HNB660C*031 |  | FV4CNB006L | 12.5 | 16 | 9 | Yes | Yes | 2015-02-26 |  | 1
TRUE | 25HNH542A*031 | 600 | 7972836 | CARRIER AIR CONDITIONING | 25HNH542A*031 | HP | Split System: Heat Pump with Remote Outdoor Unit-Air-Source | 25HNH542A*031 |  | FV4CNB006L | 12.5 | 15.5 | 9 | Yes | Yes | 2015-02-26 |  | 1
TRUE | 25HNH548A*031 | 620 | 7973368 | CARRIER AIR CONDITIONING | 25HNH548A*031 | HP | Split System: Heat Pump with Remote Outdoor Unit-Air-Source | 25HNH548A*031 |  | FV4CNB006L | 12.5 | 15.5 | 9 | Yes | Yes | 2015-02-26 |  | 1
TRUE | 25HNB624A*032 | 3066 | 7974128 | CARRIER AIR CONDITIONING | 25HNB624A*032 | HP | Split System: Heat Pump with Remote Outdoor Unit-Air-Source | 25HNB624A*032 |  | FV4CNF002L | 13 | 17 | 9 | Yes | Yes | 2015-02-26 |  | 2
TRUE | 25HNB624C*032 | 3066 | 7974869 | CARRIER AIR CONDITIONING | 25HNB624C*032 | HP | Split System: Heat Pump with Remote Outdoor Unit-Air-Source | 25HNB624C*032 |  | FV4CNF002L | 13 | 17 | 9 | Yes | Yes | 2015-02-26 |  | 2
TRUE | 25HNH524A*031 | 545 | 7976432 | CARRIER AIR CONDITIONING | 25HNH524A*031 | HP | Split System: Heat Pump with Remote Outdoor Unit-Air-Source | 25HNH524A*031 |  | FV4CNF002L | 12.5 | 15.5 | 9 | Yes | Yes | 2015-02-26 |  | 1
TRUE | 25HNB530A*031 | 557 | 7976160 | CARRIER AIR CONDITIONING | 25HNB530A*031 | HP | Split System: Heat Pump with Remote Outdoor Unit-Air-Source | 25HNB530A*031 |  | FX4DN(B,F)031L | 12.5 | 15 | 8.5 | Yes | Yes | 2015-02-26 |  | 1
TRUE | 25HNB536A*031 | 583 | 7976727 | CARRIER AIR CONDITIONING | 25HNB536A*031 | HP | Split System: Heat Pump with Remote Outdoor Unit-Air-Source | 25HNB536A*031 |  | FX4DN(B,F)037L | 12.5 | 15 | 8.5 | Yes | Yes | 2015-02-26 |  | 1
TRUE | 25HNB542A*031 | 600 | 7977426 | CARRIER AIR CONDITIONING | 25HNB542A*031 | HP | Split System: Heat Pump with Remote Outdoor Unit-Air-Source | 25HNB542A*031 |  | FX4DN(B,F)043L | 12.5 | 15 | 8.5 | Yes | Yes | 2015-02-26 |  | 1
TRUE | 25HNB548A*031 | 619 | 7977885 | CARRIER AIR CONDITIONING | 25HNB548A*031 | HP | Split System: Heat Pump with Remote Outdoor Unit-Air-Source | 25HNB548A*031 |  | FX4DN(B,F)049L | 12.5 | 15 | 8.7 | Yes | Yes | 2015-02-26 |  | 1
TRUE | 25VNA060A**30 | 671 | 7017319 | CARRIER AIR CONDITIONING | 25VNA060A**30 | HP | Split System: Heat Pump with Remote Outdoor Unit-Air-Source | 25VNA060A**30 |  | FE4ANB006L+UI | 12.7 | 18 | 12 | Yes | Yes | 2015-02-26 |  | 1
TRUE | 25VNA837A**30 | 3399 | 7945353 | BRYANT HEATING AND COOLING SYSTEMS | 288BNV037****A | HP | Split System: Heat Pump with Remote Outdoor Unit-Air-Source | 25VNA837A**30 |  | FE4ANB006L+UI | 13 | 19 | 11 | Yes | Yes | 2015-02-26 |  | 3
TRUE | 285BNH030****B | 403 | 6936825 | BRYANT HEATING AND COOLING SYSTEMS | 285BNH030****B | HP | Split System: Heat Pump with Remote Outdoor Unit-Air-Source | 285BNH030****B |  | FV4CN(B,F)005L | 12.5 | 15.5 | 9 | Yes | Yes | 2015-02-26 |  | 1
TRUE | 25HNH530A**31 | 557 | 6936875 | CARRIER AIR CONDITIONING | 25HNH530A**31 | HP | Split System: Heat Pump with Remote Outdoor Unit-Air-Source | 25HNH530A**31 |  | FV4CN(B,F)005L | 12.5 | 15.5 | 9.5 | Yes | Yes | 2015-02-26 |  | 1
TRUE | 25HNH536A**31 | 583 | 6936876 | CARRIER AIR CONDITIONING | 25HNH536A**31 | HP | Split System: Heat Pump with Remote Outdoor Unit-Air-Source | 25HNH536A**31 |  | FV4CN(B,F)005L | 12.5 | 15.5 | 9.5 | Yes | Yes | 2015-02-26 |  | 1
TRUE | 285BNH036****B | 415 | 6936827 | BRYANT HEATING AND COOLING SYSTEMS | 285BNH036****B | HP | Split System: Heat Pump with Remote Outdoor Unit-Air-Source | 285BNH036****B |  | FV4CN(B,F)005L | 12.5 | 15.5 | 9.5 | Yes | Yes | 2015-02-26 |  | 1
TRUE | 226ANA048****B | 2992 | 6936820 | BRYANT HEATING AND COOLING SYSTEMS | 226ANA048****B | HP | Split System: Heat Pump with Remote Outdoor Unit-Air-Source | 226ANA048****B |  | FV4CN(B,F)005L | 12.5 | 16 | 9 | Yes | Yes | 2015-02-26 |  | 1
TRUE | 25HCB648A**31 | 2307 | 6936859 | CARRIER AIR CONDITIONING | 25HCB648A**31 | HP | Split System: Heat Pump with Remote Outdoor Unit-Air-Source | 25HCB648A**31 |  | FV4CN(B,F)005L | 12.5 | 16 | 9 | Yes | Yes | 2015-02-26 |  | 1
TRUE | PH16NA048****B | 3063 | 7017078 | PAYNE HEATING AND COOLING | PH16NA048****B | HP | Split System: Heat Pump with Remote Outdoor Unit-Air-Source | PH16NA048****B |  | FV4CN(B,F)005L | 12.5 | 16 | 9 | Yes | Yes | 2015-02-26 |  | 1
TRUE | 286BNA048****B | 2992 | 6936829 | BRYANT HEATING AND COOLING SYSTEMS | 286BNA048****B | HP | Split System: Heat Pump with Remote Outdoor Unit-Air-Source | 286BNA048****B |  | FV4CN(B,F)005L | 12.5 | 16 | 9 | Yes | Yes | 2015-02-26 |  | 1
TRUE | 25HNB648A**31 | 2307 | 6936871 | CARRIER AIR CONDITIONING | 25HNB648A**31 | HP | Split System: Heat Pump with Remote Outdoor Unit-Air-Source | 25HNB648A**31 |  | FV4CN(B,F)005L | 12.5 | 16 | 9 | Yes | Yes | 2015-02-26 |  | 1
TRUE | 25HNB648C**31 | 2307 | 6936872 | CARRIER AIR CONDITIONING | 25HNB648C**31 | HP | Split System: Heat Pump with Remote Outdoor Unit-Air-Source | 25HNB648C**31 |  | FV4CN(B,F)005L | 12.5 | 16 | 9 | Yes | Yes | 2015-02-26 |  | 1
TRUE | 25HNH542A**31 | 600 | 7017293 | CARRIER AIR CONDITIONING | 25HNH542A**31 | HP | Split System: Heat Pump with Remote Outdoor Unit-Air-Source | 25HNH542A**31 |  | FV4CNB006L | 12.5 | 15.5 | 9 | Yes | Yes | 2015-02-26 |  | 1
TRUE | 285BNH042****B | 431 | 7017244 | BRYANT HEATING AND COOLING SYSTEMS | 285BNH042****B | HP | Split System: Heat Pump with Remote Outdoor Unit-Air-Source | 285BNH042****B |  | FV4CNB006L | 12.5 | 15.5 | 9 | Yes | Yes | 2015-02-26 |  | 1
TRUE | 25HNH548A**31 | 620 | 7017332 | CARRIER AIR CONDITIONING | 25HNH548A**31 | HP | Split System: Heat Pump with Remote Outdoor Unit-Air-Source | 25HNH548A**31 |  | FV4CNB006L | 12.5 | 15.5 | 9 | Yes | Yes | 2015-02-26 |  | 1
TRUE | 285BNH048****B | 441 | 7017245 | BRYANT HEATING AND COOLING SYSTEMS | 285BNH048****B | HP | Split System: Heat Pump with Remote Outdoor Unit-Air-Source | 285BNH048****B |  | FV4CNB006L | 12.5 | 15.5 | 9 | Yes | Yes | 2015-02-26 |  | 1
TRUE | 226ANA036****B | 3033 | 7017246 | BRYANT HEATING AND COOLING SYSTEMS | 226ANA036****B | HP | Split System: Heat Pump with Remote Outdoor Unit-Air-Source | 226ANA036****B |  | FV4CNB006L | 13.3 | 17 | 9.5 | Yes | Yes | 2015-02-26 |  | 2
TRUE | 25HCB636A**31 | 3047 | 7017295 | CARRIER AIR CONDITIONING | 25HCB636A**31 | HP | Split System: Heat Pump with Remote Outdoor Unit-Air-Source | 25HCB636A**31 |  | FV4CNB006L | 13.3 | 17 | 9.5 | Yes | Yes | 2015-02-26 |  | 2
TRUE | PH16NA036****B | 2319 | 7017360 | PAYNE HEATING AND COOLING | PH16NA036****B | HP | Split System: Heat Pump with Remote Outdoor Unit-Air-Source | PH16NA036****B |  | FV4CNB006L | 13.3 | 17 | 9.5 | Yes | Yes | 2015-02-26 |  | 2
TRUE | HSH524HKA* | 1301 | 6936902 | HEIL | HSH524HKA* | HP | Split System: Heat Pump with Remote Outdoor Unit-Air-Source | HSH524HKA* |  | FVM4X24***L | 12.5 | 15.5 | 9 | Yes | Yes | 2015-02-26 |  | 1
TRUE | HCH624GKA3* | 2311 | 6936900 | HEIL | HCH624GKA3* | HP | Split System: Heat Pump with Remote Outdoor Unit-Air-Source | HCH624GKA3* |  | FVM4X24***L | 13 | 17 | 9 | Yes | Yes | 2015-02-26 |  | 2
TRUE | HCH624GKA2* | 2311 | 6936899 | HEIL | HCH624GKA2* | HP | Split System: Heat Pump with Remote Outdoor Unit-Air-Source | HCH624GKA2* |  | FVM4X24***L | 13 | 17 | 9 | Yes | Yes | 2015-02-26 |  | 2
TRUE | HSH530HKA* | 1308 | 6936903 | HEIL | HSH530HKA* | HP | Split System: Heat Pump with Remote Outdoor Unit-Air-Source | HSH530HKA* |  | FVM4X48***L | 12.5 | 15.5 | 9 | Yes | Yes | 2015-02-26 |  | 1
TRUE | HSH536HKA* | 1333 | 6936905 | HEIL | HSH536HKA* | HP | Split System: Heat Pump with Remote Outdoor Unit-Air-Source | HSH536HKA* |  | FVM4X48***L | 12.5 | 15.5 | 9.5 | Yes | Yes | 2015-02-26 |  | 1
TRUE | HCH648GKA2* | 2315 | 6936901 | HEIL | HCH648GKA2* | HP | Split System: Heat Pump with Remote Outdoor Unit-Air-Source | HCH648GKA2* |  | FVM4X48***L | 12.5 | 16 | 9 | Yes | Yes | 2015-02-26 |  | 1
TRUE | HP.080.001.0311.011 | 600 | 7557465 | HEIL | HSH542HKA* | HP | Split System: Heat Pump with Remote Outdoor Unit-Air-Source | HP.080.001.0311.011 |  | FVM4X60***L | 12.5 | 15.5 | 9 | Yes | Yes | 2015-02-26 |  | 1
TRUE | HP.091.001.0311.011 | 620 | 7558639 | HEIL | HSH548HKA* | HP | Split System: Heat Pump with Remote Outdoor Unit-Air-Source | HP.091.001.0311.011 |  | FVM4X60***L | 12.5 | 15.5 | 9 | Yes | Yes | 2015-02-26 |  | 1
TRUE | HP.107.001.0416.016 | 3047 | 7558893 | HEIL | HCH636GKA2* | HP | Split System: Heat Pump with Remote Outdoor Unit-Air-Source | HP.107.001.0416.016 |  | FVM4X60***L | 13.3 | 17 | 9.5 | Yes | Yes | 2015-02-26 |  | 2
TRUE | HP.114.001.0516.016 | 2309 | 7558896 | HEIL | HCH660GKA2* | HP | Split System: Heat Pump with Remote Outdoor Unit-Air-Source | HP.114.001.0516.016 |  | FVM4X60***L | 12.5 | 16 | 9 | Yes | Yes | 2015-02-26 |  | 1
TRUE | 25HCC530A**30 | 555 | 7017567 | CARRIER AIR CONDITIONING | 25HCC530A**30 | HP | Split System: Heat Pump with Remote Outdoor Unit-Air-Source | 25HCC530A**30 |  | FX4DN(B,F)031L | 12 | 15.2 | 8.5 | Yes | Yes | 2015-02-26 |  | 0
TRUE | HP.041.001.0203.003 | 555 | 7031104 | BRYANT HEATING AND COOLING SYSTEMS | 215BNA030***** | HP | Split System: Heat Pump with Remote Outdoor Unit-Air-Source | HP.041.001.0203.003 |  | FX4DN(B,F)031L | 12.5 | 15.2 | 8.5 | Yes | Yes | 2015-02-26 |  | 1
TRUE | 285BNA030****C | 403 | 7017560 | BRYANT HEATING AND COOLING SYSTEMS | 285BNA030****C | HP | Split System: Heat Pump with Remote Outdoor Unit-Air-Source | 285BNA030****C |  | FX4DN(B,F)031L | 12 | 15.2 | 8.5 | Yes | Yes | 2015-02-26 |  | 0
TRUE | 25HBC530A**30 | 555 | 7017565 | CARRIER AIR CONDITIONING | 25HBC530A**30 | HP | Split System: Heat Pump with Remote Outdoor Unit-Air-Source | 25HBC530A**30 |  | FX4DN(B,F)031L | 12 | 15.2 | 8.5 | Yes | Yes | 2015-02-26 |  | 0
TRUE | PH15NB030****B | 1978 | 7037908 | PAYNE HEATING AND COOLING | PH15NB030****B | HP | Split System: Heat Pump with Remote Outdoor Unit-Air-Source | PH15NB030****B |  | PF4MNB031L | 12.5 | 15.2 | 8.5 | Yes | Yes | 2015-02-26 |  | 1
TRUE | 25HNB530A**31 | 557 | 7017569 | CARRIER AIR CONDITIONING | 25HNB530A**31 | HP | Split System: Heat Pump with Remote Outdoor Unit-Air-Source | 25HNB530A**31 |  | FX4DN(B,F)031L | 12 | 15 | 8.5 | Yes | Yes | 2015-02-26 |  | 0
TRUE | NXH536GKA* | 1333 | 6936926 | HEIL | NXH536GKA* | HP | Split System: Heat Pump with Remote Outdoor Unit-Air-Source | NXH536GKA* |  | FXM4X36**AL | 12.5 | 15 | 8.5 | Yes | Yes | 2015-02-26 |  | 1
TRUE | 25HCC536A**30 | 583 | 6936860 | CARRIER AIR CONDITIONING | 25HCC536A**30 | HP | Split System: Heat Pump with Remote Outdoor Unit-Air-Source | 25HCC536A**30 |  | FX4DN(B,F)037L | 12.5 | 15 | 8.5 | Yes | Yes | 2015-02-26 |  | 1
TRUE | 285BNA036****B | 415 | 6936821 | BRYANT HEATING AND COOLING SYSTEMS | 285BNA036****B | HP | Split System: Heat Pump with Remote Outdoor Unit-Air-Source | 285BNA036****B |  | FX4DN(B,F)037L | 12 | 15 | 8.5 | Yes | Yes | 2015-02-26 |  | 0
TRUE | 25HBC536A**30 | 583 | 6936852 | CARRIER AIR CONDITIONING | 25HBC536A**30 | HP | Split System: Heat Pump with Remote Outdoor Unit-Air-Source | 25HBC536A**30 |  | FX4DN(B,F)037L | 12.5 | 15 | 8.5 | Yes | Yes | 2015-02-26 |  | 1
TRUE | 25HNB536A**31 | 583 | 6936867 | CARRIER AIR CONDITIONING | 25HNB536A**31 | HP | Split System: Heat Pump with Remote Outdoor Unit-Air-Source | 25HNB536A**31 |  | FX4DN(B,F)037L | 12.5 | 15 | 8.5 | Yes | Yes | 2015-02-26 |  | 1
TRUE | PH15NB036****B | 1990 | 7037864 | PAYNE HEATING AND COOLING | PH15NB036****B | HP | Split System: Heat Pump with Remote Outdoor Unit-Air-Source | PH15NB036****B |  | PF4MNB037L | 12 | 15 | 8.5 | Yes | Yes | 2015-02-26 |  | 0
TRUE | NXH542GKA* | 1348 | 6936928 | HEIL | NXH542GKA* | HP | Split System: Heat Pump with Remote Outdoor Unit-Air-Source | NXH542GKA* |  | FXM4X42**AL | 12 | 15 | 8.7 | Yes | Yes | 2015-02-26 |  | 0
TRUE | PH15NB018****A | 1967 | 7017351 | PAYNE HEATING AND COOLING | PH15NB018****A | HP | Split System: Heat Pump with Remote Outdoor Unit-Air-Source | PH15NB018****A |  | PF4MNB019L | 12.5 | 15.2 | 8.5 | Yes | Yes | 2015-02-26 |  | 1
TRUE | 285BNA018****B | 391 | 7017243 | BRYANT HEATING AND COOLING SYSTEMS | 285BNA018****B | HP | Split System: Heat Pump with Remote Outdoor Unit-Air-Source | 285BNA018****B |  | FX4DNF019L | 12.6 | 15.2 | 8.5 | Yes | Yes | 2015-02-26 |  | 1
TRUE | 25HCC518A**30 | 526 | 7017307 | CARRIER AIR CONDITIONING | 25HCC518A**30 | HP | Split System: Heat Pump with Remote Outdoor Unit-Air-Source | 25HCC518A**30 |  | FX4DNF019L | 12.6 | 15.2 | 8.5 | Yes | Yes | 2015-02-26 |  | 1
TRUE | 25HNB518A**31 | 526 | 7017292 | CARRIER AIR CONDITIONING | 25HNB518A**31 | HP | Split System: Heat Pump with Remote Outdoor Unit-Air-Source | 25HNB518A**31 |  | FX4DNF019L | 12.5 | 15 | 8.5 | Yes | Yes | 2015-02-26 |  | 1
TRUE | HP.037.001.0203.003 | 545 | 7031086 | BRYANT HEATING AND COOLING SYSTEMS | 215BNA024***** | HP | Split System: Heat Pump with Remote Outdoor Unit-Air-Source | HP.037.001.0203.003 |  | FX4DNF025L | 12.5 | 15.2 | 8.7 | Yes | Yes | 2015-02-26 |  | 1
TRUE | 25HBC524A**30 | 545 | 7017280 | CARRIER AIR CONDITIONING | 25HBC524A**30 | HP | Split System: Heat Pump with Remote Outdoor Unit-Air-Source | 25HBC524A**30 |  | FX4DNF025L | 12.5 | 15.25 | 8.7 | Yes | Yes | 2015-02-26 |  | 1
TRUE | PH15NB024****B | 1976 | 7037907 | PAYNE HEATING AND COOLING | PH15NB024****B | HP | Split System: Heat Pump with Remote Outdoor Unit-Air-Source | PH15NB024****B |  | PF4MNB025L | 12.5 | 15.2 | 8.7 | Yes | Yes | 2015-02-26 |  | 1
TRUE | 285BNA024****B | 396 | 7017257 | BRYANT HEATING AND COOLING SYSTEMS | 285BNA024****B | HP | Split System: Heat Pump with Remote Outdoor Unit-Air-Source | 285BNA024****B |  | FX4DNF025L | 12.5 | 15.2 | 8.7 | Yes | Yes | 2015-02-26 |  | 1
TRUE | 25HCC524A**30 | 545 | 7017281 | CARRIER AIR CONDITIONING | 25HCC524A**30 | HP | Split System: Heat Pump with Remote Outdoor Unit-Air-Source | 25HCC524A**30 |  | FX4DNF025L | 12.5 | 15.25 | 8.7 | Yes | Yes | 2015-02-26 |  | 1
TRUE | 25HNB524A**31 | 545 | 7017331 | CARRIER AIR CONDITIONING | 25HNB524A**31 | HP | Split System: Heat Pump with Remote Outdoor Unit-Air-Source | 25HNB524A**31 |  | FX4DNF025L | 12.5 | 15 | 9 | Yes | Yes | 2015-02-26 |  | 1
TRUE | HP.023.001.0203.003 | 526 | 7555667 | HEIL | HSH518GKA* | HP | Split System: Heat Pump with Remote Outdoor Unit-Air-Source | HP.023.001.0203.003 |  | FX4DNF019L | 12.5 | 15 | 8.5 | Yes | Yes | 2015-02-26 |  | 1
TRUE | HP.038.001.0103.003 | 545 | 7556489 | HEIL | HSH524GKA* | HP | Split System: Heat Pump with Remote Outdoor Unit-Air-Source | HP.038.001.0103.003 |  | FX4DNF025L | 12.5 | 15 | 9 | Yes | Yes | 2015-02-26 |  | 1
TRUE | HP.041.001.0403.003 | 555 | 7558099 | HEIL | HSH530GKA* | HP | Split System: Heat Pump with Remote Outdoor Unit-Air-Source | HP.041.001.0403.003 |  | FX4DN(B,F)031L | 12.5 | 15 | 8.5 | Yes | Yes | 2015-02-26 |  | 1
TRUE | HSH536GKA* | 1333 | 6936904 | HEIL | HSH536GKA* | HP | Split System: Heat Pump with Remote Outdoor Unit-Air-Source | HSH536GKA* |  | FXM4X36**AL | 12.5 | 15 | 8.5 | Yes | Yes | 2015-02-26 |  | 1
TRUE | HSH542GKA* | 1348 | 6936906 | HEIL | HSH542GKA* | HP | Split System: Heat Pump with Remote Outdoor Unit-Air-Source | HSH542GKA* |  | FXM4X42**AL | 12 | 15 | 8.7 | Yes | Yes | 2015-02-26 |  | 0
TRUE | HSH548GKA* | 1367 | 6936907 | HEIL | HSH548GKA* | HP | Split System: Heat Pump with Remote Outdoor Unit-Air-Source | HSH548GKA* |  | FXM4X48**AL | 12.5 | 15 | 8.7 | Yes | Yes | 2015-02-26 |  | 1
TRUE | HP.093.001.0111.011 | 629 | 7559126 | HEIL | HSH560GKA* | HP | Split System: Heat Pump with Remote Outdoor Unit-Air-Source | HP.093.001.0111.011 |  | FX4DN(B,F)061L | 12.5 | 15 | 8.5 | Yes | Yes | 2015-02-26 |  | 1
TRUE | PH15NB024****A | 1976 | 7017356 | PAYNE HEATING AND COOLING | PH15NB024****A | HP | Split System: Heat Pump with Remote Outdoor Unit-Air-Source | PH15NB024****A |  | PF4MNB025L | 12.5 | 15.2 | 8.7 | Yes | Yes | 2015-02-26 |  | 1
TRUE | PH15NB030****A | 1978 | 7017357 | PAYNE HEATING AND COOLING | PH15NB030****A | HP | Split System: Heat Pump with Remote Outdoor Unit-Air-Source | PH15NB030****A |  | PF4MNB031L | 12.5 | 15.2 | 8.5 | Yes | Yes | 2015-02-26 |  | 1
TRUE | PH15NB036****A | 1990 | 6936942 | PAYNE HEATING AND COOLING | PH15NB036****A | HP | Split System: Heat Pump with Remote Outdoor Unit-Air-Source | PH15NB036****A |  | PF4MNB037L | 12 | 15 | 8.5 | Yes | Yes | 2015-02-26 |  | 0
TRUE | 225BNA042****A* | 431 | 6936817 | BRYANT HEATING AND COOLING SYSTEMS | 225BNA042****A* | HP | Split System: Heat Pump with Remote Outdoor Unit-Air-Source | 225BNA042****A* |  | FX4DN(B,F)043L | 12 | 15 | 8.5 | Yes | Yes | 2015-02-26 |  | 0
TRUE | HP.103.001.0316.016 | 3045 | 7558613 | TEMPSTAR | TCH924GKA3* | HP | Split System: Heat Pump with Remote Outdoor Unit-Air-Source | HP.103.001.0316.016 |  | FE4AN(B,F)003L+UI | 13.5 | 18 | 10 | Yes | Yes | 2015-02-26 |  | 3
TRUE | HP.108.001.0102.002 | 3003 | 7558635 | HEIL | HCH936GKA2* | HP | Split System: Heat Pump with Remote Outdoor Unit-Air-Source | HP.108.001.0102.002 |  | FE4ANB006L+UI | 13.7 | 19 | 10 | Yes | Yes | 2015-02-26 |  | 3
TRUE | HP.023.001.0203.003 | 526 | 7555790 | ARCOAIRE | HSH518GKA* | HP | Split System: Heat Pump with Remote Outdoor Unit-Air-Source | HP.023.001.0203.003 |  | FX4DNF019L | 12.5 | 15 | 8.5 | Yes | Yes | 2015-02-26 |  | 1
TRUE | HP.038.001.0103.003 | 545 | 7556617 | TEMPSTAR | TSH524GKA* | HP | Split System: Heat Pump with Remote Outdoor Unit-Air-Source | HP.038.001.0103.003 |  | FX4DNF025L | 12.5 | 15 | 9 | Yes | Yes | 2015-02-26 |  | 1
TRUE | HP.041.001.0403.003 | 555 | 7558226 | ARCOAIRE | HSH530GKA* | HP | Split System: Heat Pump with Remote Outdoor Unit-Air-Source | HP.041.001.0403.003 |  | FX4DN(B,F)031L | 12.5 | 15 | 8.5 | Yes | Yes | 2015-02-26 |  | 1
TRUE | HP.067.001.0111.011 | 583 | 6955145 | AIRQUEST | HSH536GKA* | HP | Split System: Heat Pump with Remote Outdoor Unit-Air-Source | HP.067.001.0111.011 |  | FX4DN(B,F)037L | 12.5 | 15 | 8.5 | Yes | Yes | 2015-02-26 |  | 1
TRUE | HP.078.001.0111.011 | 600 | 6955159 | AIRQUEST | HSH542GKA* | HP | Split System: Heat Pump with Remote Outdoor Unit-Air-Source | HP.078.001.0111.011 |  | FX4DN(B,F)043L | 12.5 | 15 | 8.7 | Yes | Yes | 2015-02-26 |  | 1
TRUE | HP.090.001.0111.011 | 619 | 6955166 | AIRQUEST | HSH548GKA* | HP | Split System: Heat Pump with Remote Outdoor Unit-Air-Source | HP.090.001.0111.011 |  | FX4DN(B,F)049L | 12.5 | 15 | 8.7 | Yes | Yes | 2015-02-26 |  | 1
TRUE | HP.037.001.0504.004 | 545 | 7028008 | ECOTEMP | WCH5244GKA* | HP | Split System: Heat Pump with Remote Outdoor Unit-Air-Source | HP.037.001.0504.004 |  | FX4DNF025L | 12.5 | 15.2 | 8.7 | Yes | Yes | 2015-02-26 |  | 1
TRUE | HP.041.001.0904.004 | 555 | 7028012 | GRANDAIRE | WCH5304GKA* | HP | Split System: Heat Pump with Remote Outdoor Unit-Air-Source | HP.041.001.0904.004 |  | FX4DN(B,F)031L | 12.5 | 15.2 | 8.5 | Yes | Yes | 2015-02-26 |  | 1
TRUE | HP.067.001.1004.004 | 583 | 7614643 | ECOTEMP | WCH5364GKA* | HP | Split System: Heat Pump with Remote Outdoor Unit-Air-Source | HP.067.001.1004.004 |  | FX4DN(B,F)037L | 12.5 | 15 | 8.5 | Yes | Yes | 2015-02-26 |  | 1
TRUE | HP.078.001.0902.002 | 600 | 7614645 | GRANDAIRE | WCH5424GKA* | HP | Split System: Heat Pump with Remote Outdoor Unit-Air-Source | HP.078.001.0902.002 |  | FX4DN(B,F)043L | 12.5 | 15 | 8.5 | Yes | Yes | 2015-02-26 |  | 1
TRUE | HP.103.001.0316.016 | 3045 | 7558616 | COMFORTMAKER | CCH924GKA3* | HP | Split System: Heat Pump with Remote Outdoor Unit-Air-Source | HP.103.001.0316.016 |  | FE4AN(B,F)003L+UI | 13.5 | 18 | 10 | Yes | Yes | 2015-02-26 |  | 3
TRUE | HP.108.001.0102.002 | 3003 | 7558716 | KENMORE | (C,H,T)CH936GKA2* | HP | Split System: Heat Pump with Remote Outdoor Unit-Air-Source | HP.108.001.0102.002 |  | FE4ANB006L+UI | 13.7 | 19 | 10 | Yes | Yes | 2015-02-26 |  | 3
TRUE | HP.109.001.0102.002 | 3049 | 7558736 | KENMORE | (C,H,T)CH948GKA2* | HP | Split System: Heat Pump with Remote Outdoor Unit-Air-Source | HP.109.001.0102.002 |  | FE4ANB006L+UI | 13.2 | 17 | 9.5 | Yes | Yes | 2015-02-26 |  | 2
TRUE | HP.112.001.0211.011 | 3051 | 7558758 | AIRQUEST | HCH960GKA2* | HP | Split System: Heat Pump with Remote Outdoor Unit-Air-Source | HP.112.001.0211.011 |  | FE4ANB006L+UI | 12.5 | 16 | 9.5 | Yes | Yes | 2015-02-26 |  | 1
TRUE | HP.038.001.0611.011 | 545 | 6955132 | ARCOAIRE | HSH524HKA* | HP | Split System: Heat Pump with Remote Outdoor Unit-Air-Source | HP.038.001.0611.011 |  | FVM4X24***L | 12.5 | 15.5 | 9 | Yes | Yes | 2015-02-26 |  | 1
TRUE | HP.105.001.0516.016 | 3066 | 6955116 | ARCOAIRE | HCH624GKA3* | HP | Split System: Heat Pump with Remote Outdoor Unit-Air-Source | HP.105.001.0516.016 |  | FVM4X24***L | 13 | 17 | 9 | Yes | Yes | 2015-02-26 |  | 2
TRUE | HP.105.001.0610.010 | 3066 | 6955110 | ARCOAIRE | HCH624GKA2* | HP | Split System: Heat Pump with Remote Outdoor Unit-Air-Source | HP.105.001.0610.010 |  | FVM4X24***L | 13 | 17 | 9 | Yes | Yes | 2015-02-26 |  | 2
TRUE | HP.043.001.0211.011 | 555 | 6955139 | ARCOAIRE | HSH530HKA* | HP | Split System: Heat Pump with Remote Outdoor Unit-Air-Source | HP.043.001.0211.011 |  | FVM4X48***L | 12.5 | 15.5 | 9 | Yes | Yes | 2015-02-26 |  | 1
TRUE | HP.069.001.0311.011 | 583 | 6955153 | ARCOAIRE | HSH536HKA* | HP | Split System: Heat Pump with Remote Outdoor Unit-Air-Source | HP.069.001.0311.011 |  | FVM4X48***L | 12.5 | 15.5 | 9.5 | Yes | Yes | 2015-02-26 |  | 1
TRUE | HP.111.001.0516.016 | 2307 | 6955124 | ARCOAIRE | HCH648GKA2* | HP | Split System: Heat Pump with Remote Outdoor Unit-Air-Source | HP.111.001.0516.016 |  | FVM4X48***L | 12.5 | 16 | 9 | Yes | Yes | 2015-02-26 |  | 1
TRUE | HP.080.001.0311.011 | 600 | 7557634 | KENMORE | (C,H,T)SH542HKA* | HP | Split System: Heat Pump with Remote Outdoor Unit-Air-Source | HP.080.001.0311.011 |  | FVM4X60***L | 12.5 | 15.5 | 9 | Yes | Yes | 2015-02-26 |  | 1
TRUE | HP.091.001.0311.011 | 620 | 7559098 | DAY & NIGHT | CSH548HKA* | HP | Split System: Heat Pump with Remote Outdoor Unit-Air-Source | HP.091.001.0311.011 |  | FVM4X60***L | 12.5 | 15.5 | 9 | Yes | Yes | 2015-02-26 |  | 1
TRUE | HP.107.001.0416.016 | 3047 | 7558936 | ARCOAIRE | HCH636GKA2* | HP | Split System: Heat Pump with Remote Outdoor Unit-Air-Source | HP.107.001.0416.016 |  | FVM4X60***L | 13.3 | 17 | 9.5 | Yes | Yes | 2015-02-26 |  | 2
TRUE | HP.114.001.0516.016 | 2309 | 7558981 | KENMORE | (C,H,T)CH660GKA2* | HP | Split System: Heat Pump with Remote Outdoor Unit-Air-Source | HP.114.001.0516.016 |  | FVM4X60***L | 12.5 | 16 | 9 | Yes | Yes | 2015-02-26 |  | 1
TRUE | HP.041.001.0203.003 | 555 | 7558143 | DAY & NIGHT | NXH530GKA* | HP | Split System: Heat Pump with Remote Outdoor Unit-Air-Source | HP.041.001.0203.003 |  | FX4DN(B,F)031L | 12.5 | 15.2 | 8.5 | Yes | Yes | 2015-02-26 |  | 1
TRUE | HP.067.001.0203.003 | 583 | 6955262 | ARCOAIRE | NXH536GKA* | HP | Split System: Heat Pump with Remote Outdoor Unit-Air-Source | HP.067.001.0203.003 |  | FX4DN(B,F)037L | 12.5 | 15 | 8.5 | Yes | Yes | 2015-02-26 |  | 1
TRUE | HP.078.001.0210.010 | 600 | 6955277 | ARCOAIRE | NXH542GKA* | HP | Split System: Heat Pump with Remote Outdoor Unit-Air-Source | HP.078.001.0210.010 |  | FX4DN(B,F)043L | 12.5 | 15 | 8.7 | Yes | Yes | 2015-02-26 |  | 1
TRUE | HP.089.001.0219.019 | 618 | 6955285 | ARCOAIRE | NXH548GKA* | HP | Split System: Heat Pump with Remote Outdoor Unit-Air-Source | HP.089.001.0219.019 |  | FX4DN(B,F)049L | 12.5 | 15 | 8.5 | Yes | Yes | 2015-02-26 |  | 1
TRUE | HP.093.001.0202.002 | 629 | 7029745 | BRYANT HEATING AND COOLING SYSTEMS | 225BNA060****A | HP | Split System: Heat Pump with Remote Outdoor Unit-Air-Source | HP.093.001.0202.002 |  | FX4DN(B,F)061L | 12.5 | 15 | 8.5 | Yes | Yes | 2015-02-26 |  | 1
TRUE | HP.094.001.0319.019 | 629 | 7559200 | DAY & NIGHT | NXH560GKA* | HP | Split System: Heat Pump with Remote Outdoor Unit-Air-Source | HP.094.001.0319.019 |  | FX4DN(B,F)061L | 12.5 | 15 | 8.5 | Yes | Yes | 2015-02-26 |  | 1
TRUE | HP.094.001.0504.004 | 629 | 7028017 | ECOTEMP | WCH5604GKA* | HP | Split System: Heat Pump with Remote Outdoor Unit-Air-Source | HP.094.001.0504.004 |  | FX4DN(B,F)061L | 12.5 | 15 | 8.5 | Yes | Yes | 2015-02-26 |  | 1
TRUE | HP.022.001.0103.003 | 526 | 7555707 | KENMORE | NXH518GKA* | HP | Split System: Heat Pump with Remote Outdoor Unit-Air-Source | HP.022.001.0103.003 |  | FX4DNF019L | 12.6 | 15.2 | 8.5 | Yes | Yes | 2015-02-26 |  | 1
TRUE | HP.022.001.0404.004 | 526 | 7028005 | GRANDAIRE | WCH5184GKA* | HP | Split System: Heat Pump with Remote Outdoor Unit-Air-Source | HP.022.001.0404.004 |  | FX4DNF019L | 12.5 | 15.2 | 8.5 | Yes | Yes | 2015-02-26 |  | 1
TRUE | HP.037.001.0203.003 | 545 | 7556541 | KEEPRITE | NXH524GKA* | HP | Split System: Heat Pump with Remote Outdoor Unit-Air-Source | HP.037.001.0203.003 |  | FX4DNF025L | 12.5 | 15.2 | 8.7 | Yes | Yes | 2015-02-26 |  | 1
TRUE | HP.023.001.0203.003 | 526 | 7555794 | KEEPRITE | CSH518GKA* | HP | Split System: Heat Pump with Remote Outdoor Unit-Air-Source | HP.023.001.0203.003 |  | FX4DNF019L | 12.5 | 15 | 8.5 | Yes | Yes | 2015-02-26 |  | 1
TRUE | HP.038.001.0103.003 | 545 | 7556621 | DAY & NIGHT | CSH524GKA* | HP | Split System: Heat Pump with Remote Outdoor Unit-Air-Source | HP.038.001.0103.003 |  | FX4DNF025L | 12.5 | 15 | 9 | Yes | Yes | 2015-02-26 |  | 1
TRUE | HP.041.001.0403.003 | 555 | 7558228 | KENMORE | (C,H,T)SH530GKA* | HP | Split System: Heat Pump with Remote Outdoor Unit-Air-Source | HP.041.001.0403.003 |  | FX4DN(B,F)031L | 12.5 | 15 | 8.5 | Yes | Yes | 2015-02-26 |  | 1
TRUE | HP.067.001.0111.011 | 583 | 6955146 | ARCOAIRE | HSH536GKA* | HP | Split System: Heat Pump with Remote Outdoor Unit-Air-Source | HP.067.001.0111.011 |  | FX4DN(B,F)037L | 12.5 | 15 | 8.5 | Yes | Yes | 2015-02-26 |  | 1
TRUE | HP.078.001.0111.011 | 600 | 6955160 | ARCOAIRE | HSH542GKE* | HP | Split System: Heat Pump with Remote Outdoor Unit-Air-Source | HP.078.001.0111.011 |  | FX4DN(B,F)043L | 12.5 | 15 | 8.7 | Yes | Yes | 2015-02-26 |  | 1
TRUE | HP.090.001.0111.011 | 619 | 6955167 | ARCOAIRE | HSH548GKA | HP | Split System: Heat Pump with Remote Outdoor Unit-Air-Source | HP.090.001.0111.011 |  | FX4DN(B,F)049L | 12.5 | 15 | 8.7 | Yes | Yes | 2015-02-26 |  | 1
TRUE | HP.093.001.0111.011 | 629 | 7559400 | AIRQUEST | HSH560GKA* | HP | Split System: Heat Pump with Remote Outdoor Unit-Air-Source | HP.093.001.0111.011 |  | FX4DN(B,F)061L | 12.5 | 15 | 8.5 | Yes | Yes | 2015-02-26 |  | 1
TRUE | HP.037.001.0504.004 | 545 | 7028009 | GRANDAIRE | WCH5244GKA* | HP | Split System: Heat Pump with Remote Outdoor Unit-Air-Source | HP.037.001.0504.004 |  | FX4DNF025L | 12.5 | 15.2 | 8.7 | Yes | Yes | 2015-02-26 |  | 1
TRUE | HP.041.001.0904.004 | 555 | 7028013 | ECOTEMP | WCH5304GKA* | HP | Split System: Heat Pump with Remote Outdoor Unit-Air-Source | HP.041.001.0904.004 |  | FX4DN(B,F)031L | 12.5 | 15.2 | 8.5 | Yes | Yes | 2015-02-26 |  | 1
TRUE | HP.067.001.1004.004 | 583 | 7614644 | GRANDAIRE | WCH5364GKA* | HP | Split System: Heat Pump with Remote Outdoor Unit-Air-Source | HP.067.001.1004.004 |  | FX4DN(B,F)037L | 12.5 | 15 | 8.5 | Yes | Yes | 2015-02-26 |  | 1
TRUE | HP.078.001.0902.002 | 600 | 7614646 | ECOTEMP | WCH5424GKA* | HP | Split System: Heat Pump with Remote Outdoor Unit-Air-Source | HP.078.001.0902.002 |  | FX4DN(B,F)043L | 12.5 | 15 | 8.5 | Yes | Yes | 2015-02-26 |  | 1
TRUE | HP.103.001.0316.016 | 3045 | 7558618 | ARCOAIRE | HCH924GKA3* | HP | Split System: Heat Pump with Remote Outdoor Unit-Air-Source | HP.103.001.0316.016 |  | FE4AN(B,F)003L+UI | 13.5 | 18 | 10 | Yes | Yes | 2015-02-26 |  | 3
TRUE | HP.067.001.0203.003 | 583 | 6955264 | COMFORTMAKER | NXH536GKA* | HP | Split System: Heat Pump with Remote Outdoor Unit-Air-Source | HP.067.001.0203.003 |  | FX4DN(B,F)037L | 12.5 | 15 | 8.5 | Yes | Yes | 2015-02-26 |  | 1
TRUE | HP.078.001.0210.010 | 600 | 6955279 | COMFORTMAKER | NXH542GKA* | HP | Split System: Heat Pump with Remote Outdoor Unit-Air-Source | HP.078.001.0210.010 |  | FX4DN(B,F)043L | 12.5 | 15 | 8.7 | Yes | Yes | 2015-02-26 |  | 1
TRUE | HP.089.001.0219.019 | 618 | 6955287 | COMFORTMAKER | NXH548GKA* | HP | Split System: Heat Pump with Remote Outdoor Unit-Air-Source | HP.089.001.0219.019 |  | FX4DN(B,F)049L | 12.5 | 15 | 8.5 | Yes | Yes | 2015-02-26 |  | 1
TRUE | HP.094.001.0319.019 | 629 | 7559204 | TEMPSTAR | NXH560GKA* | HP | Split System: Heat Pump with Remote Outdoor Unit-Air-Source | HP.094.001.0319.019 |  | FX4DN(B,F)061L | 12.5 | 15 | 8.5 | Yes | Yes | 2015-02-26 |  | 1
TRUE | HP.022.001.0103.003 | 526 | 7555714 | AIRQUEST | NXH518GKA* | HP | Split System: Heat Pump with Remote Outdoor Unit-Air-Source | HP.022.001.0103.003 |  | FX4DNF019L | 12.6 | 15.2 | 8.5 | Yes | Yes | 2015-02-26 |  | 1
TRUE | HP.037.001.0203.003 | 545 | 7556549 | TEMPSTAR | NXH524GKA* | HP | Split System: Heat Pump with Remote Outdoor Unit-Air-Source | HP.037.001.0203.003 |  | FX4DNF025L | 12.5 | 15.2 | 8.7 | Yes | Yes | 2015-02-26 |  | 1
TRUE | HP.023.001.0203.003 | 526 | 7555801 | AIRQUEST | HSH518GKA* | HP | Split System: Heat Pump with Remote Outdoor Unit-Air-Source | HP.023.001.0203.003 |  | FX4DNF019L | 12.5 | 15 | 8.5 | Yes | Yes | 2015-02-26 |  | 1
TRUE | HP.067.001.0111.011 | 583 | 6955148 | DAY & NIGHT | CSH536GKA* | HP | Split System: Heat Pump with Remote Outdoor Unit-Air-Source | HP.067.001.0111.011 |  | FX4DN(B,F)037L | 12.5 | 15 | 8.5 | Yes | Yes | 2015-02-26 |  | 1
TRUE | HP.078.001.0111.011 | 600 | 6955162 | DAY & NIGHT | CSH542GKA* | HP | Split System: Heat Pump with Remote Outdoor Unit-Air-Source | HP.078.001.0111.011 |  | FX4DN(B,F)043L | 12.5 | 15 | 8.7 | Yes | Yes | 2015-02-26 |  | 1
TRUE | HP.090.001.0111.011 | 619 | 6955169 | DAY & NIGHT | CSH548GKA* | HP | Split System: Heat Pump with Remote Outdoor Unit-Air-Source | HP.090.001.0111.011 |  | FX4DN(B,F)049L | 12.5 | 15 | 8.7 | Yes | Yes | 2015-02-26 |  | 1
TRUE | HP.093.001.0111.011 | 629 | 7559404 | ARCOAIRE | HSH560GKA* | HP | Split System: Heat Pump with Remote Outdoor Unit-Air-Source | HP.093.001.0111.011 |  | FX4DN(B,F)061L | 12.5 | 15 | 8.5 | Yes | Yes | 2015-02-26 |  | 1
TRUE | HP.103.001.0316.016 | 3045 | 7558623 | DAY & NIGHT | CCH924GKA3* | HP | Split System: Heat Pump with Remote Outdoor Unit-Air-Source | HP.103.001.0316.016 |  | FE4AN(B,F)003L+UI | 13.5 | 18 | 10 | Yes | Yes | 2015-02-26 |  | 3
TRUE | HP.108.001.0102.002 | 3003 | 7558724 | COMFORTMAKER | CCH936GKA2* | HP | Split System: Heat Pump with Remote Outdoor Unit-Air-Source | HP.108.001.0102.002 |  | FE4ANB006L+UI | 13.7 | 19 | 10 | Yes | Yes | 2015-02-26 |  | 3
TRUE | HP.109.001.0102.002 | 3049 | 7558744 | TEMPSTAR | TCH948GKA2* | HP | Split System: Heat Pump with Remote Outdoor Unit-Air-Source | HP.109.001.0102.002 |  | FE4ANB006L+UI | 13.2 | 17 | 9.5 | Yes | Yes | 2015-02-26 |  | 2
TRUE | HP.112.001.0211.011 | 3051 | 7558767 | DAY & NIGHT | CCH960GKA2* | HP | Split System: Heat Pump with Remote Outdoor Unit-Air-Source | HP.112.001.0211.011 |  | FE4ANB006L+UI | 12.5 | 16 | 9.5 | Yes | Yes | 2015-02-26 |  | 1
TRUE | HP.038.001.0611.011 | 545 | 6955135 | KEEPRITE | CSH524HKA* | HP | Split System: Heat Pump with Remote Outdoor Unit-Air-Source | HP.038.001.0611.011 |  | FVM4X24***L | 12.5 | 15.5 | 9 | Yes | Yes | 2015-02-26 |  | 1
TRUE | HP.105.001.0516.016 | 3066 | 6955119 | KEEPRITE | CCH624GKA3* | HP | Split System: Heat Pump with Remote Outdoor Unit-Air-Source | HP.105.001.0516.016 |  | FVM4X24***L | 13 | 17 | 9 | Yes | Yes | 2015-02-26 |  | 2
TRUE | HP.105.001.0610.010 | 3066 | 6955113 | KEEPRITE | CCH624GKA2* | HP | Split System: Heat Pump with Remote Outdoor Unit-Air-Source | HP.105.001.0610.010 |  | FVM4X24***L | 13 | 17 | 9 | Yes | Yes | 2015-02-26 |  | 2
TRUE | HP.094.001.0319.019 | 629 | 7559202 | KEEPRITE | NXH560GKA* | HP | Split System: Heat Pump with Remote Outdoor Unit-Air-Source | HP.094.001.0319.019 |  | FX4DN(B,F)061L | 12.5 | 15 | 8.5 | Yes | Yes | 2015-02-26 |  | 1
TRUE | PH15NB060****B | 2004 | 7037906 | PAYNE HEATING AND COOLING | PH15NB060****B | HP | Split System: Heat Pump with Remote Outdoor Unit-Air-Source | PH15NB060****B |  | PF4MNB061L | 12.5 | 15 | 8.5 | Yes | Yes | 2015-02-26 |  | 1
TRUE | HP.022.001.0103.003 | 526 | 7555711 | DAY & NIGHT | NXH518GKA* | HP | Split System: Heat Pump with Remote Outdoor Unit-Air-Source | HP.022.001.0103.003 |  | FX4DNF019L | 12.6 | 15.2 | 8.5 | Yes | Yes | 2015-02-26 |  | 1
TRUE | PH15NB018****B | 1967 | 7037905 | PAYNE HEATING AND COOLING | PH15NB018****B | HP | Split System: Heat Pump with Remote Outdoor Unit-Air-Source | PH15NB018****B |  | PF4MNB019L | 12.5 | 15.2 | 8.5 | Yes | Yes | 2015-02-26 |  | 1
TRUE | HP.037.001.0203.003 | 545 | 7556545 | DAY & NIGHT | NXH524GKA* | HP | Split System: Heat Pump with Remote Outdoor Unit-Air-Source | HP.037.001.0203.003 |  | FX4DNF025L | 12.5 | 15.2 | 8.7 | Yes | Yes | 2015-02-26 |  | 1
TRUE | HP.038.001.0103.003 | 545 | 7556624 | KENMORE | (C,H,T)SH524GKA* | HP | Split System: Heat Pump with Remote Outdoor Unit-Air-Source | HP.038.001.0103.003 |  | FX4DNF025L | 12.5 | 15 | 9 | Yes | Yes | 2015-02-26 |  | 1
TRUE | HP.041.001.0403.003 | 555 | 7558231 | KEEPRITE | CSH530GKA* | HP | Split System: Heat Pump with Remote Outdoor Unit-Air-Source | HP.041.001.0403.003 |  | FX4DN(B,F)031L | 12.5 | 15 | 8.5 | Yes | Yes | 2015-02-26 |  | 1
TRUE | HP.093.001.0111.011 | 629 | 7559402 | TEMPSTAR | TSH560GKA* | HP | Split System: Heat Pump with Remote Outdoor Unit-Air-Source | HP.093.001.0111.011 |  | FX4DN(B,F)061L | 12.5 | 15 | 8.5 | Yes | Yes | 2015-02-26 |  | 1
TRUE | HP.103.001.0316.016 | 3045 | 7558621 | KENMORE | (C,H,T)CH924GKA3* | HP | Split System: Heat Pump with Remote Outdoor Unit-Air-Source | HP.103.001.0316.016 |  | FE4AN(B,F)003L+UI | 13.5 | 18 | 10 | Yes | Yes | 2015-02-26 |  | 3
TRUE | HP.108.001.0102.002 | 3003 | 7558722 | TEMPSTAR | TCH936GKA2* | HP | Split System: Heat Pump with Remote Outdoor Unit-Air-Source | HP.108.001.0102.002 |  | FE4ANB006L+UI | 13.7 | 19 | 10 | Yes | Yes | 2015-02-26 |  | 3
TRUE | HP.109.001.0102.002 | 3049 | 7558741 | DAY & NIGHT | CCH948GKA2* | HP | Split System: Heat Pump with Remote Outdoor Unit-Air-Source | HP.109.001.0102.002 |  | FE4ANB006L+UI | 13.2 | 17 | 9.5 | Yes | Yes | 2015-02-26 |  | 2
TRUE | HP.112.001.0211.011 | 3051 | 7558764 | ARCOAIRE | HCH960GKA2* | HP | Split System: Heat Pump with Remote Outdoor Unit-Air-Source | HP.112.001.0211.011 |  | FE4ANB006L+UI | 12.5 | 16 | 9.5 | Yes | Yes | 2015-02-26 |  | 1
TRUE | HP.038.001.0611.011 | 545 | 6955134 | DAY & NIGHT | CSH524HKA* | HP | Split System: Heat Pump with Remote Outdoor Unit-Air-Source | HP.038.001.0611.011 |  | FVM4X24***L | 12.5 | 15.5 | 9 | Yes | Yes | 2015-02-26 |  | 1
TRUE | HP.105.001.0516.016 | 3066 | 6955118 | DAY & NIGHT | CCH624GKA3* | HP | Split System: Heat Pump with Remote Outdoor Unit-Air-Source | HP.105.001.0516.016 |  | FVM4X24***L | 13 | 17 | 9 | Yes | Yes | 2015-02-26 |  | 2
TRUE | HP.105.001.0610.010 | 3066 | 6955112 | DAY & NIGHT | CCH624GKA2* | HP | Split System: Heat Pump with Remote Outdoor Unit-Air-Source | HP.105.001.0610.010 |  | FVM4X24***L | 13 | 17 | 9 | Yes | Yes | 2015-02-26 |  | 2
TRUE | HP.043.001.0211.011 | 555 | 6955141 | DAY & NIGHT | CSH530HKA* | HP | Split System: Heat Pump with Remote Outdoor Unit-Air-Source | HP.043.001.0211.011 |  | FVM4X48***L | 12.5 | 15.5 | 9 | Yes | Yes | 2015-02-26 |  | 1
TRUE | HP.069.001.0311.011 | 583 | 6955155 | DAY & NIGHT | CSH536HKA* | HP | Split System: Heat Pump with Remote Outdoor Unit-Air-Source | HP.069.001.0311.011 |  | FVM4X48***L | 12.5 | 15.5 | 9.5 | Yes | Yes | 2015-02-26 |  | 1
TRUE | HP.111.001.0516.016 | 2307 | 6955126 | DAY & NIGHT | CCH648GKA2* | HP | Split System: Heat Pump with Remote Outdoor Unit-Air-Source | HP.111.001.0516.016 |  | FVM4X48***L | 12.5 | 16 | 9 | Yes | Yes | 2015-02-26 |  | 1
TRUE | HP.080.001.0311.011 | 600 | 7557640 | COMFORTMAKER | CSH542HKA* | HP | Split System: Heat Pump with Remote Outdoor Unit-Air-Source | HP.080.001.0311.011 |  | FVM4X60***L | 12.5 | 15.5 | 9 | Yes | Yes | 2015-02-26 |  | 1
TRUE | HP.091.001.0311.011 | 620 | 7559102 | KENMORE | (C,H,T)SH548HKA* | HP | Split System: Heat Pump with Remote Outdoor Unit-Air-Source | HP.091.001.0311.011 |  | FVM4X60***L | 12.5 | 15.5 | 9 | Yes | Yes | 2015-02-26 |  | 1
TRUE | HP.107.001.0416.016 | 3047 | 7558942 | AIRQUEST | HCH636GKA2* | HP | Split System: Heat Pump with Remote Outdoor Unit-Air-Source | HP.107.001.0416.016 |  | FVM4X60***L | 13.3 | 17 | 9.5 | Yes | Yes | 2015-02-26 |  | 2
TRUE | HP.114.001.0516.016 | 2309 | 7558987 | COMFORTMAKER | CCH660GKA2* | HP | Split System: Heat Pump with Remote Outdoor Unit-Air-Source | HP.114.001.0516.016 |  | FVM4X60***L | 12.5 | 16 | 9 | Yes | Yes | 2015-02-26 |  | 1
TRUE | HP.041.001.0203.003 | 555 | 7558149 | KENMORE | NXH530GKA* | HP | Split System: Heat Pump with Remote Outdoor Unit-Air-Source | HP.041.001.0203.003 |  | FX4DN(B,F)031L | 12.5 | 15.2 | 8.5 | Yes | Yes | 2015-02-26 |  | 1
TRUE | HP.043.001.0211.011 | 555 | 6955142 | KEEPRITE | CSH530HKA* | HP | Split System: Heat Pump with Remote Outdoor Unit-Air-Source | HP.043.001.0211.011 |  | FVM4X48***L | 12.5 | 15.5 | 9 | Yes | Yes | 2015-02-26 |  | 1
TRUE | HP.069.001.0311.011 | 583 | 6955156 | KEEPRITE | CSH536HKA* | HP | Split System: Heat Pump with Remote Outdoor Unit-Air-Source | HP.069.001.0311.011 |  | FVM4X48***L | 12.5 | 15.5 | 9.5 | Yes | Yes | 2015-02-26 |  | 1
TRUE | HP.111.001.0516.016 | 2307 | 6955127 | KEEPRITE | CCH648GKA2* | HP | Split System: Heat Pump with Remote Outdoor Unit-Air-Source | HP.111.001.0516.016 |  | FVM4X48***L | 12.5 | 16 | 9 | Yes | Yes | 2015-02-26 |  | 1
TRUE | HP.080.001.0311.011 | 600 | 7557643 | DAY & NIGHT | CSH542HKA* | HP | Split System: Heat Pump with Remote Outdoor Unit-Air-Source | HP.080.001.0311.011 |  | FVM4X60***L | 12.5 | 15.5 | 9 | Yes | Yes | 2015-02-26 |  | 1
TRUE | HP.091.001.0311.011 | 620 | 7559104 | AIRQUEST | HSH548HKA* | HP | Split System: Heat Pump with Remote Outdoor Unit-Air-Source | HP.091.001.0311.011 |  | FVM4X60***L | 12.5 | 15.5 | 9 | Yes | Yes | 2015-02-26 |  | 1
TRUE | HP.107.001.0416.016 | 3047 | 7558944 | KENMORE | (H,C,T)CH636GKA2* | HP | Split System: Heat Pump with Remote Outdoor Unit-Air-Source | HP.107.001.0416.016 |  | FVM4X60***L | 13.3 | 17 | 9.5 | Yes | Yes | 2015-02-26 |  | 2
TRUE | HP.114.001.0516.016 | 2309 | 7558990 | ARCOAIRE | HCH660GKA2* | HP | Split System: Heat Pump with Remote Outdoor Unit-Air-Source | HP.114.001.0516.016 |  | FVM4X60***L | 12.5 | 16 | 9 | Yes | Yes | 2015-02-26 |  | 1
TRUE | HP.041.001.0203.003 | 555 | 7558152 | COMFORTMAKER | NXH530GKA* | HP | Split System: Heat Pump with Remote Outdoor Unit-Air-Source | HP.041.001.0203.003 |  | FX4DN(B,F)031L | 12.5 | 15.2 | 8.5 | Yes | Yes | 2015-02-26 |  | 1
TRUE | HP.067.001.0203.003 | 583 | 6955265 | DAY & NIGHT | NXH536GKA* | HP | Split System: Heat Pump with Remote Outdoor Unit-Air-Source | HP.067.001.0203.003 |  | FX4DN(B,F)037L | 12.5 | 15 | 8.5 | Yes | Yes | 2015-02-26 |  | 1
TRUE | HP.078.001.0210.010 | 600 | 6955280 | DAY & NIGHT | NXH542GKA* | HP | Split System: Heat Pump with Remote Outdoor Unit-Air-Source | HP.078.001.0210.010 |  | FX4DN(B,F)043L | 12.5 | 15 | 8.7 | Yes | Yes | 2015-02-26 |  | 1
TRUE | HP.089.001.0219.019 | 618 | 6955288 | DAY & NIGHT | NXH548GKA* | HP | Split System: Heat Pump with Remote Outdoor Unit-Air-Source | HP.089.001.0219.019 |  | FX4DN(B,F)049L | 12.5 | 15 | 8.5 | Yes | Yes | 2015-02-26 |  | 1
TRUE | HP.094.001.0319.019 | 629 | 7559205 | ARCOAIRE | NXH560GKA* | HP | Split System: Heat Pump with Remote Outdoor Unit-Air-Source | HP.094.001.0319.019 |  | FX4DN(B,F)061L | 12.5 | 15 | 8.5 | Yes | Yes | 2015-02-26 |  | 1
TRUE | HP.022.001.0103.003 | 526 | 7555717 | COMFORTMAKER | NXH518GKA* | HP | Split System: Heat Pump with Remote Outdoor Unit-Air-Source | HP.022.001.0103.003 |  | FX4DNF019L | 12.6 | 15.2 | 8.5 | Yes | Yes | 2015-02-26 |  | 1
TRUE | HP.037.001.0203.003 | 545 | 7556553 | KENMORE | NXH524GKA* | HP | Split System: Heat Pump with Remote Outdoor Unit-Air-Source | HP.037.001.0203.003 |  | FX4DNF025L | 12.5 | 15.2 | 8.7 | Yes | Yes | 2015-02-26 |  | 1
TRUE | HP.023.001.0203.003 | 526 | 7555805 | KENMORE | (C,H,T)SH518GKA* | HP | Split System: Heat Pump with Remote Outdoor Unit-Air-Source | HP.023.001.0203.003 |  | FX4DNF019L | 12.5 | 15 | 8.5 | Yes | Yes | 2015-02-26 |  | 1
TRUE | HP.038.001.0103.003 | 545 | 7556631 | KEEPRITE | CSH524GKA* | HP | Split System: Heat Pump with Remote Outdoor Unit-Air-Source | HP.038.001.0103.003 |  | FX4DNF025L | 12.5 | 15 | 9 | Yes | Yes | 2015-02-26 |  | 1
TRUE | HP.041.001.0403.003 | 555 | 7558237 | TEMPSTAR | TSH530GKA* | HP | Split System: Heat Pump with Remote Outdoor Unit-Air-Source | HP.041.001.0403.003 |  | FX4DN(B,F)031L | 12.5 | 15 | 8.5 | Yes | Yes | 2015-02-26 |  | 1
TRUE | HP.067.001.0111.011 | 583 | 6955149 | KEEPRITE | CSH536GKA* | HP | Split System: Heat Pump with Remote Outdoor Unit-Air-Source | HP.067.001.0111.011 |  | FX4DN(B,F)037L | 12.5 | 15 | 8.5 | Yes | Yes | 2015-02-26 |  | 1
TRUE | HP.078.001.0111.011 | 600 | 6955163 | KEEPRITE | CSH542GKA* | HP | Split System: Heat Pump with Remote Outdoor Unit-Air-Source | HP.078.001.0111.011 |  | FX4DN(B,F)043L | 12.5 | 15 | 8.7 | Yes | Yes | 2015-02-26 |  | 1
TRUE | HP.090.001.0111.011 | 619 | 6955170 | KEEPRITE | CSH548GKA* | HP | Split System: Heat Pump with Remote Outdoor Unit-Air-Source | HP.090.001.0111.011 |  | FX4DN(B,F)049L | 12.5 | 15 | 8.7 | Yes | Yes | 2015-02-26 |  | 1
TRUE | HP.093.001.0111.011 | 629 | 7559405 | KENMORE | (C,H,T)SH560GKA* | HP | Split System: Heat Pump with Remote Outdoor Unit-Air-Source | HP.093.001.0111.011 |  | FX4DN(B,F)061L | 12.5 | 15 | 8.5 | Yes | Yes | 2015-02-26 |  | 1
TRUE | HP.103.001.0316.016 | 3045 | 7558626 | AIRQUEST | HCH924GKA3* | HP | Split System: Heat Pump with Remote Outdoor Unit-Air-Source | HP.103.001.0316.016 |  | FE4AN(B,F)003L+UI | 13.5 | 18 | 10 | Yes | Yes | 2015-02-26 |  | 3
TRUE | HP.108.001.0102.002 | 3003 | 7558727 | KEEPRITE | CCH936GKA2* | HP | Split System: Heat Pump with Remote Outdoor Unit-Air-Source | HP.108.001.0102.002 |  | FE4ANB006L+UI | 13.7 | 19 | 10 | Yes | Yes | 2015-02-26 |  | 3
TRUE | HP.109.001.0102.002 | 3049 | 7558747 | ARCOAIRE | HCH948GKA2* | HP | Split System: Heat Pump with Remote Outdoor Unit-Air-Source | HP.109.001.0102.002 |  | FE4ANB006L+UI | 13.2 | 17 | 9.5 | Yes | Yes | 2015-02-26 |  | 2
TRUE | HP.112.001.0211.011 | 3051 | 7558770 | COMFORTMAKER | CCH960GKA2* | HP | Split System: Heat Pump with Remote Outdoor Unit-Air-Source | HP.112.001.0211.011 |  | FE4ANB006L+UI | 12.5 | 16 | 9.5 | Yes | Yes | 2015-02-26 |  | 1
TRUE | HP.038.001.0611.011 | 545 | 6955136 | KENMORE | (C,H,T)SH524HKA* | HP | Split System: Heat Pump with Remote Outdoor Unit-Air-Source | HP.038.001.0611.011 |  | FVM4X24***L | 12.5 | 15.5 | 9 | Yes | Yes | 2015-02-26 |  | 1
TRUE | HP.105.001.0516.016 | 3066 | 6955121 | KENMORE | (C,H,T)CH624GKA3* | HP | Split System: Heat Pump with Remote Outdoor Unit-Air-Source | HP.105.001.0516.016 |  | FVM4X24***L | 13 | 17 | 9 | Yes | Yes | 2015-02-26 |  | 2
TRUE | HP.105.001.0610.010 | 3066 | 6955114 | TEMPSTAR | TCH624GKA2* | HP | Split System: Heat Pump with Remote Outdoor Unit-Air-Source | HP.105.001.0610.010 |  | FVM4X24***L | 13 | 17 | 9 | Yes | Yes | 2015-02-26 |  | 2
TRUE | HP.078.001.0111.011 | 600 | 6955164 | KENMORE | (C,H,T)SH542GKA* | HP | Split System: Heat Pump with Remote Outdoor Unit-Air-Source | HP.078.001.0111.011 |  | FX4DN(B,F)043L | 12.5 | 15 | 8.7 | Yes | Yes | 2015-02-26 |  | 1
TRUE | HP.090.001.0111.011 | 619 | 6955171 | KENMORE | (C,H,T)SH548GKA* | HP | Split System: Heat Pump with Remote Outdoor Unit-Air-Source | HP.090.001.0111.011 |  | FX4DN(B,F)049L | 12.5 | 15 | 8.7 | Yes | Yes | 2015-02-26 |  | 1
TRUE | HP.093.001.0111.011 | 629 | 7559407 | DAY & NIGHT | CSH560GKA* | HP | Split System: Heat Pump with Remote Outdoor Unit-Air-Source | HP.093.001.0111.011 |  | FX4DN(B,F)061L | 12.5 | 15 | 8.5 | Yes | Yes | 2015-02-26 |  | 1
TRUE | HP.103.001.0316.016 | 3045 | 7558629 | KEEPRITE | CCH924GKA3* | HP | Split System: Heat Pump with Remote Outdoor Unit-Air-Source | HP.103.001.0316.016 |  | FE4AN(B,F)003L+UI | 13.5 | 18 | 10 | Yes | Yes | 2015-02-26 |  | 3
TRUE | HP.108.001.0102.002 | 3003 | 7558730 | ARCOAIRE | HCH936GKA2* | HP | Split System: Heat Pump with Remote Outdoor Unit-Air-Source | HP.108.001.0102.002 |  | FE4ANB006L+UI | 13.7 | 19 | 10 | Yes | Yes | 2015-02-26 |  | 3
TRUE | HP.109.001.0102.002 | 3049 | 7558750 | AIRQUEST | HCH948GKA2* | HP | Split System: Heat Pump with Remote Outdoor Unit-Air-Source | HP.109.001.0102.002 |  | FE4ANB006L+UI | 13.2 | 17 | 9.5 | Yes | Yes | 2015-02-26 |  | 2
TRUE | HP.038.001.0611.011 | 545 | 6955137 | TEMPSTAR | TSH524HKA* | HP | Split System: Heat Pump with Remote Outdoor Unit-Air-Source | HP.038.001.0611.011 |  | FVM4X24***L | 12.5 | 15.5 | 9 | Yes | Yes | 2015-02-26 |  | 1
TRUE | HP.105.001.0516.016 | 3066 | 6955122 | TEMPSTAR | TCH624GKA3* | HP | Split System: Heat Pump with Remote Outdoor Unit-Air-Source | HP.105.001.0516.016 |  | FVM4X24***L | 13 | 17 | 9 | Yes | Yes | 2015-02-26 |  | 2
TRUE | HP.043.001.0211.011 | 555 | 6955144 | TEMPSTAR | TSH530HKA* | HP | Split System: Heat Pump with Remote Outdoor Unit-Air-Source | HP.043.001.0211.011 |  | FVM4X48***L | 12.5 | 15.5 | 9 | Yes | Yes | 2015-02-26 |  | 1
TRUE | HP.069.001.0311.011 | 583 | 6955158 | TEMPSTAR | TSH536HKA* | HP | Split System: Heat Pump with Remote Outdoor Unit-Air-Source | HP.069.001.0311.011 |  | FVM4X48***L | 12.5 | 15.5 | 9.5 | Yes | Yes | 2015-02-26 |  | 1
TRUE | HP.111.001.0516.016 | 2307 | 6955130 | TEMPSTAR | TCH648GKA2* | HP | Split System: Heat Pump with Remote Outdoor Unit-Air-Source | HP.111.001.0516.016 |  | FVM4X48***L | 12.5 | 16 | 9 | Yes | Yes | 2015-02-26 |  | 1
TRUE | HP.080.001.0311.011 | 600 | 7557648 | TEMPSTAR | TSH542HKA* | HP | Split System: Heat Pump with Remote Outdoor Unit-Air-Source | HP.080.001.0311.011 |  | FVM4X60***L | 12.5 | 15.5 | 9 | Yes | Yes | 2015-02-26 |  | 1
TRUE | HP.091.001.0311.011 | 620 | 7559107 | KEEPRITE | CSH548HKA* | HP | Split System: Heat Pump with Remote Outdoor Unit-Air-Source | HP.091.001.0311.011 |  | FVM4X60***L | 12.5 | 15.5 | 9 | Yes | Yes | 2015-02-26 |  | 1
TRUE | HP.107.001.0416.016 | 3047 | 7558950 | KEEPRITE | CCH636GKA2* | HP | Split System: Heat Pump with Remote Outdoor Unit-Air-Source | HP.107.001.0416.016 |  | FVM4X60***L | 13.3 | 17 | 9.5 | Yes | Yes | 2015-02-26 |  | 2
TRUE | HP.114.001.0516.016 | 2309 | 7558995 | KENMORE | (H,C,T)CH660GKA2* | HP | Split System: Heat Pump with Remote Outdoor Unit-Air-Source | HP.114.001.0516.016 |  | FVM4X60***L | 12.5 | 16 | 9 | Yes | Yes | 2015-02-26 |  | 1
TRUE | HP.041.001.0203.003 | 555 | 7558157 | AIRQUEST | NXH530GKA* | HP | Split System: Heat Pump with Remote Outdoor Unit-Air-Source | HP.041.001.0203.003 |  | FX4DN(B,F)031L | 12.5 | 15.2 | 8.5 | Yes | Yes | 2015-02-26 |  | 1
TRUE | HP.067.001.0203.003 | 583 | 6955267 | KENMORE | NXH536GKA* | HP | Split System: Heat Pump with Remote Outdoor Unit-Air-Source | HP.067.001.0203.003 |  | FX4DN(B,F)037L | 12.5 | 15 | 8.5 | Yes | Yes | 2015-02-26 |  | 1
TRUE | HP.078.001.0210.010 | 600 | 6955282 | KENMORE | NXH542GKA* | HP | Split System: Heat Pump with Remote Outdoor Unit-Air-Source | HP.078.001.0210.010 |  | FX4DN(B,F)043L | 12.5 | 15 | 8.7 | Yes | Yes | 2015-02-26 |  | 1
TRUE | HP.089.001.0219.019 | 618 | 6955290 | KENMORE | NXH548GKA* | HP | Split System: Heat Pump with Remote Outdoor Unit-Air-Source | HP.089.001.0219.019 |  | FX4DN(B,F)049L | 12.5 | 15 | 8.5 | Yes | Yes | 2015-02-26 |  | 1
TRUE | HP.094.001.0319.019 | 629 | 7559209 | KENMORE | NXH560GKA* | HP | Split System: Heat Pump with Remote Outdoor Unit-Air-Source | HP.094.001.0319.019 |  | FX4DN(B,F)061L | 12.5 | 15 | 8.5 | Yes | Yes | 2015-02-26 |  | 1
TRUE | HP.022.001.0103.003 | 526 | 7555725 | ARCOAIRE | NXH518GKA* | HP | Split System: Heat Pump with Remote Outdoor Unit-Air-Source | HP.022.001.0103.003 |  | FX4DNF019L | 12.6 | 15.2 | 8.5 | Yes | Yes | 2015-02-26 |  | 1
TRUE | HP.037.001.0203.003 | 545 | 7556559 | COMFORTMAKER | NXH524GKA* | HP | Split System: Heat Pump with Remote Outdoor Unit-Air-Source | HP.037.001.0203.003 |  | FX4DNF025L | 12.5 | 15.2 | 8.7 | Yes | Yes | 2015-02-26 |  | 1
TRUE | HP.023.001.0203.003 | 526 | 7555813 | DAY & NIGHT | CSH518GKA* | HP | Split System: Heat Pump with Remote Outdoor Unit-Air-Source | HP.023.001.0203.003 |  | FX4DNF019L | 12.5 | 15 | 8.5 | Yes | Yes | 2015-02-26 |  | 1
TRUE | HP.038.001.0103.003 | 545 | 7556639 | ARCOAIRE | HSH524GKA* | HP | Split System: Heat Pump with Remote Outdoor Unit-Air-Source | HP.038.001.0103.003 |  | FX4DNF025L | 12.5 | 15 | 9 | Yes | Yes | 2015-02-26 |  | 1
TRUE | HP.041.001.0403.003 | 555 | 7558243 | DAY & NIGHT | CSH530GKA* | HP | Split System: Heat Pump with Remote Outdoor Unit-Air-Source | HP.041.001.0403.003 |  | FX4DN(B,F)031L | 12.5 | 15 | 8.5 | Yes | Yes | 2015-02-26 |  | 1
TRUE | HP.067.001.0111.011 | 583 | 6955151 | TEMPSTAR | TSH536GKA* | HP | Split System: Heat Pump with Remote Outdoor Unit-Air-Source | HP.067.001.0111.011 |  | FX4DN(B,F)037L | 12.5 | 15 | 8.5 | Yes | Yes | 2015-02-26 |  | 1
TRUE | HP.078.001.0111.011 | 600 | 6955165 | TEMPSTAR | TSH542GKA* | HP | Split System: Heat Pump with Remote Outdoor Unit-Air-Source | HP.078.001.0111.011 |  | FX4DN(B,F)043L | 12.5 | 15 | 8.7 | Yes | Yes | 2015-02-26 |  | 1
FALSE | 4TWR5024G1 | 3222 | 5020777 | TRANE | 4TWR5024G1 | HP | Split System: Heat Pump with Remote Outdoor Unit-Air-Source | 4TWR5024G1 |  | 4TXCB032BC3 | 12.5 | 15 | 9 | Yes | Yes | 2015-03-13 |  | 1
FALSE | 4TWR5024G1 | 3222 | 5020781 | TRANE | 4TWR5024G1 | HP | Split System: Heat Pump with Remote Outdoor Unit-Air-Source | 4TWR5024G1 |  | 4TXCB032BC3 | 13 | 15.5 | 9 | Yes | Yes | 2015-03-13 |  | 1
FALSE | 4TWR5024G1 | 3222 | 5020784 | TRANE | 4TWR5024G1 | HP | Split System: Heat Pump with Remote Outdoor Unit-Air-Source | 4TWR5024G1 |  | 4TXCB036BC3 | 13 | 15.5 | 9 | Yes | Yes | 2015-03-13 |  | 1
FALSE | 4TWR5024G1 | 3222 | 5020789 | TRANE | 4TWR5024G1 | HP | Split System: Heat Pump with Remote Outdoor Unit-Air-Source | 4TWR5024G1 |  | 4TXCB036BC3 | 13 | 15.5 | 9 | Yes | Yes | 2015-03-13 |  | 1
FALSE | 4TWR5024G1 | 3222 | 5020790 | TRANE | 4TWR5024G1 | HP | Split System: Heat Pump with Remote Outdoor Unit-Air-Source | 4TWR5024G1 |  | 4TXCB036BC3 | 13 | 15.5 | 9.2 | Yes | Yes | 2015-03-13 |  | 1
FALSE | 4TWR5024G1 | 3222 | 5020791 | TRANE | 4TWR5024G1 | HP | Split System: Heat Pump with Remote Outdoor Unit-Air-Source | 4TWR5024G1 |  | 4TXCB036BC3 | 12.5 | 15 | 9 | Yes | Yes | 2015-03-13 |  | 1
FALSE | 4TWR5024G1 | 3222 | 5020794 | TRANE | 4TWR5024G1 | HP | Split System: Heat Pump with Remote Outdoor Unit-Air-Source | 4TWR5024G1 |  | 4TXCC005CC3 | 13 | 16 | 9.2 | Yes | Yes | 2015-03-13 |  | 2
FALSE | 4TWR5024G1 | 3222 | 5020797 | TRANE | 4TWR5024G1 | HP | Split System: Heat Pump with Remote Outdoor Unit-Air-Source | 4TWR5024G1 |  | 4TXCC037BC3 | 13 | 15.5 | 9.2 | Yes | Yes | 2015-03-13 |  | 1
FALSE | 4TWR5024G1 | 3222 | 5020798 | TRANE | 4TWR5024G1 | HP | Split System: Heat Pump with Remote Outdoor Unit-Air-Source | 4TWR5024G1 |  | 4TXCC037BC3 | 13 | 15.5 | 9.2 | Yes | Yes | 2015-03-13 |  | 1
FALSE | 4TWR5024G1 | 3222 | 5020800 | TRANE | 4TWR5024G1 | HP | Split System: Heat Pump with Remote Outdoor Unit-Air-Source | 4TWR5024G1 |  | 4TXCC037BC3 | 12.5 | 15 | 9 | Yes | Yes | 2015-03-13 |  | 1
FALSE | 4TWR5024G1 | 3222 | 5020801 | TRANE | 4TWR5024G1 | HP | Split System: Heat Pump with Remote Outdoor Unit-Air-Source | 4TWR5024G1 |  | 4TXCC037BC3 | 12.5 | 15 | 9 | Yes | Yes | 2015-03-13 |  | 1
FALSE | 4TWR5024G1 | 3222 | 5020803 | TRANE | 4TWR5024G1 | HP | Split System: Heat Pump with Remote Outdoor Unit-Air-Source | 4TWR5024G1 |  | 4TXCC037BC3 | 13 | 15.5 | 9.2 | Yes | Yes | 2015-03-13 |  | 1
FALSE | 4TWR5024G1 | 3222 | 5020807 | TRANE | 4TWR5024G1 | HP | Split System: Heat Pump with Remote Outdoor Unit-Air-Source | 4TWR5024G1 |  | 4TXCC043BC3 | 13 | 15.5 | 9.2 | Yes | Yes | 2015-03-13 |  | 1
FALSE | 4TWR5024G1 | 3222 | 5020808 | TRANE | 4TWR5024G1 | HP | Split System: Heat Pump with Remote Outdoor Unit-Air-Source | 4TWR5024G1 |  | 4TXCC043BC3 | 13 | 15.5 | 9.2 | Yes | Yes | 2015-03-13 |  | 1
FALSE | 4TWR5024G1 | 3222 | 5020810 | TRANE | 4TWR5024G1 | HP | Split System: Heat Pump with Remote Outdoor Unit-Air-Source | 4TWR5024G1 |  | 4TXFH024CZ3 | 12.5 | 15 | 9.2 | Yes | Yes | 2015-03-13 |  | 1
FALSE | 4TWR5024G1 | 3222 | 5020811 | TRANE | 4TWR5024G1 | HP | Split System: Heat Pump with Remote Outdoor Unit-Air-Source | 4TWR5024G1 |  | 4TXFH024CZ3 | 13 | 15.5 | 9.2 | Yes | Yes | 2015-03-13 |  | 1
FALSE | 4TWR5024G1 | 3222 | 5020812 | TRANE | 4TWR5024G1 | HP | Split System: Heat Pump with Remote Outdoor Unit-Air-Source | 4TWR5024G1 |  | 4TXFH024CZ3 | 13 | 15.5 | 9.2 | Yes | Yes | 2015-03-13 |  | 1
FALSE | 4TWR5024G1 | 3222 | 5020813 | TRANE | 4TWR5024G1 | HP | Split System: Heat Pump with Remote Outdoor Unit-Air-Source | 4TWR5024G1 |  | 4TXFH024CZ3 | 13 | 15.5 | 9.2 | Yes | Yes | 2015-03-13 |  | 1
FALSE | 4TWR5024G1 | 3222 | 5020814 | TRANE | 4TWR5024G1 | HP | Split System: Heat Pump with Remote Outdoor Unit-Air-Source | 4TWR5024G1 |  | 4TXFH024CZ3 | 13 | 15.5 | 9.2 | Yes | Yes | 2015-03-13 |  | 1
FALSE | 4TWR5024G1 | 3222 | 5020819 | TRANE | 4TWR5024G1 | HP | Split System: Heat Pump with Remote Outdoor Unit-Air-Source | 4TWR5024G1 |  | 4TXFH033CC3 | 12.5 | 15 | 9 | Yes | Yes | 2015-03-13 |  | 1
FALSE | 4TWR5024G1 | 3222 | 5020822 | TRANE | 4TWR5024G1 | HP | Split System: Heat Pump with Remote Outdoor Unit-Air-Source | 4TWR5024G1 |  | 4TXFH033CC3 | 12.5 | 15 | 9 | Yes | Yes | 2015-03-13 |  | 1
FALSE | 4TWR5024G1 | 3222 | 5020824 | TRANE | 4TWR5024G1 | HP | Split System: Heat Pump with Remote Outdoor Unit-Air-Source | 4TWR5024G1 |  | 4TXFH033CC3 | 12.5 | 15 | 9 | Yes | Yes | 2015-03-13 |  | 1
FALSE | 4TWR5030G1 | 2430 | 5021447 | TRANE | 4TWR5030G1 | HP | Split System: Heat Pump with Remote Outdoor Unit-Air-Source | 4TWR5030G1 |  | 4TXCB032BC3 | 12 | 14.5 | 8.7 | Yes | Yes | 2015-03-13 |  | 0
FALSE | 4TWR5030G1 | 2430 | 5021452 | TRANE | 4TWR5030G1 | HP | Split System: Heat Pump with Remote Outdoor Unit-Air-Source | 4TWR5030G1 |  | 4TXCB036BC3 | 12.5 | 15 | 9 | Yes | Yes | 2015-03-13 |  | 1
FALSE | 4TWR5030G1 | 2430 | 5021453 | TRANE | 4TWR5030G1 | HP | Split System: Heat Pump with Remote Outdoor Unit-Air-Source | 4TWR5030G1 |  | 4TXCB036BC3 | 12.5 | 15 | 9 | Yes | Yes | 2015-03-13 |  | 1
FALSE | 4TWR5030G1 | 2430 | 5021454 | TRANE | 4TWR5030G1 | HP | Split System: Heat Pump with Remote Outdoor Unit-Air-Source | 4TWR5030G1 |  | 4TXCB036BC3 | 12 | 14.5 | 8.7 | Yes | Yes | 2015-03-13 |  | 0
FALSE | 4TWR5030G1 | 2430 | 5021455 | TRANE | 4TWR5030G1 | HP | Split System: Heat Pump with Remote Outdoor Unit-Air-Source | 4TWR5030G1 |  | 4TXCB036BC3 | 12 | 14.5 | 8.8 | Yes | Yes | 2015-03-13 |  | 0
FALSE | 4TWR5030G1 | 2430 | 5021462 | TRANE | 4TWR5030G1 | HP | Split System: Heat Pump with Remote Outdoor Unit-Air-Source | 4TWR5030G1 |  | 4TXCB042BC3 | 12.5 | 15 | 9 | Yes | Yes | 2015-03-13 |  | 1
FALSE | 4TWR5030G1 | 2430 | 5021463 | TRANE | 4TWR5030G1 | HP | Split System: Heat Pump with Remote Outdoor Unit-Air-Source | 4TWR5030G1 |  | 4TXCB042BC3 | 12.5 | 15 | 9 | Yes | Yes | 2015-03-13 |  | 1
FALSE | 4TWR5030G1 | 2430 | 5021465 | TRANE | 4TWR5030G1 | HP | Split System: Heat Pump with Remote Outdoor Unit-Air-Source | 4TWR5030G1 |  | 4TXCC005CC3 | 13 | 15.5 | 9 | Yes | Yes | 2015-03-13 |  | 1
FALSE | 4TWR5030G1 | 2430 | 5021467 | TRANE | 4TWR5030G1 | HP | Split System: Heat Pump with Remote Outdoor Unit-Air-Source | 4TWR5030G1 |  | 4TXCC005CC3 | 13 | 15.5 | 9 | Yes | Yes | 2015-03-13 |  | 1
FALSE | 4TWR5030G1 | 2430 | 5021468 | TRANE | 4TWR5030G1 | HP | Split System: Heat Pump with Remote Outdoor Unit-Air-Source | 4TWR5030G1 |  | 4TXCC005CC3 | 13 | 15.75 | 9 | Yes | Yes | 2015-03-13 |  | 1
FALSE | 4TWR5030G1 | 2430 | 5021479 | TRANE | 4TWR5030G1 | HP | Split System: Heat Pump with Remote Outdoor Unit-Air-Source | 4TWR5030G1 |  | 4TXCC005CC3 | 12.5 | 15 | 9 | Yes | Yes | 2015-03-13 |  | 1
FALSE | 4TWR5030G1 | 2430 | 5021481 | TRANE | 4TWR5030G1 | HP | Split System: Heat Pump with Remote Outdoor Unit-Air-Source | 4TWR5030G1 |  | 4TXCC005CC3 | 12.5 | 15 | 9 | Yes | Yes | 2015-03-13 |  | 1
FALSE | 4TWR5030G1 | 2430 | 5021482 | TRANE | 4TWR5030G1 | HP | Split System: Heat Pump with Remote Outdoor Unit-Air-Source | 4TWR5030G1 |  | 4TXCC005CC3 | 12.5 | 15.25 | 9 | Yes | Yes | 2015-03-13 |  | 1
FALSE | 4TWR5030G1 | 2430 | 5021483 | TRANE | 4TWR5030G1 | HP | Split System: Heat Pump with Remote Outdoor Unit-Air-Source | 4TWR5030G1 |  | 4TXCC007CC3 | 13 | 15.5 | 9 | Yes | Yes | 2015-03-13 |  | 1
FALSE | 4TWR5030G1 | 2430 | 5021485 | TRANE | 4TWR5030G1 | HP | Split System: Heat Pump with Remote Outdoor Unit-Air-Source | 4TWR5030G1 |  | 4TXCC007CC3 | 13 | 15.75 | 9 | Yes | Yes | 2015-03-13 |  | 1
FALSE | 4TWR5030G1 | 2430 | 5021486 | TRANE | 4TWR5030G1 | HP | Split System: Heat Pump with Remote Outdoor Unit-Air-Source | 4TWR5030G1 |  | 4TXCC007CC3 | 13 | 15.5 | 9 | Yes | Yes | 2015-03-13 |  | 1
FALSE | 4TWR5030G1 | 2430 | 5021489 | TRANE | 4TWR5030G1 | HP | Split System: Heat Pump with Remote Outdoor Unit-Air-Source | 4TWR5030G1 |  | 4TXCC037BC3 | 12.5 | 15.25 | 9 | Yes | Yes | 2015-03-13 |  | 1
FALSE | 4TWR5030G1 | 2430 | 5021494 | TRANE | 4TWR5030G1 | HP | Split System: Heat Pump with Remote Outdoor Unit-Air-Source | 4TWR5030G1 |  | 4TXCC037BC3 | 12 | 14.5 | 8.8 | Yes | Yes | 2015-03-13 |  | 0
FALSE | 4TWR5030G1 | 2430 | 5021509 | TRANE | 4TWR5030G1 | HP | Split System: Heat Pump with Remote Outdoor Unit-Air-Source | 4TWR5030G1 |  | 4TXCC044BC3 | 12.5 | 15.25 | 9 | Yes | Yes | 2015-03-13 |  | 1
FALSE | 4TWR5030G1 | 2430 | 5021517 | TRANE | 4TWR5030G1 | HP | Split System: Heat Pump with Remote Outdoor Unit-Air-Source | 4TWR5030G1 |  | 4TXCC044BC3 | 13 | 15.5 | 9 | Yes | Yes | 2015-03-13 |  | 1
FALSE | 4TWR5030G1 | 2430 | 5021518 | TRANE | 4TWR5030G1 | HP | Split System: Heat Pump with Remote Outdoor Unit-Air-Source | 4TWR5030G1 |  | 4TXCC044BC3 | 12.5 | 15 | 9 | Yes | Yes | 2015-03-13 |  | 1
FALSE | 4TWR5030G1 | 2430 | 5021519 | TRANE | 4TWR5030G1 | HP | Split System: Heat Pump with Remote Outdoor Unit-Air-Source | 4TWR5030G1 |  | 4TXCC044BC3 | 12.5 | 15 | 9 | Yes | Yes | 2015-03-13 |  | 1
FALSE | 4TWX5030B1 | 2428 | 5021642 | TRANE | 4TWX5030B1 | HP | Split System: Heat Pump with Remote Outdoor Unit-Air-Source | 4TWX5030B1 |  | 4TXCB042BC3 | 12.5 | 15 | 9 | Yes | Yes | 2015-03-13 |  | 1
FALSE | 4TWX5030B1 | 2428 | 5021644 | TRANE | 4TWX5030B1 | HP | Split System: Heat Pump with Remote Outdoor Unit-Air-Source | 4TWX5030B1 |  | 4TXCB042BC3 | 12.5 | 15 | 9 | Yes | Yes | 2015-03-13 |  | 1
FALSE | 4TWX5030B1 | 2428 | 5021648 | TRANE | 4TWX5030B1 | HP | Split System: Heat Pump with Remote Outdoor Unit-Air-Source | 4TWX5030B1 |  | 4TXCC005CC3 | 12.5 | 15 | 9 | Yes | Yes | 2015-03-13 |  | 1
FALSE | 4TWX5030B1 | 2428 | 5021650 | TRANE | 4TWX5030B1 | HP | Split System: Heat Pump with Remote Outdoor Unit-Air-Source | 4TWX5030B1 |  | 4TXCC005CC3 | 12.5 | 15 | 9 | Yes | Yes | 2015-03-13 |  | 1
FALSE | 4TWX5030B1 | 2428 | 5021651 | TRANE | 4TWX5030B1 | HP | Split System: Heat Pump with Remote Outdoor Unit-Air-Source | 4TWX5030B1 |  | 4TXCC005CC3 | 12.75 | 15.25 | 9 | Yes | Yes | 2015-03-13 |  | 1
FALSE | 4TWX5030B1 | 2428 | 5021661 | TRANE | 4TWX5030B1 | HP | Split System: Heat Pump with Remote Outdoor Unit-Air-Source | 4TWX5030B1 |  | 4TXCC005CC3 | 13 | 15.75 | 9.2 | Yes | Yes | 2015-03-13 |  | 1
FALSE | 4TWX5030B1 | 2428 | 5021662 | TRANE | 4TWX5030B1 | HP | Split System: Heat Pump with Remote Outdoor Unit-Air-Source | 4TWX5030B1 |  | 4TXCC005CC3 | 13 | 15.5 | 9.2 | Yes | Yes | 2015-03-13 |  | 1
FALSE | 4TWX5030B1 | 2428 | 5021664 | TRANE | 4TWX5030B1 | HP | Split System: Heat Pump with Remote Outdoor Unit-Air-Source | 4TWX5030B1 |  | 4TXCC005CC3 | 13 | 15.5 | 9.2 | Yes | Yes | 2015-03-13 |  | 1
FALSE | 4TWX5030B1 | 2428 | 5021666 | TRANE | 4TWX5030B1 | HP | Split System: Heat Pump with Remote Outdoor Unit-Air-Source | 4TWX5030B1 |  | 4TXCC007CC3 | 13 | 15.5 | 9.2 | Yes | Yes | 2015-03-13 |  | 1
FALSE | 4TWX5030B1 | 2428 | 5021668 | TRANE | 4TWX5030B1 | HP | Split System: Heat Pump with Remote Outdoor Unit-Air-Source | 4TWX5030B1 |  | 4TXCC007CC3 | 13 | 15.75 | 9.2 | Yes | Yes | 2015-03-13 |  | 1
FALSE | 4TWX5030B1 | 2428 | 5021717 | TRANE | 4TWX5030B1 | HP | Split System: Heat Pump with Remote Outdoor Unit-Air-Source | 4TWX5030B1 |  | 4TXCC044BC3 | 12.5 | 15 | 9 | Yes | Yes | 2015-03-13 |  | 1
FALSE | 4TWX5030B1 | 2428 | 5021729 | TRANE | 4TWX5030B1 | HP | Split System: Heat Pump with Remote Outdoor Unit-Air-Source | 4TWX5030B1 |  | 4TXCC049BC3 | 13 | 15.75 | 9.2 | Yes | Yes | 2015-03-13 |  | 1
FALSE | 4TWX5030B1 | 2428 | 5021738 | TRANE | 4TWX5030B1 | HP | Split System: Heat Pump with Remote Outdoor Unit-Air-Source | 4TWX5030B1 |  | 4TXFH036CZ3 | 12.5 | 15 | 9 | Yes | Yes | 2015-03-13 |  | 1
FALSE | 4TWX5030B1 | 2428 | 5021755 | TRANE | 4TWX5030B1 | HP | Split System: Heat Pump with Remote Outdoor Unit-Air-Source | 4TWX5030B1 |  | 4TXFH036CZ3 | 12 | 14.75 | 9 | Yes | Yes | 2015-03-13 |  | 0
FALSE | 4TWR5030G1 | 2430 | 5174375 | TRANE | 4TWR5030G1 | HP | Split System: Heat Pump with Remote Outdoor Unit-Air-Source | 4TWR5030G1 |  | *AM8A0B30V21+BAYCC24V | 13 | 15.5 | 9.4 | Yes | Yes | 2015-03-13 |  | 1
FALSE | 4TWR5030G1 | 2430 | 5174376 | TRANE | 4TWR5030G1 | HP | Split System: Heat Pump with Remote Outdoor Unit-Air-Source | 4TWR5030G1 |  | *AM8A0C36V31+BAYCC24V | 13 | 16 | 9.4 | Yes | Yes | 2015-03-13 |  | 2
FALSE | 4TWR5030G1 | 2430 | 5189121 | TRANE | 4TWR5030G1 | HP | Split System: Heat Pump with Remote Outdoor Unit-Air-Source | 4TWR5030G1 |  | 4TXCC037BC3 | 12.5 | 15 | 9 | Yes | Yes | 2015-03-13 |  | 1
FALSE | 4TWR5030G1 | 2430 | 5189122 | TRANE | 4TWR5030G1 | HP | Split System: Heat Pump with Remote Outdoor Unit-Air-Source | 4TWR5030G1 |  | 4TXCC043BC3 | 12.5 | 15 | 9 | Yes | Yes | 2015-03-13 |  | 1
FALSE | 4TWR5030G1 | 2430 | 5189123 | TRANE | 4TWR5030G1 | HP | Split System: Heat Pump with Remote Outdoor Unit-Air-Source | 4TWR5030G1 |  | 4TXCC044BC3 | 13 | 15 | 9 | Yes | Yes | 2015-03-13 |  | 1
FALSE | 4TWR5030G1 | 2430 | 5189124 | TRANE | 4TWR5030G1 | HP | Split System: Heat Pump with Remote Outdoor Unit-Air-Source | 4TWR5030G1 |  | 4TXCC049BC3 | 13 | 15 | 9 | Yes | Yes | 2015-03-13 |  | 1
FALSE | 4TWR5036G1 | 2435 | 5189129 | TRANE | 4TWR5036G1 | HP | Split System: Heat Pump with Remote Outdoor Unit-Air-Source | 4TWR5036G1 |  | 4TXCC044BC3 | 12.5 | 14.5 | 9 | Yes | Yes | 2015-03-13 |  | 0
FALSE | 4TWR5036G1 | 2435 | 5189133 | TRANE | 4TWR5036G1 | HP | Split System: Heat Pump with Remote Outdoor Unit-Air-Source | 4TWR5036G1 |  | 4TXFH041CC3 | 12.5 | 15 | 8.5 | Yes | Yes | 2015-03-13 |  | 1
FALSE | 4TWR5042G1 | 2546 | 5496079 | TRANE | 4TWR5042G1 | HP | Split System: Heat Pump with Remote Outdoor Unit-Air-Source | 4TWR5042G1 |  | 4TXCC008CC3 | 12 | 15 | 9 | Yes | Yes | 2015-03-13 |  | 0
FALSE | 4TWR5042G1 | 2546 | 5496081 | TRANE | 4TWR5042G1 | HP | Split System: Heat Pump with Remote Outdoor Unit-Air-Source | 4TWR5042G1 |  | 4TXCC008CC3 | 12 | 14.75 | 8.5 | Yes | Yes | 2015-03-13 |  | 0
FALSE | 4TWR5042G1 | 2546 | 5496208 | TRANE | 4TWR5042G1 | HP | Split System: Heat Pump with Remote Outdoor Unit-Air-Source | 4TWR5042G1 |  | 4TXCC044BC3 | 12 | 15 | 8.5 | Yes | Yes | 2015-03-13 |  | 0
FALSE | 4TWR5042G1 | 2546 | 5496211 | TRANE | 4TWR5042G1 | HP | Split System: Heat Pump with Remote Outdoor Unit-Air-Source | 4TWR5042G1 |  | 4TXCC044BC3 | 12 | 15 | 8.5 | Yes | Yes | 2015-03-13 |  | 0
FALSE | 4TWR5042G1 | 2546 | 5496219 | TRANE | 4TWR5042G1 | HP | Split System: Heat Pump with Remote Outdoor Unit-Air-Source | 4TWR5042G1 |  | 4TXCC044BC3 | 12 | 14.75 | 8.5 | Yes | Yes | 2015-03-13 |  | 0
FALSE | 4TWR5042G1 | 2546 | 5496241 | TRANE | 4TWR5042G1 | HP | Split System: Heat Pump with Remote Outdoor Unit-Air-Source | 4TWR5042G1 |  | 4TXCC044BC3 | 12 | 15 | 8.5 | Yes | Yes | 2015-03-13 |  | 0
FALSE | 4TWR5042G1 | 2546 | 5496246 | TRANE | 4TWR5042G1 | HP | Split System: Heat Pump with Remote Outdoor Unit-Air-Source | 4TWR5042G1 |  | 4TXCC044BC3 | 12 | 14.75 | 8.5 | Yes | Yes | 2015-03-13 |  | 0
FALSE | 4TWR5042G1 | 2546 | 5496250 | TRANE | 4TWR5042G1 | HP | Split System: Heat Pump with Remote Outdoor Unit-Air-Source | 4TWR5042G1 |  | 4TXCC044BC3 | 12 | 15 | 8.5 | Yes | Yes | 2015-03-13 |  | 0
FALSE | 4TWR5042G1 | 2546 | 5496254 | TRANE | 4TWR5042G1 | HP | Split System: Heat Pump with Remote Outdoor Unit-Air-Source | 4TWR5042G1 |  | 4TXCC049BC3 | 12 | 14.75 | 8.5 | Yes | Yes | 2015-03-13 |  | 0
FALSE | 4TWR5042G1 | 2546 | 5496273 | TRANE | 4TWR5042G1 | HP | Split System: Heat Pump with Remote Outdoor Unit-Air-Source | 4TWR5042G1 |  | 4TXCC049BC3 | 12 | 15 | 8.5 | Yes | Yes | 2015-03-13 |  | 0
FALSE | 4TWR5042G1 | 2546 | 5496277 | TRANE | 4TWR5042G1 | HP | Split System: Heat Pump with Remote Outdoor Unit-Air-Source | 4TWR5042G1 |  | 4TXCC049BC3 | 12 | 15 | 8.5 | Yes | Yes | 2015-03-13 |  | 0
FALSE | 4TWR5042G1 | 2546 | 5496279 | TRANE | 4TWR5042G1 | HP | Split System: Heat Pump with Remote Outdoor Unit-Air-Source | 4TWR5042G1 |  | 4TXCC049BC3 | 12 | 15 | 8.5 | Yes | Yes | 2015-03-13 |  | 0
FALSE | 4TWR5042G1 | 2546 | 5496280 | TRANE | 4TWR5042G1 | HP | Split System: Heat Pump with Remote Outdoor Unit-Air-Source | 4TWR5042G1 |  | 4TXCC049BC3 | 12 | 15 | 8.5 | Yes | Yes | 2015-03-13 |  | 0
FALSE | 4TWR5042G1 | 2546 | 5496281 | TRANE | 4TWR5042G1 | HP | Split System: Heat Pump with Remote Outdoor Unit-Air-Source | 4TWR5042G1 |  | 4TXCC049BC3 | 12 | 15 | 8.5 | Yes | Yes | 2015-03-13 |  | 0
FALSE | 4TWR5042G1 | 2546 | 5496288 | TRANE | 4TWR5042G1 | HP | Split System: Heat Pump with Remote Outdoor Unit-Air-Source | 4TWR5042G1 |  | 4TXCC049BC3 | 12 | 15 | 8.5 | Yes | Yes | 2015-03-13 |  | 0
FALSE | 4TWR5042G1 | 2546 | 5496296 | TRANE | 4TWR5042G1 | HP | Split System: Heat Pump with Remote Outdoor Unit-Air-Source | 4TWR5042G1 |  | 4TXCC049BC3 | 12 | 14.75 | 8.5 | Yes | Yes | 2015-03-13 |  | 0
FALSE | 4TWR5042G1 | 2546 | 5496313 | TRANE | 4TWR5042G1 | HP | Split System: Heat Pump with Remote Outdoor Unit-Air-Source | 4TWR5042G1 |  | 4TXCD009CC3 | 12 | 15 | 8.5 | Yes | Yes | 2015-03-13 |  | 0
FALSE | 4TWR5042G1 | 2546 | 5496321 | TRANE | 4TWR5042G1 | HP | Split System: Heat Pump with Remote Outdoor Unit-Air-Source | 4TWR5042G1 |  | 4TXCD009CC3 | 12 | 15 | 8.5 | Yes | Yes | 2015-03-13 |  | 0
FALSE | 4TWR5042G1 | 2546 | 5496322 | TRANE | 4TWR5042G1 | HP | Split System: Heat Pump with Remote Outdoor Unit-Air-Source | 4TWR5042G1 |  | 4TXCD009CC3 | 12 | 15 | 8.5 | Yes | Yes | 2015-03-13 |  | 0
FALSE | 4TWR5042G1 | 2546 | 5496323 | TRANE | 4TWR5042G1 | HP | Split System: Heat Pump with Remote Outdoor Unit-Air-Source | 4TWR5042G1 |  | 4TXCD009CC3 | 12 | 15 | 8.5 | Yes | Yes | 2015-03-13 |  | 0
FALSE | 4TWR5042G1 | 2546 | 5496334 | TRANE | 4TWR5042G1 | HP | Split System: Heat Pump with Remote Outdoor Unit-Air-Source | 4TWR5042G1 |  | 4TXCD009CC3 | 12 | 15 | 8.5 | Yes | Yes | 2015-03-13 |  | 0
FALSE | 4TWR5042G1 | 2546 | 5496335 | TRANE | 4TWR5042G1 | HP | Split System: Heat Pump with Remote Outdoor Unit-Air-Source | 4TWR5042G1 |  | 4TXCD009CC3 | 12 | 15 | 8.5 | Yes | Yes | 2015-03-13 |  | 0
FALSE | 4TWX5042B1 | 2544 | 5496702 | TRANE | 4TWX5042B1 | HP | Split System: Heat Pump with Remote Outdoor Unit-Air-Source | 4TWX5042B1 |  | 4TXCC008CC3 | 12 | 15 | 8.5 | Yes | Yes | 2015-03-13 |  | 0
FALSE | 4TWX5042B1 | 2544 | 5496713 | TRANE | 4TWX5042B1 | HP | Split System: Heat Pump with Remote Outdoor Unit-Air-Source | 4TWX5042B1 |  | 4TXCC008CC3 | 12 | 15 | 9 | Yes | Yes | 2015-03-13 |  | 0
FALSE | 4TWX5042B1 | 2544 | 5496715 | TRANE | 4TWX5042B1 | HP | Split System: Heat Pump with Remote Outdoor Unit-Air-Source | 4TWX5042B1 |  | 4TXCC008CC3 | 12 | 14.75 | 8.5 | Yes | Yes | 2015-03-13 |  | 0
FALSE | 4TWX5042B1 | 2544 | 5496822 | TRANE | 4TWX5042B1 | HP | Split System: Heat Pump with Remote Outdoor Unit-Air-Source | 4TWX5042B1 |  | 4TXCC044BC3 | 12 | 15 | 8.5 | Yes | Yes | 2015-03-13 |  | 0
FALSE | 4TWX5042B1 | 2544 | 5496829 | TRANE | 4TWX5042B1 | HP | Split System: Heat Pump with Remote Outdoor Unit-Air-Source | 4TWX5042B1 |  | 4TXCC044BC3 | 12 | 15 | 8.5 | Yes | Yes | 2015-03-13 |  | 0
FALSE | 4TWX5042B1 | 2544 | 5496835 | TRANE | 4TWX5042B1 | HP | Split System: Heat Pump with Remote Outdoor Unit-Air-Source | 4TWX5042B1 |  | 4TXCC044BC3 | 12 | 15 | 8.5 | Yes | Yes | 2015-03-13 |  | 0
FALSE | 4TWX5042B1 | 2544 | 5496840 | TRANE | 4TWX5042B1 | HP | Split System: Heat Pump with Remote Outdoor Unit-Air-Source | 4TWX5042B1 |  | 4TXCC044BC3 | 12 | 14.75 | 8.5 | Yes | Yes | 2015-03-13 |  | 0
FALSE | 4TWX5042B1 | 2544 | 5496851 | TRANE | 4TWX5042B1 | HP | Split System: Heat Pump with Remote Outdoor Unit-Air-Source | 4TWX5042B1 |  | 4TXCC044BC3 | 12 | 15 | 8.5 | Yes | Yes | 2015-03-13 |  | 0
FALSE | 4TWX5042B1 | 2544 | 5496859 | TRANE | 4TWX5042B1 | HP | Split System: Heat Pump with Remote Outdoor Unit-Air-Source | 4TWX5042B1 |  | 4TXCC044BC3 | 12 | 14.75 | 8.5 | Yes | Yes | 2015-03-13 |  | 0
FALSE | 4TWX5042B1 | 2544 | 5496876 | TRANE | 4TWX5042B1 | HP | Split System: Heat Pump with Remote Outdoor Unit-Air-Source | 4TWX5042B1 |  | 4TXCC049BC3 | 12 | 14.75 | 8.5 | Yes | Yes | 2015-03-13 |  | 0
FALSE | 4TWX5042B1 | 2544 | 5496879 | TRANE | 4TWX5042B1 | HP | Split System: Heat Pump with Remote Outdoor Unit-Air-Source | 4TWX5042B1 |  | 4TXCC049BC3 | 12 | 15 | 8.5 | Yes | Yes | 2015-03-13 |  | 0
FALSE | 4TWX5042B1 | 2544 | 5496898 | TRANE | 4TWX5042B1 | HP | Split System: Heat Pump with Remote Outdoor Unit-Air-Source | 4TWX5042B1 |  | 4TXCC049BC3 | 12 | 15 | 8.5 | Yes | Yes | 2015-03-13 |  | 0
FALSE | 4TWX5042B1 | 2544 | 5496900 | TRANE | 4TWX5042B1 | HP | Split System: Heat Pump with Remote Outdoor Unit-Air-Source | 4TWX5042B1 |  | 4TXCC049BC3 | 12 | 15 | 8.5 | Yes | Yes | 2015-03-13 |  | 0
FALSE | 4TWX5042B1 | 2544 | 5496901 | TRANE | 4TWX5042B1 | HP | Split System: Heat Pump with Remote Outdoor Unit-Air-Source | 4TWX5042B1 |  | 4TXCC049BC3 | 12 | 15 | 8.5 | Yes | Yes | 2015-03-13 |  | 0
FALSE | 4TWX5042B1 | 2544 | 5496902 | TRANE | 4TWX5042B1 | HP | Split System: Heat Pump with Remote Outdoor Unit-Air-Source | 4TWX5042B1 |  | 4TXCC049BC3 | 12 | 15 | 8.5 | Yes | Yes | 2015-03-13 |  | 0
FALSE | 4TWX5042B1 | 2544 | 5496905 | TRANE | 4TWX5042B1 | HP | Split System: Heat Pump with Remote Outdoor Unit-Air-Source | 4TWX5042B1 |  | 4TXCC049BC3 | 12 | 15 | 8.5 | Yes | Yes | 2015-03-13 |  | 0
FALSE | 4TWX5042B1 | 2544 | 5496913 | TRANE | 4TWX5042B1 | HP | Split System: Heat Pump with Remote Outdoor Unit-Air-Source | 4TWX5042B1 |  | 4TXCC049BC3 | 12 | 14.75 | 8.5 | Yes | Yes | 2015-03-13 |  | 0
FALSE | 4TWX5042B1 | 2544 | 5496937 | TRANE | 4TWX5042B1 | HP | Split System: Heat Pump with Remote Outdoor Unit-Air-Source | 4TWX5042B1 |  | 4TXCD009CC3 | 12 | 15 | 8.5 | Yes | Yes | 2015-03-13 |  | 0
FALSE | 4TWX5042B1 | 2544 | 5496938 | TRANE | 4TWX5042B1 | HP | Split System: Heat Pump with Remote Outdoor Unit-Air-Source | 4TWX5042B1 |  | 4TXCD009CC3 | 12 | 15 | 8.5 | Yes | Yes | 2015-03-13 |  | 0
FALSE | 4TWX5042B1 | 2544 | 5496939 | TRANE | 4TWX5042B1 | HP | Split System: Heat Pump with Remote Outdoor Unit-Air-Source | 4TWX5042B1 |  | 4TXCD009CC3 | 12 | 15 | 8.5 | Yes | Yes | 2015-03-13 |  | 0
FALSE | 4TWX5042B1 | 2544 | 5496948 | TRANE | 4TWX5042B1 | HP | Split System: Heat Pump with Remote Outdoor Unit-Air-Source | 4TWX5042B1 |  | 4TXCD009CC3 | 12 | 15 | 8.5 | Yes | Yes | 2015-03-13 |  | 0
FALSE | 4TWX5042B1 | 2544 | 5496949 | TRANE | 4TWX5042B1 | HP | Split System: Heat Pump with Remote Outdoor Unit-Air-Source | 4TWX5042B1 |  | 4TXCD009CC3 | 12 | 15 | 8.5 | Yes | Yes | 2015-03-13 |  | 0
FALSE | 4A6H7048A1 | 172 | 5768311 | TRANE | 4TWX8048A1 | HP | Split System: Heat Pump with Remote Outdoor Unit-Air-Source | 4A6H7048A1 |  | 4TXCD061BC3 | 12 | 15.5 | 8.2 | Yes | Yes | 2015-03-13 |  | Below V5.0 Req.
FALSE | 4A6H7048A1 | 172 | 5768315 | TRANE | 4TWX8048A1 | HP | Split System: Heat Pump with Remote Outdoor Unit-Air-Source | 4A6H7048A1 |  | 4TXCD061BC3 | 12 | 16 | 8.5 | Yes | Yes | 2015-03-13 |  | 0
FALSE | 4A6H7048A1 | 172 | 5768317 | TRANE | 4TWX8048A1 | HP | Split System: Heat Pump with Remote Outdoor Unit-Air-Source | 4A6H7048A1 |  | 4TXCD061BC3 | 12 | 16 | 8.5 | Yes | Yes | 2015-03-13 |  | 0
FALSE | 4A6H7048A1 | 172 | 5768320 | TRANE | 4TWX8048A1 | HP | Split System: Heat Pump with Remote Outdoor Unit-Air-Source | 4A6H7048A1 |  | 4TXCD061BC3 | 12 | 16 | 8.5 | Yes | Yes | 2015-03-13 |  | 0
FALSE | 4A6H7048A1 | 172 | 5768323 | TRANE | 4TWX8048A1 | HP | Split System: Heat Pump with Remote Outdoor Unit-Air-Source | 4A6H7048A1 |  | 4TXCD061BC3 | 12 | 15.5 | 8.2 | Yes | Yes | 2015-03-13 |  | Below V5.0 Req.
FALSE | 4A6H7048A1 | 172 | 5768326 | TRANE | 4TWX8048A1 | HP | Split System: Heat Pump with Remote Outdoor Unit-Air-Source | 4A6H7048A1 |  | 4TXCD063BC3 | 12.5 | 16.5 | 8.5 | Yes | Yes | 2015-03-13 |  | 1
FALSE | 4A6H7048A1 | 172 | 5768331 | TRANE | 4TWX8048A1 | HP | Split System: Heat Pump with Remote Outdoor Unit-Air-Source | 4A6H7048A1 |  | 4TXCD063BC3 | 12.5 | 16.5 | 8.5 | Yes | Yes | 2015-03-13 |  | 1
FALSE | 4A6H7048A1 | 172 | 5768347 | TRANE | 4TWX8048A1 | HP | Split System: Heat Pump with Remote Outdoor Unit-Air-Source | 4A6H7048A1 |  | 4TXCD063BC3 | 12 | 16 | 8.5 | Yes | Yes | 2015-03-13 |  | 0
FALSE | 4A6H7048A1 | 172 | 5768400 | TRANE | 4TWX8048A1 | HP | Split System: Heat Pump with Remote Outdoor Unit-Air-Source | 4A6H7048A1 |  | 4TXFH063CZ3 | 12.5 | 16.5 | 8.5 | Yes | Yes | 2015-03-13 |  | 1
FALSE | 4A6H7048A1 | 172 | 5768408 | TRANE | 4TWX8048A1 | HP | Split System: Heat Pump with Remote Outdoor Unit-Air-Source | 4A6H7048A1 |  | 4TXFH063CZ3 | 12 | 16 | 8.2 | Yes | Yes | 2015-03-13 |  | Below V5.0 Req.
FALSE | 4A6H7024A1 | 2884 | 5772861 | TRANE | 4TWX8024A1 | HP | Split System: Heat Pump with Remote Outdoor Unit-Air-Source | 4A6H7024A1 |  | *AM8A0B30V21+BAYCC24V | 13.25 | 17.25 | 9.5 | Yes | Yes | 2015-03-13 |  | 2
FALSE | 4A6H7024A1 | 2884 | 5772881 | TRANE | 4TWX8024A1 | HP | Split System: Heat Pump with Remote Outdoor Unit-Air-Source | 4A6H7024A1 |  | 4TXCB003CC3 | 13 | 16.75 | 9 | Yes | Yes | 2015-03-13 |  | 2
FALSE | 4A6H7024A1 | 2884 | 5772887 | TRANE | 4TWX8024A1 | HP | Split System: Heat Pump with Remote Outdoor Unit-Air-Source | 4A6H7024A1 |  | 4TXCB003CC3 | 12.5 | 16.5 | 9 | Yes | Yes | 2015-03-13 |  | 1
FALSE | 4A6H7024A1 | 2884 | 5772893 | TRANE | 4TWX8024A1 | HP | Split System: Heat Pump with Remote Outdoor Unit-Air-Source | 4A6H7024A1 |  | 4TXCB003CC3 | 12.5 | 16.5 | 9 | Yes | Yes | 2015-03-13 |  | 1
FALSE | 4A6H7024A1 | 2884 | 5772926 | TRANE | 4TWX8024A1 | HP | Split System: Heat Pump with Remote Outdoor Unit-Air-Source | 4A6H7024A1 |  | 4TXCB004CC3 | 13 | 16.5 | 9 | Yes | Yes | 2015-03-13 |  | 2
FALSE | 4A6H7024A1 | 2884 | 5772953 | TRANE | 4TWX8024A1 | HP | Split System: Heat Pump with Remote Outdoor Unit-Air-Source | 4A6H7024A1 |  | 4TXCB004CC3 | 13 | 16.75 | 9 | Yes | Yes | 2015-03-13 |  | 2
FALSE | 4A6H7024A1 | 2884 | 5773010 | TRANE | 4TWX8024A1 | HP | Split System: Heat Pump with Remote Outdoor Unit-Air-Source | 4A6H7024A1 |  | 4TXCB032BC3 | 12.5 | 16.25 | 8.5 | Yes | Yes | 2015-03-13 |  | 1
FALSE | 4A6H7024A1 | 2884 | 5773037 | TRANE | 4TWX8024A1 | HP | Split System: Heat Pump with Remote Outdoor Unit-Air-Source | 4A6H7024A1 |  | 4TXCB032BC3 | 12.5 | 16.5 | 8.5 | Yes | Yes | 2015-03-13 |  | 1
FALSE | 4A6H7024A1 | 2884 | 5773047 | TRANE | 4TWX8024A1 | HP | Split System: Heat Pump with Remote Outdoor Unit-Air-Source | 4A6H7024A1 |  | 4TXCC005CC3 | 13 | 17 | 9 | Yes | Yes | 2015-03-13 |  | 2
FALSE | 4A6H7024A1 | 2884 | 5773080 | TRANE | 4TWX8024A1 | HP | Split System: Heat Pump with Remote Outdoor Unit-Air-Source | 4A6H7024A1 |  | 4TXCC005CC3 | 12.5 | 16.25 | 9 | Yes | Yes | 2015-03-13 |  | 1
FALSE | 4A6H7024A1 | 2884 | 5773084 | TRANE | 4TWX8024A1 | HP | Split System: Heat Pump with Remote Outdoor Unit-Air-Source | 4A6H7024A1 |  | 4TXCC005CC3 | 12.5 | 15.75 | 8.5 | Yes | Yes | 2015-03-13 |  | 1
FALSE | 4A6H7024A1 | 2884 | 5773114 | TRANE | 4TWX8024A1 | HP | Split System: Heat Pump with Remote Outdoor Unit-Air-Source | 4A6H7024A1 |  | 4TXCC006CC3 | 12.5 | 16 | 9 | Yes | Yes | 2015-03-13 |  | 1
FALSE | 4A6H7024A1 | 2884 | 5773117 | TRANE | 4TWX8024A1 | HP | Split System: Heat Pump with Remote Outdoor Unit-Air-Source | 4A6H7024A1 |  | 4TXCC006CC3 | 12.5 | 16 | 9 | Yes | Yes | 2015-03-13 |  | 1
FALSE | 4A6H7024A1 | 2884 | 5773131 | TRANE | 4TWX8024A1 | HP | Split System: Heat Pump with Remote Outdoor Unit-Air-Source | 4A6H7024A1 |  | 4TXCC006CC3 | 12.5 | 16.5 | 9 | Yes | Yes | 2015-03-13 |  | 1
FALSE | 4A6H7024A1 | 2884 | 5773172 | TRANE | 4TWX8024A1 | HP | Split System: Heat Pump with Remote Outdoor Unit-Air-Source | 4A6H7024A1 |  | 4TXCC007CC3 | 13 | 17 | 9 | Yes | Yes | 2015-03-13 |  | 2
FALSE | 4A6H7024A1 | 2884 | 5773188 | TRANE | 4TWX8024A1 | HP | Split System: Heat Pump with Remote Outdoor Unit-Air-Source | 4A6H7024A1 |  | 4TXCC007CC3 | 13 | 16.5 | 9 | Yes | Yes | 2015-03-13 |  | 2
FALSE | 4A6H7024A1 | 2884 | 5773199 | TRANE | 4TWX8024A1 | HP | Split System: Heat Pump with Remote Outdoor Unit-Air-Source | 4A6H7024A1 |  | 4TXCC007CC3 | 12.5 | 16.25 | 9 | Yes | Yes | 2015-03-13 |  | 1
FALSE | 4A6H7024A1 | 2884 | 5773233 | TRANE | 4TWX8024A1 | HP | Split System: Heat Pump with Remote Outdoor Unit-Air-Source | 4A6H7024A1 |  | 4TXFH024CZ3 | 13 | 16.75 | 8.5 | Yes | Yes | 2015-03-13 |  | 1
FALSE | 4A6H7024A1 | 2884 | 5773238 | TRANE | 4TWX8024A1 | HP | Split System: Heat Pump with Remote Outdoor Unit-Air-Source | 4A6H7024A1 |  | 4TXFH024CZ3 | 12.5 | 15.75 | 8.5 | Yes | Yes | 2015-03-13 |  | 1
FALSE | 4A6H7024A1 | 2884 | 5773243 | TRANE | 4TWX8024A1 | HP | Split System: Heat Pump with Remote Outdoor Unit-Air-Source | 4A6H7024A1 |  | 4TXFH024CZ3 | 12.5 | 15.75 | 8.5 | Yes | Yes | 2015-03-13 |  | 1
TRUE | 4A6H7036A1 | 165 | 5775562 | TRANE | 4TWX8036A1 | HP | Split System: Heat Pump with Remote Outdoor Unit-Air-Source | 4A6H7036A1 |  | *AM7A0C36H31 | 12.5 | 17 | 9 | Yes | Yes | 2015-03-13 |  | 1
FALSE | 4TWR5024G1 | 3222 | 5982726 | TRANE | 4TWR5024G1 | HP | Split System: Heat Pump with Remote Outdoor Unit-Air-Source | 4TWR5024G1 |  | 4NXCB032AC3 | 12.5 | 15 | 9 | Yes | Yes | 2015-03-13 |  | 1
FALSE | 4TWR5024G1 | 3222 | 5982728 | TRANE | 4TWR5024G1 | HP | Split System: Heat Pump with Remote Outdoor Unit-Air-Source | 4TWR5024G1 |  | 4NXCB032AC3 | 12.5 | 15 | 9 | Yes | Yes | 2015-03-13 |  | 1
FALSE | 4TWR5024G1 | 3222 | 5982730 | TRANE | 4TWR5024G1 | HP | Split System: Heat Pump with Remote Outdoor Unit-Air-Source | 4TWR5024G1 |  | 4NXCB032AC3 | 12.5 | 15 | 9 | Yes | Yes | 2015-03-13 |  | 1
FALSE | 4TWR5024G1 | 3222 | 5982732 | TRANE | 4TWR5024G1 | HP | Split System: Heat Pump with Remote Outdoor Unit-Air-Source | 4TWR5024G1 |  | 4NXCB032AC3 | 12.5 | 15 | 9 | Yes | Yes | 2015-03-13 |  | 1
FALSE | 4TWR5024G1 | 3222 | 5982734 | TRANE | 4TWR5024G1 | HP | Split System: Heat Pump with Remote Outdoor Unit-Air-Source | 4TWR5024G1 |  | 4NXCB032AC3 | 12.5 | 15 | 9 | Yes | Yes | 2015-03-13 |  | 1
FALSE | 4TWR5024G1 | 3222 | 5982736 | TRANE | 4TWR5024G1 | HP | Split System: Heat Pump with Remote Outdoor Unit-Air-Source | 4TWR5024G1 |  | 4NXCB036AC3 | 12.5 | 15 | 9 | Yes | Yes | 2015-03-13 |  | 1
FALSE | 4TWR5024G1 | 3222 | 5982738 | TRANE | 4TWR5024G1 | HP | Split System: Heat Pump with Remote Outdoor Unit-Air-Source | 4TWR5024G1 |  | 4NXCB036AC3 | 12.5 | 15 | 9 | Yes | Yes | 2015-03-13 |  | 1
FALSE | 4TWR5024G1 | 3222 | 5982740 | TRANE | 4TWR5024G1 | HP | Split System: Heat Pump with Remote Outdoor Unit-Air-Source | 4TWR5024G1 |  | 4NXCB036AC3 | 12.5 | 15 | 9 | Yes | Yes | 2015-03-13 |  | 1
FALSE | 4TWR5024G1 | 3222 | 5982742 | TRANE | 4TWR5024G1 | HP | Split System: Heat Pump with Remote Outdoor Unit-Air-Source | 4TWR5024G1 |  | 4NXCB036AC3 | 12.5 | 15 | 9 | Yes | Yes | 2015-03-13 |  | 1
FALSE | 4TWR5024G1 | 3222 | 5982744 | TRANE | 4TWR5024G1 | HP | Split System: Heat Pump with Remote Outdoor Unit-Air-Source | 4TWR5024G1 |  | 4NXCB036AC3 | 12.5 | 15 | 9 | Yes | Yes | 2015-03-13 |  | 1
FALSE | 4TWR5024G1 | 3222 | 5982746 | TRANE | 4TWR5024G1 | HP | Split System: Heat Pump with Remote Outdoor Unit-Air-Source | 4TWR5024G1 |  | 4NXCB036AC3 | 12.5 | 15 | 9 | Yes | Yes | 2015-03-13 |  | 1
FALSE | 4TWR5024G1 | 3222 | 5982748 | TRANE | 4TWR5024G1 | HP | Split System: Heat Pump with Remote Outdoor Unit-Air-Source | 4TWR5024G1 |  | 4NXCB036AC3 | 12.5 | 15 | 9 | Yes | Yes | 2015-03-13 |  | 1
FALSE | 4TWR5024G1 | 3222 | 5982750 | TRANE | 4TWR5024G1 | HP | Split System: Heat Pump with Remote Outdoor Unit-Air-Source | 4TWR5024G1 |  | 4NXCB036AC3 | 12.5 | 15 | 9 | Yes | Yes | 2015-03-13 |  | 1
FALSE | 4TWR5024G1 | 3222 | 5982752 | TRANE | 4TWR5024G1 | HP | Split System: Heat Pump with Remote Outdoor Unit-Air-Source | 4TWR5024G1 |  | 4NXCB036AC3 | 12.5 | 15 | 9 | Yes | Yes | 2015-03-13 |  | 1
FALSE | 4TWR5030G1 | 2430 | 5982754 | TRANE | 4TWR5030G1 | HP | Split System: Heat Pump with Remote Outdoor Unit-Air-Source | 4TWR5030G1 |  | 4NXCB032AC3 | 12.5 | 15 | 9 | Yes | Yes | 2015-03-13 |  | 1
FALSE | 4TWR5030G1 | 2430 | 5982756 | TRANE | 4TWR5030G1 | HP | Split System: Heat Pump with Remote Outdoor Unit-Air-Source | 4TWR5030G1 |  | 4NXCB032AC3 | 12.5 | 15 | 9 | Yes | Yes | 2015-03-13 |  | 1
FALSE | 4TWR5030G1 | 2430 | 5982758 | TRANE | 4TWR5030G1 | HP | Split System: Heat Pump with Remote Outdoor Unit-Air-Source | 4TWR5030G1 |  | 4NXCB032AC3 | 12.5 | 15 | 9 | Yes | Yes | 2015-03-13 |  | 1
FALSE | 4TWR5030G1 | 2430 | 5982760 | TRANE | 4TWR5030G1 | HP | Split System: Heat Pump with Remote Outdoor Unit-Air-Source | 4TWR5030G1 |  | 4NXCB032AC3 | 12.5 | 15 | 9 | Yes | Yes | 2015-03-13 |  | 1
FALSE | 4TWR5030G1 | 2430 | 5982768 | TRANE | 4TWR5030G1 | HP | Split System: Heat Pump with Remote Outdoor Unit-Air-Source | 4TWR5030G1 |  | 4NXCB032AC3 | 12.5 | 15 | 9 | Yes | Yes | 2015-03-13 |  | 1
FALSE | 4TWR5030G1 | 2430 | 5982770 | TRANE | 4TWR5030G1 | HP | Split System: Heat Pump with Remote Outdoor Unit-Air-Source | 4TWR5030G1 |  | 4NXCB032AC3 | 12.5 | 15 | 9 | Yes | Yes | 2015-03-13 |  | 1
FALSE | 4TWR5030G1 | 2430 | 5982772 | TRANE | 4TWR5030G1 | HP | Split System: Heat Pump with Remote Outdoor Unit-Air-Source | 4TWR5030G1 |  | 4NXCB032AC3 | 12.5 | 15 | 9 | Yes | Yes | 2015-03-13 |  | 1
FALSE | 4TWR5030G1 | 2430 | 5982774 | TRANE | 4TWR5030G1 | HP | Split System: Heat Pump with Remote Outdoor Unit-Air-Source | 4TWR5030G1 |  | 4NXCB032AC3 | 12.5 | 15 | 9 | Yes | Yes | 2015-03-13 |  | 1
FALSE | 4TWX5024B1 | 3220 | 5982878 | TRANE | 4TWX5024B1 | HP | Split System: Heat Pump with Remote Outdoor Unit-Air-Source | 4TWX5024B1 |  | 4NXCB032AC3 | 12.5 | 15.5 | 9 | Yes | Yes | 2015-03-13 |  | 1
FALSE | 4TWX5024B1 | 3220 | 5982884 | TRANE | 4TWX5024B1 | HP | Split System: Heat Pump with Remote Outdoor Unit-Air-Source | 4TWX5024B1 |  | 4NXCB032AC3 | 12.5 | 15.25 | 9 | Yes | Yes | 2015-03-13 |  | 1
FALSE | 4TWX5024B1 | 3220 | 5982886 | TRANE | 4TWX5024B1 | HP | Split System: Heat Pump with Remote Outdoor Unit-Air-Source | 4TWX5024B1 |  | 4NXCB032AC3 | 12.5 | 15.75 | 9 | Yes | Yes | 2015-03-13 |  | 1
FALSE | 4TWX5024B1 | 3220 | 5982898 | TRANE | 4TWX5024B1 | HP | Split System: Heat Pump with Remote Outdoor Unit-Air-Source | 4TWX5024B1 |  | 4NXCB036AC3 | 12.5 | 15.25 | 9 | Yes | Yes | 2015-03-13 |  | 1
FALSE | 4TWX5024B1 | 3220 | 5982908 | TRANE | 4TWX5024B1 | HP | Split System: Heat Pump with Remote Outdoor Unit-Air-Source | 4TWX5024B1 |  | 4NXCB036AC3 | 12.5 | 15.75 | 9 | Yes | Yes | 2015-03-13 |  | 1
FALSE | 4TWX5030B1 | 2428 | 5982914 | TRANE | 4TWX5030B1 | HP | Split System: Heat Pump with Remote Outdoor Unit-Air-Source | 4TWX5030B1 |  | 4NXCB032AC3 | 12.5 | 15.25 | 9 | Yes | Yes | 2015-03-13 |  | 1
FALSE | 4TWX5030B1 | 2428 | 5982920 | TRANE | 4TWX5030B1 | HP | Split System: Heat Pump with Remote Outdoor Unit-Air-Source | 4TWX5030B1 |  | 4NXCB032AC3 | 12.5 | 15.25 | 9 | Yes | Yes | 2015-03-13 |  | 1
FALSE | 4TWX5030B1 | 2428 | 5982934 | TRANE | 4TWX5030B1 | HP | Split System: Heat Pump with Remote Outdoor Unit-Air-Source | 4TWX5030B1 |  | 4NXCB032AC3 | 12.5 | 15 | 9 | Yes | Yes | 2015-03-13 |  | 1
FALSE | 4TWX5030B1 | 2428 | 5982948 | TRANE | 4TWX5030B1 | HP | Split System: Heat Pump with Remote Outdoor Unit-Air-Source | 4TWX5030B1 |  | 4NXCB036AC3 | 12.5 | 15.25 | 9 | Yes | Yes | 2015-03-13 |  | 1
FALSE | 4TWX5030B1 | 2428 | 5982950 | TRANE | 4TWX5030B1 | HP | Split System: Heat Pump with Remote Outdoor Unit-Air-Source | 4TWX5030B1 |  | 4NXCB036AC3 | 12.5 | 15 | 9 | Yes | Yes | 2015-03-13 |  | 1
FALSE | 4TWX5030B1 | 2428 | 5982958 | TRANE | 4TWX5030B1 | HP | Split System: Heat Pump with Remote Outdoor Unit-Air-Source | 4TWX5030B1 |  | 4NXCB036AC3 | 12.5 | 15 | 9 | Yes | Yes | 2015-03-13 |  | 1
FALSE | 4TWX5030B1 | 2428 | 5982972 | TRANE | 4TWX5030B1 | HP | Split System: Heat Pump with Remote Outdoor Unit-Air-Source | 4TWX5030B1 |  | 4NXCB036AC3 | 12.5 | 15.25 | 9 | Yes | Yes | 2015-03-13 |  | 1
FALSE | 4TWX5030B1 | 2428 | 5982984 | TRANE | 4TWX5030B1 | HP | Split System: Heat Pump with Remote Outdoor Unit-Air-Source | 4TWX5030B1 |  | 4NXCB036AC3 | 12.5 | 15.5 | 9 | Yes | Yes | 2015-03-13 |  | 1
FALSE | 4TWX5036B1 | 2436 | 5982998 | TRANE | 4TWX5036B1 | HP | Split System: Heat Pump with Remote Outdoor Unit-Air-Source | 4TWX5036B1 |  | 4NXCB036AC3 | 12 | 14.5 | 9 | Yes | Yes | 2015-03-13 |  | 0
FALSE | 4TWX5036B1 | 2436 | 5983018 | TRANE | 4TWX5036B1 | HP | Split System: Heat Pump with Remote Outdoor Unit-Air-Source | 4TWX5036B1 |  | 4NXCB036AC3 | 12 | 14.75 | 9 | Yes | Yes | 2015-03-13 |  | 0
FALSE | 4TWR5024G1 | 3222 | 5983043 | TRANE | 4TWR5024G1 | HP | Split System: Heat Pump with Remote Outdoor Unit-Air-Source | 4TWR5024G1 |  | 4NXCB032AC3 | 12.5 | 15 | 9 | Yes | Yes | 2015-03-13 |  | 1
FALSE | 4TWR5024G1 | 3222 | 5983044 | TRANE | 4TWR5024G1 | HP | Split System: Heat Pump with Remote Outdoor Unit-Air-Source | 4TWR5024G1 |  | 4NXCB032AC3 | 12.5 | 15 | 9 | Yes | Yes | 2015-03-13 |  | 1
FALSE | 4TWR5024G1 | 3222 | 5983045 | TRANE | 4TWR5024G1 | HP | Split System: Heat Pump with Remote Outdoor Unit-Air-Source | 4TWR5024G1 |  | 4NXCB032AC3 | 12.5 | 15 | 8.5 | Yes | Yes | 2015-03-13 |  | 1
FALSE | 4TWR5024G1 | 3222 | 5983046 | TRANE | 4TWR5024G1 | HP | Split System: Heat Pump with Remote Outdoor Unit-Air-Source | 4TWR5024G1 |  | 4NXCB032AC3 | 12.5 | 15 | 8.5 | Yes | Yes | 2015-03-13 |  | 1
FALSE | 4TWR5024G1 | 3222 | 5983048 | TRANE | 4TWR5024G1 | HP | Split System: Heat Pump with Remote Outdoor Unit-Air-Source | 4TWR5024G1 |  | 4NXCB032AC3 | 12.5 | 15 | 8.5 | Yes | Yes | 2015-03-13 |  | 1
FALSE | 4TWR5024G1 | 3222 | 5983050 | TRANE | 4TWR5024G1 | HP | Split System: Heat Pump with Remote Outdoor Unit-Air-Source | 4TWR5024G1 |  | 4NXCB032AC3 | 12.5 | 15 | 8.5 | Yes | Yes | 2015-03-13 |  | 1
FALSE | 4TWR5024G1 | 3222 | 5983051 | TRANE | 4TWR5024G1 | HP | Split System: Heat Pump with Remote Outdoor Unit-Air-Source | 4TWR5024G1 |  | 4NXCB032AC3 | 12.5 | 15 | 8.5 | Yes | Yes | 2015-03-13 |  | 1
FALSE | 4TWR5024G1 | 3222 | 5983074 | TRANE | 4TWR5024G1 | HP | Split System: Heat Pump with Remote Outdoor Unit-Air-Source | 4TWR5024G1 |  | 4NXCB036AC3 | 12.5 | 15 | 9 | Yes | Yes | 2015-03-13 |  | 1
FALSE | 4TWR5024G1 | 3222 | 5983075 | TRANE | 4TWR5024G1 | HP | Split System: Heat Pump with Remote Outdoor Unit-Air-Source | 4TWR5024G1 |  | 4NXCB036AC3 | 12.5 | 15 | 9 | Yes | Yes | 2015-03-13 |  | 1
FALSE | 4TWR5024G1 | 3222 | 5983076 | TRANE | 4TWR5024G1 | HP | Split System: Heat Pump with Remote Outdoor Unit-Air-Source | 4TWR5024G1 |  | 4NXCB036AC3 | 12.5 | 15 | 9 | Yes | Yes | 2015-03-13 |  | 1
FALSE | 4TWR5024G1 | 3222 | 5983077 | TRANE | 4TWR5024G1 | HP | Split System: Heat Pump with Remote Outdoor Unit-Air-Source | 4TWR5024G1 |  | 4NXCB036AC3 | 12.5 | 15 | 9 | Yes | Yes | 2015-03-13 |  | 1
FALSE | 4TWR5024G1 | 3222 | 5983078 | TRANE | 4TWR5024G1 | HP | Split System: Heat Pump with Remote Outdoor Unit-Air-Source | 4TWR5024G1 |  | 4NXCB036AC3 | 12.5 | 15 | 9 | Yes | Yes | 2015-03-13 |  | 1
FALSE | 4TWR5024G1 | 3222 | 5983079 | TRANE | 4TWR5024G1 | HP | Split System: Heat Pump with Remote Outdoor Unit-Air-Source | 4TWR5024G1 |  | 4NXCB036AC3 | 12.5 | 15 | 9 | Yes | Yes | 2015-03-13 |  | 1
FALSE | 4TWR5024G1 | 3222 | 5983080 | TRANE | 4TWR5024G1 | HP | Split System: Heat Pump with Remote Outdoor Unit-Air-Source | 4TWR5024G1 |  | 4NXCB036AC3 | 12.5 | 15 | 8.5 | Yes | Yes | 2015-03-13 |  | 1
FALSE | 4TWR5030G1 | 2430 | 5983088 | TRANE | 4TWR5030G1 | HP | Split System: Heat Pump with Remote Outdoor Unit-Air-Source | 4TWR5030G1 |  | 4NXCB032AC3 | 12.5 | 15 | 8.2 | Yes | Yes | 2015-03-13 |  | Below V5.0 Req.
FALSE | 4TWR5030G1 | 2430 | 5983110 | TRANE | 4TWR5030G1 | HP | Split System: Heat Pump with Remote Outdoor Unit-Air-Source | 4TWR5030G1 |  | 4NXCB032AC3 | 12.5 | 15 | 9 | Yes | Yes | 2015-03-13 |  | 1
FALSE | 4TWR5030G1 | 2430 | 5983112 | TRANE | 4TWR5030G1 | HP | Split System: Heat Pump with Remote Outdoor Unit-Air-Source | 4TWR5030G1 |  | 4NXCB032AC3 | 12.5 | 14.75 | 9 | Yes | Yes | 2015-03-13 |  | 0
FALSE | 4TWR5030G1 | 2430 | 5983113 | TRANE | 4TWR5030G1 | HP | Split System: Heat Pump with Remote Outdoor Unit-Air-Source | 4TWR5030G1 |  | 4NXCB032AC3 | 12.5 | 15 | 9 | Yes | Yes | 2015-03-13 |  | 1
FALSE | 4TWR5030G1 | 2430 | 5983122 | TRANE | 4TWR5030G1 | HP | Split System: Heat Pump with Remote Outdoor Unit-Air-Source | 4TWR5030G1 |  | 4NXCB036AC3 | 12.5 | 14.75 | 9 | Yes | Yes | 2015-03-13 |  | 0
FALSE | 4TWR5030G1 | 2430 | 5983124 | TRANE | 4TWR5030G1 | HP | Split System: Heat Pump with Remote Outdoor Unit-Air-Source | 4TWR5030G1 |  | 4NXCB036AC3 | 12.5 | 15 | 9 | Yes | Yes | 2015-03-13 |  | 1
FALSE | 4TWR5030G1 | 2430 | 5983133 | TRANE | 4TWR5030G1 | HP | Split System: Heat Pump with Remote Outdoor Unit-Air-Source | 4TWR5030G1 |  | 4NXCB036AC3 | 12.5 | 15 | 8.2 | Yes | Yes | 2015-03-13 |  | Below V5.0 Req.
FALSE | 4TWX5024B1 | 3220 | 5983190 | TRANE | 4TWX5024B1 | HP | Split System: Heat Pump with Remote Outdoor Unit-Air-Source | 4TWX5024B1 |  | 4NXCB032AC3 | 12.5 | 15.25 | 9 | Yes | Yes | 2015-03-13 |  | 1
FALSE | 4TWX5024B1 | 3220 | 5983191 | TRANE | 4TWX5024B1 | HP | Split System: Heat Pump with Remote Outdoor Unit-Air-Source | 4TWX5024B1 |  | 4NXCB032AC3 | 12.5 | 15.75 | 9 | Yes | Yes | 2015-03-13 |  | 1
FALSE | 4TWX5024B1 | 3220 | 5983193 | TRANE | 4TWX5024B1 | HP | Split System: Heat Pump with Remote Outdoor Unit-Air-Source | 4TWX5024B1 |  | 4NXCB032AC3 | 12.5 | 15.25 | 8.5 | Yes | Yes | 2015-03-13 |  | 1
FALSE | 4TWX5024B1 | 3220 | 5983199 | TRANE | 4TWX5024B1 | HP | Split System: Heat Pump with Remote Outdoor Unit-Air-Source | 4TWX5024B1 |  | 4NXCB032AC3 | 12.5 | 15.25 | 8.5 | Yes | Yes | 2015-03-13 |  | 1
FALSE | 4TWX5024B1 | 3220 | 5983202 | TRANE | 4TWX5024B1 | HP | Split System: Heat Pump with Remote Outdoor Unit-Air-Source | 4TWX5024B1 |  | 4NXCB032AC3 | 12 | 14.5 | 8.5 | Yes | Yes | 2015-03-13 |  | 0
FALSE | 4TWX5024B1 | 3220 | 5983204 | TRANE | 4TWX5024B1 | HP | Split System: Heat Pump with Remote Outdoor Unit-Air-Source | 4TWX5024B1 |  | 4NXCB032AC3 | 12.5 | 15.25 | 8.5 | Yes | Yes | 2015-03-13 |  | 1
FALSE | 4TWX5024B1 | 3220 | 5983205 | TRANE | 4TWX5024B1 | HP | Split System: Heat Pump with Remote Outdoor Unit-Air-Source | 4TWX5024B1 |  | 4NXCB032AC3 | 12.5 | 15.5 | 9 | Yes | Yes | 2015-03-13 |  | 1
FALSE | 4TWX5024B1 | 3220 | 5983206 | TRANE | 4TWX5024B1 | HP | Split System: Heat Pump with Remote Outdoor Unit-Air-Source | 4TWX5024B1 |  | 4NXCB032AC3 | 12.5 | 15.25 | 9 | Yes | Yes | 2015-03-13 |  | 1
FALSE | 4TWX5030B1 | 2428 | 5983269 | TRANE | 4TWX5030B1 | HP | Split System: Heat Pump with Remote Outdoor Unit-Air-Source | 4TWX5030B1 |  | 4NXCB036AC3 | 12 | 14.75 | 9 | Yes | Yes | 2015-03-13 |  | 0
FALSE | 4TWX5030B1 | 2428 | 5983271 | TRANE | 4TWX5030B1 | HP | Split System: Heat Pump with Remote Outdoor Unit-Air-Source | 4TWX5030B1 |  | 4NXCB036AC3 | 12.5 | 15 | 9 | Yes | Yes | 2015-03-13 |  | 1
FALSE | 4TWX5030B1 | 2428 | 5983275 | TRANE | 4TWX5030B1 | HP | Split System: Heat Pump with Remote Outdoor Unit-Air-Source | 4TWX5030B1 |  | 4NXCB036AC3 | 12 | 14.5 | 8.2 | Yes | Yes | 2015-03-13 |  | Below V5.0 Req.
FALSE | 4TWX5030B1 | 2428 | 5983277 | TRANE | 4TWX5030B1 | HP | Split System: Heat Pump with Remote Outdoor Unit-Air-Source | 4TWX5030B1 |  | 4NXCB036AC3 | 12 | 14.5 | 8.2 | Yes | Yes | 2015-03-13 |  | Below V5.0 Req.
FALSE | 4TWX5030B1 | 2428 | 5983280 | TRANE | 4TWX5030B1 | HP | Split System: Heat Pump with Remote Outdoor Unit-Air-Source | 4TWX5030B1 |  | 4NXCB036AC3 | 12.5 | 15 | 8.2 | Yes | Yes | 2015-03-13 |  | Below V5.0 Req.
FALSE | 4TWX5030B1 | 2428 | 5983285 | TRANE | 4TWX5030B1 | HP | Split System: Heat Pump with Remote Outdoor Unit-Air-Source | 4TWX5030B1 |  | 4NXCB036AC3 | 12 | 14.5 | 8.2 | Yes | Yes | 2015-03-13 |  | Below V5.0 Req.
FALSE | 4TWX5030B1 | 2428 | 5983294 | TRANE | 4TWX5030B1 | HP | Split System: Heat Pump with Remote Outdoor Unit-Air-Source | 4TWX5030B1 |  | 4NXCB036AC3 | 12 | 14.5 | 8.2 | Yes | Yes | 2015-03-13 |  | Below V5.0 Req.
FALSE | 4TWR5049E1 | 2560 | 5992842 | TRANE | 4TWR5049E1 | HP | Split System: Heat Pump with Remote Outdoor Unit-Air-Source | 4TWR5049E1 |  | 4NXCD063BC3 | 12 | 14.5 | 8.2 | Yes | Yes | 2015-03-13 |  | Below V5.0 Req.
FALSE | 4TWR5049E1 | 2560 | 5992843 | TRANE | 4TWR5049E1 | HP | Split System: Heat Pump with Remote Outdoor Unit-Air-Source | 4TWR5049E1 |  | 4NXCD063BC3 | 12 | 14.5 | 8.2 | Yes | Yes | 2015-03-13 |  | Below V5.0 Req.
FALSE | 4TWR5049E1 | 2560 | 5992844 | TRANE | 4TWR5049E1 | HP | Split System: Heat Pump with Remote Outdoor Unit-Air-Source | 4TWR5049E1 |  | 4NXCD063BC3 | 12 | 14.5 | 8.2 | Yes | Yes | 2015-03-13 |  | Below V5.0 Req.
FALSE | 4TWR5049E1 | 2560 | 5992845 | TRANE | 4TWR5049E1 | HP | Split System: Heat Pump with Remote Outdoor Unit-Air-Source | 4TWR5049E1 |  | 4NXCD063BC3 | 12.5 | 15 | 8.5 | Yes | Yes | 2015-03-13 |  | 1
FALSE | 4TWR5049E1 | 2560 | 5992846 | TRANE | 4TWR5049E1 | HP | Split System: Heat Pump with Remote Outdoor Unit-Air-Source | 4TWR5049E1 |  | 4NXCD063BC3 | 12.5 | 15 | 8.5 | Yes | Yes | 2015-03-13 |  | 1
FALSE | 4TWR5049E1 | 2560 | 5992847 | TRANE | 4TWR5049E1 | HP | Split System: Heat Pump with Remote Outdoor Unit-Air-Source | 4TWR5049E1 |  | 4NXCD063BC3 | 12.5 | 15 | 8.5 | Yes | Yes | 2015-03-13 |  | 1
FALSE | 4TWR5049E1 | 2560 | 5992848 | TRANE | 4TWR5049E1 | HP | Split System: Heat Pump with Remote Outdoor Unit-Air-Source | 4TWR5049E1 |  | 4NXCD063BC3 | 12.5 | 15 | 8.5 | Yes | Yes | 2015-03-13 |  | 1
FALSE | 4TWR5049E1 | 2560 | 5992849 | TRANE | 4TWR5049E1 | HP | Split System: Heat Pump with Remote Outdoor Unit-Air-Source | 4TWR5049E1 |  | 4NXCD063BC3 | 12 | 15 | 8.5 | Yes | Yes | 2015-03-13 |  | 0
FALSE | 4TWR5049E1 | 2560 | 5992850 | TRANE | 4TWR5049E1 | HP | Split System: Heat Pump with Remote Outdoor Unit-Air-Source | 4TWR5049E1 |  | 4NXCD063BC3 | 12 | 15 | 8.5 | Yes | Yes | 2015-03-13 |  | 0
FALSE | 4TWR5049E1 | 2560 | 5992851 | TRANE | 4TWR5049E1 | HP | Split System: Heat Pump with Remote Outdoor Unit-Air-Source | 4TWR5049E1 |  | 4NXCD063BC3 | 12.5 | 15 | 8.5 | Yes | Yes | 2015-03-13 |  | 1
FALSE | 4TWR5049E1 | 2560 | 5992852 | TRANE | 4TWR5049E1 | HP | Split System: Heat Pump with Remote Outdoor Unit-Air-Source | 4TWR5049E1 |  | 4NXCD063BC3 | 12 | 15 | 8.5 | Yes | Yes | 2015-03-13 |  | 0
FALSE | 4TWR5049E1 | 2560 | 5992853 | TRANE | 4TWR5049E1 | HP | Split System: Heat Pump with Remote Outdoor Unit-Air-Source | 4TWR5049E1 |  | 4NXCD063BC3 | 12 | 15 | 8.5 | Yes | Yes | 2015-03-13 |  | 0
FALSE | 4TWR5049E1 | 2560 | 5992854 | TRANE | 4TWR5049E1 | HP | Split System: Heat Pump with Remote Outdoor Unit-Air-Source | 4TWR5049E1 |  | 4NXCD063BC3 | 12.5 | 15 | 8.5 | Yes | Yes | 2015-03-13 |  | 1
FALSE | 4TWR5049E1 | 2560 | 5992855 | TRANE | 4TWR5049E1 | HP | Split System: Heat Pump with Remote Outdoor Unit-Air-Source | 4TWR5049E1 |  | 4NXCD063BC3 | 12.5 | 15 | 8.5 | Yes | Yes | 2015-03-13 |  | 1
FALSE | 4TWR5049E1 | 2560 | 5992856 | TRANE | 4TWR5049E1 | HP | Split System: Heat Pump with Remote Outdoor Unit-Air-Source | 4TWR5049E1 |  | 4NXCD063BC3 | 12 | 15 | 8.5 | Yes | Yes | 2015-03-13 |  | 0
FALSE | 4TWX5049E1 | 2561 | 5992914 | TRANE | 4TWX5049E1 | HP | Split System: Heat Pump with Remote Outdoor Unit-Air-Source | 4TWX5049E1 |  | 4NXCD063BC3 | 12.5 | 15.25 | 8.5 | Yes | Yes | 2015-03-13 |  | 1
FALSE | 4TWX5049E1 | 2561 | 5992916 | TRANE | 4TWX5049E1 | HP | Split System: Heat Pump with Remote Outdoor Unit-Air-Source | 4TWX5049E1 |  | 4NXCD063BC3 | 12 | 15.25 | 8.5 | Yes | Yes | 2015-03-13 |  | 0
FALSE | 4TWX5049E1 | 2561 | 5992917 | TRANE | 4TWX5049E1 | HP | Split System: Heat Pump with Remote Outdoor Unit-Air-Source | 4TWX5049E1 |  | 4NXCD063BC3 | 12.5 | 15.5 | 8.5 | Yes | Yes | 2015-03-13 |  | 1
FALSE | 4TWX5049E1 | 2561 | 5992918 | TRANE | 4TWX5049E1 | HP | Split System: Heat Pump with Remote Outdoor Unit-Air-Source | 4TWX5049E1 |  | 4NXCD063BC3 | 12.5 | 15.25 | 8.5 | Yes | Yes | 2015-03-13 |  | 1
FALSE | 4TWX5049E1 | 2561 | 5992919 | TRANE | 4TWX5049E1 | HP | Split System: Heat Pump with Remote Outdoor Unit-Air-Source | 4TWX5049E1 |  | 4NXCD063BC3 | 12 | 15 | 8.5 | Yes | Yes | 2015-03-13 |  | 0
FALSE | 4TWX5049E1 | 2561 | 5992923 | TRANE | 4TWX5049E1 | HP | Split System: Heat Pump with Remote Outdoor Unit-Air-Source | 4TWX5049E1 |  | 4NXCD063BC3 | 12 | 15 | 8.2 | Yes | Yes | 2015-03-13 |  | Below V5.0 Req.
FALSE | 4TWX5049E1 | 2561 | 5992925 | TRANE | 4TWX5049E1 | HP | Split System: Heat Pump with Remote Outdoor Unit-Air-Source | 4TWX5049E1 |  | 4NXCD063BC3 | 12 | 14.75 | 8.5 | Yes | Yes | 2015-03-13 |  | 0
FALSE | 4TWX5049E1 | 2561 | 5992926 | TRANE | 4TWX5049E1 | HP | Split System: Heat Pump with Remote Outdoor Unit-Air-Source | 4TWX5049E1 |  | 4NXCD063BC3 | 12 | 15 | 8.5 | Yes | Yes | 2015-03-13 |  | 0
FALSE | 4TWX5049E1 | 2561 | 5992927 | TRANE | 4TWX5049E1 | HP | Split System: Heat Pump with Remote Outdoor Unit-Air-Source | 4TWX5049E1 |  | 4NXCD063BC3 | 12 | 14.75 | 8.2 | Yes | Yes | 2015-03-13 |  | Below V5.0 Req.
FALSE | 4TWX5049E1 | 2561 | 5992928 | TRANE | 4TWX5049E1 | HP | Split System: Heat Pump with Remote Outdoor Unit-Air-Source | 4TWX5049E1 |  | 4NXCD063BC3 | 12.5 | 15.5 | 8.5 | Yes | Yes | 2015-03-13 |  | 1
FALSE | 4TWX5049E1 | 2561 | 5992943 | TRANE | 4TWX5049E1 | HP | Split System: Heat Pump with Remote Outdoor Unit-Air-Source | 4TWX5049E1 |  | 4NXCD063BC3 | 12 | 14.5 | 8.2 | Yes | Yes | 2015-03-13 |  | Below V5.0 Req.
FALSE | 4TWX5061G1 | 2890 | 5992952 | TRANE | 4TWX5061G1 | HP | Split System: Heat Pump with Remote Outdoor Unit-Air-Source | 4TWX5061G1 |  | 4NXCD063BC3 | 12 | 14.75 | 8.2 | Yes | Yes | 2015-03-13 |  | Below V5.0 Req.
FALSE | 4TWR5049E1 | 2560 | 6464994 | TRANE | 4TWR5049E1 | HP | Split System: Heat Pump with Remote Outdoor Unit-Air-Source | 4TWR5049E1 |  | *AM7B0C60H51 | 12.5 | 15.5 | 9 | Yes | Yes | 2015-03-13 |  | 1
FALSE | 4TWX5049E1 | 2561 | 6464995 | TRANE | 4TWX5049E1 | HP | Split System: Heat Pump with Remote Outdoor Unit-Air-Source | 4TWX5049E1 |  | *AM7B0C60H51 | 12.5 | 15.5 | 9 | Yes | Yes | 2015-03-13 |  | 1
FALSE | 4A6H7024A1 | 2884 | 6479409 | TRANE | 4TWX8024A1 | HP | Split System: Heat Pump with Remote Outdoor Unit-Air-Source | 4A6H7024A1 |  | GAM5B0A24M21 | 12.5 | 16 | 8.5 | Yes | Yes | 2015-03-13 |  | 1
FALSE | 4A6H7024A1 | 2884 | 6483556 | TRANE | 4TWX8024A1 | HP | Split System: Heat Pump with Remote Outdoor Unit-Air-Source | 4A6H7024A1 |  | GAM5B0B30M21 | 12.5 | 16 | 9 | Yes | Yes | 2015-03-13 |  | 1
FALSE | 4A6H7048A1 | 172 | 6483558 | TRANE | 4TWX8048A1 | HP | Split System: Heat Pump with Remote Outdoor Unit-Air-Source | 4A6H7048A1 |  | GAM5B0C48M41 | 12 | 16 | 9 | Yes | Yes | 2015-03-13 |  | 0
FALSE | 4A6H7048A1 | 172 | 6492392 | TRANE | 4TWX8048A1 | HP | Split System: Heat Pump with Remote Outdoor Unit-Air-Source | 4A6H7048A1 |  | GAM5B0C42M31 | 12 | 16 | 8.5 | Yes | Yes | 2015-03-13 |  | 0
FALSE | 4TWX5024B1 | 3220 | 6603283 | TRANE | 4TWX5024B1 | HP | Split System: Heat Pump with Remote Outdoor Unit-Air-Source | 4TWX5024B1 |  | 4TXCB003CC3 | 12.5 | 15 | 8.5 | Yes | Yes | 2015-03-13 |  | 1
FALSE | 4TWX5049E1 | 2561 | 6603284 | TRANE | 4TWX5049E1 | HP | Split System: Heat Pump with Remote Outdoor Unit-Air-Source | 4TWX5049E1 |  | GAM5B0C60M51 | 12 | 14.75 | 8.5 | Yes | Yes | 2015-03-13 |  | 0
FALSE | 4TWR5049E1 | 2560 | 6687891 | TRANE | 4TWR5049E1 | HP | Split System: Heat Pump with Remote Outdoor Unit-Air-Source | 4TWR5049E1 |  | GAM5B0C60M51 | 12 | 14.5 | 8.2 | Yes | Yes | 2015-03-13 |  | Below V5.0 Req.
FALSE | 4TWR5024G1 | 3222 | 6935856 | TRANE | 4TWR5024G1 | HP | Split System: Heat Pump with Remote Outdoor Unit-Air-Source | 4TWR5024G1 |  | 4TXCB036BC3 | 12.5 | 15 | 9 | Yes | Yes | 2015-03-13 |  | 1
FALSE | 4A6H7024A1 | 2884 | 6945842 | TRANE | 4TWX8024A1 | HP | Split System: Heat Pump with Remote Outdoor Unit-Air-Source | 4A6H7024A1 |  | *AM8C0B30V21+BAYCC24V | 13.5 | 17.25 | 9.6 | Yes | Yes | 2015-03-13 |  | 2
FALSE | 4TWR5030G1 | 2430 | 6970440 | TRANE | 4TWR5030G1 | HP | Split System: Heat Pump with Remote Outdoor Unit-Air-Source | 4TWR5030G1 |  | *AM8C0B30V21+BAYCC24V | 13 | 15.5 | 9.4 | Yes | Yes | 2015-03-13 |  | 1
FALSE | 4A6H7036B1 | 3205 | 7039060 | TRANE | 4TWR7036B1 | HP | Split System: Heat Pump with Remote Outdoor Unit-Air-Source | 4A6H7036B1 |  | 4TXCB004CC3 | 12 | 15.5 | 9 | Yes | Yes | 2015-03-13 |  | 0
FALSE | 4A6H7036B1 | 3205 | 7039061 | TRANE | 4TWR7036B1 | HP | Split System: Heat Pump with Remote Outdoor Unit-Air-Source | 4A6H7036B1 |  | 4TXCB004CC3 | 12 | 16 | 8.5 | Yes | Yes | 2015-03-13 |  | 0
FALSE | 4A6H7036B1 | 3205 | 7039062 | TRANE | 4TWR7036B1 | HP | Split System: Heat Pump with Remote Outdoor Unit-Air-Source | 4A6H7036B1 |  | 4TXCB004CC3 | 12 | 15.5 | 8.5 | Yes | Yes | 2015-03-13 |  | 0
FALSE | 4A6H7036B1 | 3205 | 7039063 | TRANE | 4TWR7036B1 | HP | Split System: Heat Pump with Remote Outdoor Unit-Air-Source | 4A6H7036B1 |  | 4TXCB004CC3 | 12 | 16 | 8.5 | Yes | Yes | 2015-03-13 |  | 0
FALSE | 4A6H7036B1 | 3205 | 7039066 | TRANE | 4TWR7036B1 | HP | Split System: Heat Pump with Remote Outdoor Unit-Air-Source | 4A6H7036B1 |  | 4TXCB032BC3 | 12 | 16 | 8.2 | Yes | Yes | 2015-03-13 |  | Below V5.0 Req.
FALSE | 4A6H7036B1 | 3205 | 7039070 | TRANE | 4TWR7036B1 | HP | Split System: Heat Pump with Remote Outdoor Unit-Air-Source | 4A6H7036B1 |  | 4TXCB032BC3 | 12 | 15.5 | 8.2 | Yes | Yes | 2015-03-13 |  | Below V5.0 Req.
FALSE | 4A6H7036B1 | 3205 | 7039078 | TRANE | 4TWR7036B1 | HP | Split System: Heat Pump with Remote Outdoor Unit-Air-Source | 4A6H7036B1 |  | 4TXCB032BC3 | 12 | 15.25 | 8.2 | Yes | Yes | 2015-03-13 |  | Below V5.0 Req.
FALSE | 4A6H7036B1 | 3205 | 7039085 | TRANE | 4TWR7036B1 | HP | Split System: Heat Pump with Remote Outdoor Unit-Air-Source | 4A6H7036B1 |  | 4TXCB032BC3 | 12 | 15.5 | 8.2 | Yes | Yes | 2015-03-13 |  | Below V5.0 Req.
FALSE | 4A6H7036B1 | 3205 | 7039086 | TRANE | 4TWR7036B1 | HP | Split System: Heat Pump with Remote Outdoor Unit-Air-Source | 4A6H7036B1 |  | 4TXCB032BC3 | 12 | 15.5 | 8.2 | Yes | Yes | 2015-03-13 |  | Below V5.0 Req.
FALSE | 4A6H7036B1 | 3205 | 7039087 | TRANE | 4TWR7036B1 | HP | Split System: Heat Pump with Remote Outdoor Unit-Air-Source | 4A6H7036B1 |  | 4TXCB032BC3 | 12 | 16 | 8.2 | Yes | Yes | 2015-03-13 |  | Below V5.0 Req.
FALSE | 4A6H7036B1 | 3205 | 7039090 | TRANE | 4TWR7036B1 | HP | Split System: Heat Pump with Remote Outdoor Unit-Air-Source | 4A6H7036B1 |  | 4TXCB032BC3 | 12 | 15.5 | 8.2 | Yes | Yes | 2015-03-13 |  | Below V5.0 Req.
FALSE | 4A6H7036B1 | 3205 | 7039093 | TRANE | 4TWR7036B1 | HP | Split System: Heat Pump with Remote Outdoor Unit-Air-Source | 4A6H7036B1 |  | 4TXCB036BC3 | 12 | 15.5 | 8.2 | Yes | Yes | 2015-03-13 |  | Below V5.0 Req.
FALSE | 4A6H7036B1 | 3205 | 7039095 | TRANE | 4TWR7036B1 | HP | Split System: Heat Pump with Remote Outdoor Unit-Air-Source | 4A6H7036B1 |  | 4TXCB036BC3 | 12 | 16 | 8.2 | Yes | Yes | 2015-03-13 |  | Below V5.0 Req.
FALSE | 4A6H7036B1 | 3205 | 7039097 | TRANE | 4TWR7036B1 | HP | Split System: Heat Pump with Remote Outdoor Unit-Air-Source | 4A6H7036B1 |  | 4TXCB036BC3 | 12 | 15.5 | 8.2 | Yes | Yes | 2015-03-13 |  | Below V5.0 Req.
FALSE | 4A6H7036B1 | 3205 | 7039098 | TRANE | 4TWR7036B1 | HP | Split System: Heat Pump with Remote Outdoor Unit-Air-Source | 4A6H7036B1 |  | 4TXCB036BC3 | 12 | 15.5 | 8.2 | Yes | Yes | 2015-03-13 |  | Below V5.0 Req.
FALSE | 4A6H7036B1 | 3205 | 7039101 | TRANE | 4TWR7036B1 | HP | Split System: Heat Pump with Remote Outdoor Unit-Air-Source | 4A6H7036B1 |  | 4TXCB036BC3 | 12 | 15.5 | 8.2 | Yes | Yes | 2015-03-13 |  | Below V5.0 Req.
FALSE | 4A6H7036B1 | 3205 | 7039103 | TRANE | 4TWR7036B1 | HP | Split System: Heat Pump with Remote Outdoor Unit-Air-Source | 4A6H7036B1 |  | 4TXCB036BC3 | 12 | 15.25 | 8.2 | Yes | Yes | 2015-03-13 |  | Below V5.0 Req.
FALSE | 4A6H7036B1 | 3205 | 7039116 | TRANE | 4TWR7036B1 | HP | Split System: Heat Pump with Remote Outdoor Unit-Air-Source | 4A6H7036B1 |  | 4TXCB036BC3 | 12 | 15.5 | 8.2 | Yes | Yes | 2015-03-13 |  | Below V5.0 Req.
FALSE | 4A6H7036B1 | 3205 | 7039119 | TRANE | 4TWR7036B1 | HP | Split System: Heat Pump with Remote Outdoor Unit-Air-Source | 4A6H7036B1 |  | 4TXCC005CC3 | 12.5 | 16.25 | 9 | Yes | Yes | 2015-03-13 |  | 1
FALSE | 4A6H7036B1 | 3205 | 7039120 | TRANE | 4TWR7036B1 | HP | Split System: Heat Pump with Remote Outdoor Unit-Air-Source | 4A6H7036B1 |  | 4TXCC005CC3 | 12.5 | 16.25 | 9 | Yes | Yes | 2015-03-13 |  | 1
FALSE | 4A6H7036B1 | 3205 | 7039121 | TRANE | 4TWR7036B1 | HP | Split System: Heat Pump with Remote Outdoor Unit-Air-Source | 4A6H7036B1 |  | 4TXCC005CC3 | 12 | 16.25 | 9 | Yes | Yes | 2015-03-13 |  | 0
FALSE | 4A6H7036B1 | 3205 | 7039122 | TRANE | 4TWR7036B1 | HP | Split System: Heat Pump with Remote Outdoor Unit-Air-Source | 4A6H7036B1 |  | 4TXCC005CC3 | 12.5 | 16.25 | 9 | Yes | Yes | 2015-03-13 |  | 1
FALSE | 4A6H7036B1 | 3205 | 7039123 | TRANE | 4TWR7036B1 | HP | Split System: Heat Pump with Remote Outdoor Unit-Air-Source | 4A6H7036B1 |  | 4TXCC005CC3 | 12 | 15.5 | 9 | Yes | Yes | 2015-03-13 |  | 0
FALSE | 4A6H7036B1 | 3205 | 7039124 | TRANE | 4TWR7036B1 | HP | Split System: Heat Pump with Remote Outdoor Unit-Air-Source | 4A6H7036B1 |  | 4TXCC005CC3 | 12 | 15.5 | 8.5 | Yes | Yes | 2015-03-13 |  | 0
FALSE | 4A6H7036B1 | 3205 | 7039125 | TRANE | 4TWR7036B1 | HP | Split System: Heat Pump with Remote Outdoor Unit-Air-Source | 4A6H7036B1 |  | 4TXCC005CC3 | 12 | 15.5 | 8.5 | Yes | Yes | 2015-03-13 |  | 0
FALSE | 4A6H7036B1 | 3205 | 7039128 | TRANE | 4TWR7036B1 | HP | Split System: Heat Pump with Remote Outdoor Unit-Air-Source | 4A6H7036B1 |  | 4TXCC005CC3 | 12.5 | 16 | 9 | Yes | Yes | 2015-03-13 |  | 1
FALSE | 4A6H7036B1 | 3205 | 7039130 | TRANE | 4TWR7036B1 | HP | Split System: Heat Pump with Remote Outdoor Unit-Air-Source | 4A6H7036B1 |  | 4TXCC005CC3 | 12.5 | 16 | 8.5 | Yes | Yes | 2015-03-13 |  | 1
FALSE | 4A6H7036B1 | 3205 | 7039131 | TRANE | 4TWR7036B1 | HP | Split System: Heat Pump with Remote Outdoor Unit-Air-Source | 4A6H7036B1 |  | 4TXCC005CC3 | 12.5 | 16 | 8.5 | Yes | Yes | 2015-03-13 |  | 1
FALSE | 4A6H7036B1 | 3205 | 7039135 | TRANE | 4TWR7036B1 | HP | Split System: Heat Pump with Remote Outdoor Unit-Air-Source | 4A6H7036B1 |  | 4TXCC005CC3 | 12.5 | 16.25 | 9 | Yes | Yes | 2015-03-13 |  | 1
FALSE | 4A6H7036B1 | 3205 | 7039136 | TRANE | 4TWR7036B1 | HP | Split System: Heat Pump with Remote Outdoor Unit-Air-Source | 4A6H7036B1 |  | 4TXCC005CC3 | 12.5 | 16.25 | 9 | Yes | Yes | 2015-03-13 |  | 1
FALSE | 4A6H7036B1 | 3205 | 7039139 | TRANE | 4TWR7036B1 | HP | Split System: Heat Pump with Remote Outdoor Unit-Air-Source | 4A6H7036B1 |  | 4TXCC005CC3 | 12.5 | 16 | 9 | Yes | Yes | 2015-03-13 |  | 1
FALSE | 4A6H7036B1 | 3205 | 7039140 | TRANE | 4TWR7036B1 | HP | Split System: Heat Pump with Remote Outdoor Unit-Air-Source | 4A6H7036B1 |  | 4TXCC005CC3 | 12.5 | 16.25 | 9 | Yes | Yes | 2015-03-13 |  | 1
FALSE | 4A6H7036B1 | 3205 | 7039141 | TRANE | 4TWR7036B1 | HP | Split System: Heat Pump with Remote Outdoor Unit-Air-Source | 4A6H7036B1 |  | 4TXCC005CC3 | 12.5 | 16.25 | 9 | Yes | Yes | 2015-03-13 |  | 1
FALSE | 4A6H7036B1 | 3205 | 7039144 | TRANE | 4TWR7036B1 | HP | Split System: Heat Pump with Remote Outdoor Unit-Air-Source | 4A6H7036B1 |  | 4TXCC005CC3 | 12.5 | 16 | 9 | Yes | Yes | 2015-03-13 |  | 1
FALSE | 4A6H7036B1 | 3205 | 7039145 | TRANE | 4TWR7036B1 | HP | Split System: Heat Pump with Remote Outdoor Unit-Air-Source | 4A6H7036B1 |  | 4TXCC005CC3 | 12 | 15.5 | 9 | Yes | Yes | 2015-03-13 |  | 0
FALSE | 4A6H7036B1 | 3205 | 7039146 | TRANE | 4TWR7036B1 | HP | Split System: Heat Pump with Remote Outdoor Unit-Air-Source | 4A6H7036B1 |  | 4TXCC005CC3 | 12 | 16 | 8.5 | Yes | Yes | 2015-03-13 |  | 0
FALSE | 4A6H7036B1 | 3205 | 7039147 | TRANE | 4TWR7036B1 | HP | Split System: Heat Pump with Remote Outdoor Unit-Air-Source | 4A6H7036B1 |  | 4TXCC005CC3 | 12 | 16 | 8.5 | Yes | Yes | 2015-03-13 |  | 0
FALSE | 4A6H7036B1 | 3205 | 7039148 | TRANE | 4TWR7036B1 | HP | Split System: Heat Pump with Remote Outdoor Unit-Air-Source | 4A6H7036B1 |  | 4TXCC005CC3 | 12 | 16 | 8.5 | Yes | Yes | 2015-03-13 |  | 0
FALSE | 4A6H7036B1 | 3205 | 7039149 | TRANE | 4TWR7036B1 | HP | Split System: Heat Pump with Remote Outdoor Unit-Air-Source | 4A6H7036B1 |  | 4TXCC005CC3 | 12 | 16 | 8.5 | Yes | Yes | 2015-03-13 |  | 0
FALSE | 4A6H7036B1 | 3205 | 7039150 | TRANE | 4TWR7036B1 | HP | Split System: Heat Pump with Remote Outdoor Unit-Air-Source | 4A6H7036B1 |  | 4TXCC005CC3 | 12 | 16 | 9 | Yes | Yes | 2015-03-13 |  | 0
FALSE | 4A6H7036B1 | 3205 | 7039151 | TRANE | 4TWR7036B1 | HP | Split System: Heat Pump with Remote Outdoor Unit-Air-Source | 4A6H7036B1 |  | 4TXCC005CC3 | 12 | 15.5 | 8.5 | Yes | Yes | 2015-03-13 |  | 0
FALSE | 4A6H7036B1 | 3205 | 7039152 | TRANE | 4TWR7036B1 | HP | Split System: Heat Pump with Remote Outdoor Unit-Air-Source | 4A6H7036B1 |  | 4TXCC005CC3 | 12 | 15.25 | 8.5 | Yes | Yes | 2015-03-13 |  | 0
FALSE | 4A6H7036B1 | 3205 | 7039154 | TRANE | 4TWR7036B1 | HP | Split System: Heat Pump with Remote Outdoor Unit-Air-Source | 4A6H7036B1 |  | 4TXCC007CC3 | 12.5 | 16.25 | 9 | Yes | Yes | 2015-03-13 |  | 1
FALSE | 4A6H7036B1 | 3205 | 7039156 | TRANE | 4TWR7036B1 | HP | Split System: Heat Pump with Remote Outdoor Unit-Air-Source | 4A6H7036B1 |  | 4TXCC007CC3 | 12 | 15.5 | 9 | Yes | Yes | 2015-03-13 |  | 0
FALSE | 4A6H7036B1 | 3205 | 7039157 | TRANE | 4TWR7036B1 | HP | Split System: Heat Pump with Remote Outdoor Unit-Air-Source | 4A6H7036B1 |  | 4TXCC007CC3 | 12.5 | 16.25 | 9 | Yes | Yes | 2015-03-13 |  | 1
FALSE | 4A6H7036B1 | 3205 | 7039159 | TRANE | 4TWR7036B1 | HP | Split System: Heat Pump with Remote Outdoor Unit-Air-Source | 4A6H7036B1 |  | 4TXCC007CC3 | 12.5 | 16 | 9 | Yes | Yes | 2015-03-13 |  | 1
FALSE | 4A6H7036B1 | 3205 | 7039160 | TRANE | 4TWR7036B1 | HP | Split System: Heat Pump with Remote Outdoor Unit-Air-Source | 4A6H7036B1 |  | 4TXCC007CC3 | 12.5 | 16 | 9 | Yes | Yes | 2015-03-13 |  | 1
FALSE | 4A6H7036B1 | 3205 | 7039163 | TRANE | 4TWR7036B1 | HP | Split System: Heat Pump with Remote Outdoor Unit-Air-Source | 4A6H7036B1 |  | 4TXCC007CC3 | 12.5 | 16 | 8.5 | Yes | Yes | 2015-03-13 |  | 1
FALSE | 4A6H7036B1 | 3205 | 7039167 | TRANE | 4TWR7036B1 | HP | Split System: Heat Pump with Remote Outdoor Unit-Air-Source | 4A6H7036B1 |  | 4TXCC007CC3 | 12.5 | 16.25 | 9 | Yes | Yes | 2015-03-13 |  | 1
FALSE | 4A6H7036B1 | 3205 | 7039262 | TRANE | 4TWR7036B1 | HP | Split System: Heat Pump with Remote Outdoor Unit-Air-Source | 4A6H7036B1 |  | 4TXCC044BC3 | 12.5 | 16 | 8.5 | Yes | Yes | 2015-03-13 |  | 1
FALSE | 4A6H7036B1 | 3205 | 7039263 | TRANE | 4TWR7036B1 | HP | Split System: Heat Pump with Remote Outdoor Unit-Air-Source | 4A6H7036B1 |  | 4TXCC044BC3 | 12.5 | 16 | 8.5 | Yes | Yes | 2015-03-13 |  | 1
FALSE | 4A6H7036B1 | 3205 | 7039265 | TRANE | 4TWR7036B1 | HP | Split System: Heat Pump with Remote Outdoor Unit-Air-Source | 4A6H7036B1 |  | 4TXCC044BC3 | 12.5 | 16 | 8.5 | Yes | Yes | 2015-03-13 |  | 1
FALSE | 4A6H7036B1 | 3205 | 7039267 | TRANE | 4TWR7036B1 | HP | Split System: Heat Pump with Remote Outdoor Unit-Air-Source | 4A6H7036B1 |  | 4TXCC044BC3 | 12.5 | 16.25 | 9 | Yes | Yes | 2015-03-13 |  | 1
FALSE | 4A6H7036B1 | 3205 | 7039268 | TRANE | 4TWR7036B1 | HP | Split System: Heat Pump with Remote Outdoor Unit-Air-Source | 4A6H7036B1 |  | 4TXCC044BC3 | 12.5 | 16.25 | 9 | Yes | Yes | 2015-03-13 |  | 1
FALSE | 4A6H7036B1 | 3205 | 7039270 | TRANE | 4TWR7036B1 | HP | Split System: Heat Pump with Remote Outdoor Unit-Air-Source | 4A6H7036B1 |  | 4TXCC044BC3 | 12.5 | 16.25 | 9 | Yes | Yes | 2015-03-13 |  | 1
FALSE | 4A6H7036B1 | 3205 | 7039271 | TRANE | 4TWR7036B1 | HP | Split System: Heat Pump with Remote Outdoor Unit-Air-Source | 4A6H7036B1 |  | 4TXCC044BC3 | 12.5 | 16.25 | 9 | Yes | Yes | 2015-03-13 |  | 1
FALSE | 4A6H7036B1 | 3205 | 7039273 | TRANE | 4TWR7036B1 | HP | Split System: Heat Pump with Remote Outdoor Unit-Air-Source | 4A6H7036B1 |  | 4TXCC044BC3 | 12.5 | 16.25 | 8.5 | Yes | Yes | 2015-03-13 |  | 1
FALSE | 4A6H7036B1 | 3205 | 7039274 | TRANE | 4TWR7036B1 | HP | Split System: Heat Pump with Remote Outdoor Unit-Air-Source | 4A6H7036B1 |  | 4TXCC044BC3 | 12.5 | 16.25 | 8.5 | Yes | Yes | 2015-03-13 |  | 1
FALSE | 4A6H7036B1 | 3205 | 7039275 | TRANE | 4TWR7036B1 | HP | Split System: Heat Pump with Remote Outdoor Unit-Air-Source | 4A6H7036B1 |  | 4TXCC044BC3 | 12.5 | 16.25 | 9 | Yes | Yes | 2015-03-13 |  | 1
FALSE | 4A6H7036B1 | 3205 | 7039276 | TRANE | 4TWR7036B1 | HP | Split System: Heat Pump with Remote Outdoor Unit-Air-Source | 4A6H7036B1 |  | 4TXCC044BC3 | 12 | 16.25 | 8.5 | Yes | Yes | 2015-03-13 |  | 0
FALSE | 4A6H7036B1 | 3205 | 7039277 | TRANE | 4TWR7036B1 | HP | Split System: Heat Pump with Remote Outdoor Unit-Air-Source | 4A6H7036B1 |  | 4TXCC044BC3 | 12.5 | 16.25 | 8.5 | Yes | Yes | 2015-03-13 |  | 1
FALSE | 4A6H7036B1 | 3205 | 7039278 | TRANE | 4TWR7036B1 | HP | Split System: Heat Pump with Remote Outdoor Unit-Air-Source | 4A6H7036B1 |  | 4TXCC044BC3 | 12.5 | 16.25 | 8.5 | Yes | Yes | 2015-03-13 |  | 1
FALSE | 4A6H7036B1 | 3205 | 7039279 | TRANE | 4TWR7036B1 | HP | Split System: Heat Pump with Remote Outdoor Unit-Air-Source | 4A6H7036B1 |  | 4TXCC044BC3 | 12.5 | 16.25 | 8.5 | Yes | Yes | 2015-03-13 |  | 1
FALSE | 4A6H7036B1 | 3205 | 7039280 | TRANE | 4TWR7036B1 | HP | Split System: Heat Pump with Remote Outdoor Unit-Air-Source | 4A6H7036B1 |  | 4TXCC044BC3 | 12.5 | 16.25 | 9 | Yes | Yes | 2015-03-13 |  | 1
FALSE | 4A6H7036B1 | 3205 | 7039281 | TRANE | 4TWR7036B1 | HP | Split System: Heat Pump with Remote Outdoor Unit-Air-Source | 4A6H7036B1 |  | 4TXCC044BC3 | 12.5 | 16 | 8.5 | Yes | Yes | 2015-03-13 |  | 1
FALSE | 4A6H7036B1 | 3205 | 7039282 | TRANE | 4TWR7036B1 | HP | Split System: Heat Pump with Remote Outdoor Unit-Air-Source | 4A6H7036B1 |  | 4TXCC044BC3 | 12 | 16 | 8.5 | Yes | Yes | 2015-03-13 |  | 0
FALSE | 4A6H7036B1 | 3205 | 7039284 | TRANE | 4TWR7036B1 | HP | Split System: Heat Pump with Remote Outdoor Unit-Air-Source | 4A6H7036B1 |  | 4TXCC044BC3 | 12 | 16 | 8.5 | Yes | Yes | 2015-03-13 |  | 0
FALSE | 4A6H7036B1 | 3205 | 7039286 | TRANE | 4TWR7036B1 | HP | Split System: Heat Pump with Remote Outdoor Unit-Air-Source | 4A6H7036B1 |  | 4TXCC044BC3 | 12 | 16 | 8.5 | Yes | Yes | 2015-03-13 |  | 0
FALSE | 4A6H7036B1 | 3205 | 7039287 | TRANE | 4TWR7036B1 | HP | Split System: Heat Pump with Remote Outdoor Unit-Air-Source | 4A6H7036B1 |  | 4TXCC044BC3 | 12 | 16 | 8.5 | Yes | Yes | 2015-03-13 |  | 0
FALSE | 4A6H7036B1 | 3205 | 7039205 | TRANE | 4TWR7036B1 | HP | Split System: Heat Pump with Remote Outdoor Unit-Air-Source | 4A6H7036B1 |  | 4TXCC037BC3 | 12 | 16 | 8.2 | Yes | Yes | 2015-03-13 |  | Below V5.0 Req.
FALSE | 4A6H7036B1 | 3205 | 7039213 | TRANE | 4TWR7036B1 | HP | Split System: Heat Pump with Remote Outdoor Unit-Air-Source | 4A6H7036B1 |  | 4TXCC037BC3 | 12 | 16 | 8.5 | Yes | Yes | 2015-03-13 |  | 0
FALSE | 4A6H7036B1 | 3205 | 7039215 | TRANE | 4TWR7036B1 | HP | Split System: Heat Pump with Remote Outdoor Unit-Air-Source | 4A6H7036B1 |  | 4TXCC037BC3 | 12 | 16.25 | 8.5 | Yes | Yes | 2015-03-13 |  | 0
FALSE | 4A6H7036B1 | 3205 | 7039216 | TRANE | 4TWR7036B1 | HP | Split System: Heat Pump with Remote Outdoor Unit-Air-Source | 4A6H7036B1 |  | 4TXCC037BC3 | 12 | 16 | 8.5 | Yes | Yes | 2015-03-13 |  | 0
FALSE | 4A6H7036B1 | 3205 | 7039217 | TRANE | 4TWR7036B1 | HP | Split System: Heat Pump with Remote Outdoor Unit-Air-Source | 4A6H7036B1 |  | 4TXCC037BC3 | 12 | 16 | 8.2 | Yes | Yes | 2015-03-13 |  | Below V5.0 Req.
FALSE | 4A6H7036B1 | 3205 | 7039218 | TRANE | 4TWR7036B1 | HP | Split System: Heat Pump with Remote Outdoor Unit-Air-Source | 4A6H7036B1 |  | 4TXCC037BC3 | 12 | 16 | 8.2 | Yes | Yes | 2015-03-13 |  | Below V5.0 Req.
FALSE | 4A6H7036B1 | 3205 | 7039226 | TRANE | 4TWR7036B1 | HP | Split System: Heat Pump with Remote Outdoor Unit-Air-Source | 4A6H7036B1 |  | 4TXCC043BC3 | 12.5 | 16 | 8.2 | Yes | Yes | 2015-03-13 |  | Below V5.0 Req.
FALSE | 4A6H7036B1 | 3205 | 7039227 | TRANE | 4TWR7036B1 | HP | Split System: Heat Pump with Remote Outdoor Unit-Air-Source | 4A6H7036B1 |  | 4TXCC043BC3 | 12.5 | 16 | 8.2 | Yes | Yes | 2015-03-13 |  | Below V5.0 Req.
FALSE | 4A6H7036B1 | 3205 | 7039228 | TRANE | 4TWR7036B1 | HP | Split System: Heat Pump with Remote Outdoor Unit-Air-Source | 4A6H7036B1 |  | 4TXCC043BC3 | 12 | 15.25 | 8.2 | Yes | Yes | 2015-03-13 |  | Below V5.0 Req.
FALSE | 4A6H7036B1 | 3205 | 7039230 | TRANE | 4TWR7036B1 | HP | Split System: Heat Pump with Remote Outdoor Unit-Air-Source | 4A6H7036B1 |  | 4TXCC043BC3 | 12 | 15 | 8.2 | Yes | Yes | 2015-03-13 |  | Below V5.0 Req.
FALSE | 4A6H7036B1 | 3205 | 7039236 | TRANE | 4TWR7036B1 | HP | Split System: Heat Pump with Remote Outdoor Unit-Air-Source | 4A6H7036B1 |  | 4TXCC043BC3 | 12 | 15.5 | 8.2 | Yes | Yes | 2015-03-13 |  | Below V5.0 Req.
FALSE | 4A6H7036B1 | 3205 | 7039238 | TRANE | 4TWR7036B1 | HP | Split System: Heat Pump with Remote Outdoor Unit-Air-Source | 4A6H7036B1 |  | 4TXCC043BC3 | 12 | 15.5 | 8.2 | Yes | Yes | 2015-03-13 |  | Below V5.0 Req.
FALSE | 4A6H7036B1 | 3205 | 7039239 | TRANE | 4TWR7036B1 | HP | Split System: Heat Pump with Remote Outdoor Unit-Air-Source | 4A6H7036B1 |  | 4TXCC043BC3 | 12 | 15.5 | 8.2 | Yes | Yes | 2015-03-13 |  | Below V5.0 Req.
FALSE | 4A6H7036B1 | 3205 | 7039240 | TRANE | 4TWR7036B1 | HP | Split System: Heat Pump with Remote Outdoor Unit-Air-Source | 4A6H7036B1 |  | 4TXCC043BC3 | 12 | 15.5 | 8.2 | Yes | Yes | 2015-03-13 |  | Below V5.0 Req.
FALSE | 4A6H7036B1 | 3205 | 7039241 | TRANE | 4TWR7036B1 | HP | Split System: Heat Pump with Remote Outdoor Unit-Air-Source | 4A6H7036B1 |  | 4TXCC043BC3 | 12 | 15.5 | 8.2 | Yes | Yes | 2015-03-13 |  | Below V5.0 Req.
FALSE | 4A6H7036B1 | 3205 | 7039242 | TRANE | 4TWR7036B1 | HP | Split System: Heat Pump with Remote Outdoor Unit-Air-Source | 4A6H7036B1 |  | 4TXCC043BC3 | 12 | 15.5 | 8.2 | Yes | Yes | 2015-03-13 |  | Below V5.0 Req.
FALSE | 4A6H7036B1 | 3205 | 7039244 | TRANE | 4TWR7036B1 | HP | Split System: Heat Pump with Remote Outdoor Unit-Air-Source | 4A6H7036B1 |  | 4TXCC043BC3 | 12 | 15.5 | 8.2 | Yes | Yes | 2015-03-13 |  | Below V5.0 Req.
FALSE | 4A6H7036B1 | 3205 | 7039245 | TRANE | 4TWR7036B1 | HP | Split System: Heat Pump with Remote Outdoor Unit-Air-Source | 4A6H7036B1 |  | 4TXCC043BC3 | 12 | 15.5 | 8.2 | Yes | Yes | 2015-03-13 |  | Below V5.0 Req.
FALSE | 4A6H7036B1 | 3205 | 7039246 | TRANE | 4TWR7036B1 | HP | Split System: Heat Pump with Remote Outdoor Unit-Air-Source | 4A6H7036B1 |  | 4TXCC043BC3 | 12 | 15.5 | 8.2 | Yes | Yes | 2015-03-13 |  | Below V5.0 Req.
FALSE | 4A6H7036B1 | 3205 | 7039247 | TRANE | 4TWR7036B1 | HP | Split System: Heat Pump with Remote Outdoor Unit-Air-Source | 4A6H7036B1 |  | 4TXCC043BC3 | 12 | 15.5 | 8.2 | Yes | Yes | 2015-03-13 |  | Below V5.0 Req.
FALSE | 4A6H7036B1 | 3205 | 7039248 | TRANE | 4TWR7036B1 | HP | Split System: Heat Pump with Remote Outdoor Unit-Air-Source | 4A6H7036B1 |  | 4TXCC043BC3 | 12 | 15.5 | 8.2 | Yes | Yes | 2015-03-13 |  | Below V5.0 Req.
FALSE | 4A6H7036B1 | 3205 | 7039249 | TRANE | 4TWR7036B1 | HP | Split System: Heat Pump with Remote Outdoor Unit-Air-Source | 4A6H7036B1 |  | 4TXCC043BC3 | 12 | 15.5 | 8.2 | Yes | Yes | 2015-03-13 |  | Below V5.0 Req.
FALSE | 4A6H7036B1 | 3205 | 7039250 | TRANE | 4TWR7036B1 | HP | Split System: Heat Pump with Remote Outdoor Unit-Air-Source | 4A6H7036B1 |  | 4TXCC043BC3 | 12 | 15.25 | 8.2 | Yes | Yes | 2015-03-13 |  | Below V5.0 Req.
FALSE | 4A6H7036B1 | 3205 | 7039253 | TRANE | 4TWR7036B1 | HP | Split System: Heat Pump with Remote Outdoor Unit-Air-Source | 4A6H7036B1 |  | 4TXCC043BC3 | 12 | 15.25 | 8.2 | Yes | Yes | 2015-03-13 |  | Below V5.0 Req.
FALSE | 4A6H7036B1 | 3205 | 7039255 | TRANE | 4TWR7036B1 | HP | Split System: Heat Pump with Remote Outdoor Unit-Air-Source | 4A6H7036B1 |  | 4TXCC043BC3 | 12 | 15.25 | 8.2 | Yes | Yes | 2015-03-13 |  | Below V5.0 Req.
FALSE | 4A6H7036B1 | 3205 | 7039257 | TRANE | 4TWR7036B1 | HP | Split System: Heat Pump with Remote Outdoor Unit-Air-Source | 4A6H7036B1 |  | 4TXCC043BC3 | 12 | 15.25 | 8.2 | Yes | Yes | 2015-03-13 |  | Below V5.0 Req.
FALSE | 4A6H7036B1 | 3205 | 7039259 | TRANE | 4TWR7036B1 | HP | Split System: Heat Pump with Remote Outdoor Unit-Air-Source | 4A6H7036B1 |  | 4TXCC043BC3 | 12 | 15.25 | 8.2 | Yes | Yes | 2015-03-13 |  | Below V5.0 Req.
FALSE | 4A6H7036B1 | 3205 | 7039261 | TRANE | 4TWR7036B1 | HP | Split System: Heat Pump with Remote Outdoor Unit-Air-Source | 4A6H7036B1 |  | 4TXCC043BC3 | 12 | 15.25 | 8.2 | Yes | Yes | 2015-03-13 |  | Below V5.0 Req.
FALSE | 4A6H7036B1 | 3205 | 7039288 | TRANE | 4TWR7036B1 | HP | Split System: Heat Pump with Remote Outdoor Unit-Air-Source | 4A6H7036B1 |  | 4TXCC044BC3 | 12 | 16 | 8.5 | Yes | Yes | 2015-03-13 |  | 0
FALSE | 4A6H7036B1 | 3205 | 7039289 | TRANE | 4TWR7036B1 | HP | Split System: Heat Pump with Remote Outdoor Unit-Air-Source | 4A6H7036B1 |  | 4TXCC044BC3 | 12 | 16 | 8.5 | Yes | Yes | 2015-03-13 |  | 0
FALSE | 4A6H7036B1 | 3205 | 7039290 | TRANE | 4TWR7036B1 | HP | Split System: Heat Pump with Remote Outdoor Unit-Air-Source | 4A6H7036B1 |  | 4TXCC044BC3 | 12 | 16 | 9 | Yes | Yes | 2015-03-13 |  | 0
FALSE | 4A6H7036B1 | 3205 | 7039291 | TRANE | 4TWR7036B1 | HP | Split System: Heat Pump with Remote Outdoor Unit-Air-Source | 4A6H7036B1 |  | 4TXCC044BC3 | 12 | 16 | 8.5 | Yes | Yes | 2015-03-13 |  | 0
FALSE | 4A6H7036B1 | 3205 | 7039292 | TRANE | 4TWR7036B1 | HP | Split System: Heat Pump with Remote Outdoor Unit-Air-Source | 4A6H7036B1 |  | 4TXCC044BC3 | 12 | 15.5 | 8.5 | Yes | Yes | 2015-03-13 |  | 0
FALSE | 4A6H7036B1 | 3205 | 7039293 | TRANE | 4TWR7036B1 | HP | Split System: Heat Pump with Remote Outdoor Unit-Air-Source | 4A6H7036B1 |  | 4TXCC044BC3 | 12 | 16 | 8.5 | Yes | Yes | 2015-03-13 |  | 0
FALSE | 4A6H7036B1 | 3205 | 7039294 | TRANE | 4TWR7036B1 | HP | Split System: Heat Pump with Remote Outdoor Unit-Air-Source | 4A6H7036B1 |  | 4TXCC044BC3 | 12.5 | 16 | 8.5 | Yes | Yes | 2015-03-13 |  | 1
FALSE | 4A6H7036B1 | 3205 | 7039296 | TRANE | 4TWR7036B1 | HP | Split System: Heat Pump with Remote Outdoor Unit-Air-Source | 4A6H7036B1 |  | 4TXCC044BC3 | 12.5 | 16 | 8.5 | Yes | Yes | 2015-03-13 |  | 1
FALSE | 4A6H7036B1 | 3205 | 7039298 | TRANE | 4TWR7036B1 | HP | Split System: Heat Pump with Remote Outdoor Unit-Air-Source | 4A6H7036B1 |  | 4TXCC044BC3 | 12 | 15.25 | 8.5 | Yes | Yes | 2015-03-13 |  | 0
FALSE | 4A6H7036B1 | 3205 | 7039299 | TRANE | 4TWR7036B1 | HP | Split System: Heat Pump with Remote Outdoor Unit-Air-Source | 4A6H7036B1 |  | 4TXCC049BC3 | 12.5 | 16.25 | 9 | Yes | Yes | 2015-03-13 |  | 1
FALSE | 4A6H7036B1 | 3205 | 7039300 | TRANE | 4TWR7036B1 | HP | Split System: Heat Pump with Remote Outdoor Unit-Air-Source | 4A6H7036B1 |  | 4TXCC049BC3 | 12 | 15.25 | 8.5 | Yes | Yes | 2015-03-13 |  | 0
FALSE | 4A6H7036B1 | 3205 | 7039302 | TRANE | 4TWR7036B1 | HP | Split System: Heat Pump with Remote Outdoor Unit-Air-Source | 4A6H7036B1 |  | 4TXCC049BC3 | 12 | 15 | 8.5 | Yes | Yes | 2015-03-13 |  | 0
FALSE | 4A6H7036B1 | 3205 | 7039303 | TRANE | 4TWR7036B1 | HP | Split System: Heat Pump with Remote Outdoor Unit-Air-Source | 4A6H7036B1 |  | 4TXCC049BC3 | 12.5 | 16.25 | 9 | Yes | Yes | 2015-03-13 |  | 1
FALSE | 4A6H7036B1 | 3205 | 7039306 | TRANE | 4TWR7036B1 | HP | Split System: Heat Pump with Remote Outdoor Unit-Air-Source | 4A6H7036B1 |  | 4TXCC049BC3 | 12.5 | 16.25 | 9 | Yes | Yes | 2015-03-13 |  | 1
FALSE | 4A6H7036B1 | 3205 | 7039307 | TRANE | 4TWR7036B1 | HP | Split System: Heat Pump with Remote Outdoor Unit-Air-Source | 4A6H7036B1 |  | 4TXCC049BC3 | 12.5 | 16.25 | 8.5 | Yes | Yes | 2015-03-13 |  | 1
FALSE | 4A6H7036B1 | 3205 | 7039309 | TRANE | 4TWR7036B1 | HP | Split System: Heat Pump with Remote Outdoor Unit-Air-Source | 4A6H7036B1 |  | 4TXCC049BC3 | 12 | 15.5 | 8.5 | Yes | Yes | 2015-03-13 |  | 0
FALSE | 4A6H7036B1 | 3205 | 7039310 | TRANE | 4TWR7036B1 | HP | Split System: Heat Pump with Remote Outdoor Unit-Air-Source | 4A6H7036B1 |  | 4TXCC049BC3 | 12.5 | 16.25 | 9 | Yes | Yes | 2015-03-13 |  | 1
FALSE | 4A6H7036B1 | 3205 | 7039311 | TRANE | 4TWR7036B1 | HP | Split System: Heat Pump with Remote Outdoor Unit-Air-Source | 4A6H7036B1 |  | 4TXCC049BC3 | 12.5 | 16.25 | 9 | Yes | Yes | 2015-03-13 |  | 1
FALSE | 4A6H7036B1 | 3205 | 7039312 | TRANE | 4TWR7036B1 | HP | Split System: Heat Pump with Remote Outdoor Unit-Air-Source | 4A6H7036B1 |  | 4TXCC049BC3 | 12 | 15.5 | 8.5 | Yes | Yes | 2015-03-13 |  | 0
FALSE | 4A6H7036B1 | 3205 | 7039313 | TRANE | 4TWR7036B1 | HP | Split System: Heat Pump with Remote Outdoor Unit-Air-Source | 4A6H7036B1 |  | 4TXCC049BC3 | 12 | 15.5 | 8.5 | Yes | Yes | 2015-03-13 |  | 0
FALSE | 4A6H7036B1 | 3205 | 7039316 | TRANE | 4TWR7036B1 | HP | Split System: Heat Pump with Remote Outdoor Unit-Air-Source | 4A6H7036B1 |  | 4TXCC049BC3 | 12 | 15.5 | 8.5 | Yes | Yes | 2015-03-13 |  | 0
FALSE | 4A6H7036B1 | 3205 | 7039317 | TRANE | 4TWR7036B1 | HP | Split System: Heat Pump with Remote Outdoor Unit-Air-Source | 4A6H7036B1 |  | 4TXCC049BC3 | 12 | 15.5 | 8.5 | Yes | Yes | 2015-03-13 |  | 0
FALSE | 4A6H7036B1 | 3205 | 7039318 | TRANE | 4TWR7036B1 | HP | Split System: Heat Pump with Remote Outdoor Unit-Air-Source | 4A6H7036B1 |  | 4TXCC049BC3 | 12 | 15.5 | 8.5 | Yes | Yes | 2015-03-13 |  | 0
FALSE | 4A6H7036B1 | 3205 | 7039319 | TRANE | 4TWR7036B1 | HP | Split System: Heat Pump with Remote Outdoor Unit-Air-Source | 4A6H7036B1 |  | 4TXCC049BC3 | 12 | 15.5 | 8.5 | Yes | Yes | 2015-03-13 |  | 0
FALSE | 4A6H7036B1 | 3205 | 7039320 | TRANE | 4TWR7036B1 | HP | Split System: Heat Pump with Remote Outdoor Unit-Air-Source | 4A6H7036B1 |  | 4TXCC049BC3 | 12 | 16 | 8.5 | Yes | Yes | 2015-03-13 |  | 0
FALSE | 4A6H7036B1 | 3205 | 7039321 | TRANE | 4TWR7036B1 | HP | Split System: Heat Pump with Remote Outdoor Unit-Air-Source | 4A6H7036B1 |  | 4TXCC049BC3 | 12 | 16 | 9 | Yes | Yes | 2015-03-13 |  | 0
FALSE | 4A6H7036B1 | 3205 | 7039322 | TRANE | 4TWR7036B1 | HP | Split System: Heat Pump with Remote Outdoor Unit-Air-Source | 4A6H7036B1 |  | 4TXCC049BC3 | 12 | 16 | 8.5 | Yes | Yes | 2015-03-13 |  | 0
FALSE | 4A6H7036B1 | 3205 | 7039323 | TRANE | 4TWR7036B1 | HP | Split System: Heat Pump with Remote Outdoor Unit-Air-Source | 4A6H7036B1 |  | 4TXCC049BC3 | 12 | 16 | 8.5 | Yes | Yes | 2015-03-13 |  | 0
FALSE | 4TWR5024G1 | 3222 | 7052557 | TRANE | 4TWR5024G1 | HP | Split System: Heat Pump with Remote Outdoor Unit-Air-Source | 4TWR5024G1 |  | 4NXAB032AC3 | 12.5 | 15 | 8.5 | Yes | Yes | 2015-03-13 |  | 1
FALSE | 4TWR5024G1 | 3222 | 7052558 | TRANE | 4TWR5024G1 | HP | Split System: Heat Pump with Remote Outdoor Unit-Air-Source | 4TWR5024G1 |  | 4NXAB032AC3 | 12.5 | 15 | 8.5 | Yes | Yes | 2015-03-13 |  | 1
FALSE | 4TWR5024G1 | 3222 | 7052559 | TRANE | 4TWR5024G1 | HP | Split System: Heat Pump with Remote Outdoor Unit-Air-Source | 4TWR5024G1 |  | 4NXAB032AC3 | 12.5 | 15 | 9 | Yes | Yes | 2015-03-13 |  | 1
FALSE | 4TWR5024G1 | 3222 | 7052560 | TRANE | 4TWR5024G1 | HP | Split System: Heat Pump with Remote Outdoor Unit-Air-Source | 4TWR5024G1 |  | 4NXAB032AC3 | 12.5 | 15 | 9 | Yes | Yes | 2015-03-13 |  | 1
FALSE | 4TWR5024G1 | 3222 | 7052561 | TRANE | 4TWR5024G1 | HP | Split System: Heat Pump with Remote Outdoor Unit-Air-Source | 4TWR5024G1 |  | 4NXAB032AC3 | 12.5 | 15 | 9 | Yes | Yes | 2015-03-13 |  | 1
FALSE | 4TWR5024G1 | 3222 | 7052562 | TRANE | 4TWR5024G1 | HP | Split System: Heat Pump with Remote Outdoor Unit-Air-Source | 4TWR5024G1 |  | 4NXAB032AC3 | 12.5 | 15 | 9 | Yes | Yes | 2015-03-13 |  | 1
FALSE | 4TWR5024G1 | 3222 | 7052563 | TRANE | 4TWR5024G1 | HP | Split System: Heat Pump with Remote Outdoor Unit-Air-Source | 4TWR5024G1 |  | 4NXAB032AC3 | 12.5 | 15 | 9 | Yes | Yes | 2015-03-13 |  | 1
FALSE | 4TWR5024G1 | 3222 | 7052564 | TRANE | 4TWR5024G1 | HP | Split System: Heat Pump with Remote Outdoor Unit-Air-Source | 4TWR5024G1 |  | 4NXAB032AC3 | 12.5 | 15 | 9 | Yes | Yes | 2015-03-13 |  | 1
FALSE | 4TWR5024G1 | 3222 | 7052565 | TRANE | 4TWR5024G1 | HP | Split System: Heat Pump with Remote Outdoor Unit-Air-Source | 4TWR5024G1 |  | 4NXAB032AC3 | 12.5 | 15 | 9 | Yes | Yes | 2015-03-13 |  | 1
FALSE | 4TWR5024G1 | 3222 | 7052566 | TRANE | 4TWR5024G1 | HP | Split System: Heat Pump with Remote Outdoor Unit-Air-Source | 4TWR5024G1 |  | 4NXAB032AC3 | 12.5 | 15 | 8.5 | Yes | Yes | 2015-03-13 |  | 1
FALSE | 4TWR5024G1 | 3222 | 7052567 | TRANE | 4TWR5024G1 | HP | Split System: Heat Pump with Remote Outdoor Unit-Air-Source | 4TWR5024G1 |  | 4NXAB032AC3 | 12.5 | 15 | 8.5 | Yes | Yes | 2015-03-13 |  | 1
FALSE | 4TWR5024G1 | 3222 | 7052568 | TRANE | 4TWR5024G1 | HP | Split System: Heat Pump with Remote Outdoor Unit-Air-Source | 4TWR5024G1 |  | 4NXAB032AC3 | 12.5 | 15 | 8.5 | Yes | Yes | 2015-03-13 |  | 1
FALSE | 4TWR5024G1 | 3222 | 7052569 | TRANE | 4TWR5024G1 | HP | Split System: Heat Pump with Remote Outdoor Unit-Air-Source | 4TWR5024G1 |  | 4NXAB032AC3 | 12.5 | 15 | 8.5 | Yes | Yes | 2015-03-13 |  | 1
FALSE | 4TWR5024G1 | 3222 | 7052570 | TRANE | 4TWR5024G1 | HP | Split System: Heat Pump with Remote Outdoor Unit-Air-Source | 4TWR5024G1 |  | 4NXAB032AC3 | 12.5 | 15 | 9 | Yes | Yes | 2015-03-13 |  | 1
FALSE | 4TWR5024G1 | 3222 | 7052571 | TRANE | 4TWR5024G1 | HP | Split System: Heat Pump with Remote Outdoor Unit-Air-Source | 4TWR5024G1 |  | 4NXAB032AC3 | 12.5 | 15 | 9 | Yes | Yes | 2015-03-13 |  | 1
FALSE | 4TWR5024G1 | 3222 | 7052572 | TRANE | 4TWR5024G1 | HP | Split System: Heat Pump with Remote Outdoor Unit-Air-Source | 4TWR5024G1 |  | 4NXAB032AC3 | 12.5 | 15 | 9 | Yes | Yes | 2015-03-13 |  | 1
FALSE | 4TWR5024G1 | 3222 | 7052573 | TRANE | 4TWR5024G1 | HP | Split System: Heat Pump with Remote Outdoor Unit-Air-Source | 4TWR5024G1 |  | 4NXAB032AC3 | 12.5 | 15 | 9 | Yes | Yes | 2015-03-13 |  | 1
FALSE | 4TWR5024G1 | 3222 | 7052575 | TRANE | 4TWR5024G1 | HP | Split System: Heat Pump with Remote Outdoor Unit-Air-Source | 4TWR5024G1 |  | 4NXAB032AC3 | 12.5 | 15 | 9 | Yes | Yes | 2015-03-13 |  | 1
FALSE | 4TWR5024G1 | 3222 | 7052576 | TRANE | 4TWR5024G1 | HP | Split System: Heat Pump with Remote Outdoor Unit-Air-Source | 4TWR5024G1 |  | 4NXAB032AC3 | 12.5 | 15 | 9 | Yes | Yes | 2015-03-13 |  | 1
FALSE | 4TWR5024G1 | 3222 | 7052577 | TRANE | 4TWR5024G1 | HP | Split System: Heat Pump with Remote Outdoor Unit-Air-Source | 4TWR5024G1 |  | 4NXAB032AC3 | 12.5 | 15 | 9 | Yes | Yes | 2015-03-13 |  | 1
FALSE | 4TWR5024G1 | 3222 | 7052578 | TRANE | 4TWR5024G1 | HP | Split System: Heat Pump with Remote Outdoor Unit-Air-Source | 4TWR5024G1 |  | 4NXAB032AC3 | 12.5 | 15 | 9 | Yes | Yes | 2015-03-13 |  | 1
FALSE | 4TWR5024G1 | 3222 | 7052579 | TRANE | 4TWR5024G1 | HP | Split System: Heat Pump with Remote Outdoor Unit-Air-Source | 4TWR5024G1 |  | 4NXAB032AC3 | 12.5 | 15 | 9 | Yes | Yes | 2015-03-13 |  | 1
FALSE | 4TWR5024G1 | 3222 | 7052602 | TRANE | 4TWR5024G1 | HP | Split System: Heat Pump with Remote Outdoor Unit-Air-Source | 4TWR5024G1 |  | 4NXAB036AC3 | 12.5 | 15 | 8.5 | Yes | Yes | 2015-03-13 |  | 1
FALSE | 4TWR5024G1 | 3222 | 7052603 | TRANE | 4TWR5024G1 | HP | Split System: Heat Pump with Remote Outdoor Unit-Air-Source | 4TWR5024G1 |  | 4NXAB036AC3 | 12.5 | 15 | 8.5 | Yes | Yes | 2015-03-13 |  | 1
FALSE | 4TWR5024G1 | 3222 | 7052604 | TRANE | 4TWR5024G1 | HP | Split System: Heat Pump with Remote Outdoor Unit-Air-Source | 4TWR5024G1 |  | 4NXAB036AC3 | 12.5 | 15 | 8.5 | Yes | Yes | 2015-03-13 |  | 1
FALSE | 4TWR5024G1 | 3222 | 7052605 | TRANE | 4TWR5024G1 | HP | Split System: Heat Pump with Remote Outdoor Unit-Air-Source | 4TWR5024G1 |  | 4NXAB036AC3 | 12.5 | 15 | 8.5 | Yes | Yes | 2015-03-13 |  | 1
FALSE | 4TWR5024G1 | 3222 | 7052606 | TRANE | 4TWR5024G1 | HP | Split System: Heat Pump with Remote Outdoor Unit-Air-Source | 4TWR5024G1 |  | 4NXAB036AC3 | 12.5 | 15 | 8.5 | Yes | Yes | 2015-03-13 |  | 1
FALSE | 4TWR5024G1 | 3222 | 7052607 | TRANE | 4TWR5024G1 | HP | Split System: Heat Pump with Remote Outdoor Unit-Air-Source | 4TWR5024G1 |  | 4NXAB036AC3 | 12.5 | 15 | 8.5 | Yes | Yes | 2015-03-13 |  | 1
FALSE | 4TWR5024G1 | 3222 | 7052609 | TRANE | 4TWR5024G1 | HP | Split System: Heat Pump with Remote Outdoor Unit-Air-Source | 4TWR5024G1 |  | 4NXAB036AC3 | 12.5 | 15 | 8.5 | Yes | Yes | 2015-03-13 |  | 1
FALSE | 4TWR5030G1 | 2430 | 7052626 | TRANE | 4TWR5030G1 | HP | Split System: Heat Pump with Remote Outdoor Unit-Air-Source | 4TWR5030G1 |  | 4NXAB032AC3 | 12.5 | 14.75 | 9 | Yes | Yes | 2015-03-13 |  | 0
FALSE | 4TWR5030G1 | 2430 | 7052627 | TRANE | 4TWR5030G1 | HP | Split System: Heat Pump with Remote Outdoor Unit-Air-Source | 4TWR5030G1 |  | 4NXAB032AC3 | 12.5 | 15 | 9 | Yes | Yes | 2015-03-13 |  | 1
FALSE | 4TWR5030G1 | 2430 | 7052628 | TRANE | 4TWR5030G1 | HP | Split System: Heat Pump with Remote Outdoor Unit-Air-Source | 4TWR5030G1 |  | 4NXAB032AC3 | 12.5 | 15 | 9 | Yes | Yes | 2015-03-13 |  | 1
FALSE | 4TWR5030G1 | 2430 | 7052629 | TRANE | 4TWR5030G1 | HP | Split System: Heat Pump with Remote Outdoor Unit-Air-Source | 4TWR5030G1 |  | 4NXAB032AC3 | 12.5 | 15 | 9 | Yes | Yes | 2015-03-13 |  | 1
FALSE | 4TWR5030G1 | 2430 | 7052630 | TRANE | 4TWR5030G1 | HP | Split System: Heat Pump with Remote Outdoor Unit-Air-Source | 4TWR5030G1 |  | 4NXAB032AC3 | 12.5 | 15 | 9 | Yes | Yes | 2015-03-13 |  | 1
FALSE | 4TWR5030G1 | 2430 | 7052631 | TRANE | 4TWR5030G1 | HP | Split System: Heat Pump with Remote Outdoor Unit-Air-Source | 4TWR5030G1 |  | 4NXAB032AC3 | 12.5 | 15 | 9 | Yes | Yes | 2015-03-13 |  | 1
FALSE | 4TWR5030G1 | 2430 | 7052635 | TRANE | 4TWR5030G1 | HP | Split System: Heat Pump with Remote Outdoor Unit-Air-Source | 4TWR5030G1 |  | 4NXAB032AC3 | 12.5 | 15 | 9 | Yes | Yes | 2015-03-13 |  | 1
FALSE | 4TWR5030G1 | 2430 | 7052636 | TRANE | 4TWR5030G1 | HP | Split System: Heat Pump with Remote Outdoor Unit-Air-Source | 4TWR5030G1 |  | 4NXAB032AC3 | 12.5 | 15 | 9 | Yes | Yes | 2015-03-13 |  | 1
FALSE | 4TWR5030G1 | 2430 | 7052637 | TRANE | 4TWR5030G1 | HP | Split System: Heat Pump with Remote Outdoor Unit-Air-Source | 4TWR5030G1 |  | 4NXAB032AC3 | 12.5 | 15 | 9 | Yes | Yes | 2015-03-13 |  | 1
FALSE | 4TWR5030G1 | 2430 | 7052638 | TRANE | 4TWR5030G1 | HP | Split System: Heat Pump with Remote Outdoor Unit-Air-Source | 4TWR5030G1 |  | 4NXAB032AC3 | 12.5 | 15 | 9 | Yes | Yes | 2015-03-13 |  | 1
FALSE | 4TWR5030G1 | 2430 | 7052639 | TRANE | 4TWR5030G1 | HP | Split System: Heat Pump with Remote Outdoor Unit-Air-Source | 4TWR5030G1 |  | 4NXAB032AC3 | 12.5 | 15 | 9 | Yes | Yes | 2015-03-13 |  | 1
FALSE | 4TWR5030G1 | 2430 | 7052640 | TRANE | 4TWR5030G1 | HP | Split System: Heat Pump with Remote Outdoor Unit-Air-Source | 4TWR5030G1 |  | 4NXAB032AC3 | 12.5 | 15 | 9 | Yes | Yes | 2015-03-13 |  | 1
FALSE | 4TWR5030G1 | 2430 | 7052649 | TRANE | 4TWR5030G1 | HP | Split System: Heat Pump with Remote Outdoor Unit-Air-Source | 4TWR5030G1 |  | 4NXAB032AC3 | 12.5 | 15 | 8.2 | Yes | Yes | 2015-03-13 |  | Below V5.0 Req.
FALSE | 4TWR5030G1 | 2430 | 7052658 | TRANE | 4TWR5030G1 | HP | Split System: Heat Pump with Remote Outdoor Unit-Air-Source | 4TWR5030G1 |  | 4NXAB032AC3 | 12.5 | 15 | 9 | Yes | Yes | 2015-03-13 |  | 1
FALSE | 4TWR5030G1 | 2430 | 7052671 | TRANE | 4TWR5030G1 | HP | Split System: Heat Pump with Remote Outdoor Unit-Air-Source | 4TWR5030G1 |  | 4NXAB036AC3 | 12.5 | 15 | 8.2 | Yes | Yes | 2015-03-13 |  | Below V5.0 Req.
FALSE | 4TWX5024B1 | 3220 | 7052784 | TRANE | 4TWX5024B1 | HP | Split System: Heat Pump with Remote Outdoor Unit-Air-Source | 4TWX5024B1 |  | 4NXAB032AC3 | 12.5 | 15.5 | 9 | Yes | Yes | 2015-03-13 |  | 1
FALSE | 4TWX5024B1 | 3220 | 7052785 | TRANE | 4TWX5024B1 | HP | Split System: Heat Pump with Remote Outdoor Unit-Air-Source | 4TWX5024B1 |  | 4NXAB032AC3 | 12.5 | 15.25 | 9 | Yes | Yes | 2015-03-13 |  | 1
FALSE | 4TWX5024B1 | 3220 | 7052786 | TRANE | 4TWX5024B1 | HP | Split System: Heat Pump with Remote Outdoor Unit-Air-Source | 4TWX5024B1 |  | 4NXAB032AC3 | 12.5 | 15.5 | 9 | Yes | Yes | 2015-03-13 |  | 1
FALSE | 4TWX5024B1 | 3220 | 7052788 | TRANE | 4TWX5024B1 | HP | Split System: Heat Pump with Remote Outdoor Unit-Air-Source | 4TWX5024B1 |  | 4NXAB032AC3 | 12.5 | 15.75 | 9 | Yes | Yes | 2015-03-13 |  | 1
FALSE | 4TWX5024B1 | 3220 | 7052789 | TRANE | 4TWX5024B1 | HP | Split System: Heat Pump with Remote Outdoor Unit-Air-Source | 4TWX5024B1 |  | 4NXAB032AC3 | 12.5 | 15.25 | 9 | Yes | Yes | 2015-03-13 |  | 1
FALSE | 4TWX5024B1 | 3220 | 7052791 | TRANE | 4TWX5024B1 | HP | Split System: Heat Pump with Remote Outdoor Unit-Air-Source | 4TWX5024B1 |  | 4NXAB032AC3 | 12.5 | 15.25 | 8.5 | Yes | Yes | 2015-03-13 |  | 1
FALSE | 4TWX5024B1 | 3220 | 7052793 | TRANE | 4TWX5024B1 | HP | Split System: Heat Pump with Remote Outdoor Unit-Air-Source | 4TWX5024B1 |  | 4NXAB032AC3 | 12 | 14.5 | 8.5 | Yes | Yes | 2015-03-13 |  | 0
FALSE | 4TWX5024B1 | 3220 | 7052796 | TRANE | 4TWX5024B1 | HP | Split System: Heat Pump with Remote Outdoor Unit-Air-Source | 4TWX5024B1 |  | 4NXAB032AC3 | 12.5 | 15.25 | 8.5 | Yes | Yes | 2015-03-13 |  | 1
FALSE | 4TWX5024B1 | 3220 | 7052802 | TRANE | 4TWX5024B1 | HP | Split System: Heat Pump with Remote Outdoor Unit-Air-Source | 4TWX5024B1 |  | 4NXAB032AC3 | 12.5 | 15.25 | 8.5 | Yes | Yes | 2015-03-13 |  | 1
FALSE | 4TWX5024B1 | 3220 | 7052805 | TRANE | 4TWX5024B1 | HP | Split System: Heat Pump with Remote Outdoor Unit-Air-Source | 4TWX5024B1 |  | 4NXAB032AC3 | 12.5 | 15.75 | 9 | Yes | Yes | 2015-03-13 |  | 1
FALSE | 4TWX5024B1 | 3220 | 7052806 | TRANE | 4TWX5024B1 | HP | Split System: Heat Pump with Remote Outdoor Unit-Air-Source | 4TWX5024B1 |  | 4NXAB032AC3 | 12.5 | 15.25 | 9 | Yes | Yes | 2015-03-13 |  | 1
FALSE | 4TWX5024B1 | 3220 | 7052809 | TRANE | 4TWX5024B1 | HP | Split System: Heat Pump with Remote Outdoor Unit-Air-Source | 4TWX5024B1 |  | 4NXAB032AC3 | 12.5 | 15.5 | 9 | Yes | Yes | 2015-03-13 |  | 1
FALSE | 4TWX5024B1 | 3220 | 7052811 | TRANE | 4TWX5024B1 | HP | Split System: Heat Pump with Remote Outdoor Unit-Air-Source | 4TWX5024B1 |  | 4NXAB036AC3 | 12.5 | 15.25 | 8.5 | Yes | Yes | 2015-03-13 |  | 1
FALSE | 4TWX5024B1 | 3220 | 7052812 | TRANE | 4TWX5024B1 | HP | Split System: Heat Pump with Remote Outdoor Unit-Air-Source | 4TWX5024B1 |  | 4NXAB036AC3 | 12 | 14.5 | 8.5 | Yes | Yes | 2015-03-13 |  | 0
FALSE | 4TWX5024B1 | 3220 | 7052815 | TRANE | 4TWX5024B1 | HP | Split System: Heat Pump with Remote Outdoor Unit-Air-Source | 4TWX5024B1 |  | 4NXAB036AC3 | 12.5 | 15.25 | 8.5 | Yes | Yes | 2015-03-13 |  | 1
FALSE | 4TWX5024B1 | 3220 | 7052821 | TRANE | 4TWX5024B1 | HP | Split System: Heat Pump with Remote Outdoor Unit-Air-Source | 4TWX5024B1 |  | 4NXAB036AC3 | 12.5 | 15.25 | 8.5 | Yes | Yes | 2015-03-13 |  | 1
FALSE | 4TWX5024B1 | 3220 | 7052823 | TRANE | 4TWX5024B1 | HP | Split System: Heat Pump with Remote Outdoor Unit-Air-Source | 4TWX5024B1 |  | 4NXAB036AC3 | 12.5 | 15.5 | 9 | Yes | Yes | 2015-03-13 |  | 1
FALSE | 4TWX5024B1 | 3220 | 7052828 | TRANE | 4TWX5024B1 | HP | Split System: Heat Pump with Remote Outdoor Unit-Air-Source | 4TWX5024B1 |  | 4NXAB036AC3 | 12.5 | 15.75 | 9 | Yes | Yes | 2015-03-13 |  | 1
FALSE | 4TWX5024B1 | 3220 | 7052829 | TRANE | 4TWX5024B1 | HP | Split System: Heat Pump with Remote Outdoor Unit-Air-Source | 4TWX5024B1 |  | 4NXAB036AC3 | 12.5 | 15.75 | 9 | Yes | Yes | 2015-03-13 |  | 1
FALSE | 4TWX5024B1 | 3220 | 7052834 | TRANE | 4TWX5024B1 | HP | Split System: Heat Pump with Remote Outdoor Unit-Air-Source | 4TWX5024B1 |  | 4NXAB036AC3 | 12.5 | 15.25 | 9 | Yes | Yes | 2015-03-13 |  | 1
FALSE | 4TWX5030B1 | 2428 | 7052840 | TRANE | 4TWX5030B1 | HP | Split System: Heat Pump with Remote Outdoor Unit-Air-Source | 4TWX5030B1 |  | 4NXAB032AC3 | 12.5 | 15.25 | 9 | Yes | Yes | 2015-03-13 |  | 1
FALSE | 4TWX5030B1 | 2428 | 7052845 | TRANE | 4TWX5030B1 | HP | Split System: Heat Pump with Remote Outdoor Unit-Air-Source | 4TWX5030B1 |  | 4NXAB032AC3 | 12.5 | 15 | 9 | Yes | Yes | 2015-03-13 |  | 1
FALSE | 4TWX5030B1 | 2428 | 7052933 | TRANE | 4TWX5030B1 | HP | Split System: Heat Pump with Remote Outdoor Unit-Air-Source | 4TWX5030B1 |  | 4NXAB036AC3 | 12 | 14.5 | 8.5 | Yes | Yes | 2015-03-13 |  | 0
FALSE | 4TWX5030B1 | 2428 | 7052935 | TRANE | 4TWX5030B1 | HP | Split System: Heat Pump with Remote Outdoor Unit-Air-Source | 4TWX5030B1 |  | 4NXAB036AC3 | 12 | 14.75 | 9 | Yes | Yes | 2015-03-13 |  | 0
FALSE | 4TWX5030B1 | 2428 | 7052937 | TRANE | 4TWX5030B1 | HP | Split System: Heat Pump with Remote Outdoor Unit-Air-Source | 4TWX5030B1 |  | 4NXAB036AC3 | 12.5 | 15 | 9 | Yes | Yes | 2015-03-13 |  | 1
FALSE | 4TWX5030B1 | 2428 | 7052940 | TRANE | 4TWX5030B1 | HP | Split System: Heat Pump with Remote Outdoor Unit-Air-Source | 4TWX5030B1 |  | 4NXAB036AC3 | 12 | 14.5 | 8.2 | Yes | Yes | 2015-03-13 |  | Below V5.0 Req.
FALSE | 4TWX5030B1 | 2428 | 7052949 | TRANE | 4TWX5030B1 | HP | Split System: Heat Pump with Remote Outdoor Unit-Air-Source | 4TWX5030B1 |  | 4NXAB036AC3 | 12 | 14.5 | 8.2 | Yes | Yes | 2015-03-13 |  | Below V5.0 Req.
FALSE | 4TWX5030B1 | 2428 | 7052950 | TRANE | 4TWX5030B1 | HP | Split System: Heat Pump with Remote Outdoor Unit-Air-Source | 4TWX5030B1 |  | 4NXAB036AC3 | 12 | 14.5 | 8.2 | Yes | Yes | 2015-03-13 |  | Below V5.0 Req.
FALSE | 4TWX5036B1 | 2436 | 7052954 | TRANE | 4TWX5036B1 | HP | Split System: Heat Pump with Remote Outdoor Unit-Air-Source | 4TWX5036B1 |  | 4NXAB036AC3 | 12 | 14.5 | 9 | Yes | Yes | 2015-03-13 |  | 0
FALSE | 4TWX5036B1 | 2436 | 7052981 | TRANE | 4TWX5036B1 | HP | Split System: Heat Pump with Remote Outdoor Unit-Air-Source | 4TWX5036B1 |  | 4NXAB036AC3 | 12 | 14.75 | 9 | Yes | Yes | 2015-03-13 |  | 0
FALSE | 4A6H7048A1 | 172 | 7069146 | TRANE | 4TWX8048A1 | HP | Split System: Heat Pump with Remote Outdoor Unit-Air-Source | 4A6H7048A1 |  | 4NXCD009AS3 | 12.5 | 16.5 | 8.5 | Yes | Yes | 2015-03-13 |  | 1
FALSE | 4A6H7048A1 | 172 | 7069148 | TRANE | 4TWX8048A1 | HP | Split System: Heat Pump with Remote Outdoor Unit-Air-Source | 4A6H7048A1 |  | 4NXCD009AS3 | 12.5 | 16.5 | 9 | Yes | Yes | 2015-03-13 |  | 1
FALSE | 4A6H7048A1 | 172 | 7069150 | TRANE | 4TWX8048A1 | HP | Split System: Heat Pump with Remote Outdoor Unit-Air-Source | 4A6H7048A1 |  | 4NXCD009AS3 | 12.5 | 17 | 8.5 | Yes | Yes | 2015-03-13 |  | 1
FALSE | 4TWX8036C1 | 3214 | 7117242 | TRANE | 4TWX8036C1 | HP | Split System: Heat Pump with Remote Outdoor Unit-Air-Source | 4TWX8036C1 |  | 4TXCB004CC3 | 12.2 | 16 | 9 | Yes | Yes | 2015-03-13 |  | 0
FALSE | 4TWX8036C1 | 3214 | 7117245 | TRANE | 4TWX8036C1 | HP | Split System: Heat Pump with Remote Outdoor Unit-Air-Source | 4TWX8036C1 |  | 4TXCB004CC3 | 12.2 | 16 | 9 | Yes | Yes | 2015-03-13 |  | 0
FALSE | 4TWX8036C1 | 3214 | 7117269 | TRANE | 4TWX8036C1 | HP | Split System: Heat Pump with Remote Outdoor Unit-Air-Source | 4TWX8036C1 |  | 4TXCC005CC3 | 12.5 | 16.75 | 9 | Yes | Yes | 2015-03-13 |  | 1
FALSE | 4TWX8036C1 | 3214 | 7117273 | TRANE | 4TWX8036C1 | HP | Split System: Heat Pump with Remote Outdoor Unit-Air-Source | 4TWX8036C1 |  | 4TXCC005CC3 | 12.5 | 16.25 | 9 | Yes | Yes | 2015-03-13 |  | 1
FALSE | 4TWX8036C1 | 3214 | 7117276 | TRANE | 4TWX8036C1 | HP | Split System: Heat Pump with Remote Outdoor Unit-Air-Source | 4TWX8036C1 |  | 4TXCC005CC3 | 12.5 | 16.25 | 9 | Yes | Yes | 2015-03-13 |  | 1
FALSE | 4TWX8036C1 | 3214 | 7117277 | TRANE | 4TWX8036C1 | HP | Split System: Heat Pump with Remote Outdoor Unit-Air-Source | 4TWX8036C1 |  | 4TXCC005CC3 | 12.5 | 16.5 | 9 | Yes | Yes | 2015-03-13 |  | 1
FALSE | 4TWX8036C1 | 3214 | 7117279 | TRANE | 4TWX8036C1 | HP | Split System: Heat Pump with Remote Outdoor Unit-Air-Source | 4TWX8036C1 |  | 4TXCC005CC3 | 12 | 16.25 | 9 | Yes | Yes | 2015-03-13 |  | 0
FALSE | 4TWX8036C1 | 3214 | 7117283 | TRANE | 4TWX8036C1 | HP | Split System: Heat Pump with Remote Outdoor Unit-Air-Source | 4TWX8036C1 |  | 4TXCC005CC3 | 12.2 | 16 | 9 | Yes | Yes | 2015-03-13 |  | 0
FALSE | 4TWX8036C1 | 3214 | 7117284 | TRANE | 4TWX8036C1 | HP | Split System: Heat Pump with Remote Outdoor Unit-Air-Source | 4TWX8036C1 |  | 4TXCC007CC3 | 12.5 | 16.5 | 9 | Yes | Yes | 2015-03-13 |  | 1
FALSE | 4TWX8036C1 | 3214 | 7117290 | TRANE | 4TWX8036C1 | HP | Split System: Heat Pump with Remote Outdoor Unit-Air-Source | 4TWX8036C1 |  | 4TXCC007CC3 | 12.2 | 16.25 | 9 | Yes | Yes | 2015-03-13 |  | 0
FALSE | 4TWX8036C1 | 3214 | 7117292 | TRANE | 4TWX8036C1 | HP | Split System: Heat Pump with Remote Outdoor Unit-Air-Source | 4TWX8036C1 |  | 4TXCC007CC3 | 12.5 | 16.25 | 9 | Yes | Yes | 2015-03-13 |  | 1
FALSE | 4TWX8036C1 | 3214 | 7117294 | TRANE | 4TWX8036C1 | HP | Split System: Heat Pump with Remote Outdoor Unit-Air-Source | 4TWX8036C1 |  | 4TXCC007CC3 | 12.2 | 16.25 | 9 | Yes | Yes | 2015-03-13 |  | 0
FALSE | 4TWX8036C1 | 3214 | 7117299 | TRANE | 4TWX8036C1 | HP | Split System: Heat Pump with Remote Outdoor Unit-Air-Source | 4TWX8036C1 |  | 4TXCC007CC3 | 12.2 | 16 | 9 | Yes | Yes | 2015-03-13 |  | 0
FALSE | 4TWX8036C1 | 3214 | 7117300 | TRANE | 4TWX8036C1 | HP | Split System: Heat Pump with Remote Outdoor Unit-Air-Source | 4TWX8036C1 |  | 4TXCC007CC3 | 12.2 | 16 | 9 | Yes | Yes | 2015-03-13 |  | 0
FALSE | 4TWX8036C1 | 3214 | 7117304 | TRANE | 4TWX8036C1 | HP | Split System: Heat Pump with Remote Outdoor Unit-Air-Source | 4TWX8036C1 |  | 4TXCC007CC3 | 12.2 | 16 | 9 | Yes | Yes | 2015-03-13 |  | 0
FALSE | 4TWX8036C1 | 3214 | 7117315 | TRANE | 4TWX8036C1 | HP | Split System: Heat Pump with Remote Outdoor Unit-Air-Source | 4TWX8036C1 |  | 4TXCC044BC3 | 12.5 | 17 | 9 | Yes | Yes | 2015-03-13 |  | 1
FALSE | 4TWX8036C1 | 3214 | 7117316 | TRANE | 4TWX8036C1 | HP | Split System: Heat Pump with Remote Outdoor Unit-Air-Source | 4TWX8036C1 |  | 4TXCC044BC3 | 12 | 16.5 | 9 | Yes | Yes | 2015-03-13 |  | 0
FALSE | 4TWX8036C1 | 3214 | 7117324 | TRANE | 4TWX8036C1 | HP | Split System: Heat Pump with Remote Outdoor Unit-Air-Source | 4TWX8036C1 |  | 4TXCC044BC3 | 12.5 | 16.25 | 9 | Yes | Yes | 2015-03-13 |  | 1
FALSE | 4TWX8036C1 | 3214 | 7117335 | TRANE | 4TWX8036C1 | HP | Split System: Heat Pump with Remote Outdoor Unit-Air-Source | 4TWX8036C1 |  | 4TXCC049BC3 | 12.2 | 16.25 | 9 | Yes | Yes | 2015-03-13 |  | 0
FALSE | 4TWX8036C1 | 3214 | 7117336 | TRANE | 4TWX8036C1 | HP | Split System: Heat Pump with Remote Outdoor Unit-Air-Source | 4TWX8036C1 |  | 4TXCC049BC3 | 12.5 | 16.75 | 9 | Yes | Yes | 2015-03-13 |  | 1
FALSE | 4TWX8036C1 | 3214 | 7117337 | TRANE | 4TWX8036C1 | HP | Split System: Heat Pump with Remote Outdoor Unit-Air-Source | 4TWX8036C1 |  | 4TXCC049BC3 | 12 | 16.25 | 9 | Yes | Yes | 2015-03-13 |  | 0
FALSE | 4TWX8036C1 | 3214 | 7117349 | TRANE | 4TWX8036C1 | HP | Split System: Heat Pump with Remote Outdoor Unit-Air-Source | 4TWX8036C1 |  | 4TXFH036CZ3 | 12.5 | 17 | 9 | Yes | Yes | 2015-03-13 |  | 1
FALSE | 4A6H7048A1 | 172 | 5767892 | AMERICAN STANDARD | 4A6H7048A1 | HP | Split System: Heat Pump with Remote Outdoor Unit-Air-Source | 4A6H7048A1 |  | 4TXCD061BC3 | 12 | 15.5 | 8.2 | Yes | Yes | 2015-03-13 |  | Below V5.0 Req.
FALSE | 4A6H7048A1 | 172 | 5767896 | AMERICAN STANDARD | 4A6H7048A1 | HP | Split System: Heat Pump with Remote Outdoor Unit-Air-Source | 4A6H7048A1 |  | 4TXCD061BC3 | 12 | 16 | 8.5 | Yes | Yes | 2015-03-13 |  | 0
FALSE | 4A6H7048A1 | 172 | 5767898 | AMERICAN STANDARD | 4A6H7048A1 | HP | Split System: Heat Pump with Remote Outdoor Unit-Air-Source | 4A6H7048A1 |  | 4TXCD061BC3 | 12 | 16 | 8.5 | Yes | Yes | 2015-03-13 |  | 0
FALSE | 4A6H7048A1 | 172 | 5767901 | AMERICAN STANDARD | 4A6H7048A1 | HP | Split System: Heat Pump with Remote Outdoor Unit-Air-Source | 4A6H7048A1 |  | 4TXCD061BC3 | 12 | 16 | 8.5 | Yes | Yes | 2015-03-13 |  | 0
FALSE | 4A6H7048A1 | 172 | 5767904 | AMERICAN STANDARD | 4A6H7048A1 | HP | Split System: Heat Pump with Remote Outdoor Unit-Air-Source | 4A6H7048A1 |  | 4TXCD061BC3 | 12 | 15.5 | 8.2 | Yes | Yes | 2015-03-13 |  | Below V5.0 Req.
FALSE | 4A6H7048A1 | 172 | 5767907 | AMERICAN STANDARD | 4A6H7048A1 | HP | Split System: Heat Pump with Remote Outdoor Unit-Air-Source | 4A6H7048A1 |  | 4TXCD063BC3 | 12.5 | 16.5 | 8.5 | Yes | Yes | 2015-03-13 |  | 1
FALSE | 4A6H7048A1 | 172 | 5767912 | AMERICAN STANDARD | 4A6H7048A1 | HP | Split System: Heat Pump with Remote Outdoor Unit-Air-Source | 4A6H7048A1 |  | 4TXCD063BC3 | 12.5 | 16.5 | 8.5 | Yes | Yes | 2015-03-13 |  | 1
FALSE | 4A6H7048A1 | 172 | 5767927 | AMERICAN STANDARD | 4A6H7048A1 | HP | Split System: Heat Pump with Remote Outdoor Unit-Air-Source | 4A6H7048A1 |  | 4TXCD063BC3 | 12 | 16 | 8.5 | Yes | Yes | 2015-03-13 |  | 0
FALSE | 4A6H7048A1 | 172 | 5767979 | AMERICAN STANDARD | 4A6H7048A1 | HP | Split System: Heat Pump with Remote Outdoor Unit-Air-Source | 4A6H7048A1 |  | 4TXFH063CZ3 | 12.5 | 16.5 | 8.5 | Yes | Yes | 2015-03-13 |  | 1
FALSE | 4A6H7048A1 | 172 | 5767987 | AMERICAN STANDARD | 4A6H7048A1 | HP | Split System: Heat Pump with Remote Outdoor Unit-Air-Source | 4A6H7048A1 |  | 4TXFH063CZ3 | 12 | 16 | 8.2 | Yes | Yes | 2015-03-13 |  | Below V5.0 Req.
FALSE | 4A6H7024A1 | 2884 | 5771535 | AMERICAN STANDARD | 4A6H7024A1 | HP | Split System: Heat Pump with Remote Outdoor Unit-Air-Source | 4A6H7024A1 |  | *AM8A0B30V21+BAYCC24V | 13.25 | 17.25 | 9.5 | Yes | Yes | 2015-03-13 |  | 2
FALSE | 4A6H7024A1 | 2884 | 5771565 | AMERICAN STANDARD | 4A6H7024A1 | HP | Split System: Heat Pump with Remote Outdoor Unit-Air-Source | 4A6H7024A1 |  | 4TXCB003CC3 | 13 | 16.75 | 9 | Yes | Yes | 2015-03-13 |  | 2
FALSE | 4A6H7024A1 | 2884 | 5771572 | AMERICAN STANDARD | 4A6H7024A1 | HP | Split System: Heat Pump with Remote Outdoor Unit-Air-Source | 4A6H7024A1 |  | 4TXCB003CC3 | 12.5 | 16.5 | 9 | Yes | Yes | 2015-03-13 |  | 1
FALSE | 4A6H7024A1 | 2884 | 5771579 | AMERICAN STANDARD | 4A6H7024A1 | HP | Split System: Heat Pump with Remote Outdoor Unit-Air-Source | 4A6H7024A1 |  | 4TXCB003CC3 | 12.5 | 16.5 | 9 | Yes | Yes | 2015-03-13 |  | 1
FALSE | 4A6H7024A1 | 2884 | 5771625 | AMERICAN STANDARD | 4A6H7024A1 | HP | Split System: Heat Pump with Remote Outdoor Unit-Air-Source | 4A6H7024A1 |  | 4TXCB004CC3 | 13 | 16.5 | 9 | Yes | Yes | 2015-03-13 |  | 2
FALSE | 4A6H7024A1 | 2884 | 5771665 | AMERICAN STANDARD | 4A6H7024A1 | HP | Split System: Heat Pump with Remote Outdoor Unit-Air-Source | 4A6H7024A1 |  | 4TXCB004CC3 | 13 | 16.75 | 9 | Yes | Yes | 2015-03-13 |  | 2
FALSE | 4A6H7024A1 | 2884 | 5771749 | AMERICAN STANDARD | 4A6H7024A1 | HP | Split System: Heat Pump with Remote Outdoor Unit-Air-Source | 4A6H7024A1 |  | 4TXCB032BC3 | 12.5 | 16.25 | 8.5 | Yes | Yes | 2015-03-13 |  | 1
FALSE | 4A6H7024A1 | 2884 | 5771786 | AMERICAN STANDARD | 4A6H7024A1 | HP | Split System: Heat Pump with Remote Outdoor Unit-Air-Source | 4A6H7024A1 |  | 4TXCB032BC3 | 12.5 | 16.5 | 8.5 | Yes | Yes | 2015-03-13 |  | 1
FALSE | 4A6H7024A1 | 2884 | 5771801 | AMERICAN STANDARD | 4A6H7024A1 | HP | Split System: Heat Pump with Remote Outdoor Unit-Air-Source | 4A6H7024A1 |  | 4TXCC005CC3 | 13 | 17 | 9 | Yes | Yes | 2015-03-13 |  | 2
FALSE | 4A6H7024A1 | 2884 | 5771849 | AMERICAN STANDARD | 4A6H7024A1 | HP | Split System: Heat Pump with Remote Outdoor Unit-Air-Source | 4A6H7024A1 |  | 4TXCC005CC3 | 12.5 | 16.25 | 9 | Yes | Yes | 2015-03-13 |  | 1
FALSE | 4A6H7024A1 | 2884 | 6479406 | AMERICAN STANDARD | 4A6H7024A1 | HP | Split System: Heat Pump with Remote Outdoor Unit-Air-Source | 4A6H7024A1 |  | GAM5B0A24M21 | 12.5 | 16 | 8.5 | Yes | Yes | 2015-03-13 |  | 1
FALSE | 4A6H7024A1 | 2884 | 6483525 | AMERICAN STANDARD | 4A6H7024A1 | HP | Split System: Heat Pump with Remote Outdoor Unit-Air-Source | 4A6H7024A1 |  | GAM5B0B30M21 | 12.5 | 16 | 9 | Yes | Yes | 2015-03-13 |  | 1
FALSE | 4A6H7036B1 | 3205 | 7068569 | AMERICAN STANDARD | 4A6H7036B1 | HP | Split System: Heat Pump with Remote Outdoor Unit-Air-Source | 4A6H7036B1 |  | 4NXCC005AS3 | 12.5 | 16.5 | 9 | Yes | Yes | 2015-03-13 |  | 1
FALSE | 4A6H7036B1 | 3205 | 7068568 | AMERICAN STANDARD | 4A6H7036B1 | HP | Split System: Heat Pump with Remote Outdoor Unit-Air-Source | 4A6H7036B1 |  | 4NXCB004AS3+HORIZ-RT | 12.5 | 16.5 | 8.5 | Yes | Yes | 2015-03-13 |  | 1
FALSE | 4A6H7036B1 | 3205 | 7068567 | AMERICAN STANDARD | 4A6H7036B1 | HP | Split System: Heat Pump with Remote Outdoor Unit-Air-Source | 4A6H7036B1 |  | 4NXCB004AS3+HORIZ-RT | 12 | 16.25 | 9 | Yes | Yes | 2015-03-13 |  | 0
FALSE | 4A6H7036B1 | 3205 | 7068566 | AMERICAN STANDARD | 4A6H7036B1 | HP | Split System: Heat Pump with Remote Outdoor Unit-Air-Source | 4A6H7036B1 |  | 4NXCB004AS3+HORIZ-RT | 12.2 | 16.25 | 9 | Yes | Yes | 2015-03-13 |  | 0
FALSE | 4A6H7036B1 | 3205 | 7068564 | AMERICAN STANDARD | 4A6H7036B1 | HP | Split System: Heat Pump with Remote Outdoor Unit-Air-Source | 4A6H7036B1 |  | 4NXCB004AS3+HORIZ-RT | 12 | 16 | 9 | Yes | Yes | 2015-03-13 |  | 0
FALSE | 4A6H7036B1 | 3205 | 7068563 | AMERICAN STANDARD | 4A6H7036B1 | HP | Split System: Heat Pump with Remote Outdoor Unit-Air-Source | 4A6H7036B1 |  | 4NXCB004AS3+HORIZ-RT | 12 | 16 | 9 | Yes | Yes | 2015-03-13 |  | 0
FALSE | 4A6H7036B1 | 3205 | 7068562 | AMERICAN STANDARD | 4A6H7036B1 | HP | Split System: Heat Pump with Remote Outdoor Unit-Air-Source | 4A6H7036B1 |  | 4NXCB004AS3+HORIZ-RT | 12 | 16 | 9 | Yes | Yes | 2015-03-13 |  | 0
FALSE | 4A6H7036B1 | 3205 | 7068561 | AMERICAN STANDARD | 4A6H7036B1 | HP | Split System: Heat Pump with Remote Outdoor Unit-Air-Source | 4A6H7036B1 |  | 4NXCB004AS3+HORIZ-RT | 12.2 | 16.5 | 9 | Yes | Yes | 2015-03-13 |  | 0
FALSE | 4A6H7036B1 | 3205 | 7068559 | AMERICAN STANDARD | 4A6H7036B1 | HP | Split System: Heat Pump with Remote Outdoor Unit-Air-Source | 4A6H7036B1 |  | 4NXCB004AS3 | 12 | 16 | 8.5 | Yes | Yes | 2015-03-13 |  | 0
FALSE | 4A6H7036B1 | 3205 | 7068558 | AMERICAN STANDARD | 4A6H7036B1 | HP | Split System: Heat Pump with Remote Outdoor Unit-Air-Source | 4A6H7036B1 |  | 4NXCB004AS3 | 12.2 | 16.25 | 9 | Yes | Yes | 2015-03-13 |  | 0
FALSE | 4A6H7036B1 | 3205 | 7068557 | AMERICAN STANDARD | 4A6H7036B1 | HP | Split System: Heat Pump with Remote Outdoor Unit-Air-Source | 4A6H7036B1 |  | 4NXCB004AS3 | 12.2 | 16.25 | 9 | Yes | Yes | 2015-03-13 |  | 0
FALSE | 4A6H7036B1 | 3205 | 7068556 | AMERICAN STANDARD | 4A6H7036B1 | HP | Split System: Heat Pump with Remote Outdoor Unit-Air-Source | 4A6H7036B1 |  | 4NXCB004AS3 | 12 | 16.25 | 9 | Yes | Yes | 2015-03-13 |  | 0
FALSE | 4A6H7036B1 | 3205 | 7068555 | AMERICAN STANDARD | 4A6H7036B1 | HP | Split System: Heat Pump with Remote Outdoor Unit-Air-Source | 4A6H7036B1 |  | 4NXCB004AS3 | 12.2 | 16.25 | 9 | Yes | Yes | 2015-03-13 |  | 0
FALSE | 4A6H7024A1 | 2884 | 7068006 | AMERICAN STANDARD | 4A6H7024A1 | HP | Split System: Heat Pump with Remote Outdoor Unit-Air-Source | 4A6H7024A1 |  | 4NXCC005AS3+HORIZ-RT | 13.5 | 17 | 9 | Yes | Yes | 2015-03-13 |  | 2
FALSE | 4A6H7024A1 | 2884 | 7068003 | AMERICAN STANDARD | 4A6H7024A1 | HP | Split System: Heat Pump with Remote Outdoor Unit-Air-Source | 4A6H7024A1 |  | 4NXCC005AS3+HORIZ-RT | 13.5 | 17.5 | 9 | Yes | Yes | 2015-03-13 |  | 2
FALSE | 4A6H7024A1 | 2884 | 7068002 | AMERICAN STANDARD | 4A6H7024A1 | HP | Split System: Heat Pump with Remote Outdoor Unit-Air-Source | 4A6H7024A1 |  | 4NXCC005AS3+HORIZ-RT | 13.5 | 17.25 | 9 | Yes | Yes | 2015-03-13 |  | 2
FALSE | 4A6H7024A1 | 2884 | 7067999 | AMERICAN STANDARD | 4A6H7024A1 | HP | Split System: Heat Pump with Remote Outdoor Unit with No Indoor Fan --Air Source | 4A6H7024A1 |  | 4NXCC005AS3+HORIZ-RT | 12.5 | 15 | 8.5 | Yes | Yes | 2015-03-13 |  | 1
FALSE | 4A6H7024A1 | 2884 | 7067995 | AMERICAN STANDARD | 4A6H7024A1 | HP | Split System: Heat Pump with Remote Outdoor Unit-Air-Source | 4A6H7024A1 |  | 4NXCC005AS3+HORIZ-RT | 13.5 | 17.5 | 9 | Yes | Yes | 2015-03-13 |  | 2
FALSE | 4A6H7024A1 | 2884 | 7067994 | AMERICAN STANDARD | 4A6H7024A1 | HP | Split System: Heat Pump with Remote Outdoor Unit-Air-Source | 4A6H7024A1 |  | 4NXCC005AS3+HORIZ-RT | 13.5 | 17 | 9 | Yes | Yes | 2015-03-13 |  | 2
FALSE | 4A6H7024A1 | 2884 | 7067992 | AMERICAN STANDARD | 4A6H7024A1 | HP | Split System: Heat Pump with Remote Outdoor Unit-Air-Source | 4A6H7024A1 |  | 4NXCC005AS3+HORIZ-RT | 13.5 | 17.25 | 9 | Yes | Yes | 2015-03-13 |  | 2
FALSE | 4A6H7024A1 | 2884 | 7067990 | AMERICAN STANDARD | 4A6H7024A1 | HP | Split System: Heat Pump with Remote Outdoor Unit-Air-Source | 4A6H7024A1 |  | 4NXCC005AS3+HORIZ-RT | 13.5 | 17.5 | 9 | Yes | Yes | 2015-03-13 |  | 2
FALSE | 4A6H7024A1 | 2884 | 7067989 | AMERICAN STANDARD | 4A6H7024A1 | HP | Split System: Heat Pump with Remote Outdoor Unit-Air-Source | 4A6H7024A1 |  | 4NXCC005AS3 | 13.5 | 17.25 | 9 | Yes | Yes | 2015-03-13 |  | 2
FALSE | 4A6H7024A1 | 2884 | 7067986 | AMERICAN STANDARD | 4A6H7024A1 | HP | Split System: Heat Pump with Remote Outdoor Unit-Air-Source | 4A6H7024A1 |  | 4NXCC005AS3 | 13.5 | 17.25 | 9 | Yes | Yes | 2015-03-13 |  | 2
FALSE | 4A6H7024A1 | 2884 | 7067982 | AMERICAN STANDARD | 4A6H7024A1 | HP | Split System: Heat Pump with Remote Outdoor Unit-Air-Source | 4A6H7024A1 |  | 4NXCC005AS3 | 13.5 | 17.5 | 9 | Yes | Yes | 2015-03-13 |  | 2
FALSE | 4TWB4036G1 | 2434 | 5176552 | AMERICAN STANDARD | 4TWB4036G1 | HP | Split System: Heat Pump with Remote Outdoor Unit-Air-Source | 4TWB4036G1 |  | 4TXCC007CC3 | 12.5 | 15 | 9 | Yes | Yes | 2015-03-13 |  | 1
FALSE | 4TWB4036G1 | 2434 | 5176726 | AMERICAN STANDARD | 4TWB4036G1 | HP | Split System: Heat Pump with Remote Outdoor Unit-Air-Source | 4TWB4036G1 |  | 4TXCC044BC3 | 12 | 14.5 | 9 | Yes | Yes | 2015-03-13 |  | 0
FALSE | 4TWB4036G1 | 2434 | 5176793 | AMERICAN STANDARD | 4TWB4036G1 | HP | Split System: Heat Pump with Remote Outdoor Unit-Air-Source | 4TWB4036G1 |  | 4TXCD050BC3 | 12.5 | 15 | 9 | Yes | Yes | 2015-03-13 |  | 1
FALSE | 4TWB4036G1 | 2434 | 5176795 | AMERICAN STANDARD | 4TWB4036G1 | HP | Split System: Heat Pump with Remote Outdoor Unit-Air-Source | 4TWB4036G1 |  | 4TXCD050BC3 | 12.5 | 15 | 9 | Yes | Yes | 2015-03-13 |  | 1
FALSE | 4TWB4036G1 | 2434 | 5176285 | AMERICAN STANDARD | 4TWB4036G1 | HP | Split System: Heat Pump with Remote Outdoor Unit-Air-Source | 4TWB4036G1 |  | 4TXCB004CC3 | 12 | 14.5 | 9 | Yes | Yes | 2015-03-13 |  | 0
FALSE | 4TWB4036G1 | 2434 | 5176712 | AMERICAN STANDARD | 4TWB4036G1 | HP | Split System: Heat Pump with Remote Outdoor Unit-Air-Source | 4TWB4036G1 |  | 4TXCC044BC3 | 12 | 14.5 | 9 | Yes | Yes | 2015-03-13 |  | 0
FALSE | 4TWB4036G1 | 2434 | 5176832 | AMERICAN STANDARD | 4TWB4036G1 | HP | Split System: Heat Pump with Remote Outdoor Unit-Air-Source | 4TWB4036G1 |  | 4TXCD050BC3 | 12.5 | 15 | 9 | Yes | Yes | 2015-03-13 |  | 1
FALSE | 4TWB4036G1 | 2434 | 5176836 | AMERICAN STANDARD | 4TWB4036G1 | HP | Split System: Heat Pump with Remote Outdoor Unit-Air-Source | 4TWB4036G1 |  | 4TXCD050BC3 | 12 | 14.5 | 9 | Yes | Yes | 2015-03-13 |  | 0
FALSE | 4TWB4036G1 | 2434 | 5176837 | AMERICAN STANDARD | 4TWB4036G1 | HP | Split System: Heat Pump with Remote Outdoor Unit-Air-Source | 4TWB4036G1 |  | 4TXCD050BC3 | 12 | 14.5 | 9 | Yes | Yes | 2015-03-13 |  | 0
FALSE | 4TWB4036G1 | 2434 | 5176338 | AMERICAN STANDARD | 4TWB4036G1 | HP | Split System: Heat Pump with Remote Outdoor Unit-Air-Source | 4TWB4036G1 |  | 4TXCB032BC3 | 12 | 14.5 | 9 | Yes | Yes | 2015-03-13 |  | 0
FALSE | 4TWB4036G1 | 2434 | 5176702 | AMERICAN STANDARD | 4TWB4036G1 | HP | Split System: Heat Pump with Remote Outdoor Unit-Air-Source | 4TWB4036G1 |  | 4TXCC044BC3 | 12.5 | 15 | 9 | Yes | Yes | 2015-03-13 |  | 1
FALSE | 4TWR4018D1 | 2384 | 5178517 | AMERICAN STANDARD | 4TWB4018G1 | HP | Split System: Heat Pump with Remote Outdoor Unit-Air-Source | 4TWB4018G1 |  | 4TXCB025BC3 | 12.5 | 15 | 8.2 | Yes | Yes | 2015-03-13 |  | Below V5.0 Req.
FALSE | 4TWR4018D1 | 2384 | 5178518 | AMERICAN STANDARD | 4TWB4018G1 | HP | Split System: Heat Pump with Remote Outdoor Unit-Air-Source | 4TWB4018G1 |  | 4TXCB025BC3 | 12.5 | 15 | 8.2 | Yes | Yes | 2015-03-13 |  | Below V5.0 Req.
FALSE | 4TWR4018D1 | 2384 | 5178506 | AMERICAN STANDARD | 4TWB4018G1 | HP | Split System: Heat Pump with Remote Outdoor Unit-Air-Source | 4TWB4018G1 |  | 4TXCB025BC3 | 12.5 | 15 | 8.2 | Yes | Yes | 2015-03-13 |  | Below V5.0 Req.
FALSE | 4TWR4018D1 | 2384 | 5178508 | AMERICAN STANDARD | 4TWB4018G1 | HP | Split System: Heat Pump with Remote Outdoor Unit-Air-Source | 4TWB4018G1 |  | 4TXCB025BC3 | 12.5 | 15 | 8.2 | Yes | Yes | 2015-03-13 |  | Below V5.0 Req.
FALSE | 4TWR4018D1 | 2384 | 5178510 | AMERICAN STANDARD | 4TWB4018G1 | HP | Split System: Heat Pump with Remote Outdoor Unit-Air-Source | 4TWB4018G1 |  | 4TXCB025BC3 | 12.5 | 15 | 8.2 | Yes | Yes | 2015-03-13 |  | Below V5.0 Req.
FALSE | 4TWR4018D1 | 2384 | 5178511 | AMERICAN STANDARD | 4TWB4018G1 | HP | Split System: Heat Pump with Remote Outdoor Unit-Air-Source | 4TWB4018G1 |  | 4TXCB025BC3 | 12.5 | 15 | 8.2 | Yes | Yes | 2015-03-13 |  | Below V5.0 Req.
FALSE | 4TWR4018D1 | 2384 | 5178512 | AMERICAN STANDARD | 4TWB4018G1 | HP | Split System: Heat Pump with Remote Outdoor Unit-Air-Source | 4TWB4018G1 |  | 4TXCB025BC3 | 12.5 | 15 | 8.2 | Yes | Yes | 2015-03-13 |  | Below V5.0 Req.
FALSE | 4TWR4018D1 | 2384 | 5178513 | AMERICAN STANDARD | 4TWB4018G1 | HP | Split System: Heat Pump with Remote Outdoor Unit-Air-Source | 4TWB4018G1 |  | 4TXCB025BC3 | 12.5 | 15 | 8.2 | Yes | Yes | 2015-03-13 |  | Below V5.0 Req.
FALSE | 4TWR4018D1 | 2384 | 5178520 | AMERICAN STANDARD | 4TWB4018G1 | HP | Split System: Heat Pump with Remote Outdoor Unit-Air-Source | 4TWB4018G1 |  | 4TXCB031BC3 | 12.5 | 15 | 8.2 | Yes | Yes | 2015-03-13 |  | Below V5.0 Req.
FALSE | 4TWR4018D1 | 2384 | 5178521 | AMERICAN STANDARD | 4TWB4018G1 | HP | Split System: Heat Pump with Remote Outdoor Unit-Air-Source | 4TWB4018G1 |  | 4TXCB032BC3 | 12.5 | 15 | 8.5 | Yes | Yes | 2015-03-13 |  | 1
FALSE | 4TWR4018D1 | 2384 | 5178529 | AMERICAN STANDARD | 4TWB4018G1 | HP | Split System: Heat Pump with Remote Outdoor Unit-Air-Source | 4TWB4018G1 |  | 4TXFH024CZ3 | 12.5 | 15 | 8.5 | Yes | Yes | 2015-03-13 |  | 1
FALSE | 4TWR4018D1 | 2384 | 5178528 | AMERICAN STANDARD | 4TWB4018G1 | HP | Split System: Heat Pump with Remote Outdoor Unit-Air-Source | 4TWB4018G1 |  | 4TXFH024CZ3 | 12.5 | 15 | 8.5 | Yes | Yes | 2015-03-13 |  | 1
FALSE | 4TWR4018D1 | 2384 | 5178527 | AMERICAN STANDARD | 4TWB4018G1 | HP | Split System: Heat Pump with Remote Outdoor Unit-Air-Source | 4TWB4018G1 |  | 4TXFH024CZ3 | 12.5 | 15 | 8.5 | Yes | Yes | 2015-03-13 |  | 1
FALSE | 4TWR4030D1 | 2429 | 5176161 | AMERICAN STANDARD | 4TWB4030G1 | HP | Split System: Heat Pump with Remote Outdoor Unit-Air-Source | 4TWB4030G1 |  | 4TXFH041CC3 | 12.5 | 15 | 8.2 | Yes | Yes | 2015-03-13 |  | Below V5.0 Req.
FALSE | 4TWR4030D1 | 2429 | 5176135 | AMERICAN STANDARD | 4TWB4030G1 | HP | Split System: Heat Pump with Remote Outdoor Unit-Air-Source | 4TWB4030G1 |  | 4TXFH041CC3 | 12.5 | 15 | 8.2 | Yes | Yes | 2015-03-13 |  | Below V5.0 Req.
FALSE | 4TWR4030D1 | 2429 | 5176136 | AMERICAN STANDARD | 4TWB4030G1 | HP | Split System: Heat Pump with Remote Outdoor Unit-Air-Source | 4TWB4030G1 |  | 4TXFH041CC3 | 12.5 | 15 | 8.2 | Yes | Yes | 2015-03-13 |  | Below V5.0 Req.
FALSE | 4TWR4030D1 | 2429 | 5176137 | AMERICAN STANDARD | 4TWB4030G1 | HP | Split System: Heat Pump with Remote Outdoor Unit-Air-Source | 4TWB4030G1 |  | 4TXFH041CC3 | 12 | 14.5 | 8.2 | Yes | Yes | 2015-03-13 |  | Below V5.0 Req.
FALSE | 4TWR4030D1 | 2429 | 5176139 | AMERICAN STANDARD | 4TWB4030G1 | HP | Split System: Heat Pump with Remote Outdoor Unit-Air-Source | 4TWB4030G1 |  | 4TXFH041CC3 | 12.5 | 15 | 8.2 | Yes | Yes | 2015-03-13 |  | Below V5.0 Req.
FALSE | 4TWR5030G1 | 2430 | 5021992 | AMERICAN STANDARD | 4A6H5030G1 | HP | Split System: Heat Pump with Remote Outdoor Unit-Air-Source | 4TWR5030G1 |  | 4TXCB004CC3 | 12.5 | 15 | 9 | Yes | Yes | 2015-03-13 |  | 1
FALSE | 4TWB4024G1 | 3221 | 5175838 | AMERICAN STANDARD | 4TWB4024G1 | HP | Split System: Heat Pump with Remote Outdoor Unit-Air-Source | 4TWB4024G1 |  | 4TXCB025BC3 | 12 | 15 | 8.7 | Yes | Yes | 2015-03-13 |  | 0
FALSE | 4TWB4024G1 | 3221 | 5175854 | AMERICAN STANDARD | 4TWB4024G1 | HP | Split System: Heat Pump with Remote Outdoor Unit-Air-Source | 4TWB4024G1 |  | 4TXCB025BC3 | 12.5 | 15 | 8.5 | Yes | Yes | 2015-03-13 |  | 1
FALSE | 4TWB4024G1 | 3221 | 5175852 | AMERICAN STANDARD | 4TWB4024G1 | HP | Split System: Heat Pump with Remote Outdoor Unit-Air-Source | 4TWB4024G1 |  | 4TXCB025BC3 | 12.5 | 15 | 8.5 | Yes | Yes | 2015-03-13 |  | 1
FALSE | 4TWB4024G1 | 3221 | 5175861 | AMERICAN STANDARD | 4TWB4024G1 | HP | Split System: Heat Pump with Remote Outdoor Unit-Air-Source | 4TWB4024G1 |  | 4TXCB031BC3 | 12.5 | 15 | 8.7 | Yes | Yes | 2015-03-13 |  | 1
FALSE | 4TWB4024G1 | 3221 | 5175862 | AMERICAN STANDARD | 4TWB4024G1 | HP | Split System: Heat Pump with Remote Outdoor Unit-Air-Source | 4TWB4024G1 |  | 4TXCB031BC3 | 12.5 | 15 | 8.5 | Yes | Yes | 2015-03-13 |  | 1
FALSE | 4TWB4024G1 | 3221 | 5175863 | AMERICAN STANDARD | 4TWB4024G1 | HP | Split System: Heat Pump with Remote Outdoor Unit-Air-Source | 4TWB4024G1 |  | 4TXCB031BC3 | 12.5 | 15 | 8.5 | Yes | Yes | 2015-03-13 |  | 1
FALSE | 4TWB4024G1 | 3221 | 5175864 | AMERICAN STANDARD | 4TWB4024G1 | HP | Split System: Heat Pump with Remote Outdoor Unit-Air-Source | 4TWB4024G1 |  | 4TXCB031BC3 | 12.5 | 15 | 8.5 | Yes | Yes | 2015-03-13 |  | 1
FALSE | 4TWB4024G1 | 3221 | 5175865 | AMERICAN STANDARD | 4TWB4024G1 | HP | Split System: Heat Pump with Remote Outdoor Unit-Air-Source | 4TWB4024G1 |  | 4TXCB031BC3 | 12.5 | 15 | 8.5 | Yes | Yes | 2015-03-13 |  | 1
FALSE | 4TWB4024G1 | 3221 | 5175872 | AMERICAN STANDARD | 4TWB4024G1 | HP | Split System: Heat Pump with Remote Outdoor Unit-Air-Source | 4TWB4024G1 |  | 4TXCB032BC3 | 12.5 | 15 | 8.7 | Yes | Yes | 2015-03-13 |  | 1
FALSE | 4TWB4024G1 | 3221 | 5175871 | AMERICAN STANDARD | 4TWB4024G1 | HP | Split System: Heat Pump with Remote Outdoor Unit-Air-Source | 4TWB4024G1 |  | 4TXCB032BC3 | 12.5 | 15 | 8.7 | Yes | Yes | 2015-03-13 |  | 1
FALSE | 4TWB4024G1 | 3221 | 5175870 | AMERICAN STANDARD | 4TWB4024G1 | HP | Split System: Heat Pump with Remote Outdoor Unit-Air-Source | 4TWB4024G1 |  | 4TXCB032BC3 | 12.5 | 15 | 8.7 | Yes | Yes | 2015-03-13 |  | 1
FALSE | 4TWB4036G1 | 2434 | 5176225 | AMERICAN STANDARD | 4TWB4036G1 | HP | Split System: Heat Pump with Remote Outdoor Unit-Air-Source | 4TWB4036G1 |  | 4TXCC044BC3 | 12 | 14.5 | 8.5 | Yes | Yes | 2015-03-13 |  | 0
FALSE | 4TWB4036G1 | 2434 | 5176230 | AMERICAN STANDARD | 4TWB4036G1 | HP | Split System: Heat Pump with Remote Outdoor Unit-Air-Source | 4TWB4036G1 |  | 4TXCC049BC3 | 12 | 14.5 | 8.5 | Yes | Yes | 2015-03-13 |  | 0
FALSE | 4TWR4030D1 | 2429 | 5176063 | AMERICAN STANDARD | 4TWB4030G1 | HP | Split System: Heat Pump with Remote Outdoor Unit-Air-Source | 4TWB4030G1 |  | 4TXCC044BC3 | 12.5 | 15 | 8.7 | Yes | Yes | 2015-03-13 |  | 1
FALSE | 4TWR4030D1 | 2429 | 5176065 | AMERICAN STANDARD | 4TWB4030G1 | HP | Split System: Heat Pump with Remote Outdoor Unit-Air-Source | 4TWB4030G1 |  | 4TXCC044BC3 | 12.5 | 15 | 8.5 | Yes | Yes | 2015-03-13 |  | 1
FALSE | 4TWR4030D1 | 2429 | 5176066 | AMERICAN STANDARD | 4TWB4030G1 | HP | Split System: Heat Pump with Remote Outdoor Unit-Air-Source | 4TWB4030G1 |  | 4TXCC044BC3 | 12.5 | 15 | 8.5 | Yes | Yes | 2015-03-13 |  | 1
FALSE | 4TWR4030D1 | 2429 | 5176068 | AMERICAN STANDARD | 4TWB4030G1 | HP | Split System: Heat Pump with Remote Outdoor Unit-Air-Source | 4TWB4030G1 |  | 4TXCC044BC3 | 12.5 | 15 | 8.5 | Yes | Yes | 2015-03-13 |  | 1
FALSE | 4TWR4030D1 | 2429 | 5176078 | AMERICAN STANDARD | 4TWB4030G1 | HP | Split System: Heat Pump with Remote Outdoor Unit-Air-Source | 4TWB4030G1 |  | 4TXCC044BC3 | 12.5 | 15 | 8.5 | Yes | Yes | 2015-03-13 |  | 1
FALSE | 4TWR4030D1 | 2429 | 5176084 | AMERICAN STANDARD | 4TWB4030G1 | HP | Split System: Heat Pump with Remote Outdoor Unit-Air-Source | 4TWB4030G1 |  | 4TXCC044BC3 | 12.5 | 15 | 8.5 | Yes | Yes | 2015-03-13 |  | 1
FALSE | 4TWR5024G1 | 3222 | 5021087 | AMERICAN STANDARD | 4A6H5024G1 | HP | Split System: Heat Pump with Remote Outdoor Unit-Air-Source | 4TWR5024G1 |  | *AM4A0A24S21+TDR | 12 | 14.5 | 9 | Yes | Yes | 2015-03-13 |  | 0
FALSE | 4TWB4024G1 | 3221 | 5175832 | AMERICAN STANDARD | 4TWB4024G1 | HP | Split System: Heat Pump with Remote Outdoor Unit-Air-Source | 4TWB4024G1 |  | 4TXCB003CC3 | 12.5 | 15 | 8.7 | Yes | Yes | 2015-03-13 |  | 1
FALSE | 4TWB4024G1 | 3221 | 5175829 | AMERICAN STANDARD | 4TWB4024G1 | HP | Split System: Heat Pump with Remote Outdoor Unit-Air-Source | 4TWB4024G1 |  | 4TXCB003CC3 | 12.5 | 15 | 8.7 | Yes | Yes | 2015-03-13 |  | 1
FALSE | 4TWB4024G1 | 3221 | 5175828 | AMERICAN STANDARD | 4TWB4024G1 | HP | Split System: Heat Pump with Remote Outdoor Unit-Air-Source | 4TWB4024G1 |  | 4TXCB003CC3 | 12.5 | 15 | 8.7 | Yes | Yes | 2015-03-13 |  | 1
FALSE | 4TWB4024G1 | 3221 | 5175827 | AMERICAN STANDARD | 4TWB4024G1 | HP | Split System: Heat Pump with Remote Outdoor Unit-Air-Source | 4TWB4024G1 |  | 4TXCB003CC3 | 12.5 | 15 | 8.7 | Yes | Yes | 2015-03-13 |  | 1
FALSE | 4TWB4024G1 | 3221 | 5175837 | AMERICAN STANDARD | 4TWB4024G1 | HP | Split System: Heat Pump with Remote Outdoor Unit-Air-Source | 4TWB4024G1 |  | 4TXCB025BC3 | 12.5 | 15 | 8.7 | Yes | Yes | 2015-03-13 |  | 1
FALSE | 4TWB4024G1 | 3221 | 5175851 | AMERICAN STANDARD | 4TWB4024G1 | HP | Split System: Heat Pump with Remote Outdoor Unit-Air-Source | 4TWB4024G1 |  | 4TXCB025BC3 | 12.5 | 15 | 8.5 | Yes | Yes | 2015-03-13 |  | 1
FALSE | 4TWR4030D1 | 2429 | 5175974 | AMERICAN STANDARD | 4TWB4030G1 | HP | Split System: Heat Pump with Remote Outdoor Unit-Air-Source | 4TWB4030G1 |  | 4TXCB032BC3 | 12 | 14.5 | 8.2 | Yes | Yes | 2015-03-13 |  | Below V5.0 Req.
FALSE | 4TWR4030D1 | 2429 | 5175973 | AMERICAN STANDARD | 4TWB4030G1 | HP | Split System: Heat Pump with Remote Outdoor Unit-Air-Source | 4TWB4030G1 |  | 4TXCB032BC3 | 12 | 14.5 | 8.2 | Yes | Yes | 2015-03-13 |  | Below V5.0 Req.
FALSE | 4TWR4030D1 | 2429 | 5175988 | AMERICAN STANDARD | 4TWB4030G1 | HP | Split System: Heat Pump with Remote Outdoor Unit-Air-Source | 4TWB4030G1 |  | 4TXCB036BC3 | 12 | 14.5 | 8.2 | Yes | Yes | 2015-03-13 |  | Below V5.0 Req.
FALSE | 4TWR4030D1 | 2429 | 5175989 | AMERICAN STANDARD | 4TWB4030G1 | HP | Split System: Heat Pump with Remote Outdoor Unit-Air-Source | 4TWB4030G1 |  | 4TXCB036BC3 | 12 | 14.5 | 8.2 | Yes | Yes | 2015-03-13 |  | Below V5.0 Req.
FALSE | 4TWR4030D1 | 2429 | 5175999 | AMERICAN STANDARD | 4TWB4030G1 | HP | Split System: Heat Pump with Remote Outdoor Unit-Air-Source | 4TWB4030G1 |  | 4TXCB042BC3 | 12 | 14.5 | 8.2 | Yes | Yes | 2015-03-13 |  | Below V5.0 Req.
FALSE | 4TWR4030D1 | 2429 | 5176087 | AMERICAN STANDARD | 4TWB4030G1 | HP | Split System: Heat Pump with Remote Outdoor Unit-Air-Source | 4TWB4030G1 |  | 4TXCC044BC3 | 12.5 | 15 | 8.5 | Yes | Yes | 2015-03-13 |  | 1
FALSE | 4TWR4030D1 | 2429 | 5176094 | AMERICAN STANDARD | 4TWB4030G1 | HP | Split System: Heat Pump with Remote Outdoor Unit-Air-Source | 4TWB4030G1 |  | 4TXCC049BC3 | 12.5 | 15 | 8.5 | Yes | Yes | 2015-03-13 |  | 1
FALSE | 4TWR4030D1 | 2429 | 5176088 | AMERICAN STANDARD | 4TWB4030G1 | HP | Split System: Heat Pump with Remote Outdoor Unit-Air-Source | 4TWB4030G1 |  | 4TXCC044BC3 | 12.5 | 15 | 8.5 | Yes | Yes | 2015-03-13 |  | 1
FALSE | 4TWR4030D1 | 2429 | 5176159 | AMERICAN STANDARD | 4TWB4030G1 | HP | Split System: Heat Pump with Remote Outdoor Unit-Air-Source | 4TWB4030G1 |  | 4TXFH041CC3 | 12.5 | 15 | 8.2 | Yes | Yes | 2015-03-13 |  | Below V5.0 Req.
FALSE | 4TWR4030D1 | 2429 | 5176160 | AMERICAN STANDARD | 4TWB4030G1 | HP | Split System: Heat Pump with Remote Outdoor Unit-Air-Source | 4TWB4030G1 |  | 4TXFH041CC3 | 12.5 | 15 | 8.2 | Yes | Yes | 2015-03-13 |  | Below V5.0 Req.
FALSE | 4TWR4030D1 | 2429 | 5175951 | AMERICAN STANDARD | 4TWB4030G1 | HP | Split System: Heat Pump with Remote Outdoor Unit-Air-Source | 4TWB4030G1 |  | 4TXCB004CC3 | 12.5 | 15 | 8.7 | Yes | Yes | 2015-03-13 |  | 1
FALSE | 4TWR4030D1 | 2429 | 5175952 | AMERICAN STANDARD | 4TWB4030G1 | HP | Split System: Heat Pump with Remote Outdoor Unit-Air-Source | 4TWB4030G1 |  | 4TXCB004CC3 | 12.5 | 15 | 8.7 | Yes | Yes | 2015-03-13 |  | 1
FALSE | 4TWR4030D1 | 2429 | 5175953 | AMERICAN STANDARD | 4TWB4030G1 | HP | Split System: Heat Pump with Remote Outdoor Unit-Air-Source | 4TWB4030G1 |  | 4TXCB004CC3 | 12.5 | 15 | 8.7 | Yes | Yes | 2015-03-13 |  | 1
FALSE | 4TWR4030D1 | 2429 | 5175971 | AMERICAN STANDARD | 4TWB4030G1 | HP | Split System: Heat Pump with Remote Outdoor Unit-Air-Source | 4TWB4030G1 |  | 4TXCB032BC3 | 12.5 | 15 | 8.7 | Yes | Yes | 2015-03-13 |  | 1
FALSE | 4TWR4030D1 | 2429 | 5175995 | AMERICAN STANDARD | 4TWB4030G1 | HP | Split System: Heat Pump with Remote Outdoor Unit-Air-Source | 4TWB4030G1 |  | 4TXCB036BC3 | 12.5 | 15 | 8.7 | Yes | Yes | 2015-03-13 |  | 1
FALSE | 4TWR4030D1 | 2429 | 5175994 | AMERICAN STANDARD | 4TWB4030G1 | HP | Split System: Heat Pump with Remote Outdoor Unit-Air-Source | 4TWB4030G1 |  | 4TXCB036BC3 | 12.5 | 15 | 8.7 | Yes | Yes | 2015-03-13 |  | 1
FALSE | 4TWR4030D1 | 2429 | 5175993 | AMERICAN STANDARD | 4TWB4030G1 | HP | Split System: Heat Pump with Remote Outdoor Unit-Air-Source | 4TWB4030G1 |  | 4TXCB036BC3 | 12.5 | 15 | 8.7 | Yes | Yes | 2015-03-13 |  | 1
FALSE | 4TWR4030D1 | 2429 | 5176006 | AMERICAN STANDARD | 4TWB4030G1 | HP | Split System: Heat Pump with Remote Outdoor Unit-Air-Source | 4TWB4030G1 |  | 4TXCB042BC3 | 12 | 15 | 8.7 | Yes | Yes | 2015-03-13 |  | 0
FALSE | 4TWR4030D1 | 2429 | 5176002 | AMERICAN STANDARD | 4TWB4030G1 | HP | Split System: Heat Pump with Remote Outdoor Unit-Air-Source | 4TWB4030G1 |  | 4TXCB042BC3 | 12.5 | 15 | 8.7 | Yes | Yes | 2015-03-13 |  | 1
FALSE | 4TWR4030D1 | 2429 | 5176003 | AMERICAN STANDARD | 4TWB4030G1 | HP | Split System: Heat Pump with Remote Outdoor Unit-Air-Source | 4TWB4030G1 |  | 4TXCB042BC3 | 12.5 | 15 | 8.7 | Yes | Yes | 2015-03-13 |  | 1
FALSE | 4TWR4030D1 | 2429 | 5176013 | AMERICAN STANDARD | 4TWB4030G1 | HP | Split System: Heat Pump with Remote Outdoor Unit-Air-Source | 4TWB4030G1 |  | 4TXCC005CC3 | 12.5 | 15 | 8.7 | Yes | Yes | 2015-03-13 |  | 1
FALSE | 4TWB4024G1 | 3221 | 5175884 | AMERICAN STANDARD | 4TWB4024G1 | HP | Split System: Heat Pump with Remote Outdoor Unit-Air-Source | 4TWB4024G1 |  | 4TXCB036BC3 | 12.5 | 15 | 8.7 | Yes | Yes | 2015-03-13 |  | 1
FALSE | 4TWB4024G1 | 3221 | 5175883 | AMERICAN STANDARD | 4TWB4024G1 | HP | Split System: Heat Pump with Remote Outdoor Unit-Air-Source | 4TWB4024G1 |  | 4TXCB036BC3 | 12.5 | 15 | 8.7 | Yes | Yes | 2015-03-13 |  | 1
FALSE | 4TWB4024G1 | 3221 | 5175887 | AMERICAN STANDARD | 4TWB4024G1 | HP | Split System: Heat Pump with Remote Outdoor Unit-Air-Source | 4TWB4024G1 |  | 4TXCB036BC3 | 12.5 | 15 | 8.7 | Yes | Yes | 2015-03-13 |  | 1
FALSE | 4TWB4024G1 | 3221 | 5175888 | AMERICAN STANDARD | 4TWB4024G1 | HP | Split System: Heat Pump with Remote Outdoor Unit-Air-Source | 4TWB4024G1 |  | 4TXCC005CC3 | 12.5 | 16 | 8.7 | Yes | Yes | 2015-03-13 |  | 1
FALSE | 4TWB4024G1 | 3221 | 5175896 | AMERICAN STANDARD | 4TWB4024G1 | HP | Split System: Heat Pump with Remote Outdoor Unit-Air-Source | 4TWB4024G1 |  | 4TXCC037BC3 | 12.5 | 15 | 8.7 | Yes | Yes | 2015-03-13 |  | 1
FALSE | 4TWB4024G1 | 3221 | 5175889 | AMERICAN STANDARD | 4TWB4024G1 | HP | Split System: Heat Pump with Remote Outdoor Unit-Air-Source | 4TWB4024G1 |  | 4TXCC037BC3 | 12.5 | 15 | 8.7 | Yes | Yes | 2015-03-13 |  | 1
FALSE | 4TWB4024G1 | 3221 | 5175935 | AMERICAN STANDARD | 4TWB4024G1 | HP | Split System: Heat Pump with Remote Outdoor Unit-Air-Source | 4TWB4024G1 |  | GAF2A0A24S21+TDR | 12 | 14.5 | 8.5 | Yes | Yes | 2015-03-13 |  | 0
FALSE | 4TWR4030D1 | 2429 | 5176021 | AMERICAN STANDARD | 4TWB4030G1 | HP | Split System: Heat Pump with Remote Outdoor Unit-Air-Source | 4TWB4030G1 |  | 4TXCC007CC3 | 12.5 | 15 | 8.7 | Yes | Yes | 2015-03-13 |  | 1
FALSE | 4TWR4030D1 | 2429 | 5176039 | AMERICAN STANDARD | 4TWB4030G1 | HP | Split System: Heat Pump with Remote Outdoor Unit-Air-Source | 4TWB4030G1 |  | 4TXCC037BC3 | 12.5 | 15 | 8.7 | Yes | Yes | 2015-03-13 |  | 1
FALSE | 4TWR4030D1 | 2429 | 5176040 | AMERICAN STANDARD | 4TWB4030G1 | HP | Split System: Heat Pump with Remote Outdoor Unit-Air-Source | 4TWB4030G1 |  | 4TXCC037BC3 | 12.5 | 15 | 8.7 | Yes | Yes | 2015-03-13 |  | 1
FALSE | 4TWR4030D1 | 2429 | 5176041 | AMERICAN STANDARD | 4TWB4030G1 | HP | Split System: Heat Pump with Remote Outdoor Unit-Air-Source | 4TWB4030G1 |  | 4TXCC037BC3 | 12.5 | 15 | 8.7 | Yes | Yes | 2015-03-13 |  | 1
FALSE | 4TWR4030D1 | 2429 | 5176042 | AMERICAN STANDARD | 4TWB4030G1 | HP | Split System: Heat Pump with Remote Outdoor Unit-Air-Source | 4TWB4030G1 |  | 4TXCC037BC3 | 12.5 | 15 | 8.7 | Yes | Yes | 2015-03-13 |  | 1
FALSE | 4TWR4030D1 | 2429 | 5176156 | AMERICAN STANDARD | 4TWB4030G1 | HP | Split System: Heat Pump with Remote Outdoor Unit-Air-Source | 4TWB4030G1 |  | 4TXFH041CC3 | 12.5 | 15 | 8.5 | Yes | Yes | 2015-03-13 |  | 1
FALSE | 4TWR4018D1 | 2384 | 5175818 | AMERICAN STANDARD | 4TWB4018G1 | HP | Split System: Heat Pump with Remote Outdoor Unit-Air-Source | 4TWB4018G1 |  | 4TXCB032BC3 | 12.5 | 15 | 8.2 | Yes | Yes | 2015-03-13 |  | Below V5.0 Req.
FALSE | 4TWR4030D1 | 2429 | 5176057 | AMERICAN STANDARD | 4TWB4030G1 | HP | Split System: Heat Pump with Remote Outdoor Unit-Air-Source | 4TWB4030G1 |  | 4TXCC044BC3 | 12.5 | 15 | 8.5 | Yes | Yes | 2015-03-13 |  | 1
FALSE | 4TWR4030D1 | 2429 | 5176092 | AMERICAN STANDARD | 4TWB4030G1 | HP | Split System: Heat Pump with Remote Outdoor Unit-Air-Source | 4TWB4030G1 |  | 4TXCC049BC3 | 12.5 | 15 | 8.5 | Yes | Yes | 2015-03-13 |  | 1
FALSE | 4TWR4030D1 | 2429 | 5176117 | AMERICAN STANDARD | 4TWB4030G1 | HP | Split System: Heat Pump with Remote Outdoor Unit-Air-Source | 4TWB4030G1 |  | 4TXFH033CC3 | 12 | 14.5 | 8.5 | Yes | Yes | 2015-03-13 |  | 0
FALSE | 4TWR4030D1 | 2429 | 5176116 | AMERICAN STANDARD | 4TWB4030G1 | HP | Split System: Heat Pump with Remote Outdoor Unit-Air-Source | 4TWB4030G1 |  | 4TXFH033CC3 | 12 | 14.5 | 8.5 | Yes | Yes | 2015-03-13 |  | 0
FALSE | 4TWB4024G1 | 3221 | 5175836 | AMERICAN STANDARD | 4TWB4024G1 | HP | Split System: Heat Pump with Remote Outdoor Unit-Air-Source | 4TWB4024G1 |  | 4TXCB003CC3 | 12.5 | 15 | 8.7 | Yes | Yes | 2015-03-13 |  | 1
FALSE | 4TWB4024G1 | 3221 | 5175835 | AMERICAN STANDARD | 4TWB4024G1 | HP | Split System: Heat Pump with Remote Outdoor Unit-Air-Source | 4TWB4024G1 |  | 4TXCB003CC3 | 12.5 | 15 | 8.7 | Yes | Yes | 2015-03-13 |  | 1
FALSE | 4TWB4024G1 | 3221 | 5175834 | AMERICAN STANDARD | 4TWB4024G1 | HP | Split System: Heat Pump with Remote Outdoor Unit-Air-Source | 4TWB4024G1 |  | 4TXCB003CC3 | 12.5 | 15 | 8.7 | Yes | Yes | 2015-03-13 |  | 1
FALSE | 4TWB4024G1 | 3221 | 5175833 | AMERICAN STANDARD | 4TWB4024G1 | HP | Split System: Heat Pump with Remote Outdoor Unit-Air-Source | 4TWB4024G1 |  | 4TXCB003CC3 | 12.5 | 15 | 8.7 | Yes | Yes | 2015-03-13 |  | 1
FALSE | 4TWB4024G1 | 3221 | 5175844 | AMERICAN STANDARD | 4TWB4024G1 | HP | Split System: Heat Pump with Remote Outdoor Unit-Air-Source | 4TWB4024G1 |  | 4TXCB025BC3 | 12.5 | 15 | 8.5 | Yes | Yes | 2015-03-13 |  | 1
FALSE | 4TWB4024G1 | 3221 | 5175845 | AMERICAN STANDARD | 4TWB4024G1 | HP | Split System: Heat Pump with Remote Outdoor Unit-Air-Source | 4TWB4024G1 |  | 4TXCB025BC3 | 12.5 | 15 | 8.5 | Yes | Yes | 2015-03-13 |  | 1
FALSE | 4TWB4024G1 | 3221 | 5175846 | AMERICAN STANDARD | 4TWB4024G1 | HP | Split System: Heat Pump with Remote Outdoor Unit-Air-Source | 4TWB4024G1 |  | 4TXCB025BC3 | 12.5 | 15 | 8.7 | Yes | Yes | 2015-03-13 |  | 1
FALSE | 4TWB4024G1 | 3221 | 5175847 | AMERICAN STANDARD | 4TWB4024G1 | HP | Split System: Heat Pump with Remote Outdoor Unit-Air-Source | 4TWB4024G1 |  | 4TXCB025BC3 | 12.5 | 15 | 8.7 | Yes | Yes | 2015-03-13 |  | 1
FALSE | 4TWB4024G1 | 3221 | 5175848 | AMERICAN STANDARD | 4TWB4024G1 | HP | Split System: Heat Pump with Remote Outdoor Unit-Air-Source | 4TWB4024G1 |  | 4TXCB025BC3 | 12 | 14.5 | 8.7 | Yes | Yes | 2015-03-13 |  | 0
FALSE | 4TWB4024G1 | 3221 | 5175849 | AMERICAN STANDARD | 4TWB4024G1 | HP | Split System: Heat Pump with Remote Outdoor Unit-Air-Source | 4TWB4024G1 |  | 4TXCB025BC3 | 12 | 14.5 | 8.5 | Yes | Yes | 2015-03-13 |  | 0
FALSE | 4TWB4024G1 | 3221 | 5175850 | AMERICAN STANDARD | 4TWB4024G1 | HP | Split System: Heat Pump with Remote Outdoor Unit-Air-Source | 4TWB4024G1 |  | 4TXCB025BC3 | 12.5 | 15 | 8.5 | Yes | Yes | 2015-03-13 |  | 1
FALSE | 4TWB4024G1 | 3221 | 5175840 | AMERICAN STANDARD | 4TWB4024G1 | HP | Split System: Heat Pump with Remote Outdoor Unit-Air-Source | 4TWB4024G1 |  | 4TXCB025BC3 | 12 | 14.5 | 8.5 | Yes | Yes | 2015-03-13 |  | 0
FALSE | 4TWB4024G1 | 3221 | 5175841 | AMERICAN STANDARD | 4TWB4024G1 | HP | Split System: Heat Pump with Remote Outdoor Unit-Air-Source | 4TWB4024G1 |  | 4TXCB025BC3 | 12.5 | 15 | 8.5 | Yes | Yes | 2015-03-13 |  | 1
FALSE | 4TWR4030D1 | 2429 | 5176133 | AMERICAN STANDARD | 4TWB4030G1 | HP | Split System: Heat Pump with Remote Outdoor Unit-Air-Source | 4TWB4030G1 |  | 4TXFH036CZ3 | 12.5 | 15 | 8.5 | Yes | Yes | 2015-03-13 |  | 1
FALSE | 4TWR4030D1 | 2429 | 5176131 | AMERICAN STANDARD | 4TWB4030G1 | HP | Split System: Heat Pump with Remote Outdoor Unit-Air-Source | 4TWB4030G1 |  | 4TXFH036CZ3 | 12.5 | 15 | 8.5 | Yes | Yes | 2015-03-13 |  | 1
FALSE | 4TWR4030D1 | 2429 | 5176130 | AMERICAN STANDARD | 4TWB4030G1 | HP | Split System: Heat Pump with Remote Outdoor Unit-Air-Source | 4TWB4030G1 |  | 4TXFH036CZ3 | 12.5 | 15 | 8.5 | Yes | Yes | 2015-03-13 |  | 1
FALSE | 4TWR4030D1 | 2429 | 5176129 | AMERICAN STANDARD | 4TWB4030G1 | HP | Split System: Heat Pump with Remote Outdoor Unit-Air-Source | 4TWB4030G1 |  | 4TXFH036CZ3 | 12.5 | 15 | 8.5 | Yes | Yes | 2015-03-13 |  | 1
FALSE | 4TWR4030D1 | 2429 | 5176134 | AMERICAN STANDARD | 4TWB4030G1 | HP | Split System: Heat Pump with Remote Outdoor Unit-Air-Source | 4TWB4030G1 |  | 4TXFH036CZ3 | 12.5 | 15 | 8.7 | Yes | Yes | 2015-03-13 |  | 1
FALSE | 4TWR4030D1 | 2429 | 5176127 | AMERICAN STANDARD | 4TWB4030G1 | HP | Split System: Heat Pump with Remote Outdoor Unit-Air-Source | 4TWB4030G1 |  | 4TXFH036CZ3 | 12.5 | 15 | 8.7 | Yes | Yes | 2015-03-13 |  | 1
FALSE | 4TWR4030D1 | 2429 | 5176126 | AMERICAN STANDARD | 4TWB4030G1 | HP | Split System: Heat Pump with Remote Outdoor Unit-Air-Source | 4TWB4030G1 |  | 4TXFH036CZ3 | 12.5 | 15 | 8.7 | Yes | Yes | 2015-03-13 |  | 1
FALSE | 4TWR4030D1 | 2429 | 5176125 | AMERICAN STANDARD | 4TWB4030G1 | HP | Split System: Heat Pump with Remote Outdoor Unit-Air-Source | 4TWB4030G1 |  | 4TXFH036CZ3 | 12.5 | 15.5 | 8.7 | Yes | Yes | 2015-03-13 |  | 1
FALSE | 4TWR4030D1 | 2429 | 5176140 | AMERICAN STANDARD | 4TWB4030G1 | HP | Split System: Heat Pump with Remote Outdoor Unit-Air-Source | 4TWB4030G1 |  | 4TXFH041CC3 | 12.5 | 15 | 8.5 | Yes | Yes | 2015-03-13 |  | 1
FALSE | 4TWR4030D1 | 2429 | 5176141 | AMERICAN STANDARD | 4TWB4030G1 | HP | Split System: Heat Pump with Remote Outdoor Unit-Air-Source | 4TWB4030G1 |  | 4TXFH041CC3 | 12.5 | 15 | 8.5 | Yes | Yes | 2015-03-13 |  | 1
FALSE | 4TWR4030D1 | 2429 | 5176142 | AMERICAN STANDARD | 4TWB4030G1 | HP | Split System: Heat Pump with Remote Outdoor Unit-Air-Source | 4TWB4030G1 |  | 4TXFH041CC3 | 12.5 | 15 | 8.5 | Yes | Yes | 2015-03-13 |  | 1
FALSE | 4TWR4030D1 | 2429 | 5176143 | AMERICAN STANDARD | 4TWB4030G1 | HP | Split System: Heat Pump with Remote Outdoor Unit-Air-Source | 4TWB4030G1 |  | 4TXFH041CC3 | 12.5 | 15 | 8.5 | Yes | Yes | 2015-03-13 |  | 1
FALSE | 4TWR4030D1 | 2429 | 5176144 | AMERICAN STANDARD | 4TWB4030G1 | HP | Split System: Heat Pump with Remote Outdoor Unit-Air-Source | 4TWB4030G1 |  | 4TXFH041CC3 | 12.5 | 15 | 8.7 | Yes | Yes | 2015-03-13 |  | 1
FALSE | 4TWR4030D1 | 2429 | 5176145 | AMERICAN STANDARD | 4TWB4030G1 | HP | Split System: Heat Pump with Remote Outdoor Unit-Air-Source | 4TWB4030G1 |  | 4TXFH041CC3 | 12.5 | 15 | 8.7 | Yes | Yes | 2015-03-13 |  | 1
FALSE | 4TWR4030D1 | 2429 | 5176146 | AMERICAN STANDARD | 4TWB4030G1 | HP | Split System: Heat Pump with Remote Outdoor Unit-Air-Source | 4TWB4030G1 |  | 4TXFH041CC3 | 12.5 | 15 | 8.5 | Yes | Yes | 2015-03-13 |  | 1
FALSE | 4TWR4030D1 | 2429 | 5176147 | AMERICAN STANDARD | 4TWB4030G1 | HP | Split System: Heat Pump with Remote Outdoor Unit-Air-Source | 4TWB4030G1 |  | 4TXFH041CC3 | 12.5 | 15 | 8.5 | Yes | Yes | 2015-03-13 |  | 1
FALSE | 4TWR4030D1 | 2429 | 5176148 | AMERICAN STANDARD | 4TWB4030G1 | HP | Split System: Heat Pump with Remote Outdoor Unit-Air-Source | 4TWB4030G1 |  | 4TXFH041CC3 | 12 | 14.5 | 8.5 | Yes | Yes | 2015-03-13 |  | 0
FALSE | 4TWR4030D1 | 2429 | 5176149 | AMERICAN STANDARD | 4TWB4030G1 | HP | Split System: Heat Pump with Remote Outdoor Unit-Air-Source | 4TWB4030G1 |  | 4TXFH041CC3 | 12.5 | 15 | 8.5 | Yes | Yes | 2015-03-13 |  | 1
FALSE | 4TWR4030D1 | 2429 | 5176150 | AMERICAN STANDARD | 4TWB4030G1 | HP | Split System: Heat Pump with Remote Outdoor Unit-Air-Source | 4TWB4030G1 |  | 4TXFH041CC3 | 12.5 | 15 | 8.5 | Yes | Yes | 2015-03-13 |  | 1
FALSE | 4TWR4030D1 | 2429 | 5176151 | AMERICAN STANDARD | 4TWB4030G1 | HP | Split System: Heat Pump with Remote Outdoor Unit-Air-Source | 4TWB4030G1 |  | 4TXFH041CC3 | 12.5 | 15 | 8.5 | Yes | Yes | 2015-03-13 |  | 1
FALSE | 4TWR4030D1 | 2429 | 5176152 | AMERICAN STANDARD | 4TWB4030G1 | HP | Split System: Heat Pump with Remote Outdoor Unit-Air-Source | 4TWB4030G1 |  | 4TXFH041CC3 | 12.5 | 15 | 8.5 | Yes | Yes | 2015-03-13 |  | 1
FALSE | 4TWR4030D1 | 2429 | 5176154 | AMERICAN STANDARD | 4TWB4030G1 | HP | Split System: Heat Pump with Remote Outdoor Unit-Air-Source | 4TWB4030G1 |  | 4TXFH041CC3 | 12.5 | 15 | 8.5 | Yes | Yes | 2015-03-13 |  | 1
FALSE | 4TWR4030D1 | 2429 | 5176155 | AMERICAN STANDARD | 4TWB4030G1 | HP | Split System: Heat Pump with Remote Outdoor Unit-Air-Source | 4TWB4030G1 |  | 4TXFH041CC3 | 12.5 | 15 | 8.5 | Yes | Yes | 2015-03-13 |  | 1
FALSE | 4TWB4024G1 | 3221 | 5175842 | AMERICAN STANDARD | 4TWB4024G1 | HP | Split System: Heat Pump with Remote Outdoor Unit-Air-Source | 4TWB4024G1 |  | 4TXCB025BC3 | 12.5 | 15 | 8.5 | Yes | Yes | 2015-03-13 |  | 1
FALSE | 4TWR5049E1 | 2560 | 5009330 | AMERICAN STANDARD | 4A6H5049E1 | HP | Split System: Heat Pump with Remote Outdoor Unit-Air-Source | 4TWR5049E1 |  | 4TXCD061BC3 | 12 | 14.75 | 8.2 | Yes | Yes | 2015-03-13 |  | Below V5.0 Req.
FALSE | 4TWR5049E1 | 2560 | 5009331 | AMERICAN STANDARD | 4A6H5049E1 | HP | Split System: Heat Pump with Remote Outdoor Unit-Air-Source | 4TWR5049E1 |  | 4TXCD061BC3 | 12 | 14.75 | 8.2 | Yes | Yes | 2015-03-13 |  | Below V5.0 Req.
FALSE | 4TWR5049E1 | 2560 | 5009332 | AMERICAN STANDARD | 4A6H5049E1 | HP | Split System: Heat Pump with Remote Outdoor Unit-Air-Source | 4TWR5049E1 |  | 4TXCD064BC3 | 12 | 14.75 | 8.2 | Yes | Yes | 2015-03-13 |  | Below V5.0 Req.
FALSE | 4TWB4024G1 | 3221 | 5175843 | AMERICAN STANDARD | 4TWB4024G1 | HP | Split System: Heat Pump with Remote Outdoor Unit-Air-Source | 4TWB4024G1 |  | 4TXCB025BC3 | 12 | 14.5 | 8.5 | Yes | Yes | 2015-03-13 |  | 0
FALSE | 4TWB4024G1 | 3221 | 5175866 | AMERICAN STANDARD | 4TWB4024G1 | HP | Split System: Heat Pump with Remote Outdoor Unit-Air-Source | 4TWB4024G1 |  | 4TXCB031BC3 | 12.5 | 15 | 8.5 | Yes | Yes | 2015-03-13 |  | 1
FALSE | 4TWB4024G1 | 3221 | 5175867 | AMERICAN STANDARD | 4TWB4024G1 | HP | Split System: Heat Pump with Remote Outdoor Unit-Air-Source | 4TWB4024G1 |  | 4TXCB031BC3 | 12.5 | 15 | 8.5 | Yes | Yes | 2015-03-13 |  | 1
FALSE | 4TWB4024G1 | 3221 | 5175856 | AMERICAN STANDARD | 4TWB4024G1 | HP | Split System: Heat Pump with Remote Outdoor Unit-Air-Source | 4TWB4024G1 |  | 4TXCB031BC3 | 12.5 | 15 | 8.7 | Yes | Yes | 2015-03-13 |  | 1
FALSE | 4TWB4024G1 | 3221 | 5175857 | AMERICAN STANDARD | 4TWB4024G1 | HP | Split System: Heat Pump with Remote Outdoor Unit-Air-Source | 4TWB4024G1 |  | 4TXCB031BC3 | 12.5 | 15 | 8.7 | Yes | Yes | 2015-03-13 |  | 1
FALSE | 4TWB4024G1 | 3221 | 5175858 | AMERICAN STANDARD | 4TWB4024G1 | HP | Split System: Heat Pump with Remote Outdoor Unit-Air-Source | 4TWB4024G1 |  | 4TXCB031BC3 | 12.5 | 15 | 8.5 | Yes | Yes | 2015-03-13 |  | 1
FALSE | 4TWB4024G1 | 3221 | 5175859 | AMERICAN STANDARD | 4TWB4024G1 | HP | Split System: Heat Pump with Remote Outdoor Unit-Air-Source | 4TWB4024G1 |  | 4TXCB031BC3 | 12.5 | 15 | 8.5 | Yes | Yes | 2015-03-13 |  | 1
FALSE | 4TWB4024G1 | 3221 | 5175868 | AMERICAN STANDARD | 4TWB4024G1 | HP | Split System: Heat Pump with Remote Outdoor Unit-Air-Source | 4TWB4024G1 |  | 4TXCB032BC3 | 12.5 | 15 | 8.7 | Yes | Yes | 2015-03-13 |  | 1
FALSE | 4TWB4024G1 | 3221 | 5175878 | AMERICAN STANDARD | 4TWB4024G1 | HP | Split System: Heat Pump with Remote Outdoor Unit-Air-Source | 4TWB4024G1 |  | 4TXCB032BC3 | 12.5 | 15 | 8.7 | Yes | Yes | 2015-03-13 |  | 1
FALSE | 4TWB4024G1 | 3221 | 5175879 | AMERICAN STANDARD | 4TWB4024G1 | HP | Split System: Heat Pump with Remote Outdoor Unit-Air-Source | 4TWB4024G1 |  | 4TXCB032BC3 | 12.5 | 15 | 8.7 | Yes | Yes | 2015-03-13 |  | 1
FALSE | 4TWB4036G1 | 2434 | 5176212 | AMERICAN STANDARD | 4TWB4036G1 | HP | Split System: Heat Pump with Remote Outdoor Unit-Air-Source | 4TWB4036G1 |  | 4TXCB048BC3 | 12 | 14.5 | 9 | Yes | Yes | 2015-03-13 |  | 0
FALSE | 4TWB4036G1 | 2434 | 5176228 | AMERICAN STANDARD | 4TWB4036G1 | HP | Split System: Heat Pump with Remote Outdoor Unit-Air-Source | 4TWB4036G1 |  | 4TXCC044BC3 | 12 | 14.5 | 9 | Yes | Yes | 2015-03-13 |  | 0
FALSE | 4TWB4024G1 | 3221 | 5175877 | AMERICAN STANDARD | 4TWB4024G1 | HP | Split System: Heat Pump with Remote Outdoor Unit-Air-Source | 4TWB4024G1 |  | 4TXCB032BC3 | 12.5 | 15 | 8.7 | Yes | Yes | 2015-03-13 |  | 1
FALSE | 4TWB4024G1 | 3221 | 5175875 | AMERICAN STANDARD | 4TWB4024G1 | HP | Split System: Heat Pump with Remote Outdoor Unit-Air-Source | 4TWB4024G1 |  | 4TXCB032BC3 | 12.5 | 15 | 8.7 | Yes | Yes | 2015-03-13 |  | 1
FALSE | 4TWB4024G1 | 3221 | 5175881 | AMERICAN STANDARD | 4TWB4024G1 | HP | Split System: Heat Pump with Remote Outdoor Unit-Air-Source | 4TWB4024G1 |  | 4TXCB036BC3 | 12.5 | 15 | 8.7 | Yes | Yes | 2015-03-13 |  | 1
FALSE | 4TWB4024G1 | 3221 | 5175880 | AMERICAN STANDARD | 4TWB4024G1 | HP | Split System: Heat Pump with Remote Outdoor Unit-Air-Source | 4TWB4024G1 |  | 4TXCB036BC3 | 12.5 | 15 | 8.7 | Yes | Yes | 2015-03-13 |  | 1
FALSE | 4TWB4024G1 | 3221 | 5175890 | AMERICAN STANDARD | 4TWB4024G1 | HP | Split System: Heat Pump with Remote Outdoor Unit-Air-Source | 4TWB4024G1 |  | 4TXCC037BC3 | 12.5 | 15 | 8.7 | Yes | Yes | 2015-03-13 |  | 1
FALSE | 4TWB4024G1 | 3221 | 5175891 | AMERICAN STANDARD | 4TWB4024G1 | HP | Split System: Heat Pump with Remote Outdoor Unit-Air-Source | 4TWB4024G1 |  | 4TXCC037BC3 | 12.5 | 15 | 8.7 | Yes | Yes | 2015-03-13 |  | 1
FALSE | 4TWB4024G1 | 3221 | 5175892 | AMERICAN STANDARD | 4TWB4024G1 | HP | Split System: Heat Pump with Remote Outdoor Unit-Air-Source | 4TWB4024G1 |  | 4TXCC037BC3 | 12.5 | 15 | 8.7 | Yes | Yes | 2015-03-13 |  | 1
FALSE | 4TWB4024G1 | 3221 | 5175923 | AMERICAN STANDARD | 4TWB4024G1 | HP | Split System: Heat Pump with Remote Outdoor Unit-Air-Source | 4TWB4024G1 |  | 4TXFH041CC3 | 12.5 | 15.5 | 8.8 | Yes | Yes | 2015-03-13 |  | 1
FALSE | 4TWB4024G1 | 3221 | 5175924 | AMERICAN STANDARD | 4TWB4024G1 | HP | Split System: Heat Pump with Remote Outdoor Unit-Air-Source | 4TWB4024G1 |  | 4TXFH041CC3 | 12.5 | 15.5 | 8.8 | Yes | Yes | 2015-03-13 |  | 1
FALSE | 4TWB4024G1 | 3221 | 5175932 | AMERICAN STANDARD | 4TWB4024G1 | HP | Split System: Heat Pump with Remote Outdoor Unit-Air-Source | 4TWB4024G1 |  | 4TXFH041CC3 | 12.5 | 15.5 | 8.8 | Yes | Yes | 2015-03-13 |  | 1
FALSE | 4TWB4024G1 | 3221 | 5175930 | AMERICAN STANDARD | 4TWB4024G1 | HP | Split System: Heat Pump with Remote Outdoor Unit-Air-Source | 4TWB4024G1 |  | 4TXFH041CC3 | 12.5 | 15.5 | 8.8 | Yes | Yes | 2015-03-13 |  | 1
FALSE | 4TWR5024G1 | 3222 | 5021153 | AMERICAN STANDARD | 4A6H5024G1 | HP | Split System: Heat Pump with Remote Outdoor Unit-Air-Source | 4TWR5024G1 |  | 4TXCB036BC3 | 13 | 15.5 | 9 | Yes | Yes | 2015-03-13 |  | 1
FALSE | 4TWR5024G1 | 3222 | 5021154 | AMERICAN STANDARD | 4A6H5024G1 | HP | Split System: Heat Pump with Remote Outdoor Unit-Air-Source | 4TWR5024G1 |  | 4TXCB036BC3 | 13 | 15.5 | 9.2 | Yes | Yes | 2015-03-13 |  | 1
FALSE | 4TWR5024G1 | 3222 | 5021155 | AMERICAN STANDARD | 4A6H5024G1 | HP | Split System: Heat Pump with Remote Outdoor Unit-Air-Source | 4TWR5024G1 |  | 4TXCB036BC3 | 12.5 | 15 | 9 | Yes | Yes | 2015-03-13 |  | 1
FALSE | 4TWR5024G1 | 3222 | 5021165 | AMERICAN STANDARD | 4A6H5024G1 | HP | Split System: Heat Pump with Remote Outdoor Unit-Air-Source | 4TWR5024G1 |  | 4TXCC037BC3 | 12.5 | 15 | 9 | Yes | Yes | 2015-03-13 |  | 1
FALSE | 4TWR5024G1 | 3222 | 5021164 | AMERICAN STANDARD | 4A6H5024G1 | HP | Split System: Heat Pump with Remote Outdoor Unit-Air-Source | 4TWR5024G1 |  | 4TXCC037BC3 | 12.5 | 15 | 9 | Yes | Yes | 2015-03-13 |  | 1
FALSE | 4TWR5024G1 | 3222 | 5021162 | AMERICAN STANDARD | 4A6H5024G1 | HP | Split System: Heat Pump with Remote Outdoor Unit-Air-Source | 4TWR5024G1 |  | 4TXCC037BC3 | 13 | 15.5 | 9.2 | Yes | Yes | 2015-03-13 |  | 1
FALSE | 4TWR5024G1 | 3222 | 5021167 | AMERICAN STANDARD | 4A6H5024G1 | HP | Split System: Heat Pump with Remote Outdoor Unit-Air-Source | 4TWR5024G1 |  | 4TXCC037BC3 | 13 | 15.5 | 9.2 | Yes | Yes | 2015-03-13 |  | 1
FALSE | 4TWR5030G1 | 2430 | 5022020 | AMERICAN STANDARD | 4A6H5030G1 | HP | Split System: Heat Pump with Remote Outdoor Unit-Air-Source | 4TWR5030G1 |  | 4TXCB036BC3 | 12.5 | 15 | 9 | Yes | Yes | 2015-03-13 |  | 1
FALSE | 4TWR5030G1 | 2430 | 5022021 | AMERICAN STANDARD | 4A6H5030G1 | HP | Split System: Heat Pump with Remote Outdoor Unit-Air-Source | 4TWR5030G1 |  | 4TXCB036BC3 | 12.5 | 15 | 9 | Yes | Yes | 2015-03-13 |  | 1
FALSE | 4TWR5030G1 | 2430 | 5022031 | AMERICAN STANDARD | 4A6H5030G1 | HP | Split System: Heat Pump with Remote Outdoor Unit-Air-Source | 4TWR5030G1 |  | 4TXCB042BC3 | 12.5 | 15 | 9 | Yes | Yes | 2015-03-13 |  | 1
FALSE | 4TWR5030G1 | 2430 | 5022030 | AMERICAN STANDARD | 4A6H5030G1 | HP | Split System: Heat Pump with Remote Outdoor Unit-Air-Source | 4TWR5030G1 |  | 4TXCB042BC3 | 12.5 | 15 | 9 | Yes | Yes | 2015-03-13 |  | 1
FALSE | 4TWR5024G1 | 3222 | 5021171 | AMERICAN STANDARD | 4A6H5024G1 | HP | Split System: Heat Pump with Remote Outdoor Unit-Air-Source | 4TWR5024G1 |  | 4TXCC043BC3 | 13 | 15.5 | 9.2 | Yes | Yes | 2015-03-13 |  | 1
FALSE | 4TWR5024G1 | 3222 | 5021172 | AMERICAN STANDARD | 4A6H5024G1 | HP | Split System: Heat Pump with Remote Outdoor Unit-Air-Source | 4TWR5024G1 |  | 4TXCC043BC3 | 13 | 15.5 | 9.2 | Yes | Yes | 2015-03-13 |  | 1
FALSE | 4TWR5024G1 | 3222 | 5021178 | AMERICAN STANDARD | 4A6H5024G1 | HP | Split System: Heat Pump with Remote Outdoor Unit-Air-Source | 4TWR5024G1 |  | 4TXFH024CZ3 | 13 | 15.5 | 9.2 | Yes | Yes | 2015-03-13 |  | 1
FALSE | 4TWR5024G1 | 3222 | 5021177 | AMERICAN STANDARD | 4A6H5024G1 | HP | Split System: Heat Pump with Remote Outdoor Unit-Air-Source | 4TWR5024G1 |  | 4TXFH024CZ3 | 13 | 15.5 | 9.2 | Yes | Yes | 2015-03-13 |  | 1
FALSE | 4TWB4024G1 | 3221 | 5175909 | AMERICAN STANDARD | 4TWB4024G1 | HP | Split System: Heat Pump with Remote Outdoor Unit-Air-Source | 4TWB4024G1 |  | 4TXFH033CC3 | 12.5 | 15 | 8.7 | Yes | Yes | 2015-03-13 |  | 1
FALSE | 4TWB4024G1 | 3221 | 5175908 | AMERICAN STANDARD | 4TWB4024G1 | HP | Split System: Heat Pump with Remote Outdoor Unit-Air-Source | 4TWB4024G1 |  | 4TXFH033CC3 | 12 | 14.5 | 8.7 | Yes | Yes | 2015-03-13 |  | 0
FALSE | 4TWB4049E1 | 2559 | 5071598 | AMERICAN STANDARD | 4TWB4049E1 | HP | Split System: Heat Pump with Remote Outdoor Unit-Air-Source | 4TWB4049E1 |  | 4TXCD061BC3 | 12 | 14.5 | 8.2 | Yes | Yes | 2015-03-13 |  | Below V5.0 Req.
FALSE | 4TWB4049E1 | 2559 | 5071599 | AMERICAN STANDARD | 4TWB4049E1 | HP | Split System: Heat Pump with Remote Outdoor Unit-Air-Source | 4TWB4049E1 |  | 4TXCD061BC3 | 12 | 14.5 | 8.2 | Yes | Yes | 2015-03-13 |  | Below V5.0 Req.
FALSE | 4TWB4049E1 | 2559 | 5071634 | AMERICAN STANDARD | 4TWB4049E1 | HP | Split System: Heat Pump with Remote Outdoor Unit-Air-Source | 4TWB4049E1 |  | 4TXCD064BC3 | 12 | 14.5 | 8.2 | Yes | Yes | 2015-03-13 |  | Below V5.0 Req.
FALSE | 4TWR5024G1 | 3222 | 5021126 | AMERICAN STANDARD | 4A6H5024G1 | HP | Split System: Heat Pump with Remote Outdoor Unit-Air-Source | 4TWR5024G1 |  | 4TXCB031BC3 | 12.5 | 15 | 8.7 | Yes | Yes | 2015-03-13 |  | 1
FALSE | 4TWR5024G1 | 3222 | 5021145 | AMERICAN STANDARD | 4A6H5024G1 | HP | Split System: Heat Pump with Remote Outdoor Unit-Air-Source | 4TWR5024G1 |  | 4TXCB032BC3 | 13 | 15.5 | 9 | Yes | Yes | 2015-03-13 |  | 1
FALSE | 4TWR5024G1 | 3222 | 5021138 | AMERICAN STANDARD | 4A6H5024G1 | HP | Split System: Heat Pump with Remote Outdoor Unit-Air-Source | 4TWR5024G1 |  | 4TXCB032BC3 | 12.5 | 15.25 | 9.2 | Yes | Yes | 2015-03-13 |  | 1
FALSE | 4TWR5024G1 | 3222 | 5021137 | AMERICAN STANDARD | 4A6H5024G1 | HP | Split System: Heat Pump with Remote Outdoor Unit-Air-Source | 4TWR5024G1 |  | 4TXCB032BC3 | 12.5 | 15.25 | 9.2 | Yes | Yes | 2015-03-13 |  | 1
FALSE | 4TWR5024G1 | 3222 | 5021148 | AMERICAN STANDARD | 4A6H5024G1 | HP | Split System: Heat Pump with Remote Outdoor Unit-Air-Source | 4TWR5024G1 |  | 4TXCB036BC3 | 13 | 15.5 | 9 | Yes | Yes | 2015-03-13 |  | 1
FALSE | 4TWB4024G1 | 3221 | 5175839 | AMERICAN STANDARD | 4TWB4024G1 | HP | Split System: Heat Pump with Remote Outdoor Unit-Air-Source | 4TWB4024G1 |  | 4TXCB025BC3 | 12.5 | 15 | 8.5 | Yes | Yes | 2015-03-13 |  | 1
FALSE | 4TWB4024G1 | 3221 | 5175860 | AMERICAN STANDARD | 4TWB4024G1 | HP | Split System: Heat Pump with Remote Outdoor Unit-Air-Source | 4TWB4024G1 |  | 4TXCB031BC3 | 12.5 | 15 | 8.5 | Yes | Yes | 2015-03-13 |  | 1
FALSE | 4TWB4024G1 | 3221 | 5175874 | AMERICAN STANDARD | 4TWB4024G1 | HP | Split System: Heat Pump with Remote Outdoor Unit-Air-Source | 4TWB4024G1 |  | 4TXCB032BC3 | 12.5 | 15 | 8.5 | Yes | Yes | 2015-03-13 |  | 1
FALSE | 4TWB4024G1 | 3221 | 5175886 | AMERICAN STANDARD | 4TWB4024G1 | HP | Split System: Heat Pump with Remote Outdoor Unit-Air-Source | 4TWB4024G1 |  | 4TXCB036BC3 | 12.5 | 15 | 8.5 | Yes | Yes | 2015-03-13 |  | 1
FALSE | 4TWB4024G1 | 3221 | 5175894 | AMERICAN STANDARD | 4TWB4024G1 | HP | Split System: Heat Pump with Remote Outdoor Unit-Air-Source | 4TWB4024G1 |  | 4TXCC037BC3 | 12.5 | 15 | 8.5 | Yes | Yes | 2015-03-13 |  | 1
FALSE | 4TWB4024G1 | 3221 | 5175907 | AMERICAN STANDARD | 4TWB4024G1 | HP | Split System: Heat Pump with Remote Outdoor Unit-Air-Source | 4TWB4024G1 |  | 4TXFH033CC3 | 12.5 | 15.25 | 8.5 | Yes | Yes | 2015-03-13 |  | 1
FALSE | 4TWB4024G1 | 3221 | 5175921 | AMERICAN STANDARD | 4TWB4024G1 | HP | Split System: Heat Pump with Remote Outdoor Unit-Air-Source | 4TWB4024G1 |  | 4TXFH033CC3 | 12.5 | 15 | 8.8 | Yes | Yes | 2015-03-13 |  | 1
FALSE | 4TWB4024G1 | 3221 | 5175920 | AMERICAN STANDARD | 4TWB4024G1 | HP | Split System: Heat Pump with Remote Outdoor Unit-Air-Source | 4TWB4024G1 |  | 4TXFH033CC3 | 12.5 | 15 | 8.7 | Yes | Yes | 2015-03-13 |  | 1
FALSE | 4TWB4024G1 | 3221 | 5175919 | AMERICAN STANDARD | 4TWB4024G1 | HP | Split System: Heat Pump with Remote Outdoor Unit-Air-Source | 4TWB4024G1 |  | 4TXFH033CC3 | 12.5 | 15 | 8.7 | Yes | Yes | 2015-03-13 |  | 1
FALSE | 4TWB4024G1 | 3221 | 5175918 | AMERICAN STANDARD | 4TWB4024G1 | HP | Split System: Heat Pump with Remote Outdoor Unit-Air-Source | 4TWB4024G1 |  | 4TXFH033CC3 | 12.5 | 15 | 8.7 | Yes | Yes | 2015-03-13 |  | 1
FALSE | 4TWB4024G1 | 3221 | 5175917 | AMERICAN STANDARD | 4TWB4024G1 | HP | Split System: Heat Pump with Remote Outdoor Unit-Air-Source | 4TWB4024G1 |  | 4TXFH033CC3 | 12.5 | 15 | 8.5 | Yes | Yes | 2015-03-13 |  | 1
FALSE | 4TWB4024G1 | 3221 | 5175916 | AMERICAN STANDARD | 4TWB4024G1 | HP | Split System: Heat Pump with Remote Outdoor Unit-Air-Source | 4TWB4024G1 |  | 4TXFH033CC3 | 12.5 | 15 | 8.5 | Yes | Yes | 2015-03-13 |  | 1
FALSE | 4TWB4024G1 | 3221 | 5175915 | AMERICAN STANDARD | 4TWB4024G1 | HP | Split System: Heat Pump with Remote Outdoor Unit-Air-Source | 4TWB4024G1 |  | 4TXFH033CC3 | 12 | 14.5 | 8.5 | Yes | Yes | 2015-03-13 |  | 0
FALSE | 4TWR5024G1 | 3222 | 5021176 | AMERICAN STANDARD | 4A6H5024G1 | HP | Split System: Heat Pump with Remote Outdoor Unit-Air-Source | 4TWR5024G1 |  | 4TXFH024CZ3 | 13 | 15.5 | 9.2 | Yes | Yes | 2015-03-13 |  | 1
FALSE | 4TWR5024G1 | 3222 | 5021175 | AMERICAN STANDARD | 4A6H5024G1 | HP | Split System: Heat Pump with Remote Outdoor Unit-Air-Source | 4TWR5024G1 |  | 4TXFH024CZ3 | 13 | 15.5 | 9.2 | Yes | Yes | 2015-03-13 |  | 1
FALSE | 4TWR5024G1 | 3222 | 5021174 | AMERICAN STANDARD | 4A6H5024G1 | HP | Split System: Heat Pump with Remote Outdoor Unit-Air-Source | 4TWR5024G1 |  | 4TXFH024CZ3 | 12.5 | 15 | 9.2 | Yes | Yes | 2015-03-13 |  | 1
FALSE | 4TWR5030G1 | 2430 | 5022033 | AMERICAN STANDARD | 4A6H5030G1 | HP | Split System: Heat Pump with Remote Outdoor Unit-Air-Source | 4TWR5030G1 |  | 4TXCC005CC3 | 13 | 15.5 | 9 | Yes | Yes | 2015-03-13 |  | 1
FALSE | 4TWR5030G1 | 2430 | 5022035 | AMERICAN STANDARD | 4A6H5030G1 | HP | Split System: Heat Pump with Remote Outdoor Unit-Air-Source | 4TWR5030G1 |  | 4TXCC005CC3 | 13 | 15.5 | 9 | Yes | Yes | 2015-03-13 |  | 1
FALSE | 4TWR5030G1 | 2430 | 5022036 | AMERICAN STANDARD | 4A6H5030G1 | HP | Split System: Heat Pump with Remote Outdoor Unit-Air-Source | 4TWR5030G1 |  | 4TXCC005CC3 | 13 | 15.75 | 9 | Yes | Yes | 2015-03-13 |  | 1
FALSE | 4TWR5030G1 | 2430 | 5022051 | AMERICAN STANDARD | 4A6H5030G1 | HP | Split System: Heat Pump with Remote Outdoor Unit-Air-Source | 4TWR5030G1 |  | 4TXCC007CC3 | 13 | 15.5 | 9 | Yes | Yes | 2015-03-13 |  | 1
FALSE | 4TWR5030G1 | 2430 | 5022054 | AMERICAN STANDARD | 4A6H5030G1 | HP | Split System: Heat Pump with Remote Outdoor Unit-Air-Source | 4TWR5030G1 |  | 4TXCC007CC3 | 13 | 15.5 | 9 | Yes | Yes | 2015-03-13 |  | 1
FALSE | 4TWR5030G1 | 2430 | 5022053 | AMERICAN STANDARD | 4A6H5030G1 | HP | Split System: Heat Pump with Remote Outdoor Unit-Air-Source | 4TWR5030G1 |  | 4TXCC007CC3 | 13 | 15.75 | 9 | Yes | Yes | 2015-03-13 |  | 1
FALSE | 4TWR5030G1 | 2430 | 5022057 | AMERICAN STANDARD | 4A6H5030G1 | HP | Split System: Heat Pump with Remote Outdoor Unit-Air-Source | 4TWR5030G1 |  | 4TXCC037BC3 | 12.5 | 15.25 | 9 | Yes | Yes | 2015-03-13 |  | 1
FALSE | 4TWR5024G1 | 3222 | 5021203 | AMERICAN STANDARD | 4A6H5024G1 | HP | Split System: Heat Pump with Remote Outdoor Unit-Air-Source | 4TWR5024G1 |  | 4TXFH041CC3 | 13 | 15.75 | 9 | Yes | Yes | 2015-03-13 |  | 1
FALSE | 4TWR5024G1 | 3222 | 5021202 | AMERICAN STANDARD | 4A6H5024G1 | HP | Split System: Heat Pump with Remote Outdoor Unit-Air-Source | 4TWR5024G1 |  | 4TXFH041CC3 | 13 | 16 | 9 | Yes | Yes | 2015-03-13 |  | 2
FALSE | 4TWR5024G1 | 3222 | 5021201 | AMERICAN STANDARD | 4A6H5024G1 | HP | Split System: Heat Pump with Remote Outdoor Unit-Air-Source | 4TWR5024G1 |  | 4TXFH041CC3 | 13 | 16 | 9 | Yes | Yes | 2015-03-13 |  | 2
FALSE | 4TWR5024G1 | 3222 | 5021199 | AMERICAN STANDARD | 4A6H5024G1 | HP | Split System: Heat Pump with Remote Outdoor Unit-Air-Source | 4TWR5024G1 |  | 4TXFH041CC3 | 13 | 15.5 | 9 | Yes | Yes | 2015-03-13 |  | 1
FALSE | 4TWR5024G1 | 3222 | 5021197 | AMERICAN STANDARD | 4A6H5024G1 | HP | Split System: Heat Pump with Remote Outdoor Unit-Air-Source | 4TWR5024G1 |  | 4TXFH041CC3 | 13 | 16 | 9 | Yes | Yes | 2015-03-13 |  | 2
FALSE | 4TWR5024G1 | 3222 | 5021196 | AMERICAN STANDARD | 4A6H5024G1 | HP | Split System: Heat Pump with Remote Outdoor Unit-Air-Source | 4TWR5024G1 |  | 4TXFH041CC3 | 12.5 | 15.5 | 9 | Yes | Yes | 2015-03-13 |  | 1
FALSE | 4TWR5024G1 | 3222 | 5021195 | AMERICAN STANDARD | 4A6H5024G1 | HP | Split System: Heat Pump with Remote Outdoor Unit-Air-Source | 4TWR5024G1 |  | 4TXFH041CC3 | 12.5 | 15.5 | 9 | Yes | Yes | 2015-03-13 |  | 1
FALSE | 4TWR4030D1 | 2429 | 5175976 | AMERICAN STANDARD | 4TWB4030G1 | HP | Split System: Heat Pump with Remote Outdoor Unit-Air-Source | 4TWB4030G1 |  | 4TXCB032BC3 | 12 | 14.5 | 8.5 | Yes | Yes | 2015-03-13 |  | 0
FALSE | 4TWR4030D1 | 2429 | 5175975 | AMERICAN STANDARD | 4TWB4030G1 | HP | Split System: Heat Pump with Remote Outdoor Unit-Air-Source | 4TWB4030G1 |  | 4TXCB032BC3 | 12 | 14.5 | 8.5 | Yes | Yes | 2015-03-13 |  | 0
FALSE | 4TWR5030G1 | 2430 | 5022108 | AMERICAN STANDARD | 4A6H5030G1 | HP | Split System: Heat Pump with Remote Outdoor Unit-Air-Source | 4TWR5030G1 |  | 4TXCC049BC3 | 13 | 15.75 | 9 | Yes | Yes | 2015-03-13 |  | 1
TRUE | 4TWR5030G1 | 2430 | 5021984 | AMERICAN STANDARD | 4A6H5030G1 | HP | Split System: Heat Pump with Remote Outdoor Unit-Air-Source | 4TWR5030G1 |  | *AM7A0B30H21 | 12.5 | 15 | 9 | Yes | Yes | 2015-03-13 |  | 1
FALSE | 4TWR4030D1 | 2429 | 5175996 | AMERICAN STANDARD | 4TWB4030G1 | HP | Split System: Heat Pump with Remote Outdoor Unit-Air-Source | 4TWB4030G1 |  | 4TXCB036BC3 | 12 | 14.5 | 8.5 | Yes | Yes | 2015-03-13 |  | 0
FALSE | 4TWR4030D1 | 2429 | 5175992 | AMERICAN STANDARD | 4TWB4030G1 | HP | Split System: Heat Pump with Remote Outdoor Unit-Air-Source | 4TWB4030G1 |  | 4TXCB036BC3 | 12 | 14.5 | 8.5 | Yes | Yes | 2015-03-13 |  | 0
FALSE | 4TWR4030D1 | 2429 | 5175963 | AMERICAN STANDARD | 4TWB4030G1 | HP | Split System: Heat Pump with Remote Outdoor Unit-Air-Source | 4TWB4030G1 |  | 4TXCB032BC3 | 12 | 14.5 | 8.5 | Yes | Yes | 2015-03-13 |  | 0
FALSE | 4TWR4030D1 | 2429 | 5175962 | AMERICAN STANDARD | 4TWB4030G1 | HP | Split System: Heat Pump with Remote Outdoor Unit-Air-Source | 4TWB4030G1 |  | 4TXCB032BC3 | 12 | 14.5 | 8.5 | Yes | Yes | 2015-03-13 |  | 0
FALSE | 4TWR4030D1 | 2429 | 5175958 | AMERICAN STANDARD | 4TWB4030G1 | HP | Split System: Heat Pump with Remote Outdoor Unit-Air-Source | 4TWB4030G1 |  | 4TXCB032BC3 | 12 | 14.5 | 8.5 | Yes | Yes | 2015-03-13 |  | 0
FALSE | 4TWR5024G1 | 3222 | 5021101 | AMERICAN STANDARD | 4A6H5024G1 | HP | Split System: Heat Pump with Remote Outdoor Unit-Air-Source | 4TWR5024G1 |  | 4TXCB003CC3 | 13 | 15.5 | 9.2 | Yes | Yes | 2015-03-13 |  | 1
FALSE | 4TWR5024G1 | 3222 | 5021098 | AMERICAN STANDARD | 4A6H5024G1 | HP | Split System: Heat Pump with Remote Outdoor Unit-Air-Source | 4TWR5024G1 |  | 4TXCB003CC3 | 13 | 15.5 | 9.2 | Yes | Yes | 2015-03-13 |  | 1
FALSE | 4TWR5024G1 | 3222 | 5021100 | AMERICAN STANDARD | 4A6H5024G1 | HP | Split System: Heat Pump with Remote Outdoor Unit-Air-Source | 4TWR5024G1 |  | 4TXCB003CC3 | 12.5 | 15 | 9.2 | Yes | Yes | 2015-03-13 |  | 1
FALSE | 4TWR5024G1 | 3222 | 5021123 | AMERICAN STANDARD | 4A6H5024G1 | HP | Split System: Heat Pump with Remote Outdoor Unit-Air-Source | 4TWR5024G1 |  | 4TXCB031BC3 | 12.5 | 15.25 | 8.7 | Yes | Yes | 2015-03-13 |  | 1
FALSE | 4TWR5024G1 | 3222 | 5021122 | AMERICAN STANDARD | 4A6H5024G1 | HP | Split System: Heat Pump with Remote Outdoor Unit-Air-Source | 4TWR5024G1 |  | 4TXCB031BC3 | 12.5 | 15.25 | 8.7 | Yes | Yes | 2015-03-13 |  | 1
FALSE | 4TWR5024G1 | 3222 | 5021141 | AMERICAN STANDARD | 4A6H5024G1 | HP | Split System: Heat Pump with Remote Outdoor Unit-Air-Source | 4TWR5024G1 |  | 4TXCB032BC3 | 12.5 | 15 | 9 | Yes | Yes | 2015-03-13 |  | 1
FALSE | 4TWR5024G1 | 3222 | 5021135 | AMERICAN STANDARD | 4A6H5024G1 | HP | Split System: Heat Pump with Remote Outdoor Unit-Air-Source | 4TWR5024G1 |  | 4TXCB032BC3 | 13 | 15.5 | 9.2 | Yes | Yes | 2015-03-13 |  | 1
FALSE | 4TWR5024G1 | 3222 | 5021133 | AMERICAN STANDARD | 4A6H5024G1 | HP | Split System: Heat Pump with Remote Outdoor Unit-Air-Source | 4TWR5024G1 |  | 4TXCB032BC3 | 13 | 15.5 | 9.2 | Yes | Yes | 2015-03-13 |  | 1
FALSE | 4TWR5030G1 | 2430 | 5022062 | AMERICAN STANDARD | 4A6H5030G1 | HP | Split System: Heat Pump with Remote Outdoor Unit-Air-Source | 4TWR5030G1 |  | 4TXCC037BC3 | 12 | 14.5 | 8.8 | Yes | Yes | 2015-03-13 |  | 0
FALSE | 4TWR5030G1 | 2430 | 5022085 | AMERICAN STANDARD | 4A6H5030G1 | HP | Split System: Heat Pump with Remote Outdoor Unit-Air-Source | 4TWR5030G1 |  | 4TXCC044BC3 | 13 | 15.5 | 9 | Yes | Yes | 2015-03-13 |  | 1
FALSE | 4TWR5030G1 | 2430 | 5022086 | AMERICAN STANDARD | 4A6H5030G1 | HP | Split System: Heat Pump with Remote Outdoor Unit-Air-Source | 4TWR5030G1 |  | 4TXCC044BC3 | 12.5 | 15 | 9 | Yes | Yes | 2015-03-13 |  | 1
FALSE | 4TWR5030G1 | 2430 | 5022087 | AMERICAN STANDARD | 4A6H5030G1 | HP | Split System: Heat Pump with Remote Outdoor Unit-Air-Source | 4TWR5030G1 |  | 4TXCC044BC3 | 12.5 | 15 | 9 | Yes | Yes | 2015-03-13 |  | 1
FALSE | 4TWR5030G1 | 2430 | 5022088 | AMERICAN STANDARD | 4A6H5030G1 | HP | Split System: Heat Pump with Remote Outdoor Unit-Air-Source | 4TWR5030G1 |  | 4TXCC044BC3 | 12.5 | 15.25 | 9 | Yes | Yes | 2015-03-13 |  | 1
FALSE | 4TWR5030G1 | 2430 | 5022100 | AMERICAN STANDARD | 4A6H5030G1 | HP | Split System: Heat Pump with Remote Outdoor Unit-Air-Source | 4TWR5030G1 |  | 4TXCC044BC3 | 12.5 | 15 | 9 | Yes | Yes | 2015-03-13 |  | 1
FALSE | 4TWR5030G1 | 2430 | 5022077 | AMERICAN STANDARD | 4A6H5030G1 | HP | Split System: Heat Pump with Remote Outdoor Unit-Air-Source | 4TWR5030G1 |  | 4TXCC044BC3 | 12.5 | 15.25 | 9 | Yes | Yes | 2015-03-13 |  | 1
FALSE | 4TWR5030G1 | 2430 | 5022115 | AMERICAN STANDARD | 4A6H5030G1 | HP | Split System: Heat Pump with Remote Outdoor Unit-Air-Source | 4TWR5030G1 |  | 4TXFH036CZ3 | 12.5 | 15.5 | 9 | Yes | Yes | 2015-03-13 |  | 1
FALSE | 4TWR4030D1 | 2429 | 5176016 | AMERICAN STANDARD | 4TWB4030G1 | HP | Split System: Heat Pump with Remote Outdoor Unit-Air-Source | 4TWB4030G1 |  | 4TXCC005CC3 | 12 | 15 | 8.5 | Yes | Yes | 2015-03-13 |  | 0
FALSE | 4TWR4030D1 | 2429 | 5176015 | AMERICAN STANDARD | 4TWB4030G1 | HP | Split System: Heat Pump with Remote Outdoor Unit-Air-Source | 4TWB4030G1 |  | 4TXCC005CC3 | 12 | 15 | 8.5 | Yes | Yes | 2015-03-13 |  | 0
FALSE | 4TWR4030D1 | 2429 | 5176014 | AMERICAN STANDARD | 4TWB4030G1 | HP | Split System: Heat Pump with Remote Outdoor Unit-Air-Source | 4TWB4030G1 |  | 4TXCC005CC3 | 12 | 15 | 8.5 | Yes | Yes | 2015-03-13 |  | 0
FALSE | 4TWR4030D1 | 2429 | 5176019 | AMERICAN STANDARD | 4TWB4030G1 | HP | Split System: Heat Pump with Remote Outdoor Unit-Air-Source | 4TWB4030G1 |  | 4TXCC005CC3 | 12.5 | 15 | 8.5 | Yes | Yes | 2015-03-13 |  | 1
FALSE | 4TWR4030D1 | 2429 | 5176012 | AMERICAN STANDARD | 4TWB4030G1 | HP | Split System: Heat Pump with Remote Outdoor Unit-Air-Source | 4TWB4030G1 |  | 4TXCC005CC3 | 12.5 | 15 | 8.5 | Yes | Yes | 2015-03-13 |  | 1
FALSE | 4TWR4030D1 | 2429 | 5176011 | AMERICAN STANDARD | 4TWB4030G1 | HP | Split System: Heat Pump with Remote Outdoor Unit-Air-Source | 4TWB4030G1 |  | 4TXCC005CC3 | 12.5 | 15 | 8.5 | Yes | Yes | 2015-03-13 |  | 1
FALSE | 4TWR4030D1 | 2429 | 5176010 | AMERICAN STANDARD | 4TWB4030G1 | HP | Split System: Heat Pump with Remote Outdoor Unit-Air-Source | 4TWB4030G1 |  | 4TXCC005CC3 | 12.5 | 15 | 8.5 | Yes | Yes | 2015-03-13 |  | 1
FALSE | 4TWR4030D1 | 2429 | 5176009 | AMERICAN STANDARD | 4TWB4030G1 | HP | Split System: Heat Pump with Remote Outdoor Unit-Air-Source | 4TWB4030G1 |  | 4TXCC005CC3 | 12.5 | 15 | 8.5 | Yes | Yes | 2015-03-13 |  | 1
FALSE | 4TWR4030D1 | 2429 | 5176008 | AMERICAN STANDARD | 4TWB4030G1 | HP | Split System: Heat Pump with Remote Outdoor Unit-Air-Source | 4TWB4030G1 |  | 4TXCC005CC3 | 12 | 14.5 | 8.5 | Yes | Yes | 2015-03-13 |  | 0
FALSE | 4TWR4030D1 | 2429 | 5175945 | AMERICAN STANDARD | 4TWB4030G1 | HP | Split System: Heat Pump with Remote Outdoor Unit-Air-Source | 4TWB4030G1 |  | 4TXCB004CC3 | 12.5 | 15 | 8.5 | Yes | Yes | 2015-03-13 |  | 1
FALSE | 4TWR4030D1 | 2429 | 5175948 | AMERICAN STANDARD | 4TWB4030G1 | HP | Split System: Heat Pump with Remote Outdoor Unit-Air-Source | 4TWB4030G1 |  | 4TXCB004CC3 | 12 | 14.5 | 8.5 | Yes | Yes | 2015-03-13 |  | 0
FALSE | 4TWR4030D1 | 2429 | 5175949 | AMERICAN STANDARD | 4TWB4030G1 | HP | Split System: Heat Pump with Remote Outdoor Unit-Air-Source | 4TWB4030G1 |  | 4TXCB004CC3 | 12 | 14.5 | 8.5 | Yes | Yes | 2015-03-13 |  | 0
FALSE | 4TWR4030D1 | 2429 | 5175950 | AMERICAN STANDARD | 4TWB4030G1 | HP | Split System: Heat Pump with Remote Outdoor Unit-Air-Source | 4TWB4030G1 |  | 4TXCB004CC3 | 12.5 | 15 | 8.5 | Yes | Yes | 2015-03-13 |  | 1
FALSE | 4TWR4030D1 | 2429 | 5175956 | AMERICAN STANDARD | 4TWB4030G1 | HP | Split System: Heat Pump with Remote Outdoor Unit-Air-Source | 4TWB4030G1 |  | 4TXCB032BC3 | 12 | 14.5 | 8.7 | Yes | Yes | 2015-03-13 |  | 0
FALSE | 4TWR4030D1 | 2429 | 5175957 | AMERICAN STANDARD | 4TWB4030G1 | HP | Split System: Heat Pump with Remote Outdoor Unit-Air-Source | 4TWB4030G1 |  | 4TXCB032BC3 | 12 | 14.5 | 8.7 | Yes | Yes | 2015-03-13 |  | 0
FALSE | 4TWR4030D1 | 2429 | 5175979 | AMERICAN STANDARD | 4TWB4030G1 | HP | Split System: Heat Pump with Remote Outdoor Unit-Air-Source | 4TWB4030G1 |  | 4TXCB032BC3 | 12 | 14.5 | 8.7 | Yes | Yes | 2015-03-13 |  | 0
FALSE | 4TWR4030D1 | 2429 | 5175978 | AMERICAN STANDARD | 4TWB4030G1 | HP | Split System: Heat Pump with Remote Outdoor Unit-Air-Source | 4TWB4030G1 |  | 4TXCB032BC3 | 12 | 14.5 | 8.7 | Yes | Yes | 2015-03-13 |  | 0
FALSE | 4TWR5024G1 | 3222 | 5021188 | AMERICAN STANDARD | 4A6H5024G1 | HP | Split System: Heat Pump with Remote Outdoor Unit-Air-Source | 4TWR5024G1 |  | 4TXFH033CC3 | 12.5 | 15 | 9 | Yes | Yes | 2015-03-13 |  | 1
FALSE | 4TWR5024G1 | 3222 | 5021194 | AMERICAN STANDARD | 4A6H5024G1 | HP | Split System: Heat Pump with Remote Outdoor Unit-Air-Source | 4TWR5024G1 |  | 4TXFH033CC3 | 12 | 14.75 | 9 | Yes | Yes | 2015-03-13 |  | 0
FALSE | 4TWR5024G1 | 3222 | 5021186 | AMERICAN STANDARD | 4A6H5024G1 | HP | Split System: Heat Pump with Remote Outdoor Unit-Air-Source | 4TWR5024G1 |  | 4TXFH033CC3 | 12.5 | 15 | 9 | Yes | Yes | 2015-03-13 |  | 1
FALSE | 4TWR5024G1 | 3222 | 5021183 | AMERICAN STANDARD | 4A6H5024G1 | HP | Split System: Heat Pump with Remote Outdoor Unit-Air-Source | 4TWR5024G1 |  | 4TXFH033CC3 | 12.5 | 15 | 9 | Yes | Yes | 2015-03-13 |  | 1
FALSE | 4TWR5024G1 | 3222 | 5021191 | AMERICAN STANDARD | 4A6H5024G1 | HP | Split System: Heat Pump with Remote Outdoor Unit-Air-Source | 4TWR5024G1 |  | 4TXFH033CC3 | 12.5 | 15 | 9 | Yes | Yes | 2015-03-13 |  | 1
FALSE | 4TWR5024G1 | 3222 | 5021204 | AMERICAN STANDARD | 4A6H5024G1 | HP | Split System: Heat Pump with Remote Outdoor Unit-Air-Source | 4TWR5024G1 |  | 4TXFH041CC3 | 13 | 16 | 9 | Yes | Yes | 2015-03-13 |  | 2
FALSE | 4TWR5030G1 | 2430 | 5022113 | AMERICAN STANDARD | 4A6H5030G1 | HP | Split System: Heat Pump with Remote Outdoor Unit-Air-Source | 4TWR5030G1 |  | 4TXFH036CZ3 | 13 | 15.75 | 9 | Yes | Yes | 2015-03-13 |  | 1
FALSE | 4TWR5030G1 | 2430 | 5022117 | AMERICAN STANDARD | 4A6H5030G1 | HP | Split System: Heat Pump with Remote Outdoor Unit-Air-Source | 4TWR5030G1 |  | 4TXFH036CZ3 | 12.5 | 15.5 | 9 | Yes | Yes | 2015-03-13 |  | 1
FALSE | 4TWR5030G1 | 2430 | 5022118 | AMERICAN STANDARD | 4A6H5030G1 | HP | Split System: Heat Pump with Remote Outdoor Unit-Air-Source | 4TWR5030G1 |  | 4TXFH036CZ3 | 12.5 | 15 | 9 | Yes | Yes | 2015-03-13 |  | 1
FALSE | 4TWR5030G1 | 2430 | 5022119 | AMERICAN STANDARD | 4A6H5030G1 | HP | Split System: Heat Pump with Remote Outdoor Unit-Air-Source | 4TWR5030G1 |  | 4TXFH036CZ3 | 12.5 | 15 | 9 | Yes | Yes | 2015-03-13 |  | 1
FALSE | 4TWR5030G1 | 2430 | 5022120 | AMERICAN STANDARD | 4A6H5030G1 | HP | Split System: Heat Pump with Remote Outdoor Unit-Air-Source | 4TWR5030G1 |  | 4TXFH036CZ3 | 12.5 | 15 | 9 | Yes | Yes | 2015-03-13 |  | 1
FALSE | 4TWR5030G1 | 2430 | 5022121 | AMERICAN STANDARD | 4A6H5030G1 | HP | Split System: Heat Pump with Remote Outdoor Unit-Air-Source | 4TWR5030G1 |  | 4TXFH036CZ3 | 12.5 | 15.25 | 9 | Yes | Yes | 2015-03-13 |  | 1
FALSE | 4TWR5030G1 | 2430 | 5022128 | AMERICAN STANDARD | 4A6H5030G1 | HP | Split System: Heat Pump with Remote Outdoor Unit-Air-Source | 4TWR5030G1 |  | 4TXFH036CZ3 | 12.5 | 15.25 | 9 | Yes | Yes | 2015-03-13 |  | 1
FALSE | 4TWR5030G1 | 2430 | 5022134 | AMERICAN STANDARD | 4A6H5030G1 | HP | Split System: Heat Pump with Remote Outdoor Unit-Air-Source | 4TWR5030G1 |  | 4TXFH041CC3 | 12.5 | 15.25 | 8.7 | Yes | Yes | 2015-03-13 |  | 1
FALSE | 4TWR5030G1 | 2430 | 5022151 | AMERICAN STANDARD | 4A6H5030G1 | HP | Split System: Heat Pump with Remote Outdoor Unit-Air-Source | 4TWR5030G1 |  | 4TXFH041CC3 | 12.5 | 15 | 8.5 | Yes | Yes | 2015-03-13 |  | 1
FALSE | 4TWR5030G1 | 2430 | 5022154 | AMERICAN STANDARD | 4A6H5030G1 | HP | Split System: Heat Pump with Remote Outdoor Unit-Air-Source | 4TWR5030G1 |  | 4TXFH041CC3 | 12.5 | 15 | 8.5 | Yes | Yes | 2015-03-13 |  | 1
FALSE | 4TWR5030G1 | 2430 | 5022155 | AMERICAN STANDARD | 4A6H5030G1 | HP | Split System: Heat Pump with Remote Outdoor Unit-Air-Source | 4TWR5030G1 |  | 4TXFH041CC3 | 12.5 | 15 | 8.5 | Yes | Yes | 2015-03-13 |  | 1
FALSE | 4TWR5030G1 | 2430 | 5022156 | AMERICAN STANDARD | 4A6H5030G1 | HP | Split System: Heat Pump with Remote Outdoor Unit-Air-Source | 4TWR5030G1 |  | 4TXFH041CC3 | 12.5 | 15 | 8.5 | Yes | Yes | 2015-03-13 |  | 1
FALSE | 4TWR5030G1 | 2430 | 5022157 | AMERICAN STANDARD | 4A6H5030G1 | HP | Split System: Heat Pump with Remote Outdoor Unit-Air-Source | 4TWR5030G1 |  | 4TXFH041CC3 | 12.5 | 15.25 | 8.5 | Yes | Yes | 2015-03-13 |  | 1
FALSE | 4TWR5030G1 | 2430 | 5022140 | AMERICAN STANDARD | 4A6H5030G1 | HP | Split System: Heat Pump with Remote Outdoor Unit-Air-Source | 4TWR5030G1 |  | 4TXFH041CC3 | 12.5 | 14.75 | 8.5 | Yes | Yes | 2015-03-13 |  | 0
FALSE | 4TWR5030G1 | 2430 | 5022011 | AMERICAN STANDARD | 4A6H5030G1 | HP | Split System: Heat Pump with Remote Outdoor Unit-Air-Source | 4TWR5030G1 |  | 4TXCB032BC3 | 12 | 14.5 | 8.5 | Yes | Yes | 2015-03-13 |  | 0
FALSE | 4TWR5030G1 | 2430 | 5022015 | AMERICAN STANDARD | 4A6H5030G1 | HP | Split System: Heat Pump with Remote Outdoor Unit-Air-Source | 4TWR5030G1 |  | 4TXCB032BC3 | 12 | 14.5 | 8.7 | Yes | Yes | 2015-03-13 |  | 0
FALSE | 4TWR5030G1 | 2430 | 5022023 | AMERICAN STANDARD | 4A6H5030G1 | HP | Split System: Heat Pump with Remote Outdoor Unit-Air-Source | 4TWR5030G1 |  | 4TXCB036BC3 | 12 | 14.5 | 8.8 | Yes | Yes | 2015-03-13 |  | 0
FALSE | 4TWR5030G1 | 2430 | 5022022 | AMERICAN STANDARD | 4A6H5030G1 | HP | Split System: Heat Pump with Remote Outdoor Unit-Air-Source | 4TWR5030G1 |  | 4TXCB036BC3 | 12 | 14.5 | 8.7 | Yes | Yes | 2015-03-13 |  | 0
FALSE | 4TWR5030G1 | 2430 | 5022047 | AMERICAN STANDARD | 4A6H5030G1 | HP | Split System: Heat Pump with Remote Outdoor Unit-Air-Source | 4TWR5030G1 |  | 4TXCC005CC3 | 12.5 | 15 | 9 | Yes | Yes | 2015-03-13 |  | 1
FALSE | 4TWR5030G1 | 2430 | 5022049 | AMERICAN STANDARD | 4A6H5030G1 | HP | Split System: Heat Pump with Remote Outdoor Unit-Air-Source | 4TWR5030G1 |  | 4TXCC005CC3 | 12.5 | 15 | 9 | Yes | Yes | 2015-03-13 |  | 1
FALSE | 4TWR5030G1 | 2430 | 5022050 | AMERICAN STANDARD | 4A6H5030G1 | HP | Split System: Heat Pump with Remote Outdoor Unit-Air-Source | 4TWR5030G1 |  | 4TXCC005CC3 | 12.5 | 15.25 | 9 | Yes | Yes | 2015-03-13 |  | 1
FALSE | 4TWB4024G1 | 3221 | 5174542 | AMERICAN STANDARD | 4TWB4024G1 | HP | Split System: Heat Pump with Remote Outdoor Unit-Air-Source | 4TWB4024G1 |  | *AM8A0B30V21+BAYCC24V | 12.5 | 16 | 9.2 | Yes | Yes | 2015-03-13 |  | 1
FALSE | 4TWR4030D1 | 2429 | 5174544 | AMERICAN STANDARD | 4TWB4030G1 | HP | Split System: Heat Pump with Remote Outdoor Unit-Air-Source | 4TWB4030G1 |  | *AM8A0B30V21+BAYCC24V | 12 | 15 | 9 | Yes | Yes | 2015-03-13 |  | 0
FALSE | 4TWB4042G1 | 2545 | 5500062 | AMERICAN STANDARD | 4TWB4042G1 | HP | Split System: Heat Pump with Remote Outdoor Unit-Air-Source | 4TWB4042G1 |  | 4TXFH063CZ3 | 12.5 | 15 | 8.5 | Yes | Yes | 2015-03-13 |  | 1
FALSE | 4TWB4042G1 | 2545 | 5499535 | AMERICAN STANDARD, INC. | 4TWB4042G1 | HP | Split System: Heat Pump with Remote Outdoor Unit-Air-Source | 4TWB4042G1 |  | 4TXCB036BC3 | 12 | 14.5 | 8.2 | Yes | Yes | 2015-03-13 |  | Below V5.0 Req.
FALSE | 4TWB4042G1 | 2545 | 5500065 | AMERICAN STANDARD | 4TWB4042G1 | HP | Split System: Heat Pump with Remote Outdoor Unit-Air-Source | 4TWB4042G1 |  | 4TXFH063CZ3 | 12.5 | 15 | 8.5 | Yes | Yes | 2015-03-13 |  | 1
FALSE | 4TWB4042G1 | 2545 | 5500068 | AMERICAN STANDARD | 4TWB4042G1 | HP | Split System: Heat Pump with Remote Outdoor Unit-Air-Source | 4TWB4042G1 |  | 4TXFH063CZ3 | 12.5 | 15 | 8.5 | Yes | Yes | 2015-03-13 |  | 1
FALSE | 4TWB4042G1 | 2545 | 5500072 | AMERICAN STANDARD | 4TWB4042G1 | HP | Split System: Heat Pump with Remote Outdoor Unit-Air-Source | 4TWB4042G1 |  | 4TXFH063CZ3 | 12.5 | 15 | 8.5 | Yes | Yes | 2015-03-13 |  | 1
FALSE | 4TWB4042G1 | 2545 | 5499880 | AMERICAN STANDARD | 4TWB4042G1 | HP | Split System: Heat Pump with Remote Outdoor Unit-Air-Source | 4TWB4042G1 |  | 4TXCD009CC3 | 12 | 15 | 8.5 | Yes | Yes | 2015-03-13 |  | 0
FALSE | 4TWB4042G1 | 2545 | 5499882 | AMERICAN STANDARD | 4TWB4042G1 | HP | Split System: Heat Pump with Remote Outdoor Unit-Air-Source | 4TWB4042G1 |  | 4TXCD009CC3 | 12 | 15 | 8.5 | Yes | Yes | 2015-03-13 |  | 0
FALSE | 4TWB4042G1 | 2545 | 5499883 | AMERICAN STANDARD | 4TWB4042G1 | HP | Split System: Heat Pump with Remote Outdoor Unit-Air-Source | 4TWB4042G1 |  | 4TXCD009CC3 | 12 | 15 | 8.5 | Yes | Yes | 2015-03-13 |  | 0
FALSE | 4TWB4042G1 | 2545 | 5499884 | AMERICAN STANDARD | 4TWB4042G1 | HP | Split System: Heat Pump with Remote Outdoor Unit-Air-Source | 4TWB4042G1 |  | 4TXCD009CC3 | 12 | 15 | 8.5 | Yes | Yes | 2015-03-13 |  | 0
FALSE | 4TWB4042G1 | 2545 | 5500049 | AMERICAN STANDARD | 4TWB4042G1 | HP | Split System: Heat Pump with Remote Outdoor Unit-Air-Source | 4TWB4042G1 |  | 4TXFH063CZ3 | 12 | 15 | 8.5 | Yes | Yes | 2015-03-13 |  | 0
FALSE | 4TWB4042G1 | 2545 | 5500074 | AMERICAN STANDARD | 4TWB4042G1 | HP | Split System: Heat Pump with Remote Outdoor Unit-Air-Source | 4TWB4042G1 |  | 4TXFH063CZ3 | 12 | 15 | 8.5 | Yes | Yes | 2015-03-13 |  | 0
FALSE | 4TWB4042G1 | 2545 | 5499479 | AMERICAN STANDARD | 4TWB4042G1 | HP | Split System: Heat Pump with Remote Outdoor Unit-Air-Source | 4TWB4042G1 |  | *AM7A0C36H31 | 12.5 | 15 | 9 | Yes | Yes | 2015-03-13 |  | 1
FALSE | 4TWB4042G1 | 2545 | 5499579 | AMERICAN STANDARD, INC. | 4TWB4042G1 | HP | Split System: Heat Pump with Remote Outdoor Unit-Air-Source | 4TWB4042G1 |  | 4TXCB042BC3 | 12 | 14.5 | 8.2 | Yes | Yes | 2015-03-13 |  | Below V5.0 Req.
FALSE | 4TWB4042G1 | 2545 | 5499580 | AMERICAN STANDARD, INC. | 4TWB4042G1 | HP | Split System: Heat Pump with Remote Outdoor Unit-Air-Source | 4TWB4042G1 |  | 4TXCB042BC3 | 12 | 14.5 | 8.2 | Yes | Yes | 2015-03-13 |  | Below V5.0 Req.
FALSE | 4TWB4042G1 | 2545 | 5499900 | AMERICAN STANDARD | 4TWB4042G1 | HP | Split System: Heat Pump with Remote Outdoor Unit-Air-Source | 4TWB4042G1 |  | 4TXCD009CC3 | 12 | 14.5 | 8.5 | Yes | Yes | 2015-03-13 |  | 0
FALSE | 4TWB4042G1 | 2545 | 5499904 | AMERICAN STANDARD | 4TWB4042G1 | HP | Split System: Heat Pump with Remote Outdoor Unit-Air-Source | 4TWB4042G1 |  | 4TXCD009CC3 | 12 | 15 | 8.5 | Yes | Yes | 2015-03-13 |  | 0
FALSE | 4TWB4042G1 | 2545 | 5499905 | AMERICAN STANDARD | 4TWB4042G1 | HP | Split System: Heat Pump with Remote Outdoor Unit-Air-Source | 4TWB4042G1 |  | 4TXCD009CC3 | 12 | 15 | 8.5 | Yes | Yes | 2015-03-13 |  | 0
FALSE | 4TWB4042G1 | 2545 | 5499483 | AMERICAN STANDARD | 4TWB4042G1 | HP | Split System: Heat Pump with Remote Outdoor Unit-Air-Source | 4TWB4042G1 |  | *AM7B0C60H51 | 12.5 | 15 | 9 | Yes | Yes | 2015-03-13 |  | 1
FALSE | 4TWB4042G1 | 2545 | 5499484 | AMERICAN STANDARD | 4TWB4042G1 | HP | Split System: Heat Pump with Remote Outdoor Unit-Air-Source | 4TWB4042G1 |  | *AM8A0C36V31+BAYCC24V | 12.5 | 15 | 9 | Yes | Yes | 2015-03-13 |  | 1
FALSE | 4TWR5049E1 | 2560 | 5514445 | AMERICAN STANDARD | 4A6H5049E1 | HP | Split System: Heat Pump with Remote Outdoor Unit-Air-Source | 4TWR5049E1 |  | 4TXCD063BC3 | 12.5 | 15 | 9 | Yes | Yes | 2015-03-13 |  | 1
FALSE | 4TWB4049E1 | 2559 | 5501712 | AMERICAN STANDARD | 4TWB4049E1 | HP | Split System: Heat Pump with Remote Outdoor Unit-Air-Source | 4TWB4049E1 |  | 4TXCD063BC3 | 12 | 14.75 | 8.5 | Yes | Yes | 2015-03-13 |  | 0
FALSE | 4TWB4024G1 | 3221 | 5338837 | AMERICAN STANDARD | 4TWB4024G1 | HP | Split System: Heat Pump with Remote Outdoor Unit-Air-Source | 4TWB4024G1 |  | GAF2A0A36M31+TDR | 12.5 | 15 | 8.5 | Yes | Yes | 2015-03-13 |  | 1
FALSE | 4TWR5024G1 | 3222 | 5338843 | AMERICAN STANDARD | 4A6H5024G1 | HP | Split System: Heat Pump with Remote Outdoor Unit-Air-Source | 4TWR5024G1 |  | GAF2A0A36M31+TDR | 12.5 | 15 | 8.5 | Yes | Yes | 2015-03-13 |  | 1
FALSE | 4TWR5049E1 | 2560 | 5501745 | AMERICAN STANDARD | 4A6H5049E1 | HP | Split System: Heat Pump with Remote Outdoor Unit-Air-Source | 4TWR5049E1 |  | 4TXCD063BC3 | 12 | 14.75 | 8.5 | Yes | Yes | 2015-03-13 |  | 0
FALSE | 4TWB4042G1 | 2545 | 5499676 | AMERICAN STANDARD | 4TWB4042G1 | HP | Split System: Heat Pump with Remote Outdoor Unit-Air-Source | 4TWB4042G1 |  | 4TXCC008CC3 | 12 | 14.5 | 8.5 | Yes | Yes | 2015-03-13 |  | 0
FALSE | 4TWB4042G1 | 2545 | 5499638 | AMERICAN STANDARD | 4TWB4042G1 | HP | Split System: Heat Pump with Remote Outdoor Unit-Air-Source | 4TWB4042G1 |  | 4TXCC008CC3 | 12 | 15 | 9 | Yes | Yes | 2015-03-13 |  | 0
FALSE | 4TWB4042G1 | 2545 | 5499839 | AMERICAN STANDARD | 4TWB4042G1 | HP | Split System: Heat Pump with Remote Outdoor Unit-Air-Source | 4TWB4042G1 |  | 4TXCC049BC3 | 12 | 15 | 8.5 | Yes | Yes | 2015-03-13 |  | 0
FALSE | 4TWB4042G1 | 2545 | 5499489 | AMERICAN STANDARD, INC. | 4TWB4042G1 | HP | Split System: Heat Pump with Remote Outdoor Unit-Air-Source | 4TWB4042G1 |  | 4TXCB036BC3 | 12 | 14.5 | 8.2 | Yes | Yes | 2015-03-13 |  | Below V5.0 Req.
FALSE | 4TWB4042G1 | 2545 | 5499640 | AMERICAN STANDARD | 4TWB4042G1 | HP | Split System: Heat Pump with Remote Outdoor Unit-Air-Source | 4TWB4042G1 |  | 4TXCC008CC3 | 12 | 14.5 | 8.5 | Yes | Yes | 2015-03-13 |  | 0
FALSE | 4TWB4042G1 | 2545 | 5499843 | AMERICAN STANDARD | 4TWB4042G1 | HP | Split System: Heat Pump with Remote Outdoor Unit-Air-Source | 4TWB4042G1 |  | 4TXCC049BC3 | 12 | 15 | 8.5 | Yes | Yes | 2015-03-13 |  | 0
FALSE | 4TWB4042G1 | 2545 | 5499845 | AMERICAN STANDARD | 4TWB4042G1 | HP | Split System: Heat Pump with Remote Outdoor Unit-Air-Source | 4TWB4042G1 |  | 4TXCC049BC3 | 12 | 15 | 8.5 | Yes | Yes | 2015-03-13 |  | 0
FALSE | 4TWB4042G1 | 2545 | 5499846 | AMERICAN STANDARD | 4TWB4042G1 | HP | Split System: Heat Pump with Remote Outdoor Unit-Air-Source | 4TWB4042G1 |  | 4TXCC049BC3 | 12 | 15 | 8.5 | Yes | Yes | 2015-03-13 |  | 0
FALSE | 4TWB4042G1 | 2545 | 5499847 | AMERICAN STANDARD | 4TWB4042G1 | HP | Split System: Heat Pump with Remote Outdoor Unit-Air-Source | 4TWB4042G1 |  | 4TXCC049BC3 | 12 | 15 | 8.5 | Yes | Yes | 2015-03-13 |  | 0
FALSE | 4TWB4042G1 | 2545 | 5499850 | AMERICAN STANDARD | 4TWB4042G1 | HP | Split System: Heat Pump with Remote Outdoor Unit-Air-Source | 4TWB4042G1 |  | 4TXCC049BC3 | 12 | 15 | 8.5 | Yes | Yes | 2015-03-13 |  | 0
FALSE | 4TWB4042G1 | 2545 | 5499506 | AMERICAN STANDARD, INC. | 4TWB4042G1 | HP | Split System: Heat Pump with Remote Outdoor Unit-Air-Source | 4TWB4042G1 |  | 4TXCB036BC3 | 12 | 14.5 | 8.2 | Yes | Yes | 2015-03-13 |  | Below V5.0 Req.
FALSE | 4TWB4042G1 | 2545 | 5499826 | AMERICAN STANDARD | 4TWB4042G1 | HP | Split System: Heat Pump with Remote Outdoor Unit-Air-Source | 4TWB4042G1 |  | 4TXCC049BC3 | 12 | 14.5 | 8.5 | Yes | Yes | 2015-03-13 |  | 0
FALSE | 4TWB4042G1 | 2545 | 5499528 | AMERICAN STANDARD, INC. | 4TWB4042G1 | HP | Split System: Heat Pump with Remote Outdoor Unit-Air-Source | 4TWB4042G1 |  | 4TXCB036BC3 | 12 | 14.5 | 8.2 | Yes | Yes | 2015-03-13 |  | Below V5.0 Req.
FALSE | 4TWB4042G1 | 2545 | 5499897 | AMERICAN STANDARD | 4TWB4042G1 | HP | Split System: Heat Pump with Remote Outdoor Unit-Air-Source | 4TWB4042G1 |  | 4TXCD009CC3 | 12 | 15 | 8.5 | Yes | Yes | 2015-03-13 |  | 0
FALSE | 4TWB4042G1 | 2545 | 5499898 | AMERICAN STANDARD | 4TWB4042G1 | HP | Split System: Heat Pump with Remote Outdoor Unit-Air-Source | 4TWB4042G1 |  | 4TXCD009CC3 | 12 | 15 | 8.5 | Yes | Yes | 2015-03-13 |  | 0
FALSE | 4TWB4042G1 | 2545 | 5500060 | AMERICAN STANDARD | 4TWB4042G1 | HP | Split System: Heat Pump with Remote Outdoor Unit-Air-Source | 4TWB4042G1 |  | 4TXFH063CZ3 | 12.5 | 15 | 9 | Yes | Yes | 2015-03-13 |  | 1
FALSE | 4TWB4042G1 | 2545 | 5500061 | AMERICAN STANDARD | 4TWB4042G1 | HP | Split System: Heat Pump with Remote Outdoor Unit-Air-Source | 4TWB4042G1 |  | 4TXFH063CZ3 | 12.5 | 15 | 8.5 | Yes | Yes | 2015-03-13 |  | 1
FALSE | 4TWB4042G1 | 2545 | 5499486 | AMERICAN STANDARD | 4TWB4042G1 | HP | Split System: Heat Pump with Remote Outdoor Unit-Air-Source | 4TWB4042G1 |  | *AM8A0C48V41+BAYCC24V | 12.5 | 15 | 9 | Yes | Yes | 2015-03-13 |  | 1
FALSE | 4TWB4042G1 | 2545 | 5499488 | AMERICAN STANDARD | 4TWB4042G1 | HP | Split System: Heat Pump with Remote Outdoor Unit-Air-Source | 4TWB4042G1 |  | *AM8B0C60V51+BAYCC24V | 12.5 | 15 | 9 | Yes | Yes | 2015-03-13 |  | 1
FALSE | 4TWB4042G1 | 2545 | 5499574 | AMERICAN STANDARD, INC. | 4TWB4042G1 | HP | Split System: Heat Pump with Remote Outdoor Unit-Air-Source | 4TWB4042G1 |  | 4TXCB042BC3 | 12 | 14.5 | 8.2 | Yes | Yes | 2015-03-13 |  | Below V5.0 Req.
FALSE | 4TWB4042G1 | 2545 | 5499912 | AMERICAN STANDARD | 4TWB4042G1 | HP | Split System: Heat Pump with Remote Outdoor Unit-Air-Source | 4TWB4042G1 |  | 4TXCD009CC3 | 12 | 14.5 | 8.2 | Yes | Yes | 2015-03-13 |  | Below V5.0 Req.
FALSE | 4TWB4042G1 | 2545 | 5499913 | AMERICAN STANDARD | 4TWB4042G1 | HP | Split System: Heat Pump with Remote Outdoor Unit-Air-Source | 4TWB4042G1 |  | 4TXCD009CC3 | 12 | 14.5 | 8.2 | Yes | Yes | 2015-03-13 |  | Below V5.0 Req.
FALSE | 4TWB4042G1 | 2545 | 5499748 | AMERICAN STANDARD, INC. | 4TWB4042G1 | HP | Split System: Heat Pump with Remote Outdoor Unit-Air-Source | 4TWB4042G1 |  | 4TXCC043BC3 | 12 | 14.5 | 8.2 | Yes | Yes | 2015-03-13 |  | Below V5.0 Req.
FALSE | 4TWB4042G1 | 2545 | 5499947 | AMERICAN STANDARD | 4TWB4042G1 | HP | Split System: Heat Pump with Remote Outdoor Unit-Air-Source | 4TWB4042G1 |  | 4TXCD010CC3 | 12 | 15 | 8.5 | Yes | Yes | 2015-03-13 |  | 0
FALSE | 4TWB4042G1 | 2545 | 5499950 | AMERICAN STANDARD | 4TWB4042G1 | HP | Split System: Heat Pump with Remote Outdoor Unit-Air-Source | 4TWB4042G1 |  | 4TXCD010CC3 | 12 | 15 | 8.5 | Yes | Yes | 2015-03-13 |  | 0
FALSE | 4TWB4042G1 | 2545 | 5499952 | AMERICAN STANDARD | 4TWB4042G1 | HP | Split System: Heat Pump with Remote Outdoor Unit-Air-Source | 4TWB4042G1 |  | 4TXCD010CC3 | 12 | 15 | 8.5 | Yes | Yes | 2015-03-13 |  | 0
FALSE | 4TWB4042G1 | 2545 | 5499629 | AMERICAN STANDARD | 4TWB4042G1 | HP | Split System: Heat Pump with Remote Outdoor Unit-Air-Source | 4TWB4042G1 |  | 4TXCB048BC3 | 12 | 14.5 | 8.5 | Yes | Yes | 2015-03-13 |  | 0
FALSE | 4TWB4042G1 | 2545 | 5499585 | AMERICAN STANDARD | 4TWB4042G1 | HP | Split System: Heat Pump with Remote Outdoor Unit-Air-Source | 4TWB4042G1 |  | 4TXCB048BC3 | 12 | 14.5 | 8.5 | Yes | Yes | 2015-03-13 |  | 0
FALSE | 4TWB4042G1 | 2545 | 5499805 | AMERICAN STANDARD | 4TWB4042G1 | HP | Split System: Heat Pump with Remote Outdoor Unit-Air-Source | 4TWB4042G1 |  | 4TXCC044BC3 | 12 | 15 | 8.5 | Yes | Yes | 2015-03-13 |  | 0
FALSE | 4TWB4042G1 | 2545 | 5499933 | AMERICAN STANDARD | 4TWB4042G1 | HP | Split System: Heat Pump with Remote Outdoor Unit-Air-Source | 4TWB4042G1 |  | 4TXCD010CC3 | 12 | 15 | 8.5 | Yes | Yes | 2015-03-13 |  | 0
FALSE | 4TWB4042G1 | 2545 | 5499606 | AMERICAN STANDARD | 4TWB4042G1 | HP | Split System: Heat Pump with Remote Outdoor Unit-Air-Source | 4TWB4042G1 |  | 4TXCB048BC3 | 12 | 14.5 | 8.5 | Yes | Yes | 2015-03-13 |  | 0
FALSE | 4TWB4042G1 | 2545 | 5499808 | AMERICAN STANDARD | 4TWB4042G1 | HP | Split System: Heat Pump with Remote Outdoor Unit-Air-Source | 4TWB4042G1 |  | 4TXCC044BC3 | 12 | 15 | 8.5 | Yes | Yes | 2015-03-13 |  | 0
FALSE | 4TWB4042G1 | 2545 | 5499810 | AMERICAN STANDARD | 4TWB4042G1 | HP | Split System: Heat Pump with Remote Outdoor Unit-Air-Source | 4TWB4042G1 |  | 4TXCC044BC3 | 12 | 14.5 | 8.5 | Yes | Yes | 2015-03-13 |  | 0
FALSE | 4TWB4042G1 | 2545 | 5499814 | AMERICAN STANDARD | 4TWB4042G1 | HP | Split System: Heat Pump with Remote Outdoor Unit-Air-Source | 4TWB4042G1 |  | 4TXCC044BC3 | 12 | 14.5 | 8.5 | Yes | Yes | 2015-03-13 |  | 0
FALSE | 4TWB4042G1 | 2545 | 5499982 | AMERICAN STANDARD | 4TWB4042G1 | HP | Split System: Heat Pump with Remote Outdoor Unit-Air-Source | 4TWB4042G1 |  | 4TXCD050BC3 | 12 | 15 | 8.5 | Yes | Yes | 2015-03-13 |  | 0
FALSE | 4TWB4042G1 | 2545 | 5499609 | AMERICAN STANDARD | 4TWB4042G1 | HP | Split System: Heat Pump with Remote Outdoor Unit-Air-Source | 4TWB4042G1 |  | 4TXCB048BC3 | 12 | 14.5 | 8.5 | Yes | Yes | 2015-03-13 |  | 0
FALSE | 4TWB4042G1 | 2545 | 5499610 | AMERICAN STANDARD | 4TWB4042G1 | HP | Split System: Heat Pump with Remote Outdoor Unit-Air-Source | 4TWB4042G1 |  | 4TXCB048BC3 | 12 | 14.5 | 8.5 | Yes | Yes | 2015-03-13 |  | 0
FALSE | 4TWB4042G1 | 2545 | 5499611 | AMERICAN STANDARD | 4TWB4042G1 | HP | Split System: Heat Pump with Remote Outdoor Unit-Air-Source | 4TWB4042G1 |  | 4TXCB048BC3 | 12 | 14.5 | 8.5 | Yes | Yes | 2015-03-13 |  | 0
FALSE | 4TWB4042G1 | 2545 | 5499613 | AMERICAN STANDARD | 4TWB4042G1 | HP | Split System: Heat Pump with Remote Outdoor Unit-Air-Source | 4TWB4042G1 |  | 4TXCB048BC3 | 12 | 14.5 | 8.5 | Yes | Yes | 2015-03-13 |  | 0
FALSE | 4TWB4042G1 | 2545 | 5499614 | AMERICAN STANDARD | 4TWB4042G1 | HP | Split System: Heat Pump with Remote Outdoor Unit-Air-Source | 4TWB4042G1 |  | 4TXCB048BC3 | 12 | 14.5 | 8.5 | Yes | Yes | 2015-03-13 |  | 0
FALSE | 4TWR5042G1 | 2546 | 5499230 | AMERICAN STANDARD | 4A6H5042G1 | HP | Split System: Heat Pump with Remote Outdoor Unit-Air-Source | 4TWR5042G1 |  | 4TXCC049BC3 | 12 | 15 | 8.5 | Yes | Yes | 2015-03-13 |  | 0
FALSE | 4TWR5042G1 | 2546 | 5499234 | AMERICAN STANDARD | 4A6H5042G1 | HP | Split System: Heat Pump with Remote Outdoor Unit-Air-Source | 4TWR5042G1 |  | 4TXCC049BC3 | 12 | 15 | 8.5 | Yes | Yes | 2015-03-13 |  | 0
FALSE | 4TWR5042G1 | 2546 | 5499236 | AMERICAN STANDARD | 4A6H5042G1 | HP | Split System: Heat Pump with Remote Outdoor Unit-Air-Source | 4TWR5042G1 |  | 4TXCC049BC3 | 12 | 15 | 8.5 | Yes | Yes | 2015-03-13 |  | 0
FALSE | 4TWR5042G1 | 2546 | 5499237 | AMERICAN STANDARD | 4A6H5042G1 | HP | Split System: Heat Pump with Remote Outdoor Unit-Air-Source | 4TWR5042G1 |  | 4TXCC049BC3 | 12 | 15 | 8.5 | Yes | Yes | 2015-03-13 |  | 0
FALSE | 4TWR5042G1 | 2546 | 5499238 | AMERICAN STANDARD | 4A6H5042G1 | HP | Split System: Heat Pump with Remote Outdoor Unit-Air-Source | 4TWR5042G1 |  | 4TXCC049BC3 | 12 | 15 | 8.5 | Yes | Yes | 2015-03-13 |  | 0
FALSE | 4TWR5042G1 | 2546 | 5499045 | AMERICAN STANDARD | 4A6H5042G1 | HP | Split System: Heat Pump with Remote Outdoor Unit-Air-Source | 4TWR5042G1 |  | 4TXCC008CC3 | 12 | 15 | 9 | Yes | Yes | 2015-03-13 |  | 0
FALSE | 4TWR5042G1 | 2546 | 5499047 | AMERICAN STANDARD | 4A6H5042G1 | HP | Split System: Heat Pump with Remote Outdoor Unit-Air-Source | 4TWR5042G1 |  | 4TXCC008CC3 | 12 | 14.75 | 8.5 | Yes | Yes | 2015-03-13 |  | 0
FALSE | 4TWR5042G1 | 2546 | 5499245 | AMERICAN STANDARD | 4A6H5042G1 | HP | Split System: Heat Pump with Remote Outdoor Unit-Air-Source | 4TWR5042G1 |  | 4TXCC049BC3 | 12 | 15 | 8.5 | Yes | Yes | 2015-03-13 |  | 0
FALSE | 4TWR5042G1 | 2546 | 5499253 | AMERICAN STANDARD | 4A6H5042G1 | HP | Split System: Heat Pump with Remote Outdoor Unit-Air-Source | 4TWR5042G1 |  | 4TXCC049BC3 | 12 | 14.75 | 8.5 | Yes | Yes | 2015-03-13 |  | 0
FALSE | 4TWR5042G1 | 2546 | 5499062 | AMERICAN STANDARD | 4A6H5042G1 | HP | Split System: Heat Pump with Remote Outdoor Unit-Air-Source | 4TWR5042G1 |  | 4TXCC008CC3 | 12 | 15 | 8.5 | Yes | Yes | 2015-03-13 |  | 0
FALSE | 4TWR5042G1 | 2546 | 5499301 | AMERICAN STANDARD | 4A6H5042G1 | HP | Split System: Heat Pump with Remote Outdoor Unit-Air-Source | 4TWR5042G1 |  | 4TXCD009CC3 | 12 | 15 | 8.5 | Yes | Yes | 2015-03-13 |  | 0
FALSE | 4TWR5042G1 | 2546 | 5499455 | AMERICAN STANDARD | 4A6H5042G1 | HP | Split System: Heat Pump with Remote Outdoor Unit-Air-Source | 4TWR5042G1 |  | 4TXFH063CZ3 | 12 | 15 | 8.5 | Yes | Yes | 2015-03-13 |  | 0
FALSE | 4TWR5042G1 | 2546 | 5499456 | AMERICAN STANDARD | 4A6H5042G1 | HP | Split System: Heat Pump with Remote Outdoor Unit-Air-Source | 4TWR5042G1 |  | 4TXFH063CZ3 | 12 | 15 | 8.5 | Yes | Yes | 2015-03-13 |  | 0
FALSE | 4TWR5042G1 | 2546 | 5499268 | AMERICAN STANDARD | 4A6H5042G1 | HP | Split System: Heat Pump with Remote Outdoor Unit-Air-Source | 4TWR5042G1 |  | 4TXCD009CC3 | 12 | 15 | 8.5 | Yes | Yes | 2015-03-13 |  | 0
FALSE | 4TWR5042G1 | 2546 | 5499276 | AMERICAN STANDARD | 4A6H5042G1 | HP | Split System: Heat Pump with Remote Outdoor Unit-Air-Source | 4TWR5042G1 |  | 4TXCD009CC3 | 12 | 15 | 8.5 | Yes | Yes | 2015-03-13 |  | 0
FALSE | 4TWR5042G1 | 2546 | 5499277 | AMERICAN STANDARD | 4A6H5042G1 | HP | Split System: Heat Pump with Remote Outdoor Unit-Air-Source | 4TWR5042G1 |  | 4TXCD009CC3 | 12 | 15 | 8.5 | Yes | Yes | 2015-03-13 |  | 0
FALSE | 4TWR5042G1 | 2546 | 5499278 | AMERICAN STANDARD | 4A6H5042G1 | HP | Split System: Heat Pump with Remote Outdoor Unit-Air-Source | 4TWR5042G1 |  | 4TXCD009CC3 | 12 | 15 | 8.5 | Yes | Yes | 2015-03-13 |  | 0
FALSE | 4TWR5042G1 | 2546 | 5498866 | AMERICAN STANDARD | 4A6H5042G1 | HP | Split System: Heat Pump with Remote Outdoor Unit-Air-Source | 4TWR5042G1 |  | *AM7A0C36H31 | 12.5 | 15.5 | 9 | Yes | Yes | 2015-03-13 |  | 1
FALSE | 4TWR5042G1 | 2546 | 5498871 | AMERICAN STANDARD | 4A6H5042G1 | HP | Split System: Heat Pump with Remote Outdoor Unit-Air-Source | 4TWR5042G1 |  | *AM8A0C36V31+BAYCC24V | 12.5 | 15.5 | 9 | Yes | Yes | 2015-03-13 |  | 1
FALSE | 4TWB4042G1 | 2545 | 5499666 | AMERICAN STANDARD | 4TWB4042G1 | HP | Split System: Heat Pump with Remote Outdoor Unit-Air-Source | 4TWB4042G1 |  | 4TXCC008CC3 | 12 | 15 | 8.5 | Yes | Yes | 2015-03-13 |  | 0
FALSE | 4TWB4042G1 | 2545 | 5499670 | AMERICAN STANDARD | 4TWB4042G1 | HP | Split System: Heat Pump with Remote Outdoor Unit-Air-Source | 4TWB4042G1 |  | 4TXCC008CC3 | 12 | 15 | 8.5 | Yes | Yes | 2015-03-13 |  | 0
FALSE | 4TWB4042G1 | 2545 | 5499673 | AMERICAN STANDARD | 4TWB4042G1 | HP | Split System: Heat Pump with Remote Outdoor Unit-Air-Source | 4TWB4042G1 |  | 4TXCC008CC3 | 12 | 15 | 8.5 | Yes | Yes | 2015-03-13 |  | 0
FALSE | 4TWB4042G1 | 2545 | 5499674 | AMERICAN STANDARD | 4TWB4042G1 | HP | Split System: Heat Pump with Remote Outdoor Unit-Air-Source | 4TWB4042G1 |  | 4TXCC008CC3 | 12 | 15 | 8.5 | Yes | Yes | 2015-03-13 |  | 0
FALSE | 4TWB4042G1 | 2545 | 5499854 | AMERICAN STANDARD | 4TWB4042G1 | HP | Split System: Heat Pump with Remote Outdoor Unit-Air-Source | 4TWB4042G1 |  | 4TXCC049BC3 | 12 | 15 | 8.5 | Yes | Yes | 2015-03-13 |  | 0
FALSE | 4TWB4042G1 | 2545 | 5499856 | AMERICAN STANDARD | 4TWB4042G1 | HP | Split System: Heat Pump with Remote Outdoor Unit-Air-Source | 4TWB4042G1 |  | 4TXCC049BC3 | 12 | 14.5 | 8.5 | Yes | Yes | 2015-03-13 |  | 0
FALSE | 4TWB4042G1 | 2545 | 5499860 | AMERICAN STANDARD | 4TWB4042G1 | HP | Split System: Heat Pump with Remote Outdoor Unit-Air-Source | 4TWB4042G1 |  | 4TXCC049BC3 | 12 | 14.5 | 8.5 | Yes | Yes | 2015-03-13 |  | 0
FALSE | 4TWB4042G1 | 2545 | 5499999 | AMERICAN STANDARD | 4TWB4042G1 | HP | Split System: Heat Pump with Remote Outdoor Unit-Air-Source | 4TWB4042G1 |  | 4TXCD050BC3 | 12 | 14.5 | 8.5 | Yes | Yes | 2015-03-13 |  | 0
FALSE | 4TWR5042G1 | 2546 | 5499000 | AMERICAN STANDARD | 4A6H5042G1 | HP | Split System: Heat Pump with Remote Outdoor Unit-Air-Source | 4TWR5042G1 |  | 4TXCB048BC3 | 12 | 14.75 | 8.5 | Yes | Yes | 2015-03-13 |  | 0
FALSE | 4TWR5042G1 | 2546 | 5499004 | AMERICAN STANDARD | 4A6H5042G1 | HP | Split System: Heat Pump with Remote Outdoor Unit-Air-Source | 4TWR5042G1 |  | 4TXCB048BC3 | 12 | 14.75 | 8.5 | Yes | Yes | 2015-03-13 |  | 0
FALSE | 4TWR5042G1 | 2546 | 5499207 | AMERICAN STANDARD | 4A6H5042G1 | HP | Split System: Heat Pump with Remote Outdoor Unit-Air-Source | 4TWR5042G1 |  | 4TXCC044BC3 | 12 | 15 | 8.5 | Yes | Yes | 2015-03-13 |  | 0
FALSE | 4TWR5042G1 | 2546 | 5499168 | AMERICAN STANDARD | 4A6H5042G1 | HP | Split System: Heat Pump with Remote Outdoor Unit-Air-Source | 4TWR5042G1 |  | 4TXCC044BC3 | 12 | 15 | 8.5 | Yes | Yes | 2015-03-13 |  | 0
FALSE | 4TWR5042G1 | 2546 | 5499351 | AMERICAN STANDARD | 4A6H5042G1 | HP | Split System: Heat Pump with Remote Outdoor Unit-Air-Source | 4TWR5042G1 |  | 4TXCD050BC3 | 12 | 15 | 8.5 | Yes | Yes | 2015-03-13 |  | 0
FALSE | 4TWR5042G1 | 2546 | 5499008 | AMERICAN STANDARD | 4A6H5042G1 | HP | Split System: Heat Pump with Remote Outdoor Unit-Air-Source | 4TWR5042G1 |  | 4TXCB048BC3 | 12 | 14.75 | 8.5 | Yes | Yes | 2015-03-13 |  | 0
FALSE | 4TWR5042G1 | 2546 | 5499011 | AMERICAN STANDARD | 4A6H5042G1 | HP | Split System: Heat Pump with Remote Outdoor Unit-Air-Source | 4TWR5042G1 |  | 4TXCB048BC3 | 12 | 14.75 | 8.5 | Yes | Yes | 2015-03-13 |  | 0
FALSE | 4TWR5042G1 | 2546 | 5499171 | AMERICAN STANDARD | 4A6H5042G1 | HP | Split System: Heat Pump with Remote Outdoor Unit-Air-Source | 4TWR5042G1 |  | 4TXCC044BC3 | 12 | 15 | 8.5 | Yes | Yes | 2015-03-13 |  | 0
FALSE | 4TWR5042G1 | 2546 | 5499179 | AMERICAN STANDARD | 4A6H5042G1 | HP | Split System: Heat Pump with Remote Outdoor Unit-Air-Source | 4TWR5042G1 |  | 4TXCC044BC3 | 12 | 14.75 | 8.5 | Yes | Yes | 2015-03-13 |  | 0
FALSE | 4TWR5042G1 | 2546 | 5499211 | AMERICAN STANDARD | 4A6H5042G1 | HP | Split System: Heat Pump with Remote Outdoor Unit-Air-Source | 4TWR5042G1 |  | 4TXCC049BC3 | 12 | 14.75 | 8.5 | Yes | Yes | 2015-03-13 |  | 0
FALSE | 4TWR5042G1 | 2546 | 5499020 | AMERICAN STANDARD | 4A6H5042G1 | HP | Split System: Heat Pump with Remote Outdoor Unit-Air-Source | 4TWR5042G1 |  | 4TXCC008CC3 | 12 | 15 | 8.5 | Yes | Yes | 2015-03-13 |  | 0
FALSE | 4TWR5042G1 | 2546 | 5499021 | AMERICAN STANDARD | 4A6H5042G1 | HP | Split System: Heat Pump with Remote Outdoor Unit-Air-Source | 4TWR5042G1 |  | 4TXCC008CC3 | 12 | 15 | 8.5 | Yes | Yes | 2015-03-13 |  | 0
FALSE | 4TWR5042G1 | 2546 | 5499024 | AMERICAN STANDARD | 4A6H5042G1 | HP | Split System: Heat Pump with Remote Outdoor Unit-Air-Source | 4TWR5042G1 |  | 4TXCC008CC3 | 12 | 15 | 8.5 | Yes | Yes | 2015-03-13 |  | 0
FALSE | 4TWR5042G1 | 2546 | 5499033 | AMERICAN STANDARD | 4A6H5042G1 | HP | Split System: Heat Pump with Remote Outdoor Unit-Air-Source | 4TWR5042G1 |  | 4TXCC008CC3 | 12 | 15 | 8.5 | Yes | Yes | 2015-03-13 |  | 0
FALSE | 4TWR5042G1 | 2546 | 5499034 | AMERICAN STANDARD | 4A6H5042G1 | HP | Split System: Heat Pump with Remote Outdoor Unit-Air-Source | 4TWR5042G1 |  | 4TXCC008CC3 | 12 | 15 | 8.5 | Yes | Yes | 2015-03-13 |  | 0
FALSE | 4TWR5042G1 | 2546 | 5499287 | AMERICAN STANDARD | 4A6H5042G1 | HP | Split System: Heat Pump with Remote Outdoor Unit-Air-Source | 4TWR5042G1 |  | 4TXCD009CC3 | 12 | 15 | 8.5 | Yes | Yes | 2015-03-13 |  | 0
FALSE | 4TWR5042G1 | 2546 | 5499288 | AMERICAN STANDARD | 4A6H5042G1 | HP | Split System: Heat Pump with Remote Outdoor Unit-Air-Source | 4TWR5042G1 |  | 4TXCD009CC3 | 12 | 15 | 8.5 | Yes | Yes | 2015-03-13 |  | 0
FALSE | 4TWR5042G1 | 2546 | 5499302 | AMERICAN STANDARD | 4A6H5042G1 | HP | Split System: Heat Pump with Remote Outdoor Unit-Air-Source | 4TWR5042G1 |  | 4TXCD010CC3 | 12 | 15 | 8.5 | Yes | Yes | 2015-03-13 |  | 0
FALSE | 4TWR5042G1 | 2546 | 5499304 | AMERICAN STANDARD | 4A6H5042G1 | HP | Split System: Heat Pump with Remote Outdoor Unit-Air-Source | 4TWR5042G1 |  | 4TXCD010CC3 | 12 | 15 | 8.5 | Yes | Yes | 2015-03-13 |  | 0
FALSE | 4TWR5042G1 | 2546 | 5499319 | AMERICAN STANDARD | 4A6H5042G1 | HP | Split System: Heat Pump with Remote Outdoor Unit-Air-Source | 4TWR5042G1 |  | 4TXCD010CC3 | 12 | 15 | 8.5 | Yes | Yes | 2015-03-13 |  | 0
FALSE | 4TWR5042G1 | 2546 | 5498985 | AMERICAN STANDARD | 4A6H5042G1 | HP | Split System: Heat Pump with Remote Outdoor Unit-Air-Source | 4TWR5042G1 |  | 4TXCB048BC3 | 12 | 14.75 | 8.5 | Yes | Yes | 2015-03-13 |  | 0
FALSE | 4TWR5042G1 | 2546 | 5499199 | AMERICAN STANDARD | 4A6H5042G1 | HP | Split System: Heat Pump with Remote Outdoor Unit-Air-Source | 4TWR5042G1 |  | 4TXCC044BC3 | 12 | 15 | 8.5 | Yes | Yes | 2015-03-13 |  | 0
FALSE | 4TWR5042G1 | 2546 | 5499204 | AMERICAN STANDARD | 4A6H5042G1 | HP | Split System: Heat Pump with Remote Outdoor Unit-Air-Source | 4TWR5042G1 |  | 4TXCC044BC3 | 12 | 14.75 | 8.5 | Yes | Yes | 2015-03-13 |  | 0
FALSE | 4TWR5042G1 | 2546 | 5499371 | AMERICAN STANDARD | 4A6H5042G1 | HP | Split System: Heat Pump with Remote Outdoor Unit-Air-Source | 4TWR5042G1 |  | 4TXCD050BC3 | 12 | 14.75 | 8.5 | Yes | Yes | 2015-03-13 |  | 0
FALSE | 4TWR5042G1 | 2546 | 5499388 | AMERICAN STANDARD | 4A6H5042G1 | HP | Split System: Heat Pump with Remote Outdoor Unit-Air-Source | 4TWR5042G1 |  | 4TXCD050BC3 | 12 | 15 | 8.5 | Yes | Yes | 2015-03-13 |  | 0
FALSE | 4TWR5061E1 | 2575 | 5720679 | AMERICAN STANDARD | 4A6H5061E1 | HP | Split System: Heat Pump with Remote Outdoor Unit-Air-Source | 4TWR5061E1 |  | GAM2A0C60S51+TDR | 12 | 14.5 | 8.5 | Yes | Yes | 2015-03-13 |  | 0
FALSE | 4TWB4024G1 | 3221 | 5863557 | AMERICAN STANDARD | 4TWB4024G1 | HP | Split System: Heat Pump with Remote Outdoor Unit-Air-Source | 4TWB4024G1 |  | GAM5B0A18M11 | 12 | 15 | 8.5 | Yes | Yes | 2015-03-13 |  | 0
FALSE | 4TWB4024G1 | 3221 | 5863558 | AMERICAN STANDARD | 4TWB4024G1 | HP | Split System: Heat Pump with Remote Outdoor Unit-Air-Source | 4TWB4024G1 |  | GAM5B0A24M21 | 12.5 | 14.75 | 8.5 | Yes | Yes | 2015-03-13 |  | 0
FALSE | 4TWB4024G1 | 3221 | 5863559 | AMERICAN STANDARD | 4TWB4024G1 | HP | Split System: Heat Pump with Remote Outdoor Unit-Air-Source | 4TWB4024G1 |  | GAM5B0B30M21 | 12 | 15 | 8.5 | Yes | Yes | 2015-03-13 |  | 0
FALSE | 4TWB4036G1 | 2434 | 5863564 | AMERICAN STANDARD | 4TWB4036G1 | HP | Split System: Heat Pump with Remote Outdoor Unit-Air-Source | 4TWB4036G1 |  | GAM5B0C42M31 | 12.5 | 15 | 9 | Yes | Yes | 2015-03-13 |  | 1
FALSE | 4TWR5024G1 | 3222 | 5863590 | AMERICAN STANDARD | 4A6H5024G1 | HP | Split System: Heat Pump with Remote Outdoor Unit-Air-Source | 4TWR5024G1 |  | GAM5B0A18M11 | 12.5 | 15 | 8.8 | Yes | Yes | 2015-03-13 |  | 1
FALSE | 4TWR5024G1 | 3222 | 5863591 | AMERICAN STANDARD | 4A6H5024G1 | HP | Split System: Heat Pump with Remote Outdoor Unit-Air-Source | 4TWR5024G1 |  | GAM5B0A24M21 | 12.5 | 14.75 | 8.5 | Yes | Yes | 2015-03-13 |  | 0
FALSE | 4TWR5024G1 | 3222 | 5863592 | AMERICAN STANDARD | 4A6H5024G1 | HP | Split System: Heat Pump with Remote Outdoor Unit-Air-Source | 4TWR5024G1 |  | GAM5B0B30M21 | 12.5 | 15 | 9 | Yes | Yes | 2015-03-13 |  | 1
FALSE | 4TWR5036G1 | 2435 | 5863597 | AMERICAN STANDARD | 4A6H5036G1 | HP | Split System: Heat Pump with Remote Outdoor Unit-Air-Source | 4TWR5036G1 |  | GAM5B0C42M31 | 12.5 | 15 | 9 | Yes | Yes | 2015-03-13 |  | 1
FALSE | 4TWR5018G1 | 2385 | 5919203 | AMERICAN STANDARD | 4A6H5018G1 | HP | Split System: Heat Pump with Remote Outdoor Unit-Air-Source | 4TWR5018G1 |  | TEM3A0B24S21+TDR | 12 | 14.5 | 8.2 | Yes | Yes | 2015-03-13 |  | Below V5.0 Req.
FALSE | 4TWR5030G1 | 2430 | 5850482 | AMERICAN STANDARD | 4A6H5030G1 | HP | Split System: Heat Pump with Remote Outdoor Unit-Air-Source | 4TWR5030G1 |  | 4TXCB048BC3 | 12.5 | 14.5 | 9 | Yes | Yes | 2015-03-13 |  | 0
FALSE | 4TWR5024G1 | 3222 | 5919205 | AMERICAN STANDARD | 4A6H5024G1 | HP | Split System: Heat Pump with Remote Outdoor Unit-Air-Source | 4TWR5024G1 |  | TEM3A0B24S21+TDR | 12 | 14.5 | 8.2 | Yes | Yes | 2015-03-13 |  | Below V5.0 Req.
FALSE | 4TWB4024G1 | 3221 | 5996077 | AMERICAN STANDARD | 4TWB4024G1 | HP | Split System: Heat Pump with Remote Outdoor Unit-Air-Source | 4TWB4024G1 |  | 4NXCB032AC3 | 12.5 | 15 | 9 | Yes | Yes | 2015-03-13 |  | 1
FALSE | 4TWB4049E1 | 2559 | 5993100 | AMERICAN STANDARD | 4TWB4049E1 | HP | Split System: Heat Pump with Remote Outdoor Unit-Air-Source | 4TWB4049E1 |  | 4NXCD063BC3 | 12 | 15 | 8.5 | Yes | Yes | 2015-03-13 |  | 0
FALSE | 4TWB4024G1 | 3221 | 5996078 | AMERICAN STANDARD | 4TWB4024G1 | HP | Split System: Heat Pump with Remote Outdoor Unit-Air-Source | 4TWB4024G1 |  | 4NXCB032AC3 | 12.5 | 15 | 8.5 | Yes | Yes | 2015-03-13 |  | 1
FALSE | 4TWB4024G1 | 3221 | 5996109 | AMERICAN STANDARD | 4TWB4024G1 | HP | Split System: Heat Pump with Remote Outdoor Unit-Air-Source | 4TWB4024G1 |  | 4NXCB036AC3 | 12.5 | 15 | 9 | Yes | Yes | 2015-03-13 |  | 1
FALSE | 4TWB4024G1 | 3221 | 5996110 | AMERICAN STANDARD | 4TWB4024G1 | HP | Split System: Heat Pump with Remote Outdoor Unit-Air-Source | 4TWB4024G1 |  | 4NXCB036AC3 | 12.5 | 15 | 9 | Yes | Yes | 2015-03-13 |  | 1
FALSE | 4TWB4024G1 | 3221 | 5996111 | AMERICAN STANDARD | 4TWB4024G1 | HP | Split System: Heat Pump with Remote Outdoor Unit-Air-Source | 4TWB4024G1 |  | 4NXCB036AC3 | 12.5 | 15 | 9 | Yes | Yes | 2015-03-13 |  | 1
FALSE | 4TWB4024G1 | 3221 | 5995534 | AMERICAN STANDARD | 4TWB4024G1 | HP | Split System: Heat Pump with Remote Outdoor Unit-Air-Source | 4TWB4024G1 |  | 4NXCB036AC3 | 12.5 | 15 | 9 | Yes | Yes | 2015-03-13 |  | 1
FALSE | 4TWB4024G1 | 3221 | 5995533 | AMERICAN STANDARD | 4TWB4024G1 | HP | Split System: Heat Pump with Remote Outdoor Unit-Air-Source | 4TWB4024G1 |  | 4NXCB036AC3 | 12.5 | 15 | 9 | Yes | Yes | 2015-03-13 |  | 1
FALSE | 4TWB4024G1 | 3221 | 5995536 | AMERICAN STANDARD | 4TWB4024G1 | HP | Split System: Heat Pump with Remote Outdoor Unit-Air-Source | 4TWB4024G1 |  | 4NXCB036AC3 | 12.5 | 15 | 9 | Yes | Yes | 2015-03-13 |  | 1
FALSE | 4TWB4024G1 | 3221 | 5995531 | AMERICAN STANDARD | 4TWB4024G1 | HP | Split System: Heat Pump with Remote Outdoor Unit-Air-Source | 4TWB4024G1 |  | 4NXCB036AC3 | 12.5 | 15 | 9 | Yes | Yes | 2015-03-13 |  | 1
FALSE | 4TWB4024G1 | 3221 | 5995530 | AMERICAN STANDARD | 4TWB4024G1 | HP | Split System: Heat Pump with Remote Outdoor Unit-Air-Source | 4TWB4024G1 |  | 4NXCB036AC3 | 12.5 | 15 | 9 | Yes | Yes | 2015-03-13 |  | 1
FALSE | 4TWB4024G1 | 3221 | 5996112 | AMERICAN STANDARD | 4TWB4024G1 | HP | Split System: Heat Pump with Remote Outdoor Unit-Air-Source | 4TWB4024G1 |  | 4NXCB036AC3 | 12.5 | 15 | 9 | Yes | Yes | 2015-03-13 |  | 1
FALSE | 4TWB4024G1 | 3221 | 5996113 | AMERICAN STANDARD | 4TWB4024G1 | HP | Split System: Heat Pump with Remote Outdoor Unit-Air-Source | 4TWB4024G1 |  | 4NXCB036AC3 | 12.5 | 15 | 9 | Yes | Yes | 2015-03-13 |  | 1
FALSE | 4TWB4024G1 | 3221 | 5996114 | AMERICAN STANDARD | 4TWB4024G1 | HP | Split System: Heat Pump with Remote Outdoor Unit-Air-Source | 4TWB4024G1 |  | 4NXCB036AC3 | 12.5 | 15 | 9 | Yes | Yes | 2015-03-13 |  | 1
FALSE | 4TWB4024G1 | 3221 | 5996096 | AMERICAN STANDARD | 4TWB4024G1 | HP | Split System: Heat Pump with Remote Outdoor Unit-Air-Source | 4TWB4024G1 |  | 4NXCB036AC3 | 12.5 | 15 | 9 | Yes | Yes | 2015-03-13 |  | 1
FALSE | 4TWB4024G1 | 3221 | 5995529 | AMERICAN STANDARD | 4TWB4024G1 | HP | Split System: Heat Pump with Remote Outdoor Unit-Air-Source | 4TWB4024G1 |  | 4NXCB036AC3 | 12.5 | 15 | 9 | Yes | Yes | 2015-03-13 |  | 1
FALSE | 4TWB4049E1 | 2559 | 5993102 | AMERICAN STANDARD | 4TWB4049E1 | HP | Split System: Heat Pump with Remote Outdoor Unit-Air-Source | 4TWB4049E1 |  | 4NXCD063BC3 | 12 | 15 | 8.2 | Yes | Yes | 2015-03-13 |  | Below V5.0 Req.
FALSE | 4TWB4049E1 | 2559 | 5993103 | AMERICAN STANDARD | 4TWB4049E1 | HP | Split System: Heat Pump with Remote Outdoor Unit-Air-Source | 4TWB4049E1 |  | 4NXCD063BC3 | 12 | 14.5 | 8.2 | Yes | Yes | 2015-03-13 |  | Below V5.0 Req.
FALSE | 4TWB4049E1 | 2559 | 5993104 | AMERICAN STANDARD | 4TWB4049E1 | HP | Split System: Heat Pump with Remote Outdoor Unit-Air-Source | 4TWB4049E1 |  | 4NXCD063BC3 | 12 | 14.75 | 8.5 | Yes | Yes | 2015-03-13 |  | 0
FALSE | 4TWB4049E1 | 2559 | 5993105 | AMERICAN STANDARD | 4TWB4049E1 | HP | Split System: Heat Pump with Remote Outdoor Unit-Air-Source | 4TWB4049E1 |  | 4NXCD063BC3 | 12 | 15 | 8.5 | Yes | Yes | 2015-03-13 |  | 0
FALSE | 4TWB4024G1 | 3221 | 5995526 | AMERICAN STANDARD | 4TWB4024G1 | HP | Split System: Heat Pump with Remote Outdoor Unit-Air-Source | 4TWB4024G1 |  | 4NXCB032AC3 | 12.5 | 15 | 9 | Yes | Yes | 2015-03-13 |  | 1
FALSE | 4TWB4024G1 | 3221 | 5995527 | AMERICAN STANDARD | 4TWB4024G1 | HP | Split System: Heat Pump with Remote Outdoor Unit-Air-Source | 4TWB4024G1 |  | 4NXCB032AC3 | 12.5 | 15 | 9 | Yes | Yes | 2015-03-13 |  | 1
FALSE | 4TWB4024G1 | 3221 | 5996084 | AMERICAN STANDARD | 4TWB4024G1 | HP | Split System: Heat Pump with Remote Outdoor Unit-Air-Source | 4TWB4024G1 |  | 4NXCB032AC3 | 12.5 | 15 | 8.5 | Yes | Yes | 2015-03-13 |  | 1
FALSE | 4TWB4024G1 | 3221 | 5996085 | AMERICAN STANDARD | 4TWB4024G1 | HP | Split System: Heat Pump with Remote Outdoor Unit-Air-Source | 4TWB4024G1 |  | 4NXCB032AC3 | 12.5 | 15 | 8.5 | Yes | Yes | 2015-03-13 |  | 1
FALSE | 4TWB4024G1 | 3221 | 5996086 | AMERICAN STANDARD | 4TWB4024G1 | HP | Split System: Heat Pump with Remote Outdoor Unit-Air-Source | 4TWB4024G1 |  | 4NXCB032AC3 | 12.5 | 15 | 8.5 | Yes | Yes | 2015-03-13 |  | 1
FALSE | 4TWB4024G1 | 3221 | 5996087 | AMERICAN STANDARD | 4TWB4024G1 | HP | Split System: Heat Pump with Remote Outdoor Unit-Air-Source | 4TWB4024G1 |  | 4NXCB032AC3 | 12.5 | 15 | 8.5 | Yes | Yes | 2015-03-13 |  | 1
FALSE | 4TWB4024G1 | 3221 | 5996088 | AMERICAN STANDARD | 4TWB4024G1 | HP | Split System: Heat Pump with Remote Outdoor Unit-Air-Source | 4TWB4024G1 |  | 4NXCB032AC3 | 12.5 | 15 | 8.5 | Yes | Yes | 2015-03-13 |  | 1
FALSE | 4TWB4024G1 | 3221 | 5996089 | AMERICAN STANDARD | 4TWB4024G1 | HP | Split System: Heat Pump with Remote Outdoor Unit-Air-Source | 4TWB4024G1 |  | 4NXCB032AC3 | 12.5 | 15 | 8.5 | Yes | Yes | 2015-03-13 |  | 1
FALSE | 4TWB4024G1 | 3221 | 5996090 | AMERICAN STANDARD | 4TWB4024G1 | HP | Split System: Heat Pump with Remote Outdoor Unit-Air-Source | 4TWB4024G1 |  | 4NXCB032AC3 | 12.5 | 15 | 8.5 | Yes | Yes | 2015-03-13 |  | 1
FALSE | 4TWB4024G1 | 3221 | 5996092 | AMERICAN STANDARD | 4TWB4024G1 | HP | Split System: Heat Pump with Remote Outdoor Unit-Air-Source | 4TWB4024G1 |  | 4NXCB032AC3 | 12.5 | 15 | 8.5 | Yes | Yes | 2015-03-13 |  | 1
FALSE | 4TWB4024G1 | 3221 | 5996094 | AMERICAN STANDARD | 4TWB4024G1 | HP | Split System: Heat Pump with Remote Outdoor Unit-Air-Source | 4TWB4024G1 |  | 4NXCB032AC3 | 12.5 | 15 | 8.5 | Yes | Yes | 2015-03-13 |  | 1
FALSE | 4TWB4049E1 | 2559 | 5993088 | AMERICAN STANDARD | 4TWB4049E1 | HP | Split System: Heat Pump with Remote Outdoor Unit-Air-Source | 4TWB4049E1 |  | 4NXCD063BC3 | 12.5 | 15 | 8.5 | Yes | Yes | 2015-03-13 |  | 1
FALSE | 4TWB4049E1 | 2559 | 5993089 | AMERICAN STANDARD | 4TWB4049E1 | HP | Split System: Heat Pump with Remote Outdoor Unit-Air-Source | 4TWB4049E1 |  | 4NXCD063BC3 | 12 | 15 | 8.5 | Yes | Yes | 2015-03-13 |  | 0
FALSE | 4TWB4049E1 | 2559 | 5993090 | AMERICAN STANDARD | 4TWB4049E1 | HP | Split System: Heat Pump with Remote Outdoor Unit-Air-Source | 4TWB4049E1 |  | 4NXCD063BC3 | 12 | 15 | 8.5 | Yes | Yes | 2015-03-13 |  | 0
FALSE | 4TWB4049E1 | 2559 | 5993091 | AMERICAN STANDARD | 4TWB4049E1 | HP | Split System: Heat Pump with Remote Outdoor Unit-Air-Source | 4TWB4049E1 |  | 4NXCD063BC3 | 12.5 | 15 | 8.5 | Yes | Yes | 2015-03-13 |  | 1
FALSE | 4TWB4049E1 | 2559 | 5993092 | AMERICAN STANDARD | 4TWB4049E1 | HP | Split System: Heat Pump with Remote Outdoor Unit-Air-Source | 4TWB4049E1 |  | 4NXCD063BC3 | 12 | 15 | 8.5 | Yes | Yes | 2015-03-13 |  | 0
FALSE | 4TWB4049E1 | 2559 | 5993093 | AMERICAN STANDARD | 4TWB4049E1 | HP | Split System: Heat Pump with Remote Outdoor Unit-Air-Source | 4TWB4049E1 |  | 4NXCD063BC3 | 12 | 15 | 8.5 | Yes | Yes | 2015-03-13 |  | 0
FALSE | 4TWB4049E1 | 2559 | 5993094 | AMERICAN STANDARD | 4TWB4049E1 | HP | Split System: Heat Pump with Remote Outdoor Unit-Air-Source | 4TWB4049E1 |  | 4NXCD063BC3 | 12.5 | 15 | 8.5 | Yes | Yes | 2015-03-13 |  | 1
FALSE | 4TWB4049E1 | 2559 | 5993095 | AMERICAN STANDARD | 4TWB4049E1 | HP | Split System: Heat Pump with Remote Outdoor Unit-Air-Source | 4TWB4049E1 |  | 4NXCD063BC3 | 12.5 | 15 | 8.5 | Yes | Yes | 2015-03-13 |  | 1
FALSE | 4TWB4049E1 | 2559 | 5993096 | AMERICAN STANDARD | 4TWB4049E1 | HP | Split System: Heat Pump with Remote Outdoor Unit-Air-Source | 4TWB4049E1 |  | 4NXCD063BC3 | 12 | 15 | 8.5 | Yes | Yes | 2015-03-13 |  | 0
FALSE | 4TWB4049E1 | 2559 | 5993097 | AMERICAN STANDARD | 4TWB4049E1 | HP | Split System: Heat Pump with Remote Outdoor Unit-Air-Source | 4TWB4049E1 |  | 4NXCD063BC3 | 12.5 | 15 | 8.5 | Yes | Yes | 2015-03-13 |  | 1
FALSE | 4TWB4049E1 | 2559 | 5993098 | AMERICAN STANDARD | 4TWB4049E1 | HP | Split System: Heat Pump with Remote Outdoor Unit-Air-Source | 4TWB4049E1 |  | 4NXCD063BC3 | 12.5 | 15 | 8.5 | Yes | Yes | 2015-03-13 |  | 1
FALSE | 4TWB4049E1 | 2559 | 5993099 | AMERICAN STANDARD | 4TWB4049E1 | HP | Split System: Heat Pump with Remote Outdoor Unit-Air-Source | 4TWB4049E1 |  | 4NXCD063BC3 | 12 | 15 | 8.5 | Yes | Yes | 2015-03-13 |  | 0
FALSE | 4TWB4049E1 | 2559 | 5993106 | AMERICAN STANDARD | 4TWB4049E1 | HP | Split System: Heat Pump with Remote Outdoor Unit-Air-Source | 4TWB4049E1 |  | 4NXCD063BC3 | 12 | 14.75 | 8.2 | Yes | Yes | 2015-03-13 |  | Below V5.0 Req.
FALSE | 4TWB4049E1 | 2559 | 5993107 | AMERICAN STANDARD | 4TWB4049E1 | HP | Split System: Heat Pump with Remote Outdoor Unit-Air-Source | 4TWB4049E1 |  | 4NXCD063BC3 | 12.5 | 15 | 8.5 | Yes | Yes | 2015-03-13 |  | 1
FALSE | 4TWB4049E1 | 2559 | 5993108 | AMERICAN STANDARD | 4TWB4049E1 | HP | Split System: Heat Pump with Remote Outdoor Unit-Air-Source | 4TWB4049E1 |  | 4NXCD063BC3 | 12.5 | 15 | 8.5 | Yes | Yes | 2015-03-13 |  | 1
FALSE | 4TWB4024G1 | 3221 | 5995528 | AMERICAN STANDARD | 4TWB4024G1 | HP | Split System: Heat Pump with Remote Outdoor Unit-Air-Source | 4TWB4024G1 |  | 4NXCB036AC3 | 12.5 | 15 | 9 | Yes | Yes | 2015-03-13 |  | 1
FALSE | 4TWB4024G1 | 3221 | 5995532 | AMERICAN STANDARD | 4TWB4024G1 | HP | Split System: Heat Pump with Remote Outdoor Unit-Air-Source | 4TWB4024G1 |  | 4NXCB036AC3 | 12.5 | 15 | 9 | Yes | Yes | 2015-03-13 |  | 1
FALSE | 4TWB4024G1 | 3221 | 5995535 | AMERICAN STANDARD | 4TWB4024G1 | HP | Split System: Heat Pump with Remote Outdoor Unit-Air-Source | 4TWB4024G1 |  | 4NXCB036AC3 | 12.5 | 15 | 9 | Yes | Yes | 2015-03-13 |  | 1
FALSE | 4TWB4024G1 | 3221 | 5996097 | AMERICAN STANDARD | 4TWB4024G1 | HP | Split System: Heat Pump with Remote Outdoor Unit-Air-Source | 4TWB4024G1 |  | 4NXCB036AC3 | 12.5 | 15 | 8.5 | Yes | Yes | 2015-03-13 |  | 1
FALSE | 4TWB4024G1 | 3221 | 5996098 | AMERICAN STANDARD | 4TWB4024G1 | HP | Split System: Heat Pump with Remote Outdoor Unit-Air-Source | 4TWB4024G1 |  | 4NXCB036AC3 | 12.5 | 15 | 8.5 | Yes | Yes | 2015-03-13 |  | 1
FALSE | 4TWB4024G1 | 3221 | 5996099 | AMERICAN STANDARD | 4TWB4024G1 | HP | Split System: Heat Pump with Remote Outdoor Unit-Air-Source | 4TWB4024G1 |  | 4NXCB036AC3 | 12.5 | 15 | 8.5 | Yes | Yes | 2015-03-13 |  | 1
FALSE | 4TWB4024G1 | 3221 | 5996100 | AMERICAN STANDARD | 4TWB4024G1 | HP | Split System: Heat Pump with Remote Outdoor Unit-Air-Source | 4TWB4024G1 |  | 4NXCB036AC3 | 12.5 | 15 | 8.5 | Yes | Yes | 2015-03-13 |  | 1
FALSE | 4TWB4024G1 | 3221 | 5996101 | AMERICAN STANDARD | 4TWB4024G1 | HP | Split System: Heat Pump with Remote Outdoor Unit-Air-Source | 4TWB4024G1 |  | 4NXCB036AC3 | 12.5 | 15 | 8.5 | Yes | Yes | 2015-03-13 |  | 1
FALSE | 4TWB4024G1 | 3221 | 5996102 | AMERICAN STANDARD | 4TWB4024G1 | HP | Split System: Heat Pump with Remote Outdoor Unit-Air-Source | 4TWB4024G1 |  | 4NXCB036AC3 | 12.5 | 15 | 8.5 | Yes | Yes | 2015-03-13 |  | 1
FALSE | 4TWB4024G1 | 3221 | 5996103 | AMERICAN STANDARD | 4TWB4024G1 | HP | Split System: Heat Pump with Remote Outdoor Unit-Air-Source | 4TWB4024G1 |  | 4NXCB036AC3 | 12.5 | 15 | 8.5 | Yes | Yes | 2015-03-13 |  | 1
FALSE | 4TWB4024G1 | 3221 | 5996105 | AMERICAN STANDARD | 4TWB4024G1 | HP | Split System: Heat Pump with Remote Outdoor Unit-Air-Source | 4TWB4024G1 |  | 4NXCB036AC3 | 12.5 | 15 | 8.5 | Yes | Yes | 2015-03-13 |  | 1
FALSE | 4TWB4024G1 | 3221 | 5996107 | AMERICAN STANDARD | 4TWB4024G1 | HP | Split System: Heat Pump with Remote Outdoor Unit-Air-Source | 4TWB4024G1 |  | 4NXCB036AC3 | 12.5 | 15 | 8.5 | Yes | Yes | 2015-03-13 |  | 1
FALSE | 4TWB4024G1 | 3221 | 5996108 | AMERICAN STANDARD | 4TWB4024G1 | HP | Split System: Heat Pump with Remote Outdoor Unit-Air-Source | 4TWB4024G1 |  | 4NXCB036AC3 | 12.5 | 15 | 8.5 | Yes | Yes | 2015-03-13 |  | 1
FALSE | 4TWR4030D1 | 2429 | 5995552 | AMERICAN STANDARD | 4TWB4030G1 | HP | Split System: Heat Pump with Remote Outdoor Unit-Air-Source | 4TWB4030G1 |  | 4NXCB032AC3 | 12.5 | 15 | 9 | Yes | Yes | 2015-03-13 |  | 1
FALSE | 4TWR4030D1 | 2429 | 5995551 | AMERICAN STANDARD | 4TWB4030G1 | HP | Split System: Heat Pump with Remote Outdoor Unit-Air-Source | 4TWB4030G1 |  | 4NXCB032AC3 | 12.5 | 15 | 9 | Yes | Yes | 2015-03-13 |  | 1
FALSE | 4TWR4030D1 | 2429 | 5995550 | AMERICAN STANDARD | 4TWB4030G1 | HP | Split System: Heat Pump with Remote Outdoor Unit-Air-Source | 4TWB4030G1 |  | 4NXCB032AC3 | 12.5 | 15 | 9 | Yes | Yes | 2015-03-13 |  | 1
FALSE | 4TWR4030D1 | 2429 | 5995546 | AMERICAN STANDARD | 4TWB4030G1 | HP | Split System: Heat Pump with Remote Outdoor Unit-Air-Source | 4TWB4030G1 |  | 4NXCB032AC3 | 12.5 | 15 | 9 | Yes | Yes | 2015-03-13 |  | 1
FALSE | 4TWR4030D1 | 2429 | 5995545 | AMERICAN STANDARD | 4TWB4030G1 | HP | Split System: Heat Pump with Remote Outdoor Unit-Air-Source | 4TWB4030G1 |  | 4NXCB032AC3 | 12.5 | 15 | 9 | Yes | Yes | 2015-03-13 |  | 1
FALSE | 4TWR4030D1 | 2429 | 5995544 | AMERICAN STANDARD | 4TWB4030G1 | HP | Split System: Heat Pump with Remote Outdoor Unit-Air-Source | 4TWB4030G1 |  | 4NXCB032AC3 | 12.5 | 15 | 9 | Yes | Yes | 2015-03-13 |  | 1
FALSE | 4TWR4030D1 | 2429 | 5995537 | AMERICAN STANDARD | 4TWB4030G1 | HP | Split System: Heat Pump with Remote Outdoor Unit-Air-Source | 4TWB4030G1 |  | 4NXCB032AC3 | 12.5 | 15 | 9 | Yes | Yes | 2015-03-13 |  | 1
FALSE | 4TWR5024G1 | 3222 | 5995742 | AMERICAN STANDARD | 4A6H5024G1 | HP | Split System: Heat Pump with Remote Outdoor Unit-Air-Source | 4TWR5024G1 |  | 4NXCB032AC3 | 12.5 | 15 | 9 | Yes | Yes | 2015-03-13 |  | 1
FALSE | 4TWR5024G1 | 3222 | 5994393 | AMERICAN STANDARD | 4A6H5024G1 | HP | Split System: Heat Pump with Remote Outdoor Unit-Air-Source | 4TWR5024G1 |  | 4NXCB032AC3 | 12.5 | 15 | 8.5 | Yes | Yes | 2015-03-13 |  | 1
FALSE | 4TWR5024G1 | 3222 | 5994392 | AMERICAN STANDARD | 4A6H5024G1 | HP | Split System: Heat Pump with Remote Outdoor Unit-Air-Source | 4TWR5024G1 |  | 4NXCB032AC3 | 12.5 | 15 | 8.5 | Yes | Yes | 2015-03-13 |  | 1
FALSE | 4TWR5049E1 | 2560 | 5993180 | AMERICAN STANDARD | 4A6H5049E1 | HP | Split System: Heat Pump with Remote Outdoor Unit-Air-Source | 4TWR5049E1 |  | 4NXCD063BC3 | 12 | 14.5 | 8.2 | Yes | Yes | 2015-03-13 |  | Below V5.0 Req.
FALSE | 4TWR5049E1 | 2560 | 5993181 | AMERICAN STANDARD | 4A6H5049E1 | HP | Split System: Heat Pump with Remote Outdoor Unit-Air-Source | 4TWR5049E1 |  | 4NXCD063BC3 | 12 | 14.5 | 8.2 | Yes | Yes | 2015-03-13 |  | Below V5.0 Req.
FALSE | 4TWR5049E1 | 2560 | 5993182 | AMERICAN STANDARD | 4A6H5049E1 | HP | Split System: Heat Pump with Remote Outdoor Unit-Air-Source | 4TWR5049E1 |  | 4NXCD063BC3 | 12.5 | 15 | 8.5 | Yes | Yes | 2015-03-13 |  | 1
FALSE | 4TWR5049E1 | 2560 | 5993183 | AMERICAN STANDARD | 4A6H5049E1 | HP | Split System: Heat Pump with Remote Outdoor Unit-Air-Source | 4TWR5049E1 |  | 4NXCD063BC3 | 12.5 | 15 | 8.5 | Yes | Yes | 2015-03-13 |  | 1
FALSE | 4TWR5049E1 | 2560 | 5993184 | AMERICAN STANDARD | 4A6H5049E1 | HP | Split System: Heat Pump with Remote Outdoor Unit-Air-Source | 4TWR5049E1 |  | 4NXCD063BC3 | 12.5 | 15 | 8.5 | Yes | Yes | 2015-03-13 |  | 1
FALSE | 4TWR5049E1 | 2560 | 5993185 | AMERICAN STANDARD | 4A6H5049E1 | HP | Split System: Heat Pump with Remote Outdoor Unit-Air-Source | 4TWR5049E1 |  | 4NXCD063BC3 | 12.5 | 15 | 8.5 | Yes | Yes | 2015-03-13 |  | 1
FALSE | 4TWR5049E1 | 2560 | 5993186 | AMERICAN STANDARD | 4A6H5049E1 | HP | Split System: Heat Pump with Remote Outdoor Unit-Air-Source | 4TWR5049E1 |  | 4NXCD063BC3 | 12 | 15 | 8.5 | Yes | Yes | 2015-03-13 |  | 0
FALSE | 4TWR5049E1 | 2560 | 5993187 | AMERICAN STANDARD | 4A6H5049E1 | HP | Split System: Heat Pump with Remote Outdoor Unit-Air-Source | 4TWR5049E1 |  | 4NXCD063BC3 | 12 | 15 | 8.5 | Yes | Yes | 2015-03-13 |  | 0
FALSE | 4TWR5049E1 | 2560 | 5993188 | AMERICAN STANDARD | 4A6H5049E1 | HP | Split System: Heat Pump with Remote Outdoor Unit-Air-Source | 4TWR5049E1 |  | 4NXCD063BC3 | 12.5 | 15 | 8.5 | Yes | Yes | 2015-03-13 |  | 1
FALSE | 4TWR5049E1 | 2560 | 5993189 | AMERICAN STANDARD | 4A6H5049E1 | HP | Split System: Heat Pump with Remote Outdoor Unit-Air-Source | 4TWR5049E1 |  | 4NXCD063BC3 | 12 | 15 | 8.5 | Yes | Yes | 2015-03-13 |  | 0
FALSE | 4TWR5049E1 | 2560 | 5993190 | AMERICAN STANDARD | 4A6H5049E1 | HP | Split System: Heat Pump with Remote Outdoor Unit-Air-Source | 4TWR5049E1 |  | 4NXCD063BC3 | 12 | 15 | 8.5 | Yes | Yes | 2015-03-13 |  | 0
FALSE | 4TWR5049E1 | 2560 | 5993191 | AMERICAN STANDARD | 4A6H5049E1 | HP | Split System: Heat Pump with Remote Outdoor Unit-Air-Source | 4TWR5049E1 |  | 4NXCD063BC3 | 12.5 | 15 | 8.5 | Yes | Yes | 2015-03-13 |  | 1
FALSE | 4TWR5049E1 | 2560 | 5993192 | AMERICAN STANDARD | 4A6H5049E1 | HP | Split System: Heat Pump with Remote Outdoor Unit-Air-Source | 4TWR5049E1 |  | 4NXCD063BC3 | 12.5 | 15 | 8.5 | Yes | Yes | 2015-03-13 |  | 1
FALSE | 4TWR5024G1 | 3222 | 5994391 | AMERICAN STANDARD | 4A6H5024G1 | HP | Split System: Heat Pump with Remote Outdoor Unit-Air-Source | 4TWR5024G1 |  | 4NXCB032AC3 | 12.5 | 15 | 8.5 | Yes | Yes | 2015-03-13 |  | 1
FALSE | 4TWR5024G1 | 3222 | 5994390 | AMERICAN STANDARD | 4A6H5024G1 | HP | Split System: Heat Pump with Remote Outdoor Unit-Air-Source | 4TWR5024G1 |  | 4NXCB032AC3 | 12.5 | 15 | 8.5 | Yes | Yes | 2015-03-13 |  | 1
FALSE | 4TWR5024G1 | 3222 | 5994389 | AMERICAN STANDARD | 4A6H5024G1 | HP | Split System: Heat Pump with Remote Outdoor Unit-Air-Source | 4TWR5024G1 |  | 4NXCB032AC3 | 12.5 | 15 | 8.5 | Yes | Yes | 2015-03-13 |  | 1
FALSE | 4TWR4030D1 | 2429 | 5996159 | AMERICAN STANDARD | 4TWB4030G1 | HP | Split System: Heat Pump with Remote Outdoor Unit-Air-Source | 4TWB4030G1 |  | 4NXCB036AC3 | 12.5 | 15 | 9 | Yes | Yes | 2015-03-13 |  | 1
FALSE | 4TWR4030D1 | 2429 | 5995574 | AMERICAN STANDARD | 4TWB4030G1 | HP | Split System: Heat Pump with Remote Outdoor Unit-Air-Source | 4TWB4030G1 |  | 4NXCB036AC3 | 12.5 | 15 | 9 | Yes | Yes | 2015-03-13 |  | 1
FALSE | 4TWR4030D1 | 2429 | 5995556 | AMERICAN STANDARD | 4TWB4030G1 | HP | Split System: Heat Pump with Remote Outdoor Unit-Air-Source | 4TWB4030G1 |  | 4NXCB036AC3 | 12.5 | 15 | 9 | Yes | Yes | 2015-03-13 |  | 1
FALSE | 4TWR4030D1 | 2429 | 5996168 | AMERICAN STANDARD | 4TWB4030G1 | HP | Split System: Heat Pump with Remote Outdoor Unit-Air-Source | 4TWB4030G1 |  | 4NXCB036AC3 | 12.5 | 15 | 8.2 | Yes | Yes | 2015-03-13 |  | Below V5.0 Req.
FALSE | 4TWB4036G1 | 2434 | 5995586 | AMERICAN STANDARD | 4TWB4036G1 | HP | Split System: Heat Pump with Remote Outdoor Unit-Air-Source | 4TWB4036G1 |  | 4NXCB036AC3 | 12.5 | 14.5 | 9 | Yes | Yes | 2015-03-13 |  | 0
FALSE | 4TWB4036G1 | 2434 | 5995581 | AMERICAN STANDARD | 4TWB4036G1 | HP | Split System: Heat Pump with Remote Outdoor Unit-Air-Source | 4TWB4036G1 |  | 4NXCB036AC3 | 12.5 | 14.75 | 9 | Yes | Yes | 2015-03-13 |  | 0
FALSE | 4TWR5036G1 | 2435 | 5994219 | AMERICAN STANDARD | 4A6H5036G1 | HP | Split System: Heat Pump with Remote Outdoor Unit-Air-Source | 4TWR5036G1 |  | 4NXCB036AC3 | 12.5 | 14.75 | 9 | Yes | Yes | 2015-03-13 |  | 0
FALSE | 4TWR5024G1 | 3222 | 5994380 | AMERICAN STANDARD | 4A6H5024G1 | HP | Split System: Heat Pump with Remote Outdoor Unit-Air-Source | 4TWR5024G1 |  | 4NXCB032AC3 | 12.5 | 15 | 9 | Yes | Yes | 2015-03-13 |  | 1
FALSE | 4TWR5024G1 | 3222 | 5994381 | AMERICAN STANDARD | 4A6H5024G1 | HP | Split System: Heat Pump with Remote Outdoor Unit-Air-Source | 4TWR5024G1 |  | 4NXCB032AC3 | 12.5 | 15 | 9 | Yes | Yes | 2015-03-13 |  | 1
FALSE | 4TWR5024G1 | 3222 | 5994398 | AMERICAN STANDARD | 4A6H5024G1 | HP | Split System: Heat Pump with Remote Outdoor Unit-Air-Source | 4TWR5024G1 |  | 4NXCB032AC3 | 12.5 | 15 | 9 | Yes | Yes | 2015-03-13 |  | 1
FALSE | 4TWR5024G1 | 3222 | 5995740 | AMERICAN STANDARD | 4A6H5024G1 | HP | Split System: Heat Pump with Remote Outdoor Unit-Air-Source | 4TWR5024G1 |  | 4NXCB032AC3 | 12.5 | 15 | 9 | Yes | Yes | 2015-03-13 |  | 1
FALSE | 4TWR5049E1 | 2560 | 5993179 | AMERICAN STANDARD | 4A6H5049E1 | HP | Split System: Heat Pump with Remote Outdoor Unit-Air-Source | 4TWR5049E1 |  | 4NXCD063BC3 | 12 | 14.5 | 8.2 | Yes | Yes | 2015-03-13 |  | Below V5.0 Req.
FALSE | 4TWR5024G1 | 3222 | 5995741 | AMERICAN STANDARD | 4A6H5024G1 | HP | Split System: Heat Pump with Remote Outdoor Unit-Air-Source | 4TWR5024G1 |  | 4NXCB032AC3 | 12.5 | 15 | 9 | Yes | Yes | 2015-03-13 |  | 1
FALSE | 4TWR5024G1 | 3222 | 5995748 | AMERICAN STANDARD | 4A6H5024G1 | HP | Split System: Heat Pump with Remote Outdoor Unit-Air-Source | 4TWR5024G1 |  | 4NXCB032AC3 | 12.5 | 15 | 9 | Yes | Yes | 2015-03-13 |  | 1
FALSE | 4TWR5024G1 | 3222 | 5995747 | AMERICAN STANDARD | 4A6H5024G1 | HP | Split System: Heat Pump with Remote Outdoor Unit-Air-Source | 4TWR5024G1 |  | 4NXCB032AC3 | 12.5 | 15 | 9 | Yes | Yes | 2015-03-13 |  | 1
FALSE | 4TWR5024G1 | 3222 | 5995746 | AMERICAN STANDARD | 4A6H5024G1 | HP | Split System: Heat Pump with Remote Outdoor Unit-Air-Source | 4TWR5024G1 |  | 4NXCB032AC3 | 12.5 | 15 | 9 | Yes | Yes | 2015-03-13 |  | 1
FALSE | 4TWR5024G1 | 3222 | 5994397 | AMERICAN STANDARD | 4A6H5024G1 | HP | Split System: Heat Pump with Remote Outdoor Unit-Air-Source | 4TWR5024G1 |  | 4NXCB032AC3 | 12.5 | 15 | 9 | Yes | Yes | 2015-03-13 |  | 1
FALSE | 4TWR5024G1 | 3222 | 5994396 | AMERICAN STANDARD | 4A6H5024G1 | HP | Split System: Heat Pump with Remote Outdoor Unit-Air-Source | 4TWR5024G1 |  | 4NXCB032AC3 | 12.5 | 15 | 9 | Yes | Yes | 2015-03-13 |  | 1
FALSE | 4TWR5024G1 | 3222 | 5994395 | AMERICAN STANDARD | 4A6H5024G1 | HP | Split System: Heat Pump with Remote Outdoor Unit-Air-Source | 4TWR5024G1 |  | 4NXCB032AC3 | 12.5 | 15 | 9 | Yes | Yes | 2015-03-13 |  | 1
FALSE | 4TWR5024G1 | 3222 | 5994394 | AMERICAN STANDARD | 4A6H5024G1 | HP | Split System: Heat Pump with Remote Outdoor Unit-Air-Source | 4TWR5024G1 |  | 4NXCB032AC3 | 12.5 | 15 | 9 | Yes | Yes | 2015-03-13 |  | 1
FALSE | 4TWR5024G1 | 3222 | 5995745 | AMERICAN STANDARD | 4A6H5024G1 | HP | Split System: Heat Pump with Remote Outdoor Unit-Air-Source | 4TWR5024G1 |  | 4NXCB032AC3 | 12.5 | 15 | 9 | Yes | Yes | 2015-03-13 |  | 1
FALSE | 4TWR5024G1 | 3222 | 5995744 | AMERICAN STANDARD | 4A6H5024G1 | HP | Split System: Heat Pump with Remote Outdoor Unit-Air-Source | 4TWR5024G1 |  | 4NXCB032AC3 | 12.5 | 15 | 9 | Yes | Yes | 2015-03-13 |  | 1
FALSE | 4TWR5024G1 | 3222 | 5995743 | AMERICAN STANDARD | 4A6H5024G1 | HP | Split System: Heat Pump with Remote Outdoor Unit-Air-Source | 4TWR5024G1 |  | 4NXCB032AC3 | 12.5 | 15 | 9 | Yes | Yes | 2015-03-13 |  | 1
FALSE | 4TWR5024G1 | 3222 | 5994388 | AMERICAN STANDARD | 4A6H5024G1 | HP | Split System: Heat Pump with Remote Outdoor Unit-Air-Source | 4TWR5024G1 |  | 4NXCB032AC3 | 12.5 | 15 | 8.5 | Yes | Yes | 2015-03-13 |  | 1
FALSE | 4TWR5024G1 | 3222 | 5994387 | AMERICAN STANDARD | 4A6H5024G1 | HP | Split System: Heat Pump with Remote Outdoor Unit-Air-Source | 4TWR5024G1 |  | 4NXCB032AC3 | 12.5 | 15 | 8.5 | Yes | Yes | 2015-03-13 |  | 1
FALSE | 4TWR5024G1 | 3222 | 5994385 | AMERICAN STANDARD | 4A6H5024G1 | HP | Split System: Heat Pump with Remote Outdoor Unit-Air-Source | 4TWR5024G1 |  | 4NXCB032AC3 | 12.5 | 15 | 8.5 | Yes | Yes | 2015-03-13 |  | 1
FALSE | 4TWR5024G1 | 3222 | 5994383 | AMERICAN STANDARD | 4A6H5024G1 | HP | Split System: Heat Pump with Remote Outdoor Unit-Air-Source | 4TWR5024G1 |  | 4NXCB032AC3 | 12.5 | 15 | 8.5 | Yes | Yes | 2015-03-13 |  | 1
FALSE | 4TWR5024G1 | 3222 | 5994382 | AMERICAN STANDARD | 4A6H5024G1 | HP | Split System: Heat Pump with Remote Outdoor Unit-Air-Source | 4TWR5024G1 |  | 4NXCB032AC3 | 12.5 | 15 | 8.5 | Yes | Yes | 2015-03-13 |  | 1
FALSE | 4TWR5024G1 | 3222 | 5994399 | AMERICAN STANDARD | 4A6H5024G1 | HP | Split System: Heat Pump with Remote Outdoor Unit-Air-Source | 4TWR5024G1 |  | 4NXCB036AC3 | 12.5 | 15 | 9 | Yes | Yes | 2015-03-13 |  | 1
FALSE | 4TWR5024G1 | 3222 | 5994416 | AMERICAN STANDARD | 4A6H5024G1 | HP | Split System: Heat Pump with Remote Outdoor Unit-Air-Source | 4TWR5024G1 |  | 4NXCB036AC3 | 12.5 | 15 | 9 | Yes | Yes | 2015-03-13 |  | 1
FALSE | 4TWR5024G1 | 3222 | 5994415 | AMERICAN STANDARD | 4A6H5024G1 | HP | Split System: Heat Pump with Remote Outdoor Unit-Air-Source | 4TWR5024G1 |  | 4NXCB036AC3 | 12.5 | 15 | 9 | Yes | Yes | 2015-03-13 |  | 1
FALSE | 4TWR5024G1 | 3222 | 5995749 | AMERICAN STANDARD | 4A6H5024G1 | HP | Split System: Heat Pump with Remote Outdoor Unit-Air-Source | 4TWR5024G1 |  | 4NXCB036AC3 | 12.5 | 15 | 9 | Yes | Yes | 2015-03-13 |  | 1
FALSE | 4TWR5049E1 | 2560 | 5993193 | AMERICAN STANDARD | 4A6H5049E1 | HP | Split System: Heat Pump with Remote Outdoor Unit-Air-Source | 4TWR5049E1 |  | 4NXCD063BC3 | 12 | 15 | 8.5 | Yes | Yes | 2015-03-13 |  | 0
FALSE | 4TWR5049E1 | 2560 | 5993194 | AMERICAN STANDARD | 4A6H5049E1 | HP | Split System: Heat Pump with Remote Outdoor Unit-Air-Source | 4TWR5049E1 |  | 4NXCD063BC3 | 12.5 | 15 | 8.5 | Yes | Yes | 2015-03-13 |  | 1
FALSE | 4TWR5049E1 | 2560 | 5993195 | AMERICAN STANDARD | 4A6H5049E1 | HP | Split System: Heat Pump with Remote Outdoor Unit-Air-Source | 4TWR5049E1 |  | 4NXCD063BC3 | 12.5 | 15 | 8.5 | Yes | Yes | 2015-03-13 |  | 1
FALSE | 4TWR5049E1 | 2560 | 5993196 | AMERICAN STANDARD | 4A6H5049E1 | HP | Split System: Heat Pump with Remote Outdoor Unit-Air-Source | 4TWR5049E1 |  | 4NXCD063BC3 | 12 | 15 | 8.5 | Yes | Yes | 2015-03-13 |  | 0
FALSE | 4TWR5049E1 | 2560 | 5993197 | AMERICAN STANDARD | 4A6H5049E1 | HP | Split System: Heat Pump with Remote Outdoor Unit-Air-Source | 4TWR5049E1 |  | 4NXCD063BC3 | 12 | 15 | 8.5 | Yes | Yes | 2015-03-13 |  | 0
FALSE | 4TWR5049E1 | 2560 | 5993198 | AMERICAN STANDARD | 4A6H5049E1 | HP | Split System: Heat Pump with Remote Outdoor Unit-Air-Source | 4TWR5049E1 |  | 4NXCD063BC3 | 12 | 15 | 8.5 | Yes | Yes | 2015-03-13 |  | 0
FALSE | 4TWR5049E1 | 2560 | 5993200 | AMERICAN STANDARD | 4A6H5049E1 | HP | Split System: Heat Pump with Remote Outdoor Unit-Air-Source | 4TWR5049E1 |  | 4NXCD063BC3 | 12 | 15 | 8.2 | Yes | Yes | 2015-03-13 |  | Below V5.0 Req.
FALSE | 4TWR5049E1 | 2560 | 5993201 | AMERICAN STANDARD | 4A6H5049E1 | HP | Split System: Heat Pump with Remote Outdoor Unit-Air-Source | 4TWR5049E1 |  | 4NXCD063BC3 | 12 | 14.5 | 8.2 | Yes | Yes | 2015-03-13 |  | Below V5.0 Req.
FALSE | 4TWR5049E1 | 2560 | 5993202 | AMERICAN STANDARD | 4A6H5049E1 | HP | Split System: Heat Pump with Remote Outdoor Unit-Air-Source | 4TWR5049E1 |  | 4NXCD063BC3 | 12 | 14.5 | 8.5 | Yes | Yes | 2015-03-13 |  | 0
FALSE | 4TWR5049E1 | 2560 | 5993203 | AMERICAN STANDARD | 4A6H5049E1 | HP | Split System: Heat Pump with Remote Outdoor Unit-Air-Source | 4TWR5049E1 |  | 4NXCD063BC3 | 12 | 15 | 8.5 | Yes | Yes | 2015-03-13 |  | 0
FALSE | 4TWR5049E1 | 2560 | 5993204 | AMERICAN STANDARD | 4A6H5049E1 | HP | Split System: Heat Pump with Remote Outdoor Unit-Air-Source | 4TWR5049E1 |  | 4NXCD063BC3 | 12 | 14.5 | 8.2 | Yes | Yes | 2015-03-13 |  | Below V5.0 Req.
FALSE | 4TWR5049E1 | 2560 | 5993205 | AMERICAN STANDARD | 4A6H5049E1 | HP | Split System: Heat Pump with Remote Outdoor Unit-Air-Source | 4TWR5049E1 |  | 4NXCD063BC3 | 12.5 | 15 | 8.5 | Yes | Yes | 2015-03-13 |  | 1
FALSE | 4TWR5024G1 | 3222 | 5994162 | AMERICAN STANDARD | 4A6H5024G1 | HP | Split System: Heat Pump with Remote Outdoor Unit-Air-Source | 4TWR5024G1 |  | 4NXCB036AC3 | 12.5 | 15 | 9 | Yes | Yes | 2015-03-13 |  | 1
FALSE | 4TWR5024G1 | 3222 | 5994161 | AMERICAN STANDARD | 4A6H5024G1 | HP | Split System: Heat Pump with Remote Outdoor Unit-Air-Source | 4TWR5024G1 |  | 4NXCB036AC3 | 12.5 | 15 | 9 | Yes | Yes | 2015-03-13 |  | 1
FALSE | 4TWR5030G1 | 2430 | 5994198 | AMERICAN STANDARD | 4A6H5030G1 | HP | Split System: Heat Pump with Remote Outdoor Unit-Air-Source | 4TWR5030G1 |  | 4NXCB036AC3 | 12.5 | 15 | 9 | Yes | Yes | 2015-03-13 |  | 1
FALSE | 4TWR5030G1 | 2430 | 5994197 | AMERICAN STANDARD | 4A6H5030G1 | HP | Split System: Heat Pump with Remote Outdoor Unit-Air-Source | 4TWR5030G1 |  | 4NXCB036AC3 | 12.5 | 15 | 9 | Yes | Yes | 2015-03-13 |  | 1
FALSE | 4TWR5030G1 | 2430 | 5994196 | AMERICAN STANDARD | 4A6H5030G1 | HP | Split System: Heat Pump with Remote Outdoor Unit-Air-Source | 4TWR5030G1 |  | 4NXCB036AC3 | 12.5 | 15 | 9 | Yes | Yes | 2015-03-13 |  | 1
FALSE | 4TWR5030G1 | 2430 | 5994193 | AMERICAN STANDARD | 4A6H5030G1 | HP | Split System: Heat Pump with Remote Outdoor Unit-Air-Source | 4TWR5030G1 |  | 4NXCB036AC3 | 12.5 | 14.75 | 8.5 | Yes | Yes | 2015-03-13 |  | 0
FALSE | 4TWR5030G1 | 2430 | 5994192 | AMERICAN STANDARD | 4A6H5030G1 | HP | Split System: Heat Pump with Remote Outdoor Unit-Air-Source | 4TWR5030G1 |  | 4NXCB036AC3 | 12.5 | 15 | 9 | Yes | Yes | 2015-03-13 |  | 1
FALSE | 4TWR5030G1 | 2430 | 5994459 | AMERICAN STANDARD | 4A6H5030G1 | HP | Split System: Heat Pump with Remote Outdoor Unit-Air-Source | 4TWR5030G1 |  | 4NXCB036AC3 | 12.5 | 14.75 | 9 | Yes | Yes | 2015-03-13 |  | 0
FALSE | 4TWR5030G1 | 2430 | 5994461 | AMERICAN STANDARD | 4A6H5030G1 | HP | Split System: Heat Pump with Remote Outdoor Unit-Air-Source | 4TWR5030G1 |  | 4NXCB036AC3 | 12.5 | 15 | 9 | Yes | Yes | 2015-03-13 |  | 1
FALSE | 4TWR5030G1 | 2430 | 5994189 | AMERICAN STANDARD | 4A6H5030G1 | HP | Split System: Heat Pump with Remote Outdoor Unit-Air-Source | 4TWR5030G1 |  | 4NXCB036AC3 | 12.5 | 15 | 9 | Yes | Yes | 2015-03-13 |  | 1
FALSE | 4TWR5030G1 | 2430 | 5994185 | AMERICAN STANDARD | 4A6H5030G1 | HP | Split System: Heat Pump with Remote Outdoor Unit-Air-Source | 4TWR5030G1 |  | 4NXCB036AC3 | 12.5 | 15 | 9 | Yes | Yes | 2015-03-13 |  | 1
FALSE | 4TWR5030G1 | 2430 | 5994470 | AMERICAN STANDARD | 4A6H5030G1 | HP | Split System: Heat Pump with Remote Outdoor Unit-Air-Source | 4TWR5030G1 |  | 4NXCB036AC3 | 12.5 | 15 | 8.2 | Yes | Yes | 2015-03-13 |  | Below V5.0 Req.
FALSE | 4TWR5036G1 | 2435 | 5994215 | AMERICAN STANDARD | 4A6H5036G1 | HP | Split System: Heat Pump with Remote Outdoor Unit-Air-Source | 4TWR5036G1 |  | 4NXCB036AC3 | 12.5 | 14.5 | 9 | Yes | Yes | 2015-03-13 |  | 0
FALSE | 4TWR5036G1 | 2435 | 5994214 | AMERICAN STANDARD | 4A6H5036G1 | HP | Split System: Heat Pump with Remote Outdoor Unit-Air-Source | 4TWR5036G1 |  | 4NXCB036AC3 | 12 | 14.5 | 9 | Yes | Yes | 2015-03-13 |  | 0
FALSE | 4TWR5036G1 | 2435 | 5994223 | AMERICAN STANDARD | 4A6H5036G1 | HP | Split System: Heat Pump with Remote Outdoor Unit-Air-Source | 4TWR5036G1 |  | 4NXCB036AC3 | 12 | 14.5 | 9 | Yes | Yes | 2015-03-13 |  | 0
FALSE | 4TWR5036G1 | 2435 | 5994222 | AMERICAN STANDARD | 4A6H5036G1 | HP | Split System: Heat Pump with Remote Outdoor Unit-Air-Source | 4TWR5036G1 |  | 4NXCB036AC3 | 12 | 14.5 | 9 | Yes | Yes | 2015-03-13 |  | 0
FALSE | 4TWB4024G1 | 3221 | 6121005 | AMERICAN STANDARD | 4TWB4024G1 | HP | Split System: Heat Pump with Remote Outdoor Unit-Air-Source | 4TWB4024G1 |  | 4TXCB032BC3 | 12.5 | 15 | 8.5 | Yes | Yes | 2015-03-13 |  | 1
FALSE | 4A6H7048A1 | 172 | 6492387 | AMERICAN STANDARD | 4A6H7048A1 | HP | Split System: Heat Pump with Remote Outdoor Unit-Air-Source | 4A6H7048A1 |  | GAM5B0C42M31 | 12 | 16 | 8.5 | Yes | Yes | 2015-03-13 |  | 0
FALSE | 4TWB4049E1 | 2559 | 6464996 | AMERICAN STANDARD | 4TWB4049E1 | HP | Split System: Heat Pump with Remote Outdoor Unit-Air-Source | 4TWB4049E1 |  | *AM7B0C60H51 | 12.5 | 15.5 | 9 | Yes | Yes | 2015-03-13 |  | 1
FALSE | 4TWR5049E1 | 2560 | 6464997 | AMERICAN STANDARD | 4A6H5049E1 | HP | Split System: Heat Pump with Remote Outdoor Unit-Air-Source | 4TWR5049E1 |  | *AM7B0C60H51 | 12.5 | 15.5 | 9 | Yes | Yes | 2015-03-13 |  | 1
FALSE | 4TWB4049E1 | 2559 | 6687907 | AMERICAN STANDARD | 4TWB4049E1 | HP | Split System: Heat Pump with Remote Outdoor Unit-Air-Source | 4TWB4049E1 |  | GAM5B0C60M51 | 12 | 14.5 | 8.2 | Yes | Yes | 2015-03-13 |  | Below V5.0 Req.
FALSE | 4TWR5024G1 | 3222 | 5994417 | AMERICAN STANDARD | 4A6H5024G1 | HP | Split System: Heat Pump with Remote Outdoor Unit-Air-Source | 4TWR5024G1 |  | 4NXCB036AC3 | 12.5 | 15 | 8.5 | Yes | Yes | 2015-03-13 |  | 1
FALSE | 4TWR5024G1 | 3222 | 5994400 | AMERICAN STANDARD | 4A6H5024G1 | HP | Split System: Heat Pump with Remote Outdoor Unit-Air-Source | 4TWR5024G1 |  | 4NXCB036AC3 | 12.5 | 15 | 8.5 | Yes | Yes | 2015-03-13 |  | 1
FALSE | 4TWR5030G1 | 2430 | 5994165 | AMERICAN STANDARD | 4A6H5030G1 | HP | Split System: Heat Pump with Remote Outdoor Unit-Air-Source | 4TWR5030G1 |  | 4NXCB032AC3 | 12.5 | 15 | 9 | Yes | Yes | 2015-03-13 |  | 1
FALSE | 4TWR5030G1 | 2430 | 5994166 | AMERICAN STANDARD | 4A6H5030G1 | HP | Split System: Heat Pump with Remote Outdoor Unit-Air-Source | 4TWR5030G1 |  | 4NXCB032AC3 | 12.5 | 15 | 9 | Yes | Yes | 2015-03-13 |  | 1
FALSE | 4TWR5030G1 | 2430 | 5994167 | AMERICAN STANDARD | 4A6H5030G1 | HP | Split System: Heat Pump with Remote Outdoor Unit-Air-Source | 4TWR5030G1 |  | 4NXCB032AC3 | 12.5 | 15 | 9 | Yes | Yes | 2015-03-13 |  | 1
FALSE | 4TWR5030G1 | 2430 | 5994171 | AMERICAN STANDARD | 4A6H5030G1 | HP | Split System: Heat Pump with Remote Outdoor Unit-Air-Source | 4TWR5030G1 |  | 4NXCB032AC3 | 12.5 | 15 | 9 | Yes | Yes | 2015-03-13 |  | 1
FALSE | 4TWR5030G1 | 2430 | 5994172 | AMERICAN STANDARD | 4A6H5030G1 | HP | Split System: Heat Pump with Remote Outdoor Unit-Air-Source | 4TWR5030G1 |  | 4NXCB032AC3 | 12.5 | 15 | 9 | Yes | Yes | 2015-03-13 |  | 1
FALSE | 4TWR5030G1 | 2430 | 5994173 | AMERICAN STANDARD | 4A6H5030G1 | HP | Split System: Heat Pump with Remote Outdoor Unit-Air-Source | 4TWR5030G1 |  | 4NXCB032AC3 | 12.5 | 15 | 9 | Yes | Yes | 2015-03-13 |  | 1
FALSE | 4TWR5030G1 | 2430 | 5994174 | AMERICAN STANDARD | 4A6H5030G1 | HP | Split System: Heat Pump with Remote Outdoor Unit-Air-Source | 4TWR5030G1 |  | 4NXCB032AC3 | 12.5 | 15 | 9 | Yes | Yes | 2015-03-13 |  | 1
FALSE | 4TWR5030G1 | 2430 | 5994175 | AMERICAN STANDARD | 4A6H5030G1 | HP | Split System: Heat Pump with Remote Outdoor Unit-Air-Source | 4TWR5030G1 |  | 4NXCB032AC3 | 12.5 | 15 | 9 | Yes | Yes | 2015-03-13 |  | 1
FALSE | 4TWR5030G1 | 2430 | 5994176 | AMERICAN STANDARD | 4A6H5030G1 | HP | Split System: Heat Pump with Remote Outdoor Unit-Air-Source | 4TWR5030G1 |  | 4NXCB032AC3 | 12.5 | 15 | 9 | Yes | Yes | 2015-03-13 |  | 1
FALSE | 4TWR5030G1 | 2430 | 5994447 | AMERICAN STANDARD | 4A6H5030G1 | HP | Split System: Heat Pump with Remote Outdoor Unit-Air-Source | 4TWR5030G1 |  | 4NXCB032AC3 | 12.5 | 15 | 9 | Yes | Yes | 2015-03-13 |  | 1
FALSE | 4TWR5030G1 | 2430 | 5994449 | AMERICAN STANDARD | 4A6H5030G1 | HP | Split System: Heat Pump with Remote Outdoor Unit-Air-Source | 4TWR5030G1 |  | 4NXCB032AC3 | 12.5 | 14.75 | 9 | Yes | Yes | 2015-03-13 |  | 0
FALSE | 4TWR5030G1 | 2430 | 5994450 | AMERICAN STANDARD | 4A6H5030G1 | HP | Split System: Heat Pump with Remote Outdoor Unit-Air-Source | 4TWR5030G1 |  | 4NXCB032AC3 | 12.5 | 15 | 9 | Yes | Yes | 2015-03-13 |  | 1
FALSE | 4TWR5030G1 | 2430 | 5994164 | AMERICAN STANDARD | 4A6H5030G1 | HP | Split System: Heat Pump with Remote Outdoor Unit-Air-Source | 4TWR5030G1 |  | 4NXCB032AC3 | 12.5 | 15 | 9 | Yes | Yes | 2015-03-13 |  | 1
FALSE | 4TWR5030G1 | 2430 | 5994425 | AMERICAN STANDARD | 4A6H5030G1 | HP | Split System: Heat Pump with Remote Outdoor Unit-Air-Source | 4TWR5030G1 |  | 4NXCB032AC3 | 12.5 | 15 | 8.2 | Yes | Yes | 2015-03-13 |  | Below V5.0 Req.
FALSE | 4TWR5030G1 | 2430 | 5994183 | AMERICAN STANDARD | 4A6H5030G1 | HP | Split System: Heat Pump with Remote Outdoor Unit-Air-Source | 4TWR5030G1 |  | 4NXCB036AC3 | 12.5 | 15 | 9 | Yes | Yes | 2015-03-13 |  | 1
FALSE | 4TWR5030G1 | 2430 | 5994184 | AMERICAN STANDARD | 4A6H5030G1 | HP | Split System: Heat Pump with Remote Outdoor Unit-Air-Source | 4TWR5030G1 |  | 4NXCB036AC3 | 12.5 | 15 | 9 | Yes | Yes | 2015-03-13 |  | 1
FALSE | 4TWR5030G1 | 2430 | 5994201 | AMERICAN STANDARD | 4A6H5030G1 | HP | Split System: Heat Pump with Remote Outdoor Unit-Air-Source | 4TWR5030G1 |  | 4NXCB036AC3 | 12.5 | 15 | 9 | Yes | Yes | 2015-03-13 |  | 1
FALSE | 4TWR5030G1 | 2430 | 5994206 | AMERICAN STANDARD | 4A6H5030G1 | HP | Split System: Heat Pump with Remote Outdoor Unit-Air-Source | 4TWR5030G1 |  | 4NXCB036AC3 | 12.5 | 15 | 9 | Yes | Yes | 2015-03-13 |  | 1
FALSE | 4TWR5030G1 | 2430 | 5994200 | AMERICAN STANDARD | 4A6H5030G1 | HP | Split System: Heat Pump with Remote Outdoor Unit-Air-Source | 4TWR5030G1 |  | 4NXCB036AC3 | 12.5 | 15 | 9 | Yes | Yes | 2015-03-13 |  | 1
FALSE | 4TWR5030G1 | 2430 | 5994199 | AMERICAN STANDARD | 4A6H5030G1 | HP | Split System: Heat Pump with Remote Outdoor Unit-Air-Source | 4TWR5030G1 |  | 4NXCB036AC3 | 12.5 | 15 | 9 | Yes | Yes | 2015-03-13 |  | 1
FALSE | 4TWR5049E1 | 2560 | 6687900 | AMERICAN STANDARD | 4A6H5049E1 | HP | Split System: Heat Pump with Remote Outdoor Unit-Air-Source | 4TWR5049E1 |  | GAM5B0C60M51 | 12 | 14.5 | 8.2 | Yes | Yes | 2015-03-13 |  | Below V5.0 Req.
FALSE | 4TWB4036G1 | 2434 | 6970489 | AMERICAN STANDARD | 4TWB4036G1 | HP | Split System: Heat Pump with Remote Outdoor Unit-Air-Source | 4TWB4036G1 |  | *AM8C0B30V21+BAYCC24V | 12.5 | 15 | 9 | Yes | Yes | 2015-03-13 |  | 1
FALSE | 4TWB4036G1 | 2434 | 6970491 | AMERICAN STANDARD | 4TWB4036G1 | HP | Split System: Heat Pump with Remote Outdoor Unit-Air-Source | 4TWB4036G1 |  | *AM8C0C36V31+BAYCC24V | 12.5 | 14.5 | 9 | Yes | Yes | 2015-03-13 |  | 0
FALSE | 4TWB4036G1 | 2434 | 6970493 | AMERICAN STANDARD | 4TWB4036G1 | HP | Split System: Heat Pump with Remote Outdoor Unit-Air-Source | 4TWB4036G1 |  | *AM8C0C42V31+BAYCC24V | 12.5 | 15 | 8.5 | Yes | Yes | 2015-03-13 |  | 1
FALSE | 4TWB4049E1 | 2559 | 6970505 | AMERICAN STANDARD | 4TWB4049E1 | HP | Split System: Heat Pump with Remote Outdoor Unit-Air-Source | 4TWB4049E1 |  | *AM8C0C48V41+BAYCC24V | 12.5 | 15 | 9 | Yes | Yes | 2015-03-13 |  | 1
FALSE | 4TWR5036G1 | 2435 | 6970524 | AMERICAN STANDARD | 4A6H5036G1 | HP | Split System: Heat Pump with Remote Outdoor Unit-Air-Source | 4TWR5036G1 |  | *AM8C0B30V21+BAYCC24V | 12.5 | 15 | 9 | Yes | Yes | 2015-03-13 |  | 1
FALSE | 4TWR5036G1 | 2435 | 6970525 | AMERICAN STANDARD | 4A6H5036G1 | HP | Split System: Heat Pump with Remote Outdoor Unit-Air-Source | 4TWR5036G1 |  | *AM8C0C36V31+BAYCC24V | 12.5 | 15 | 9.25 | Yes | Yes | 2015-03-13 |  | 1
FALSE | 4TWR5036G1 | 2435 | 6970526 | AMERICAN STANDARD | 4A6H5036G1 | HP | Split System: Heat Pump with Remote Outdoor Unit-Air-Source | 4TWR5036G1 |  | *AM8C0C42V31+BAYCC24V | 12.5 | 15 | 8.5 | Yes | Yes | 2015-03-13 |  | 1
FALSE | 4TWR5049E1 | 2560 | 6970532 | AMERICAN STANDARD | 4A6H5049E1 | HP | Split System: Heat Pump with Remote Outdoor Unit-Air-Source | 4TWR5049E1 |  | *AM8C0C48V41+BAYCC24V | 12.5 | 15.5 | 9 | Yes | Yes | 2015-03-13 |  | 1
FALSE | 4TWB4024G1 | 3221 | 6970484 | AMERICAN STANDARD | 4TWB4024G1 | HP | Split System: Heat Pump with Remote Outdoor Unit-Air-Source | 4TWB4024G1 |  | *AM8C0A24V21+BAYCC24V | 12.5 | 15 | 8.8 | Yes | Yes | 2015-03-13 |  | 1
FALSE | 4TWB4024G1 | 3221 | 6970485 | AMERICAN STANDARD | 4TWB4024G1 | HP | Split System: Heat Pump with Remote Outdoor Unit-Air-Source | 4TWB4024G1 |  | *AM8C0B30V21+BAYCC24V | 12.5 | 16 | 9.2 | Yes | Yes | 2015-03-13 |  | 1
FALSE | 4TWR4030D1 | 2429 | 6970487 | AMERICAN STANDARD | 4TWB4030G1 | HP | Split System: Heat Pump with Remote Outdoor Unit-Air-Source | 4TWB4030G1 |  | *AM8C0B30V21+BAYCC24V | 12 | 15 | 9 | Yes | Yes | 2015-03-13 |  | 0
FALSE | 4TWR4030D1 | 2429 | 6970488 | AMERICAN STANDARD | 4TWB4030G1 | HP | Split System: Heat Pump with Remote Outdoor Unit-Air-Source | 4TWB4030G1 |  | *AM8C0C36V31+BAYCC24V | 12.5 | 16 | 9 | Yes | Yes | 2015-03-13 |  | 1
FALSE | 4TWR5030G1 | 2430 | 6970522 | AMERICAN STANDARD | 4A6H5030G1 | HP | Split System: Heat Pump with Remote Outdoor Unit-Air-Source | 4TWR5030G1 |  | *AM8C0B30V21+BAYCC24V | 13 | 15.5 | 9.4 | Yes | Yes | 2015-03-13 |  | 1
FALSE | 4TWR5030G1 | 2430 | 6970523 | AMERICAN STANDARD | 4A6H5030G1 | HP | Split System: Heat Pump with Remote Outdoor Unit-Air-Source | 4TWR5030G1 |  | *AM8C0C36V31+BAYCC24V | 13 | 16 | 9.4 | Yes | Yes | 2015-03-13 |  | 2
FALSE | 4TWB4042G1 | 2545 | 6970495 | AMERICAN STANDARD | 4TWB4042G1 | HP | Split System: Heat Pump with Remote Outdoor Unit-Air-Source | 4TWB4042G1 |  | *AM8C0C36V31+BAYCC24V | 12.5 | 15 | 9 | Yes | Yes | 2015-03-13 |  | 1
FALSE | 4TWB4042G1 | 2545 | 6970499 | AMERICAN STANDARD | 4TWB4042G1 | HP | Split System: Heat Pump with Remote Outdoor Unit-Air-Source | 4TWB4042G1 |  | *AM8C0C48V41+BAYCC24V | 12.5 | 15 | 9 | Yes | Yes | 2015-03-13 |  | 1
FALSE | 4TWB4042G1 | 2545 | 6970501 | AMERICAN STANDARD | 4TWB4042G1 | HP | Split System: Heat Pump with Remote Outdoor Unit-Air-Source | 4TWB4042G1 |  | *AM8C0C60V51+BAYCC24V | 12.5 | 15 | 9 | Yes | Yes | 2015-03-13 |  | 1
FALSE | 4TWR5042G1 | 2546 | 6970527 | AMERICAN STANDARD | 4A6H5042G1 | HP | Split System: Heat Pump with Remote Outdoor Unit-Air-Source | 4TWR5042G1 |  | *AM8C0C36V31+BAYCC24V | 12.5 | 15.5 | 9 | Yes | Yes | 2015-03-13 |  | 1
FALSE | 4TWR5024G1 | 3222 | 6935859 | AMERICAN STANDARD | 4A6H5024G1 | HP | Split System: Heat Pump with Remote Outdoor Unit-Air-Source | 4TWR5024G1 |  | 4TXCB036BC3 | 12.5 | 15 | 9 | Yes | Yes | 2015-03-13 |  | 1
FALSE | 4A6H7036B1 | 3205 | 7125857 | AMERICAN STANDARD | 4A6H7036B1 | HP | Split System: Heat Pump with Remote Outdoor Unit-Air-Source | 4A6H7036B1 |  | GAM5B0B36M31 | 12.5 | 16 | 9 | Yes | Yes | 2015-03-13 |  | 1
FALSE | 4A6H7036B1 | 3205 | 7038938 | AMERICAN STANDARD | 4A6H7036B1 | HP | Split System: Heat Pump with Remote Outdoor Unit-Air-Source | 4A6H7036B1 |  | 4TXCC049BC3 | 12 | 15.5 | 8.5 | Yes | Yes | 2015-03-13 |  | 0
FALSE | 4A6H7036B1 | 3205 | 7038676 | AMERICAN STANDARD | 4A6H7036B1 | HP | Split System: Heat Pump with Remote Outdoor Unit-Air-Source | 4A6H7036B1 |  | 4TXCB004CC3 | 12 | 15.5 | 8.5 | Yes | Yes | 2015-03-13 |  | 0
FALSE | 4A6H7036B1 | 3205 | 7038677 | AMERICAN STANDARD | 4A6H7036B1 | HP | Split System: Heat Pump with Remote Outdoor Unit-Air-Source | 4A6H7036B1 |  | 4TXCB004CC3 | 12 | 15.5 | 8.5 | Yes | Yes | 2015-03-13 |  | 0
FALSE | 4A6H7036B1 | 3205 | 7038939 | AMERICAN STANDARD | 4A6H7036B1 | HP | Split System: Heat Pump with Remote Outdoor Unit-Air-Source | 4A6H7036B1 |  | 4TXCC049BC3 | 12 | 15.5 | 8.5 | Yes | Yes | 2015-03-13 |  | 0
FALSE | 4A6H7036B1 | 3205 | 7038678 | AMERICAN STANDARD | 4A6H7036B1 | HP | Split System: Heat Pump with Remote Outdoor Unit-Air-Source | 4A6H7036B1 |  | 4TXCB004CC3 | 12 | 15.5 | 8.5 | Yes | Yes | 2015-03-13 |  | 0
FALSE | 4A6H7036B1 | 3205 | 7038802 | AMERICAN STANDARD | 4A6H7036B1 | HP | Split System: Heat Pump with Remote Outdoor Unit-Air-Source | 4A6H7036B1 |  | 4TXCC007CC3 | 12 | 15.5 | 8.5 | Yes | Yes | 2015-03-13 |  | 0
FALSE | 4A6H7036B1 | 3205 | 7038712 | AMERICAN STANDARD | 4A6H7036B1 | HP | Split System: Heat Pump with Remote Outdoor Unit-Air-Source | 4A6H7036B1 |  | 4TXCB032BC3 | 12 | 15.5 | 8.2 | Yes | Yes | 2015-03-13 |  | Below V5.0 Req.
FALSE | 4A6H7036B1 | 3205 | 7038940 | AMERICAN STANDARD | 4A6H7036B1 | HP | Split System: Heat Pump with Remote Outdoor Unit-Air-Source | 4A6H7036B1 |  | 4TXCC049BC3 | 12 | 15.5 | 8.5 | Yes | Yes | 2015-03-13 |  | 0
FALSE | 4A6H7036B1 | 3205 | 7038941 | AMERICAN STANDARD | 4A6H7036B1 | HP | Split System: Heat Pump with Remote Outdoor Unit-Air-Source | 4A6H7036B1 |  | 4TXCC049BC3 | 12 | 15.5 | 8.5 | Yes | Yes | 2015-03-13 |  | 0
FALSE | 4A6H7036B1 | 3205 | 7038866 | AMERICAN STANDARD | 4A6H7036B1 | HP | Split System: Heat Pump with Remote Outdoor Unit-Air-Source | 4A6H7036B1 |  | 4TXCC043BC3 | 12 | 15.5 | 8.2 | Yes | Yes | 2015-03-13 |  | Below V5.0 Req.
FALSE | 4A6H7036B1 | 3205 | 7038679 | AMERICAN STANDARD | 4A6H7036B1 | HP | Split System: Heat Pump with Remote Outdoor Unit-Air-Source | 4A6H7036B1 |  | 4TXCB004CC3 | 12 | 16 | 8.5 | Yes | Yes | 2015-03-13 |  | 0
FALSE | 4A6H7036B1 | 3205 | 7038768 | AMERICAN STANDARD | 4A6H7036B1 | HP | Split System: Heat Pump with Remote Outdoor Unit-Air-Source | 4A6H7036B1 |  | 4TXCC005CC3 | 12 | 16 | 8.5 | Yes | Yes | 2015-03-13 |  | 0
FALSE | 4A6H7036B1 | 3205 | 7038908 | AMERICAN STANDARD | 4A6H7036B1 | HP | Split System: Heat Pump with Remote Outdoor Unit-Air-Source | 4A6H7036B1 |  | 4TXCC044BC3 | 12 | 16 | 8.5 | Yes | Yes | 2015-03-13 |  | 0
FALSE | 4A6H7036B1 | 3205 | 7038769 | AMERICAN STANDARD | 4A6H7036B1 | HP | Split System: Heat Pump with Remote Outdoor Unit-Air-Source | 4A6H7036B1 |  | 4TXCC005CC3 | 12 | 16 | 8.5 | Yes | Yes | 2015-03-13 |  | 0
FALSE | 4A6H7036B1 | 3205 | 7038942 | AMERICAN STANDARD | 4A6H7036B1 | HP | Split System: Heat Pump with Remote Outdoor Unit-Air-Source | 4A6H7036B1 |  | 4TXCC049BC3 | 12 | 16 | 8.5 | Yes | Yes | 2015-03-13 |  | 0
FALSE | 4A6H7036B1 | 3205 | 7038803 | AMERICAN STANDARD | 4A6H7036B1 | HP | Split System: Heat Pump with Remote Outdoor Unit-Air-Source | 4A6H7036B1 |  | 4TXCC007CC3 | 12 | 16 | 8.5 | Yes | Yes | 2015-03-13 |  | 0
FALSE | 4A6H7036B1 | 3205 | 7038804 | AMERICAN STANDARD | 4A6H7036B1 | HP | Split System: Heat Pump with Remote Outdoor Unit-Air-Source | 4A6H7036B1 |  | 4TXCC007CC3 | 12 | 16 | 8.5 | Yes | Yes | 2015-03-13 |  | 0
FALSE | 4A6H7036B1 | 3205 | 7038770 | AMERICAN STANDARD | 4A6H7036B1 | HP | Split System: Heat Pump with Remote Outdoor Unit-Air-Source | 4A6H7036B1 |  | 4TXCC005CC3 | 12 | 16 | 8.5 | Yes | Yes | 2015-03-13 |  | 0
FALSE | 4A6H7036B1 | 3205 | 7038996 | AMERICAN STANDARD | 4A6H7036B1 | HP | Split System: Heat Pump with Remote Outdoor Unit-Air-Source | 4A6H7036B1 |  | 4TXFH036CZ3 | 12 | 16 | 8.5 | Yes | Yes | 2015-03-13 |  | 0
FALSE | 4A6H7036B1 | 3205 | 7038805 | AMERICAN STANDARD | 4A6H7036B1 | HP | Split System: Heat Pump with Remote Outdoor Unit-Air-Source | 4A6H7036B1 |  | 4TXCC007CC3 | 12 | 16 | 8.5 | Yes | Yes | 2015-03-13 |  | 0
FALSE | 4A6H7036B1 | 3205 | 7038684 | AMERICAN STANDARD | 4A6H7036B1 | HP | Split System: Heat Pump with Remote Outdoor Unit-Air-Source | 4A6H7036B1 |  | 4TXCB004CC3 | 12 | 15.5 | 8.5 | Yes | Yes | 2015-03-13 |  | 0
FALSE | 4A6H7036B1 | 3205 | 7038661 | AMERICAN STANDARD | 4A6H7036B1 | HP | Split System: Heat Pump with Remote Outdoor Unit-Air-Source | 4A6H7036B1 |  | 4TXCB004CC3 | 12 | 15.5 | 8.5 | Yes | Yes | 2015-03-13 |  | 0
FALSE | 4A6H7036B1 | 3205 | 7038868 | AMERICAN STANDARD | 4A6H7036B1 | HP | Split System: Heat Pump with Remote Outdoor Unit-Air-Source | 4A6H7036B1 |  | 4TXCC043BC3 | 12 | 15.5 | 8.2 | Yes | Yes | 2015-03-13 |  | Below V5.0 Req.
FALSE | 4A6H7036B1 | 3205 | 7038869 | AMERICAN STANDARD | 4A6H7036B1 | HP | Split System: Heat Pump with Remote Outdoor Unit-Air-Source | 4A6H7036B1 |  | 4TXCC043BC3 | 12 | 15.5 | 8.2 | Yes | Yes | 2015-03-13 |  | Below V5.0 Req.
FALSE | 4A6H7036B1 | 3205 | 7039001 | AMERICAN STANDARD | 4A6H7036B1 | HP | Split System: Heat Pump with Remote Outdoor Unit-Air-Source | 4A6H7036B1 |  | 4TXFH036CZ3 | 12 | 16 | 9 | Yes | Yes | 2015-03-13 |  | 0
FALSE | 4A6H7036B1 | 3205 | 7038772 | AMERICAN STANDARD | 4A6H7036B1 | HP | Split System: Heat Pump with Remote Outdoor Unit-Air-Source | 4A6H7036B1 |  | 4TXCC005CC3 | 12 | 16 | 9 | Yes | Yes | 2015-03-13 |  | 0
FALSE | 4A6H7036B1 | 3205 | 7039002 | AMERICAN STANDARD | 4A6H7036B1 | HP | Split System: Heat Pump with Remote Outdoor Unit-Air-Source | 4A6H7036B1 |  | 4TXFH036CZ3 | 12 | 16 | 9 | Yes | Yes | 2015-03-13 |  | 0
FALSE | 4A6H7036B1 | 3205 | 7038912 | AMERICAN STANDARD | 4A6H7036B1 | HP | Split System: Heat Pump with Remote Outdoor Unit-Air-Source | 4A6H7036B1 |  | 4TXCC044BC3 | 12 | 16 | 9 | Yes | Yes | 2015-03-13 |  | 0
FALSE | 4A6H7036B1 | 3205 | 7038685 | AMERICAN STANDARD | 4A6H7036B1 | HP | Split System: Heat Pump with Remote Outdoor Unit-Air-Source | 4A6H7036B1 |  | 4TXCB004CC3 | 12 | 16 | 8.5 | Yes | Yes | 2015-03-13 |  | 0
FALSE | 4A6H7036B1 | 3205 | 7038944 | AMERICAN STANDARD | 4A6H7036B1 | HP | Split System: Heat Pump with Remote Outdoor Unit-Air-Source | 4A6H7036B1 |  | 4TXCC049BC3 | 12 | 16 | 8.5 | Yes | Yes | 2015-03-13 |  | 0
FALSE | 4A6H7036B1 | 3205 | 7038945 | AMERICAN STANDARD | 4A6H7036B1 | HP | Split System: Heat Pump with Remote Outdoor Unit-Air-Source | 4A6H7036B1 |  | 4TXCC049BC3 | 12 | 16 | 8.5 | Yes | Yes | 2015-03-13 |  | 0
FALSE | 4A6H7036B1 | 3205 | 7038946 | AMERICAN STANDARD | 4A6H7036B1 | HP | Split System: Heat Pump with Remote Outdoor Unit-Air-Source | 4A6H7036B1 |  | 4TXCC049BC3 | 12 | 16 | 8.5 | Yes | Yes | 2015-03-13 |  | 0
FALSE | 4A6H7036B1 | 3205 | 7038688 | AMERICAN STANDARD | 4A6H7036B1 | HP | Split System: Heat Pump with Remote Outdoor Unit-Air-Source | 4A6H7036B1 |  | 4TXCB032BC3 | 12 | 16 | 8.2 | Yes | Yes | 2015-03-13 |  | Below V5.0 Req.
FALSE | 4A6H7036B1 | 3205 | 7038913 | AMERICAN STANDARD | 4A6H7036B1 | HP | Split System: Heat Pump with Remote Outdoor Unit-Air-Source | 4A6H7036B1 |  | 4TXCC044BC3 | 12 | 16 | 8.5 | Yes | Yes | 2015-03-13 |  | 0
FALSE | 4A6H7036B1 | 3205 | 7038870 | AMERICAN STANDARD | 4A6H7036B1 | HP | Split System: Heat Pump with Remote Outdoor Unit-Air-Source | 4A6H7036B1 |  | 4TXCC043BC3 | 12 | 15.5 | 8.2 | Yes | Yes | 2015-03-13 |  | Below V5.0 Req.
FALSE | 4A6H7036B1 | 3205 | 7038773 | AMERICAN STANDARD | 4A6H7036B1 | HP | Split System: Heat Pump with Remote Outdoor Unit-Air-Source | 4A6H7036B1 |  | 4TXCC005CC3 | 12 | 15.5 | 8.5 | Yes | Yes | 2015-03-13 |  | 0
FALSE | 4A6H7036B1 | 3205 | 7038947 | AMERICAN STANDARD | 4A6H7036B1 | HP | Split System: Heat Pump with Remote Outdoor Unit-Air-Source | 4A6H7036B1 |  | 4TXCC049BC3 | 12 | 15.5 | 8.5 | Yes | Yes | 2015-03-13 |  | 0
FALSE | 4A6H7036B1 | 3205 | 7038914 | AMERICAN STANDARD | 4A6H7036B1 | HP | Split System: Heat Pump with Remote Outdoor Unit-Air-Source | 4A6H7036B1 |  | 4TXCC044BC3 | 12 | 15.5 | 8.5 | Yes | Yes | 2015-03-13 |  | 0
FALSE | 4A6H7036B1 | 3205 | 7038715 | AMERICAN STANDARD | 4A6H7036B1 | HP | Split System: Heat Pump with Remote Outdoor Unit-Air-Source | 4A6H7036B1 |  | 4TXCB036BC3 | 12 | 15.5 | 8.2 | Yes | Yes | 2015-03-13 |  | Below V5.0 Req.
FALSE | 4A6H7036B1 | 3205 | 7038871 | AMERICAN STANDARD | 4A6H7036B1 | HP | Split System: Heat Pump with Remote Outdoor Unit-Air-Source | 4A6H7036B1 |  | 4TXCC043BC3 | 12 | 15.5 | 8.2 | Yes | Yes | 2015-03-13 |  | Below V5.0 Req.
FALSE | 4A6H7036B1 | 3205 | 7038920 | AMERICAN STANDARD | 4A6H7036B1 | HP | Split System: Heat Pump with Remote Outdoor Unit-Air-Source | 4A6H7036B1 |  | 4TXCC044BC3 | 12 | 15.25 | 8.5 | Yes | Yes | 2015-03-13 |  | 0
FALSE | 4A6H7036B1 | 3205 | 7038922 | AMERICAN STANDARD | 4A6H7036B1 | HP | Split System: Heat Pump with Remote Outdoor Unit-Air-Source | 4A6H7036B1 |  | 4TXCC049BC3 | 12 | 15.25 | 8.5 | Yes | Yes | 2015-03-13 |  | 0
FALSE | 4A6H7036B1 | 3205 | 7038725 | AMERICAN STANDARD | 4A6H7036B1 | HP | Split System: Heat Pump with Remote Outdoor Unit-Air-Source | 4A6H7036B1 |  | 4TXCB036BC3 | 12 | 15.25 | 8.2 | Yes | Yes | 2015-03-13 |  | Below V5.0 Req.
FALSE | 4A6H7036B1 | 3205 | 7038881 | AMERICAN STANDARD | 4A6H7036B1 | HP | Split System: Heat Pump with Remote Outdoor Unit-Air-Source | 4A6H7036B1 |  | 4TXCC043BC3 | 12 | 15.25 | 8.2 | Yes | Yes | 2015-03-13 |  | Below V5.0 Req.
FALSE | 4A6H7036B1 | 3205 | 7038849 | AMERICAN STANDARD | 4A6H7036B1 | HP | Split System: Heat Pump with Remote Outdoor Unit-Air-Source | 4A6H7036B1 |  | 4TXCC043BC3 | 12.5 | 16 | 8.2 | Yes | Yes | 2015-03-13 |  | Below V5.0 Req.
FALSE | 4A6H7036B1 | 3205 | 7038781 | AMERICAN STANDARD | 4A6H7036B1 | HP | Split System: Heat Pump with Remote Outdoor Unit-Air-Source | 4A6H7036B1 |  | 4TXCC007CC3 | 12.5 | 16 | 9 | Yes | Yes | 2015-03-13 |  | 1
FALSE | 4A6H7036B1 | 3205 | 7038884 | AMERICAN STANDARD | 4A6H7036B1 | HP | Split System: Heat Pump with Remote Outdoor Unit-Air-Source | 4A6H7036B1 |  | 4TXCC044BC3 | 12.5 | 16 | 8.5 | Yes | Yes | 2015-03-13 |  | 1
FALSE | 4A6H7036B1 | 3205 | 7038885 | AMERICAN STANDARD | 4A6H7036B1 | HP | Split System: Heat Pump with Remote Outdoor Unit-Air-Source | 4A6H7036B1 |  | 4TXCC044BC3 | 12.5 | 16 | 8.5 | Yes | Yes | 2015-03-13 |  | 1
FALSE | 4A6H7036B1 | 3205 | 7038823 | AMERICAN STANDARD | 4A6H7036B1 | HP | Split System: Heat Pump with Remote Outdoor Unit-Air-Source | 4A6H7036B1 |  | 4TXCC037BC3 | 12 | 15.25 | 8.2 | Yes | Yes | 2015-03-13 |  | Below V5.0 Req.
FALSE | 4A6H7036B1 | 3205 | 7038700 | AMERICAN STANDARD | 4A6H7036B1 | HP | Split System: Heat Pump with Remote Outdoor Unit-Air-Source | 4A6H7036B1 |  | 4TXCB032BC3 | 12 | 15.25 | 8.2 | Yes | Yes | 2015-03-13 |  | Below V5.0 Req.
FALSE | 4A6H7036B1 | 3205 | 7038672 | AMERICAN STANDARD | 4A6H7036B1 | HP | Split System: Heat Pump with Remote Outdoor Unit-Air-Source | 4A6H7036B1 |  | 4TXCB004CC3 | 12 | 15.25 | 8.5 | Yes | Yes | 2015-03-13 |  | 0
FALSE | 4A6H7036B1 | 3205 | 7038750 | AMERICAN STANDARD | 4A6H7036B1 | HP | Split System: Heat Pump with Remote Outdoor Unit-Air-Source | 4A6H7036B1 |  | 4TXCC005CC3 | 12.5 | 16 | 9 | Yes | Yes | 2015-03-13 |  | 1
FALSE | 4A6H7036B1 | 3205 | 7038752 | AMERICAN STANDARD | 4A6H7036B1 | HP | Split System: Heat Pump with Remote Outdoor Unit-Air-Source | 4A6H7036B1 |  | 4TXCC005CC3 | 12.5 | 16 | 8.5 | Yes | Yes | 2015-03-13 |  | 1
FALSE | 4A6H7036B1 | 3205 | 7039009 | AMERICAN STANDARD | 4A6H7036B1 | HP | Split System: Heat Pump with Remote Outdoor Unit-Air-Source | 4A6H7036B1 |  | 4TXFH036CZ3 | 12.5 | 16 | 8.5 | Yes | Yes | 2015-03-13 |  | 1
FALSE | 4A6H7036B1 | 3205 | 7038782 | AMERICAN STANDARD | 4A6H7036B1 | HP | Split System: Heat Pump with Remote Outdoor Unit-Air-Source | 4A6H7036B1 |  | 4TXCC007CC3 | 12.5 | 16 | 9 | Yes | Yes | 2015-03-13 |  | 1
FALSE | 4A6H7036B1 | 3205 | 7038848 | AMERICAN STANDARD | 4A6H7036B1 | HP | Split System: Heat Pump with Remote Outdoor Unit-Air-Source | 4A6H7036B1 |  | 4TXCC043BC3 | 12.5 | 16 | 8.2 | Yes | Yes | 2015-03-13 |  | Below V5.0 Req.
FALSE | 4A6H7036B1 | 3205 | 7038827 | AMERICAN STANDARD | 4A6H7036B1 | HP | Split System: Heat Pump with Remote Outdoor Unit-Air-Source | 4A6H7036B1 |  | 4TXCC037BC3 | 12 | 16 | 8.2 | Yes | Yes | 2015-03-13 |  | Below V5.0 Req.
FALSE | 4A6H7036B1 | 3205 | 7038883 | AMERICAN STANDARD | 4A6H7036B1 | HP | Split System: Heat Pump with Remote Outdoor Unit-Air-Source | 4A6H7036B1 |  | 4TXCC043BC3 | 12 | 15.25 | 8.2 | Yes | Yes | 2015-03-13 |  | Below V5.0 Req.
FALSE | 4A6H7036B1 | 3205 | 7038850 | AMERICAN STANDARD | 4A6H7036B1 | HP | Split System: Heat Pump with Remote Outdoor Unit-Air-Source | 4A6H7036B1 |  | 4TXCC043BC3 | 12 | 15.25 | 8.2 | Yes | Yes | 2015-03-13 |  | Below V5.0 Req.
FALSE | 4A6H7036B1 | 3205 | 7038656 | AMERICAN STANDARD | 4A6H7036B1 | HP | Split System: Heat Pump with Remote Outdoor Unit-Air-Source | 4A6H7036B1 |  | *AM8A0C36V31+BAYCC24V | 13 | 17 | 9.5 | Yes | Yes | 2015-03-13 |  | 2
FALSE | 4A6H7036B1 | 3205 | 7038889 | AMERICAN STANDARD | 4A6H7036B1 | HP | Split System: Heat Pump with Remote Outdoor Unit-Air-Source | 4A6H7036B1 |  | 4TXCC044BC3 | 12.5 | 16.25 | 9 | Yes | Yes | 2015-03-13 |  | 1
FALSE | 4A6H7036B1 | 3205 | 7038890 | AMERICAN STANDARD | 4A6H7036B1 | HP | Split System: Heat Pump with Remote Outdoor Unit-Air-Source | 4A6H7036B1 |  | 4TXCC044BC3 | 12.5 | 16.25 | 9 | Yes | Yes | 2015-03-13 |  | 1
FALSE | 4A6H7036B1 | 3205 | 7038673 | AMERICAN STANDARD | 4A6H7036B1 | HP | Split System: Heat Pump with Remote Outdoor Unit-Air-Source | 4A6H7036B1 |  | 4TXCB004CC3 | 12.5 | 16 | 9 | Yes | Yes | 2015-03-13 |  | 1
FALSE | 4A6H7036B1 | 3205 | 7039021 | AMERICAN STANDARD | 4A6H7036B1 | HP | Split System: Heat Pump with Remote Outdoor Unit-Air-Source | 4A6H7036B1 |  | 4TXFH036CZ3 | 12.5 | 16 | 8.5 | Yes | Yes | 2015-03-13 |  | 1
FALSE | 4A6H7036B1 | 3205 | 7038793 | AMERICAN STANDARD | 4A6H7036B1 | HP | Split System: Heat Pump with Remote Outdoor Unit-Air-Source | 4A6H7036B1 |  | 4TXCC007CC3 | 12 | 15 | 8.5 | Yes | Yes | 2015-03-13 |  | 0
FALSE | 4A6H7036B1 | 3205 | 7038924 | AMERICAN STANDARD | 4A6H7036B1 | HP | Split System: Heat Pump with Remote Outdoor Unit-Air-Source | 4A6H7036B1 |  | 4TXCC049BC3 | 12 | 15 | 8.5 | Yes | Yes | 2015-03-13 |  | 0
FALSE | 4A6H7036B1 | 3205 | 7038892 | AMERICAN STANDARD | 4A6H7036B1 | HP | Split System: Heat Pump with Remote Outdoor Unit-Air-Source | 4A6H7036B1 |  | 4TXCC044BC3 | 12.5 | 16.25 | 9 | Yes | Yes | 2015-03-13 |  | 1
FALSE | 4A6H7036B1 | 3205 | 7039023 | AMERICAN STANDARD | 4A6H7036B1 | HP | Split System: Heat Pump with Remote Outdoor Unit-Air-Source | 4A6H7036B1 |  | 4TXFH036CZ3 | 12.5 | 16.25 | 8.5 | Yes | Yes | 2015-03-13 |  | 1
FALSE | 4A6H7036B1 | 3205 | 7038925 | AMERICAN STANDARD | 4A6H7036B1 | HP | Split System: Heat Pump with Remote Outdoor Unit-Air-Source | 4A6H7036B1 |  | 4TXCC049BC3 | 12.5 | 16.25 | 9 | Yes | Yes | 2015-03-13 |  | 1
FALSE | 4A6H7036B1 | 3205 | 7039024 | AMERICAN STANDARD | 4A6H7036B1 | HP | Split System: Heat Pump with Remote Outdoor Unit-Air-Source | 4A6H7036B1 |  | 4TXFH036CZ3 | 12.5 | 16.25 | 9 | Yes | Yes | 2015-03-13 |  | 1
FALSE | 4A6H7036B1 | 3205 | 7039025 | AMERICAN STANDARD | 4A6H7036B1 | HP | Split System: Heat Pump with Remote Outdoor Unit-Air-Source | 4A6H7036B1 |  | 4TXFH036CZ3 | 12.5 | 16.25 | 9 | Yes | Yes | 2015-03-13 |  | 1
FALSE | 4A6H7036B1 | 3205 | 7038757 | AMERICAN STANDARD | 4A6H7036B1 | HP | Split System: Heat Pump with Remote Outdoor Unit-Air-Source | 4A6H7036B1 |  | 4TXCC005CC3 | 12.5 | 16.25 | 9 | Yes | Yes | 2015-03-13 |  | 1
FALSE | 4A6H7036B1 | 3205 | 7038794 | AMERICAN STANDARD | 4A6H7036B1 | HP | Split System: Heat Pump with Remote Outdoor Unit-Air-Source | 4A6H7036B1 |  | 4TXCC007CC3 | 12.5 | 16.25 | 9 | Yes | Yes | 2015-03-13 |  | 1
FALSE | 4A6H7036B1 | 3205 | 7038893 | AMERICAN STANDARD | 4A6H7036B1 | HP | Split System: Heat Pump with Remote Outdoor Unit-Air-Source | 4A6H7036B1 |  | 4TXCC044BC3 | 12.5 | 16.25 | 9 | Yes | Yes | 2015-03-13 |  | 1
FALSE | 4A6H7036B1 | 3205 | 7039026 | AMERICAN STANDARD | 4A6H7036B1 | HP | Split System: Heat Pump with Remote Outdoor Unit-Air-Source | 4A6H7036B1 |  | 4TXFH036CZ3 | 12.5 | 16.25 | 8.5 | Yes | Yes | 2015-03-13 |  | 1
FALSE | 4A6H7036B1 | 3205 | 7038758 | AMERICAN STANDARD | 4A6H7036B1 | HP | Split System: Heat Pump with Remote Outdoor Unit-Air-Source | 4A6H7036B1 |  | 4TXCC005CC3 | 12.5 | 16.25 | 9 | Yes | Yes | 2015-03-13 |  | 1
FALSE | 4A6H7036B1 | 3205 | 7039027 | AMERICAN STANDARD | 4A6H7036B1 | HP | Split System: Heat Pump with Remote Outdoor Unit-Air-Source | 4A6H7036B1 |  | 4TXFH036CZ3 | 12.5 | 16.25 | 9 | Yes | Yes | 2015-03-13 |  | 1
FALSE | 4A6H7036B1 | 3205 | 7038761 | AMERICAN STANDARD | 4A6H7036B1 | HP | Split System: Heat Pump with Remote Outdoor Unit-Air-Source | 4A6H7036B1 |  | 4TXCC005CC3 | 12.5 | 16 | 9 | Yes | Yes | 2015-03-13 |  | 1
FALSE | 4A6H7036B1 | 3205 | 7038835 | AMERICAN STANDARD | 4A6H7036B1 | HP | Split System: Heat Pump with Remote Outdoor Unit-Air-Source | 4A6H7036B1 |  | 4TXCC037BC3 | 12 | 16 | 8.5 | Yes | Yes | 2015-03-13 |  | 0
FALSE | 4A6H7036B1 | 3205 | 7039028 | AMERICAN STANDARD | 4A6H7036B1 | HP | Split System: Heat Pump with Remote Outdoor Unit-Air-Source | 4A6H7036B1 |  | 4TXFH036CZ3 | 12.5 | 16.25 | 9 | Yes | Yes | 2015-03-13 |  | 1
FALSE | 4A6H7036B1 | 3205 | 7038900 | AMERICAN STANDARD | 4A6H7036B1 | HP | Split System: Heat Pump with Remote Outdoor Unit-Air-Source | 4A6H7036B1 |  | 4TXCC044BC3 | 12.5 | 16.25 | 8.5 | Yes | Yes | 2015-03-13 |  | 1
FALSE | 4A6H7036B1 | 3205 | 7038741 | AMERICAN STANDARD | 4A6H7036B1 | HP | Split System: Heat Pump with Remote Outdoor Unit-Air-Source | 4A6H7036B1 |  | 4TXCC005CC3 | 12.5 | 16.25 | 9 | Yes | Yes | 2015-03-13 |  | 1
FALSE | 4A6H7036B1 | 3205 | 7038929 | AMERICAN STANDARD | 4A6H7036B1 | HP | Split System: Heat Pump with Remote Outdoor Unit-Air-Source | 4A6H7036B1 |  | 4TXCC049BC3 | 12.5 | 16.25 | 8.5 | Yes | Yes | 2015-03-13 |  | 1
FALSE | 4A6H7036B1 | 3205 | 7038901 | AMERICAN STANDARD | 4A6H7036B1 | HP | Split System: Heat Pump with Remote Outdoor Unit-Air-Source | 4A6H7036B1 |  | 4TXCC044BC3 | 12.5 | 16.25 | 8.5 | Yes | Yes | 2015-03-13 |  | 1
FALSE | 4A6H7036B1 | 3205 | 7038742 | AMERICAN STANDARD | 4A6H7036B1 | HP | Split System: Heat Pump with Remote Outdoor Unit-Air-Source | 4A6H7036B1 |  | 4TXCC005CC3 | 12.5 | 16.25 | 9 | Yes | Yes | 2015-03-13 |  | 1
FALSE | 4A6H7036B1 | 3205 | 7038902 | AMERICAN STANDARD | 4A6H7036B1 | HP | Split System: Heat Pump with Remote Outdoor Unit-Air-Source | 4A6H7036B1 |  | 4TXCC044BC3 | 12.5 | 16.25 | 9 | Yes | Yes | 2015-03-13 |  | 1
FALSE | 4A6H7036B1 | 3205 | 7038991 | AMERICAN STANDARD | 4A6H7036B1 | HP | Split System: Heat Pump with Remote Outdoor Unit-Air-Source | 4A6H7036B1 |  | 4TXFH036CZ3 | 12 | 16.25 | 9 | Yes | Yes | 2015-03-13 |  | 0
FALSE | 4A6H7036B1 | 3205 | 7038692 | AMERICAN STANDARD | 4A6H7036B1 | HP | Split System: Heat Pump with Remote Outdoor Unit-Air-Source | 4A6H7036B1 |  | 4TXCB032BC3 | 12 | 15.5 | 8.2 | Yes | Yes | 2015-03-13 |  | Below V5.0 Req.
FALSE | 4A6H7036B1 | 3205 | 7038811 | AMERICAN STANDARD | 4A6H7036B1 | HP | Split System: Heat Pump with Remote Outdoor Unit-Air-Source | 4A6H7036B1 |  | 4TXCC007CC3 | 12 | 15.5 | 8.5 | Yes | Yes | 2015-03-13 |  | 0
FALSE | 4A6H7036B1 | 3205 | 7038778 | AMERICAN STANDARD | 4A6H7036B1 | HP | Split System: Heat Pump with Remote Outdoor Unit-Air-Source | 4A6H7036B1 |  | 4TXCC007CC3 | 12 | 15.5 | 9 | Yes | Yes | 2015-03-13 |  | 0
FALSE | 4A6H7036B1 | 3205 | 7038931 | AMERICAN STANDARD | 4A6H7036B1 | HP | Split System: Heat Pump with Remote Outdoor Unit-Air-Source | 4A6H7036B1 |  | 4TXCC049BC3 | 12 | 15.5 | 8.5 | Yes | Yes | 2015-03-13 |  | 0
FALSE | 4A6H7036B1 | 3205 | 7038664 | AMERICAN STANDARD | 4A6H7036B1 | HP | Split System: Heat Pump with Remote Outdoor Unit-Air-Source | 4A6H7036B1 |  | 4TXCB004CC3 | 12 | 15.5 | 8.5 | Yes | Yes | 2015-03-13 |  | 0
FALSE | 4A6H7036B1 | 3205 | 7038665 | AMERICAN STANDARD | 4A6H7036B1 | HP | Split System: Heat Pump with Remote Outdoor Unit-Air-Source | 4A6H7036B1 |  | 4TXCB004CC3 | 12 | 15.5 | 8.5 | Yes | Yes | 2015-03-13 |  | 0
FALSE | 4A6H7036B1 | 3205 | 7038779 | AMERICAN STANDARD | 4A6H7036B1 | HP | Split System: Heat Pump with Remote Outdoor Unit-Air-Source | 4A6H7036B1 |  | 4TXCC007CC3 | 12.5 | 16.25 | 9 | Yes | Yes | 2015-03-13 |  | 1
FALSE | 4A6H7036B1 | 3205 | 7038992 | AMERICAN STANDARD | 4A6H7036B1 | HP | Split System: Heat Pump with Remote Outdoor Unit-Air-Source | 4A6H7036B1 |  | 4TXFH036CZ3 | 12.5 | 16.25 | 9 | Yes | Yes | 2015-03-13 |  | 1
FALSE | 4A6H7036B1 | 3205 | 7038743 | AMERICAN STANDARD | 4A6H7036B1 | HP | Split System: Heat Pump with Remote Outdoor Unit-Air-Source | 4A6H7036B1 |  | 4TXCC005CC3 | 12 | 16.25 | 9 | Yes | Yes | 2015-03-13 |  | 0
FALSE | 4A6H7036B1 | 3205 | 7038932 | AMERICAN STANDARD | 4A6H7036B1 | HP | Split System: Heat Pump with Remote Outdoor Unit-Air-Source | 4A6H7036B1 |  | 4TXCC049BC3 | 12.5 | 16.25 | 9 | Yes | Yes | 2015-03-13 |  | 1
FALSE | 4A6H7036B1 | 3205 | 7038933 | AMERICAN STANDARD | 4A6H7036B1 | HP | Split System: Heat Pump with Remote Outdoor Unit-Air-Source | 4A6H7036B1 |  | 4TXCC049BC3 | 12.5 | 16.25 | 9 | Yes | Yes | 2015-03-13 |  | 1
FALSE | 4A6H7036B1 | 3205 | 7038993 | AMERICAN STANDARD | 4A6H7036B1 | HP | Split System: Heat Pump with Remote Outdoor Unit-Air-Source | 4A6H7036B1 |  | 4TXFH036CZ3 | 12.5 | 16.25 | 8.5 | Yes | Yes | 2015-03-13 |  | 1
FALSE | 4A6H7036B1 | 3205 | 7038744 | AMERICAN STANDARD | 4A6H7036B1 | HP | Split System: Heat Pump with Remote Outdoor Unit-Air-Source | 4A6H7036B1 |  | 4TXCC005CC3 | 12.5 | 16.25 | 9 | Yes | Yes | 2015-03-13 |  | 1
FALSE | 4TWR5030G1 | 2430 | 7056259 | AMERICAN STANDARD | 4A6H5030G1 | HP | Split System: Heat Pump with Remote Outdoor Unit-Air-Source | 4TWR5030G1 |  | 4NXAB032AC3 | 12.5 | 15 | 9 | Yes | Yes | 2015-03-13 |  | 1
FALSE | 4TWR5030G1 | 2430 | 7056263 | AMERICAN STANDARD | 4A6H5030G1 | HP | Split System: Heat Pump with Remote Outdoor Unit-Air-Source | 4TWR5030G1 |  | 4NXAB032AC3 | 12.5 | 15 | 9 | Yes | Yes | 2015-03-13 |  | 1
FALSE | 4TWR5030G1 | 2430 | 7056264 | AMERICAN STANDARD | 4A6H5030G1 | HP | Split System: Heat Pump with Remote Outdoor Unit-Air-Source | 4TWR5030G1 |  | 4NXAB032AC3 | 12.5 | 15 | 9 | Yes | Yes | 2015-03-13 |  | 1
FALSE | 4TWR5030G1 | 2430 | 7056265 | AMERICAN STANDARD | 4A6H5030G1 | HP | Split System: Heat Pump with Remote Outdoor Unit-Air-Source | 4TWR5030G1 |  | 4NXAB032AC3 | 12.5 | 15 | 9 | Yes | Yes | 2015-03-13 |  | 1
FALSE | 4TWR5030G1 | 2430 | 7056266 | AMERICAN STANDARD | 4A6H5030G1 | HP | Split System: Heat Pump with Remote Outdoor Unit-Air-Source | 4TWR5030G1 |  | 4NXAB032AC3 | 12.5 | 15 | 9 | Yes | Yes | 2015-03-13 |  | 1
FALSE | 4TWR5030G1 | 2430 | 7056267 | AMERICAN STANDARD | 4A6H5030G1 | HP | Split System: Heat Pump with Remote Outdoor Unit-Air-Source | 4TWR5030G1 |  | 4NXAB032AC3 | 12.5 | 15 | 9 | Yes | Yes | 2015-03-13 |  | 1
FALSE | 4TWR5030G1 | 2430 | 7056268 | AMERICAN STANDARD | 4A6H5030G1 | HP | Split System: Heat Pump with Remote Outdoor Unit-Air-Source | 4TWR5030G1 |  | 4NXAB032AC3 | 12.5 | 15 | 9 | Yes | Yes | 2015-03-13 |  | 1
FALSE | 4TWB4024G1 | 3221 | 7055666 | AMERICAN STANDARD | 4TWB4024G1 | HP | Split System: Heat Pump with Remote Outdoor Unit-Air-Source | 4TWB4024G1 |  | 4NXAB032AC3 | 12.5 | 15 | 8.5 | Yes | Yes | 2015-03-13 |  | 1
FALSE | 4TWB4024G1 | 3221 | 7055667 | AMERICAN STANDARD | 4TWB4024G1 | HP | Split System: Heat Pump with Remote Outdoor Unit-Air-Source | 4TWB4024G1 |  | 4NXAB032AC3 | 12.5 | 15 | 8.5 | Yes | Yes | 2015-03-13 |  | 1
FALSE | 4TWB4024G1 | 3221 | 7055668 | AMERICAN STANDARD | 4TWB4024G1 | HP | Split System: Heat Pump with Remote Outdoor Unit-Air-Source | 4TWB4024G1 |  | 4NXAB032AC3 | 12.5 | 15 | 8.5 | Yes | Yes | 2015-03-13 |  | 1
FALSE | 4TWB4024G1 | 3221 | 7055669 | AMERICAN STANDARD | 4TWB4024G1 | HP | Split System: Heat Pump with Remote Outdoor Unit-Air-Source | 4TWB4024G1 |  | 4NXAB032AC3 | 12.5 | 15 | 8.5 | Yes | Yes | 2015-03-13 |  | 1
FALSE | 4TWB4024G1 | 3221 | 7055670 | AMERICAN STANDARD | 4TWB4024G1 | HP | Split System: Heat Pump with Remote Outdoor Unit-Air-Source | 4TWB4024G1 |  | 4NXAB032AC3 | 12.5 | 15 | 8.5 | Yes | Yes | 2015-03-13 |  | 1
FALSE | 4TWB4024G1 | 3221 | 7055671 | AMERICAN STANDARD | 4TWB4024G1 | HP | Split System: Heat Pump with Remote Outdoor Unit-Air-Source | 4TWB4024G1 |  | 4NXAB032AC3 | 12.5 | 15 | 8.5 | Yes | Yes | 2015-03-13 |  | 1
FALSE | 4TWB4024G1 | 3221 | 7055659 | AMERICAN STANDARD | 4TWB4024G1 | HP | Split System: Heat Pump with Remote Outdoor Unit-Air-Source | 4TWB4024G1 |  | 4NXAB032AC3 | 12.5 | 15 | 8.5 | Yes | Yes | 2015-03-13 |  | 1
FALSE | 4TWB4024G1 | 3221 | 7055660 | AMERICAN STANDARD | 4TWB4024G1 | HP | Split System: Heat Pump with Remote Outdoor Unit-Air-Source | 4TWB4024G1 |  | 4NXAB032AC3 | 12.5 | 15 | 8.5 | Yes | Yes | 2015-03-13 |  | 1
FALSE | 4TWB4024G1 | 3221 | 7055663 | AMERICAN STANDARD | 4TWB4024G1 | HP | Split System: Heat Pump with Remote Outdoor Unit-Air-Source | 4TWB4024G1 |  | 4NXAB032AC3 | 12.5 | 15 | 8.5 | Yes | Yes | 2015-03-13 |  | 1
FALSE | 4TWB4024G1 | 3221 | 7055665 | AMERICAN STANDARD | 4TWB4024G1 | HP | Split System: Heat Pump with Remote Outdoor Unit-Air-Source | 4TWB4024G1 |  | 4NXAB032AC3 | 12.5 | 15 | 8.5 | Yes | Yes | 2015-03-13 |  | 1
FALSE | 4TWR4030D1 | 2429 | 7055744 | AMERICAN STANDARD | 4TWB4030G1 | HP | Split System: Heat Pump with Remote Outdoor Unit-Air-Source | 4TWB4030G1 |  | 4NXAB032AC3 | 12.5 | 15 | 8.2 | Yes | Yes | 2015-03-13 |  | Below V5.0 Req.
FALSE | 4TWR5024G1 | 3222 | 7056193 | AMERICAN STANDARD | 4A6H5024G1 | HP | Split System: Heat Pump with Remote Outdoor Unit-Air-Source | 4TWR5024G1 |  | 4NXAB032AC3 | 12.5 | 15 | 9 | Yes | Yes | 2015-03-13 |  | 1
FALSE | 4TWR5024G1 | 3222 | 7056192 | AMERICAN STANDARD | 4A6H5024G1 | HP | Split System: Heat Pump with Remote Outdoor Unit-Air-Source | 4TWR5024G1 |  | 4NXAB032AC3 | 12.5 | 15 | 9 | Yes | Yes | 2015-03-13 |  | 1
FALSE | 4TWR5024G1 | 3222 | 7056191 | AMERICAN STANDARD | 4A6H5024G1 | HP | Split System: Heat Pump with Remote Outdoor Unit-Air-Source | 4TWR5024G1 |  | 4NXAB032AC3 | 12.5 | 15 | 9 | Yes | Yes | 2015-03-13 |  | 1
FALSE | 4TWR5024G1 | 3222 | 7056190 | AMERICAN STANDARD | 4A6H5024G1 | HP | Split System: Heat Pump with Remote Outdoor Unit-Air-Source | 4TWR5024G1 |  | 4NXAB032AC3 | 12.5 | 15 | 9 | Yes | Yes | 2015-03-13 |  | 1
FALSE | 4TWR5024G1 | 3222 | 7056189 | AMERICAN STANDARD | 4A6H5024G1 | HP | Split System: Heat Pump with Remote Outdoor Unit-Air-Source | 4TWR5024G1 |  | 4NXAB032AC3 | 12.5 | 15 | 9 | Yes | Yes | 2015-03-13 |  | 1
FALSE | 4TWR5024G1 | 3222 | 7056188 | AMERICAN STANDARD | 4A6H5024G1 | HP | Split System: Heat Pump with Remote Outdoor Unit-Air-Source | 4TWR5024G1 |  | 4NXAB032AC3 | 12.5 | 15 | 9 | Yes | Yes | 2015-03-13 |  | 1
FALSE | 4TWR5024G1 | 3222 | 7056187 | AMERICAN STANDARD | 4A6H5024G1 | HP | Split System: Heat Pump with Remote Outdoor Unit-Air-Source | 4TWR5024G1 |  | 4NXAB032AC3 | 12.5 | 15 | 9 | Yes | Yes | 2015-03-13 |  | 1
FALSE | 4TWR5030G1 | 2430 | 7056286 | AMERICAN STANDARD | 4A6H5030G1 | HP | Split System: Heat Pump with Remote Outdoor Unit-Air-Source | 4TWR5030G1 |  | 4NXAB032AC3 | 12.5 | 15 | 9 | Yes | Yes | 2015-03-13 |  | 1
FALSE | 4TWR5024G1 | 3222 | 7056186 | AMERICAN STANDARD | 4A6H5024G1 | HP | Split System: Heat Pump with Remote Outdoor Unit-Air-Source | 4TWR5024G1 |  | 4NXAB032AC3 | 12.5 | 15 | 8.5 | Yes | Yes | 2015-03-13 |  | 1
FALSE | 4TWR5024G1 | 3222 | 7056185 | AMERICAN STANDARD | 4A6H5024G1 | HP | Split System: Heat Pump with Remote Outdoor Unit-Air-Source | 4TWR5024G1 |  | 4NXAB032AC3 | 12.5 | 15 | 8.5 | Yes | Yes | 2015-03-13 |  | 1
FALSE | 4TWR5024G1 | 3222 | 7056183 | AMERICAN STANDARD | 4A6H5024G1 | HP | Split System: Heat Pump with Remote Outdoor Unit-Air-Source | 4TWR5024G1 |  | 4NXAB032AC3 | 12.5 | 15 | 8.5 | Yes | Yes | 2015-03-13 |  | 1
FALSE | 4TWR5024G1 | 3222 | 7056181 | AMERICAN STANDARD | 4A6H5024G1 | HP | Split System: Heat Pump with Remote Outdoor Unit-Air-Source | 4TWR5024G1 |  | 4NXAB032AC3 | 12.5 | 15 | 8.5 | Yes | Yes | 2015-03-13 |  | 1
FALSE | 4TWR5024G1 | 3222 | 7056208 | AMERICAN STANDARD | 4A6H5024G1 | HP | Split System: Heat Pump with Remote Outdoor Unit-Air-Source | 4TWR5024G1 |  | 4NXAB032AC3 | 12.5 | 15 | 8.5 | Yes | Yes | 2015-03-13 |  | 1
FALSE | 4TWR5024G1 | 3222 | 7056179 | AMERICAN STANDARD | 4A6H5024G1 | HP | Split System: Heat Pump with Remote Outdoor Unit-Air-Source | 4TWR5024G1 |  | 4NXAB032AC3 | 12.5 | 15 | 8.5 | Yes | Yes | 2015-03-13 |  | 1
FALSE | 4TWR5030G1 | 2430 | 7056254 | AMERICAN STANDARD | 4A6H5030G1 | HP | Split System: Heat Pump with Remote Outdoor Unit-Air-Source | 4TWR5030G1 |  | 4NXAB032AC3 | 12.5 | 14.75 | 9 | Yes | Yes | 2015-03-13 |  | 0
FALSE | 4TWR5030G1 | 2430 | 7056255 | AMERICAN STANDARD | 4A6H5030G1 | HP | Split System: Heat Pump with Remote Outdoor Unit-Air-Source | 4TWR5030G1 |  | 4NXAB032AC3 | 12.5 | 15 | 9 | Yes | Yes | 2015-03-13 |  | 1
FALSE | 4TWR5024G1 | 3222 | 7056198 | AMERICAN STANDARD | 4A6H5024G1 | HP | Split System: Heat Pump with Remote Outdoor Unit-Air-Source | 4TWR5024G1 |  | 4NXAB032AC3 | 12.5 | 15 | 8.5 | Yes | Yes | 2015-03-13 |  | 1
FALSE | 4TWR5024G1 | 3222 | 7056196 | AMERICAN STANDARD | 4A6H5024G1 | HP | Split System: Heat Pump with Remote Outdoor Unit-Air-Source | 4TWR5024G1 |  | 4NXAB032AC3 | 12.5 | 15 | 8.5 | Yes | Yes | 2015-03-13 |  | 1
FALSE | 4TWR5024G1 | 3222 | 7056195 | AMERICAN STANDARD | 4A6H5024G1 | HP | Split System: Heat Pump with Remote Outdoor Unit-Air-Source | 4TWR5024G1 |  | 4NXAB032AC3 | 12.5 | 15 | 8.5 | Yes | Yes | 2015-03-13 |  | 1
FALSE | 4TWR5024G1 | 3222 | 7056194 | AMERICAN STANDARD | 4A6H5024G1 | HP | Split System: Heat Pump with Remote Outdoor Unit-Air-Source | 4TWR5024G1 |  | 4NXAB032AC3 | 12.5 | 15 | 8.5 | Yes | Yes | 2015-03-13 |  | 1
FALSE | 4TWR5030G1 | 2430 | 7056277 | AMERICAN STANDARD | 4A6H5030G1 | HP | Split System: Heat Pump with Remote Outdoor Unit-Air-Source | 4TWR5030G1 |  | 4NXAB032AC3 | 12.5 | 15 | 8.2 | Yes | Yes | 2015-03-13 |  | Below V5.0 Req.
FALSE | 4TWB4024G1 | 3221 | 7055677 | AMERICAN STANDARD | 4TWB4024G1 | HP | Split System: Heat Pump with Remote Outdoor Unit-Air-Source | 4TWB4024G1 |  | 4NXAB032AC3 | 12.5 | 15 | 9 | Yes | Yes | 2015-03-13 |  | 1
FALSE | 4TWB4024G1 | 3221 | 7055678 | AMERICAN STANDARD | 4TWB4024G1 | HP | Split System: Heat Pump with Remote Outdoor Unit-Air-Source | 4TWB4024G1 |  | 4NXAB032AC3 | 12.5 | 15 | 9 | Yes | Yes | 2015-03-13 |  | 1
FALSE | 4TWB4024G1 | 3221 | 7055679 | AMERICAN STANDARD | 4TWB4024G1 | HP | Split System: Heat Pump with Remote Outdoor Unit-Air-Source | 4TWB4024G1 |  | 4NXAB032AC3 | 12.5 | 15 | 9 | Yes | Yes | 2015-03-13 |  | 1
FALSE | 4TWB4024G1 | 3221 | 7055680 | AMERICAN STANDARD | 4TWB4024G1 | HP | Split System: Heat Pump with Remote Outdoor Unit-Air-Source | 4TWB4024G1 |  | 4NXAB032AC3 | 12.5 | 15 | 9 | Yes | Yes | 2015-03-13 |  | 1
FALSE | 4TWR5024G1 | 3222 | 7056212 | AMERICAN STANDARD | 4A6H5024G1 | HP | Split System: Heat Pump with Remote Outdoor Unit-Air-Source | 4TWR5024G1 |  | 4NXAB036AC3 | 12.5 | 15 | 9 | Yes | Yes | 2015-03-13 |  | 1
FALSE | 4TWR5024G1 | 3222 | 7056211 | AMERICAN STANDARD | 4A6H5024G1 | HP | Split System: Heat Pump with Remote Outdoor Unit-Air-Source | 4TWR5024G1 |  | 4NXAB036AC3 | 12.5 | 15 | 9 | Yes | Yes | 2015-03-13 |  | 1
FALSE | 4TWR5024G1 | 3222 | 7056210 | AMERICAN STANDARD | 4A6H5024G1 | HP | Split System: Heat Pump with Remote Outdoor Unit-Air-Source | 4TWR5024G1 |  | 4NXAB036AC3 | 12.5 | 15 | 9 | Yes | Yes | 2015-03-13 |  | 1
FALSE | 4TWR5024G1 | 3222 | 7056209 | AMERICAN STANDARD | 4A6H5024G1 | HP | Split System: Heat Pump with Remote Outdoor Unit-Air-Source | 4TWR5024G1 |  | 4NXAB036AC3 | 12.5 | 15 | 9 | Yes | Yes | 2015-03-13 |  | 1
FALSE | 4TWR5030G1 | 2430 | 7056345 | AMERICAN STANDARD | 4A6H5030G1 | HP | Split System: Heat Pump with Remote Outdoor Unit-Air-Source | 4TWR5030G1 |  | 4NXAB036AC3 | 12.5 | 14.75 | 9 | Yes | Yes | 2015-03-13 |  | 0
FALSE | 4TWR5030G1 | 2430 | 7056347 | AMERICAN STANDARD | 4A6H5030G1 | HP | Split System: Heat Pump with Remote Outdoor Unit-Air-Source | 4TWR5030G1 |  | 4NXAB036AC3 | 12.5 | 15 | 9 | Yes | Yes | 2015-03-13 |  | 1
FALSE | 4TWB4024G1 | 3221 | 7055696 | AMERICAN STANDARD | 4TWB4024G1 | HP | Split System: Heat Pump with Remote Outdoor Unit-Air-Source | 4TWB4024G1 |  | 4NXAB036AC3 | 12.5 | 15 | 9 | Yes | Yes | 2015-03-13 |  | 1
FALSE | 4TWB4024G1 | 3221 | 7055697 | AMERICAN STANDARD | 4TWB4024G1 | HP | Split System: Heat Pump with Remote Outdoor Unit-Air-Source | 4TWB4024G1 |  | 4NXAB036AC3 | 12.5 | 15 | 9 | Yes | Yes | 2015-03-13 |  | 1
FALSE | 4TWB4024G1 | 3221 | 7055698 | AMERICAN STANDARD | 4TWB4024G1 | HP | Split System: Heat Pump with Remote Outdoor Unit-Air-Source | 4TWB4024G1 |  | 4NXAB036AC3 | 12.5 | 15 | 9 | Yes | Yes | 2015-03-13 |  | 1
FALSE | 4TWB4024G1 | 3221 | 7055699 | AMERICAN STANDARD | 4TWB4024G1 | HP | Split System: Heat Pump with Remote Outdoor Unit-Air-Source | 4TWB4024G1 |  | 4NXAB036AC3 | 12.5 | 15 | 9 | Yes | Yes | 2015-03-13 |  | 1
FALSE | 4TWB4024G1 | 3221 | 7055700 | AMERICAN STANDARD | 4TWB4024G1 | HP | Split System: Heat Pump with Remote Outdoor Unit-Air-Source | 4TWB4024G1 |  | 4NXAB036AC3 | 12.5 | 15 | 9 | Yes | Yes | 2015-03-13 |  | 1
FALSE | 4TWB4024G1 | 3221 | 7055701 | AMERICAN STANDARD | 4TWB4024G1 | HP | Split System: Heat Pump with Remote Outdoor Unit-Air-Source | 4TWB4024G1 |  | 4NXAB036AC3 | 12.5 | 15 | 9 | Yes | Yes | 2015-03-13 |  | 1
FALSE | 4TWB4024G1 | 3221 | 7055702 | AMERICAN STANDARD | 4TWB4024G1 | HP | Split System: Heat Pump with Remote Outdoor Unit-Air-Source | 4TWB4024G1 |  | 4NXAB036AC3 | 12.5 | 15 | 9 | Yes | Yes | 2015-03-13 |  | 1
FALSE | 4TWR4030D1 | 2429 | 7055802 | AMERICAN STANDARD | 4TWB4030G1 | HP | Split System: Heat Pump with Remote Outdoor Unit-Air-Source | 4TWB4030G1 |  | 4NXAB036AC3 | 12.5 | 14.75 | 9 | Yes | Yes | 2015-03-13 |  | 0
FALSE | 4TWR4030D1 | 2429 | 7055804 | AMERICAN STANDARD | 4TWB4030G1 | HP | Split System: Heat Pump with Remote Outdoor Unit-Air-Source | 4TWB4030G1 |  | 4NXAB036AC3 | 12.5 | 15 | 9 | Yes | Yes | 2015-03-13 |  | 1
FALSE | 4TWR5024G1 | 3222 | 7056228 | AMERICAN STANDARD | 4A6H5024G1 | HP | Split System: Heat Pump with Remote Outdoor Unit-Air-Source | 4TWR5024G1 |  | 4NXAB036AC3 | 12.5 | 15 | 9 | Yes | Yes | 2015-03-13 |  | 1
FALSE | 4TWR5024G1 | 3222 | 7056227 | AMERICAN STANDARD | 4A6H5024G1 | HP | Split System: Heat Pump with Remote Outdoor Unit-Air-Source | 4TWR5024G1 |  | 4NXAB036AC3 | 12.5 | 15 | 9 | Yes | Yes | 2015-03-13 |  | 1
FALSE | 4TWR5024G1 | 3222 | 7056226 | AMERICAN STANDARD | 4A6H5024G1 | HP | Split System: Heat Pump with Remote Outdoor Unit-Air-Source | 4TWR5024G1 |  | 4NXAB036AC3 | 12.5 | 15 | 9 | Yes | Yes | 2015-03-13 |  | 1
FALSE | 4TWR5024G1 | 3222 | 7056225 | AMERICAN STANDARD | 4A6H5024G1 | HP | Split System: Heat Pump with Remote Outdoor Unit-Air-Source | 4TWR5024G1 |  | 4NXAB036AC3 | 12.5 | 15 | 9 | Yes | Yes | 2015-03-13 |  | 1
FALSE | 4TWB4024G1 | 3221 | 7055690 | AMERICAN STANDARD | 4TWB4024G1 | HP | Split System: Heat Pump with Remote Outdoor Unit-Air-Source | 4TWB4024G1 |  | 4NXAB036AC3 | 12.5 | 15 | 9 | Yes | Yes | 2015-03-13 |  | 1
FALSE | 4TWB4024G1 | 3221 | 7055691 | AMERICAN STANDARD | 4TWB4024G1 | HP | Split System: Heat Pump with Remote Outdoor Unit-Air-Source | 4TWB4024G1 |  | 4NXAB036AC3 | 12.5 | 15 | 9 | Yes | Yes | 2015-03-13 |  | 1
FALSE | 4TWB4024G1 | 3221 | 7055692 | AMERICAN STANDARD | 4TWB4024G1 | HP | Split System: Heat Pump with Remote Outdoor Unit-Air-Source | 4TWB4024G1 |  | 4NXAB036AC3 | 12.5 | 15 | 9 | Yes | Yes | 2015-03-13 |  | 1
FALSE | 4TWB4024G1 | 3221 | 7055693 | AMERICAN STANDARD | 4TWB4024G1 | HP | Split System: Heat Pump with Remote Outdoor Unit-Air-Source | 4TWB4024G1 |  | 4NXAB036AC3 | 12.5 | 15 | 9 | Yes | Yes | 2015-03-13 |  | 1
FALSE | 4TWB4024G1 | 3221 | 7055694 | AMERICAN STANDARD | 4TWB4024G1 | HP | Split System: Heat Pump with Remote Outdoor Unit-Air-Source | 4TWB4024G1 |  | 4NXAB036AC3 | 12.5 | 15 | 9 | Yes | Yes | 2015-03-13 |  | 1
FALSE | 4TWR4030D1 | 2429 | 7055815 | AMERICAN STANDARD | 4TWB4030G1 | HP | Split System: Heat Pump with Remote Outdoor Unit-Air-Source | 4TWB4030G1 |  | 4NXAB036AC3 | 12.5 | 15 | 9 | Yes | Yes | 2015-03-13 |  | 1
FALSE | 4TWR4030D1 | 2429 | 7055816 | AMERICAN STANDARD | 4TWB4030G1 | HP | Split System: Heat Pump with Remote Outdoor Unit-Air-Source | 4TWB4030G1 |  | 4NXAB036AC3 | 12.5 | 15 | 9 | Yes | Yes | 2015-03-13 |  | 1
FALSE | 4TWR4030D1 | 2429 | 7055817 | AMERICAN STANDARD | 4TWB4030G1 | HP | Split System: Heat Pump with Remote Outdoor Unit-Air-Source | 4TWB4030G1 |  | 4NXAB036AC3 | 12.5 | 15 | 9 | Yes | Yes | 2015-03-13 |  | 1
FALSE | 4TWR4030D1 | 2429 | 7055818 | AMERICAN STANDARD | 4TWB4030G1 | HP | Split System: Heat Pump with Remote Outdoor Unit-Air-Source | 4TWB4030G1 |  | 4NXAB036AC3 | 12.5 | 15 | 9 | Yes | Yes | 2015-03-13 |  | 1
FALSE | 4TWR4030D1 | 2429 | 7055823 | AMERICAN STANDARD | 4TWB4030G1 | HP | Split System: Heat Pump with Remote Outdoor Unit-Air-Source | 4TWB4030G1 |  | 4NXAB036AC3 | 12.5 | 15 | 9 | Yes | Yes | 2015-03-13 |  | 1
FALSE | 4TWR4030D1 | 2429 | 7055824 | AMERICAN STANDARD | 4TWB4030G1 | HP | Split System: Heat Pump with Remote Outdoor Unit-Air-Source | 4TWB4030G1 |  | 4NXAB036AC3 | 12.5 | 15 | 9 | Yes | Yes | 2015-03-13 |  | 1
FALSE | 4TWR4030D1 | 2429 | 7055825 | AMERICAN STANDARD | 4TWB4030G1 | HP | Split System: Heat Pump with Remote Outdoor Unit-Air-Source | 4TWB4030G1 |  | 4NXAB036AC3 | 12.5 | 15 | 9 | Yes | Yes | 2015-03-13 |  | 1
FALSE | 4TWR4030D1 | 2429 | 7055782 | AMERICAN STANDARD | 4TWB4030G1 | HP | Split System: Heat Pump with Remote Outdoor Unit-Air-Source | 4TWB4030G1 |  | 4NXAB036AC3 | 12.5 | 15 | 9 | Yes | Yes | 2015-03-13 |  | 1
FALSE | 4TWR4030D1 | 2429 | 7055783 | AMERICAN STANDARD | 4TWB4030G1 | HP | Split System: Heat Pump with Remote Outdoor Unit-Air-Source | 4TWB4030G1 |  | 4NXAB036AC3 | 12.5 | 15 | 9 | Yes | Yes | 2015-03-13 |  | 1
FALSE | 4TWR4030D1 | 2429 | 7055786 | AMERICAN STANDARD | 4TWB4030G1 | HP | Split System: Heat Pump with Remote Outdoor Unit-Air-Source | 4TWB4030G1 |  | 4NXAB036AC3 | 12.5 | 14.75 | 8.5 | Yes | Yes | 2015-03-13 |  | 0
FALSE | 4TWR4030D1 | 2429 | 7055787 | AMERICAN STANDARD | 4TWB4030G1 | HP | Split System: Heat Pump with Remote Outdoor Unit-Air-Source | 4TWB4030G1 |  | 4NXAB036AC3 | 12.5 | 15 | 9 | Yes | Yes | 2015-03-13 |  | 1
FALSE | 4TWR4030D1 | 2429 | 7055790 | AMERICAN STANDARD | 4TWB4030G1 | HP | Split System: Heat Pump with Remote Outdoor Unit-Air-Source | 4TWB4030G1 |  | 4NXAB036AC3 | 12.5 | 15 | 9 | Yes | Yes | 2015-03-13 |  | 1
FALSE | 4TWR4030D1 | 2429 | 7055794 | AMERICAN STANDARD | 4TWB4030G1 | HP | Split System: Heat Pump with Remote Outdoor Unit-Air-Source | 4TWB4030G1 |  | 4NXAB036AC3 | 12.5 | 15 | 9 | Yes | Yes | 2015-03-13 |  | 1
FALSE | 4TWB4036G1 | 2434 | 7055859 | AMERICAN STANDARD | 4TWB4036G1 | HP | Split System: Heat Pump with Remote Outdoor Unit-Air-Source | 4TWB4036G1 |  | 4NXAB036AC3 | 12.5 | 14.75 | 9 | Yes | Yes | 2015-03-13 |  | 0
FALSE | 4TWB4036G1 | 2434 | 7055864 | AMERICAN STANDARD | 4TWB4036G1 | HP | Split System: Heat Pump with Remote Outdoor Unit-Air-Source | 4TWB4036G1 |  | 4NXAB036AC3 | 12.5 | 14.5 | 9 | Yes | Yes | 2015-03-13 |  | 0
FALSE | 4TWR5024G1 | 3222 | 7056215 | AMERICAN STANDARD | 4A6H5024G1 | HP | Split System: Heat Pump with Remote Outdoor Unit-Air-Source | 4TWR5024G1 |  | 4NXAB036AC3 | 12.5 | 15 | 9 | Yes | Yes | 2015-03-13 |  | 1
FALSE | 4TWR5024G1 | 3222 | 7056214 | AMERICAN STANDARD | 4A6H5024G1 | HP | Split System: Heat Pump with Remote Outdoor Unit-Air-Source | 4TWR5024G1 |  | 4NXAB036AC3 | 12.5 | 15 | 9 | Yes | Yes | 2015-03-13 |  | 1
FALSE | 4TWR5024G1 | 3222 | 7056213 | AMERICAN STANDARD | 4A6H5024G1 | HP | Split System: Heat Pump with Remote Outdoor Unit-Air-Source | 4TWR5024G1 |  | 4NXAB036AC3 | 12.5 | 15 | 9 | Yes | Yes | 2015-03-13 |  | 1
FALSE | 4TWR5024G1 | 3222 | 7056224 | AMERICAN STANDARD | 4A6H5024G1 | HP | Split System: Heat Pump with Remote Outdoor Unit-Air-Source | 4TWR5024G1 |  | 4NXAB036AC3 | 12.5 | 15 | 9 | Yes | Yes | 2015-03-13 |  | 1
FALSE | 4TWR5024G1 | 3222 | 7056223 | AMERICAN STANDARD | 4A6H5024G1 | HP | Split System: Heat Pump with Remote Outdoor Unit-Air-Source | 4TWR5024G1 |  | 4NXAB036AC3 | 12.5 | 15 | 9 | Yes | Yes | 2015-03-13 |  | 1
FALSE | 4TWR5024G1 | 3222 | 7056222 | AMERICAN STANDARD | 4A6H5024G1 | HP | Split System: Heat Pump with Remote Outdoor Unit-Air-Source | 4TWR5024G1 |  | 4NXAB036AC3 | 12.5 | 15 | 9 | Yes | Yes | 2015-03-13 |  | 1
FALSE | 4TWR5024G1 | 3222 | 7056221 | AMERICAN STANDARD | 4A6H5024G1 | HP | Split System: Heat Pump with Remote Outdoor Unit-Air-Source | 4TWR5024G1 |  | 4NXAB036AC3 | 12.5 | 15 | 9 | Yes | Yes | 2015-03-13 |  | 1
FALSE | 4TWR5024G1 | 3222 | 7056220 | AMERICAN STANDARD | 4A6H5024G1 | HP | Split System: Heat Pump with Remote Outdoor Unit-Air-Source | 4TWR5024G1 |  | 4NXAB036AC3 | 12.5 | 15 | 9 | Yes | Yes | 2015-03-13 |  | 1
FALSE | 4TWR5030G1 | 2430 | 7056322 | AMERICAN STANDARD | 4A6H5030G1 | HP | Split System: Heat Pump with Remote Outdoor Unit-Air-Source | 4TWR5030G1 |  | 4NXAB036AC3 | 12.5 | 15 | 9 | Yes | Yes | 2015-03-13 |  | 1
FALSE | 4TWR5030G1 | 2430 | 7056323 | AMERICAN STANDARD | 4A6H5030G1 | HP | Split System: Heat Pump with Remote Outdoor Unit-Air-Source | 4TWR5030G1 |  | 4NXAB036AC3 | 12.5 | 15 | 9 | Yes | Yes | 2015-03-13 |  | 1
FALSE | 4TWR5030G1 | 2430 | 7056324 | AMERICAN STANDARD | 4A6H5030G1 | HP | Split System: Heat Pump with Remote Outdoor Unit-Air-Source | 4TWR5030G1 |  | 4NXAB036AC3 | 12.5 | 15 | 9 | Yes | Yes | 2015-03-13 |  | 1
FALSE | 4TWR5030G1 | 2430 | 7056316 | AMERICAN STANDARD | 4A6H5030G1 | HP | Split System: Heat Pump with Remote Outdoor Unit-Air-Source | 4TWR5030G1 |  | 4NXAB036AC3 | 12.5 | 15 | 9 | Yes | Yes | 2015-03-13 |  | 1
FALSE | 4TWR5030G1 | 2430 | 7056319 | AMERICAN STANDARD | 4A6H5030G1 | HP | Split System: Heat Pump with Remote Outdoor Unit-Air-Source | 4TWR5030G1 |  | 4NXAB036AC3 | 12.5 | 15 | 9 | Yes | Yes | 2015-03-13 |  | 1
FALSE | 4TWR5030G1 | 2430 | 7056320 | AMERICAN STANDARD | 4A6H5030G1 | HP | Split System: Heat Pump with Remote Outdoor Unit-Air-Source | 4TWR5030G1 |  | 4NXAB036AC3 | 12.5 | 14.75 | 8.5 | Yes | Yes | 2015-03-13 |  | 0
FALSE | 4TWR5030G1 | 2430 | 7056327 | AMERICAN STANDARD | 4A6H5030G1 | HP | Split System: Heat Pump with Remote Outdoor Unit-Air-Source | 4TWR5030G1 |  | 4NXAB036AC3 | 12.5 | 15 | 9 | Yes | Yes | 2015-03-13 |  | 1
FALSE | 4TWR5030G1 | 2430 | 7056328 | AMERICAN STANDARD | 4A6H5030G1 | HP | Split System: Heat Pump with Remote Outdoor Unit-Air-Source | 4TWR5030G1 |  | 4NXAB036AC3 | 12.5 | 15 | 9 | Yes | Yes | 2015-03-13 |  | 1
FALSE | 4TWR5030G1 | 2430 | 7056329 | AMERICAN STANDARD | 4A6H5030G1 | HP | Split System: Heat Pump with Remote Outdoor Unit-Air-Source | 4TWR5030G1 |  | 4NXAB036AC3 | 12.5 | 15 | 9 | Yes | Yes | 2015-03-13 |  | 1
FALSE | 4TWR5030G1 | 2430 | 7056330 | AMERICAN STANDARD | 4A6H5030G1 | HP | Split System: Heat Pump with Remote Outdoor Unit-Air-Source | 4TWR5030G1 |  | 4NXAB036AC3 | 12.5 | 15 | 9 | Yes | Yes | 2015-03-13 |  | 1
FALSE | 4TWR5030G1 | 2430 | 7056331 | AMERICAN STANDARD | 4A6H5030G1 | HP | Split System: Heat Pump with Remote Outdoor Unit-Air-Source | 4TWR5030G1 |  | 4NXAB036AC3 | 12.5 | 15 | 9 | Yes | Yes | 2015-03-13 |  | 1
FALSE | 4TWR5030G1 | 2430 | 7056332 | AMERICAN STANDARD | 4A6H5030G1 | HP | Split System: Heat Pump with Remote Outdoor Unit-Air-Source | 4TWR5030G1 |  | 4NXAB036AC3 | 12.5 | 15 | 9 | Yes | Yes | 2015-03-13 |  | 1
FALSE | 4TWR5030G1 | 2430 | 7056337 | AMERICAN STANDARD | 4A6H5030G1 | HP | Split System: Heat Pump with Remote Outdoor Unit-Air-Source | 4TWR5030G1 |  | 4NXAB036AC3 | 12.5 | 15 | 9 | Yes | Yes | 2015-03-13 |  | 1
FALSE | 4TWR5036G1 | 2435 | 7056400 | AMERICAN STANDARD | 4A6H5036G1 | HP | Split System: Heat Pump with Remote Outdoor Unit-Air-Source | 4TWR5036G1 |  | 4NXAB036AC3 | 12 | 14.5 | 9 | Yes | Yes | 2015-03-13 |  | 0
FALSE | 4TWR5036G1 | 2435 | 7056401 | AMERICAN STANDARD | 4A6H5036G1 | HP | Split System: Heat Pump with Remote Outdoor Unit-Air-Source | 4TWR5036G1 |  | 4NXAB036AC3 | 12.5 | 14.5 | 9 | Yes | Yes | 2015-03-13 |  | 0
FALSE | 4TWR5036G1 | 2435 | 7056405 | AMERICAN STANDARD | 4A6H5036G1 | HP | Split System: Heat Pump with Remote Outdoor Unit-Air-Source | 4TWR5036G1 |  | 4NXAB036AC3 | 12.5 | 14.75 | 9 | Yes | Yes | 2015-03-13 |  | 0
FALSE | 4TWR5036G1 | 2435 | 7056354 | AMERICAN STANDARD | 4A6H5036G1 | HP | Split System: Heat Pump with Remote Outdoor Unit-Air-Source | 4TWR5036G1 |  | 4NXAB036AC3 | 12 | 14.5 | 9 | Yes | Yes | 2015-03-13 |  | 0
FALSE | 4TWR5036G1 | 2435 | 7056366 | AMERICAN STANDARD | 4A6H5036G1 | HP | Split System: Heat Pump with Remote Outdoor Unit-Air-Source | 4TWR5036G1 |  | 4NXAB036AC3 | 12 | 14.5 | 9 | Yes | Yes | 2015-03-13 |  | 0
FALSE | 4A6V8036A1 | 3082 | 6796555 | AMERICAN STANDARD | 4A6V8036A1 | HP | Split System: Heat Pump with Remote Outdoor Unit-Air-Source | 4A6V8036A1 |  | 4TXCC007CC3 | 12.5 | 18 | 9.6 | Yes | Yes | 2015-03-20 |  | 1
FALSE | 4A6V8036A1 | 3082 | 6796631 | TRANE | 4TWV8036A1 | HP | Split System: Heat Pump with Remote Outdoor Unit-Air-Source | 4A6V8036A1 |  | 4TXCC007CC3 | 12.5 | 18 | 9.6 | Yes | Yes | 2015-03-20 |  | 1
FALSE | 4A6V8037A1 | 3109 | 6796560 | AMERICAN STANDARD | 4A6V8037A1 | HP | Split System: Heat Pump with Remote Outdoor Unit-Air-Source | 4A6V8037A1 |  | 4TXCB004CC3 | 12.5 | 18 | 10 | Yes | Yes | 2015-03-20 |  | 1
FALSE | 4A6V8037A1 | 3109 | 7125579 | AMERICAN STANDARD | 4A6V8037A1 | HP | Split System: Heat Pump with Remote Outdoor Unit-Air-Source | 4A6V8037A1 |  | 4TXCB004CC3 | 12.5 | 18 | 9.6 | Yes | Yes | 2015-03-20 |  | 1
FALSE | 4A6V8037A1 | 3109 | 6796561 | AMERICAN STANDARD | 4A6V8037A1 | HP | Split System: Heat Pump with Remote Outdoor Unit-Air-Source | 4A6V8037A1 |  | 4TXCB004CC3 | 12.5 | 18 | 9.6 | Yes | Yes | 2015-03-20 |  | 1
FALSE | 4A6V8037A1 | 3109 | 6796562 | AMERICAN STANDARD | 4A6V8037A1 | HP | Split System: Heat Pump with Remote Outdoor Unit-Air-Source | 4A6V8037A1 |  | 4TXCC007CC3 | 13 | 18 | 10 | Yes | Yes | 2015-03-20 |  | 3
FALSE | 4A6V8037A1 | 3109 | 6796563 | AMERICAN STANDARD | 4A6V8037A1 | HP | Split System: Heat Pump with Remote Outdoor Unit-Air-Source | 4A6V8037A1 |  | 4TXCC007CC3 | 13 | 18 | 10 | Yes | Yes | 2015-03-20 |  | 3
FALSE | 4A6V8037A1 | 3109 | 6796565 | AMERICAN STANDARD | 4A6V8037A1 | HP | Split System: Heat Pump with Remote Outdoor Unit-Air-Source | 4A6V8037A1 |  | 4TXFH036CZ3 | 13 | 18 | 10 | Yes | Yes | 2015-03-20 |  | 3
FALSE | 4A6V8037A1 | 3109 | 7125580 | AMERICAN STANDARD | 4A6V8037A1 | HP | Split System: Heat Pump with Remote Outdoor Unit-Air-Source | 4A6V8037A1 |  | 4TXFH036CZ3 | 12.5 | 18 | 9.6 | Yes | Yes | 2015-03-20 |  | 1
FALSE | 4A6V8037A1 | 3109 | 6796567 | AMERICAN STANDARD | 4A6V8037A1 | HP | Split System: Heat Pump with Remote Outdoor Unit-Air-Source | 4A6V8037A1 |  | 4TXFH036CZ3 | 12.5 | 18 | 9.6 | Yes | Yes | 2015-03-20 |  | 1
FALSE | 4A6V8037A1 | 3109 | 7125581 | AMERICAN STANDARD | 4A6V8037A1 | HP | Split System: Heat Pump with Remote Outdoor Unit-Air-Source | 4A6V8037A1 |  | 4TXFH036CZ3 | 12.5 | 18 | 10 | Yes | Yes | 2015-03-20 |  | 1
FALSE | 4A6V8037A1 | 3109 | 6796559 | AMERICAN STANDARD | 4A6V8037A1 | HP | Split System: Heat Pump with Remote Outdoor Unit-Air-Source | 4A6V8037A1 |  | *AM8C0B30V21 | 13 | 18 | 10 | Yes | Yes | 2015-03-20 |  | 3
TRUE | 4A6V8037A1 | 3109 | 6750456 | AMERICAN STANDARD | 4A6V8037A1 | HP | Split System: Heat Pump with Remote Outdoor Unit-Air-Source | 4A6V8037A1 |  | *AM8C0C36V31 | 13 | 18 | 10 | Yes | Yes | 2015-03-20 |  | 3
FALSE | 4A6V8037A1 | 3109 | 7043212 | AMERICAN STANDARD | 4A6V8037A1 | HP | Split System: Heat Pump with Remote Outdoor Unit-Air-Source | 4A6V8037A1 |  | *AM8C0C42V31 | 12.5 | 18 | 9.25 | Yes | Yes | 2015-03-20 |  | 1
FALSE | 4A6V8048A1 | 3084 | 7066882 | AMERICAN STANDARD | 4A6V8048A1 | HP | Split System: Heat Pump with Remote Outdoor Unit-Air-Source | 4A6V8048A1 |  | 4NXCC008AS3+HORIZ-RT | 12 | 18 | 9 | Yes | Yes | 2015-03-20 |  | 0
FALSE | 4A6V8048A1 | 3084 | 7066883 | AMERICAN STANDARD | 4A6V8048A1 | HP | Split System: Heat Pump with Remote Outdoor Unit-Air-Source | 4A6V8048A1 |  | 4NXCC008AS3+HORIZ-RT | 12 | 18 | 9 | Yes | Yes | 2015-03-20 |  | 0
FALSE | 4A6V8048A1 | 3084 | 7035716 | AMERICAN STANDARD | 4A6V8048A1 | HP | Split System: Heat Pump with Remote Outdoor Unit-Air-Source | 4A6V8048A1 |  | 4NXCD009AS3 | 12.2 | 17.5 | 9.6 | Yes | Yes | 2015-03-20 |  | 0
FALSE | 4A6V8048A1 | 3084 | 7035718 | AMERICAN STANDARD | 4A6V8048A1 | HP | Split System: Heat Pump with Remote Outdoor Unit-Air-Source | 4A6V8048A1 |  | 4NXCD009AS3 | 12.2 | 17.5 | 9.6 | Yes | Yes | 2015-03-20 |  | 0
FALSE | 4A6V8048A1 | 3084 | 6796570 | AMERICAN STANDARD | 4A6V8048A1 | HP | Split System: Heat Pump with Remote Outdoor Unit-Air-Source | 4A6V8048A1 |  | 4TXCC008CC3 | 12 | 18 | 9 | Yes | Yes | 2015-03-20 |  | 0
FALSE | 4A6V8048A1 | 3084 | 6796571 | AMERICAN STANDARD | 4A6V8048A1 | HP | Split System: Heat Pump with Remote Outdoor Unit-Air-Source | 4A6V8048A1 |  | 4TXCC008CC3 | 12 | 18 | 9 | Yes | Yes | 2015-03-20 |  | 0
FALSE | 4A6V8048A1 | 3084 | 6796575 | AMERICAN STANDARD | 4A6V8048A1 | HP | Split System: Heat Pump with Remote Outdoor Unit-Air-Source | 4A6V8048A1 |  | 4TXCD063BC3 | 12 | 18 | 9 | Yes | Yes | 2015-03-20 |  | 0
FALSE | 4A6V8048A1 | 3084 | 6796576 | AMERICAN STANDARD | 4A6V8048A1 | HP | Split System: Heat Pump with Remote Outdoor Unit-Air-Source | 4A6V8048A1 |  | 4TXCD063BC3 | 12 | 18 | 9 | Yes | Yes | 2015-03-20 |  | 0
FALSE | 4A6V8036A1 | 3082 | 6796625 | TRANE | 4TWV8036A1 | HP | Split System: Heat Pump with Remote Outdoor Unit-Air-Source | 4A6V8036A1 |  | *AM8C0C42V31 | 13 | 18 | 9.6 | Yes | Yes | 2015-03-20 |  | 2
FALSE | 4A6V8036A1 | 3082 | 6796626 | TRANE | 4TWV8036A1 | HP | Split System: Heat Pump with Remote Outdoor Unit-Air-Source | 4A6V8036A1 |  | *AM8C0C48V41 | 13 | 18 | 9.6 | Yes | Yes | 2015-03-20 |  | 2
FALSE | 4A6V8037A1 | 3109 | 7035767 | TRANE | 4TWV8037A1 | HP | Split System: Heat Pump with Remote Outdoor Unit-Air-Source | 4A6V8037A1 |  | 4NXCB004AS3 | 12.5 | 18 | 9.6 | Yes | Yes | 2015-03-20 |  | 1
FALSE | 4A6V8037A1 | 3109 | 7125594 | TRANE | 4TWV8037A1 | HP | Split System: Heat Pump with Remote Outdoor Unit-Air-Source | 4A6V8037A1 |  | 4NXCB004AS3 | 12.2 | 18 | 9.6 | Yes | Yes | 2015-03-20 |  | 0
FALSE | 4A6V8037A1 | 3109 | 7035768 | TRANE | 4TWV8037A1 | HP | Split System: Heat Pump with Remote Outdoor Unit-Air-Source | 4A6V8037A1 |  | 4NXCB004AS3 | 12.2 | 17 | 9 | Yes | Yes | 2015-03-20 |  | 0
FALSE | 4A6V8037A1 | 3109 | 7066914 | TRANE | 4TWV8037A1 | HP | Split System: Heat Pump with Remote Outdoor Unit-Air-Source | 4A6V8037A1 |  | 4NXCB004AS3+HORIZ-RT | 12.5 | 18 | 9.6 | Yes | Yes | 2015-03-20 |  | 1
FALSE | 4A6V8037A1 | 3109 | 7066916 | TRANE | 4TWV8037A1 | HP | Split System: Heat Pump with Remote Outdoor Unit-Air-Source | 4A6V8037A1 |  | 4NXCB004AS3+HORIZ-RT | 12.5 | 18 | 9.6 | Yes | Yes | 2015-03-20 |  | 1
FALSE | 4A6V8037A1 | 3109 | 7066915 | TRANE | 4TWV8037A1 | HP | Split System: Heat Pump with Remote Outdoor Unit-Air-Source | 4A6V8037A1 |  | 4NXCB004AS3+HORIZ-RT | 12.5 | 18 | 9.6 | Yes | Yes | 2015-03-20 |  | 1
FALSE | 4A6V8037A1 | 3109 | 7035769 | TRANE | 4TWV8037A1 | HP | Split System: Heat Pump with Remote Outdoor Unit-Air-Source | 4A6V8037A1 |  | 4NXCC005AS3 | 13 | 18 | 9.6 | Yes | Yes | 2015-03-20 |  | 2
FALSE | 4A6V8037A1 | 3109 | 7066920 | TRANE | 4TWV8037A1 | HP | Split System: Heat Pump with Remote Outdoor Unit-Air-Source | 4A6V8037A1 |  | 4NXCC005AS3+HORIZ-RT | 13 | 18 | 9.6 | Yes | Yes | 2015-03-20 |  | 2
FALSE | 4A6V8037A1 | 3109 | 7066919 | TRANE | 4TWV8037A1 | HP | Split System: Heat Pump with Remote Outdoor Unit-Air-Source | 4A6V8037A1 |  | 4NXCC005AS3+HORIZ-RT | 13 | 18 | 9.6 | Yes | Yes | 2015-03-20 |  | 2
FALSE | 4A6V8037A1 | 3109 | 7066918 | TRANE | 4TWV8037A1 | HP | Split System: Heat Pump with Remote Outdoor Unit-Air-Source | 4A6V8037A1 |  | 4NXCC005AS3+HORIZ-RT | 12.5 | 18 | 9.6 | Yes | Yes | 2015-03-20 |  | 1
FALSE | 4A6V8037A1 | 3109 | 7066917 | TRANE | 4TWV8037A1 | HP | Split System: Heat Pump with Remote Outdoor Unit-Air-Source | 4A6V8037A1 |  | 4NXCC005AS3+HORIZ-RT | 13 | 18 | 9.6 | Yes | Yes | 2015-03-20 |  | 2
FALSE | 4A6V8037A1 | 3109 | 7066921 | TRANE | 4TWV8037A1 | HP | Split System: Heat Pump with Remote Outdoor Unit-Air-Source | 4A6V8037A1 |  | 4NXCC005AS3+HORIZ-RT | 13 | 18 | 9.6 | Yes | Yes | 2015-03-20 |  | 2
FALSE | 4A6V8037A1 | 3109 | 6796636 | TRANE | 4TWV8037A1 | HP | Split System: Heat Pump with Remote Outdoor Unit-Air-Source | 4A6V8037A1 |  | 4TXCB004CC3 | 12.5 | 18 | 10 | Yes | Yes | 2015-03-20 |  | 1
FALSE | 4A6V8037A1 | 3109 | 7125595 | TRANE | 4TWV8037A1 | HP | Split System: Heat Pump with Remote Outdoor Unit-Air-Source | 4A6V8037A1 |  | 4TXCB004CC3 | 12.5 | 18 | 9.6 | Yes | Yes | 2015-03-20 |  | 1
FALSE | 4A6V8037A1 | 3109 | 6796637 | TRANE | 4TWV8037A1 | HP | Split System: Heat Pump with Remote Outdoor Unit-Air-Source | 4A6V8037A1 |  | 4TXCB004CC3 | 12.5 | 18 | 9.6 | Yes | Yes | 2015-03-20 |  | 1
FALSE | 4A6V8037A1 | 3109 | 6796638 | TRANE | 4TWV8037A1 | HP | Split System: Heat Pump with Remote Outdoor Unit-Air-Source | 4A6V8037A1 |  | 4TXCC007CC3 | 13 | 18 | 10 | Yes | Yes | 2015-03-20 |  | 3
FALSE | 4A6V8037A1 | 3109 | 6796639 | TRANE | 4TWV8037A1 | HP | Split System: Heat Pump with Remote Outdoor Unit-Air-Source | 4A6V8037A1 |  | 4TXCC007CC3 | 13 | 18 | 10 | Yes | Yes | 2015-03-20 |  | 3
FALSE | 4A6V8037A1 | 3109 | 6796641 | TRANE | 4TWV8037A1 | HP | Split System: Heat Pump with Remote Outdoor Unit-Air-Source | 4A6V8037A1 |  | 4TXFH036CZ3 | 13 | 18 | 10 | Yes | Yes | 2015-03-20 |  | 3
FALSE | 4A6V8037A1 | 3109 | 7125596 | TRANE | 4TWV8037A1 | HP | Split System: Heat Pump with Remote Outdoor Unit-Air-Source | 4A6V8037A1 |  | 4TXFH036CZ3 | 12.5 | 18 | 9.6 | Yes | Yes | 2015-03-20 |  | 1
FALSE | 4A6V8037A1 | 3109 | 6796643 | TRANE | 4TWV8037A1 | HP | Split System: Heat Pump with Remote Outdoor Unit-Air-Source | 4A6V8037A1 |  | 4TXFH036CZ3 | 12.5 | 18 | 9.6 | Yes | Yes | 2015-03-20 |  | 1
FALSE | 4A6V8037A1 | 3109 | 7125597 | TRANE | 4TWV8037A1 | HP | Split System: Heat Pump with Remote Outdoor Unit-Air-Source | 4A6V8037A1 |  | 4TXFH036CZ3 | 12.5 | 18 | 10 | Yes | Yes | 2015-03-20 |  | 1
FALSE | 4A6V8037A1 | 3109 | 6796635 | TRANE | 4TWV8037A1 | HP | Split System: Heat Pump with Remote Outdoor Unit-Air-Source | 4A6V8037A1 |  | *AM8C0B30V21 | 13 | 18 | 10 | Yes | Yes | 2015-03-20 |  | 3
TRUE | 4A6V8037A1 | 3109 | 6750460 | TRANE | 4TWV8037A1 | HP | Split System: Heat Pump with Remote Outdoor Unit-Air-Source | 4A6V8037A1 |  | *AM8C0C36V31 | 13 | 18 | 10 | Yes | Yes | 2015-03-20 |  | 3
FALSE | 4A6V8037A1 | 3109 | 7043213 | TRANE | 4TWV8037A1 | HP | Split System: Heat Pump with Remote Outdoor Unit-Air-Source | 4A6V8037A1 |  | *AM8C0C42V31 | 12.5 | 18 | 9.25 | Yes | Yes | 2015-03-20 |  | 1
FALSE | 4A6V8048A1 | 3084 | 7066922 | TRANE | 4TWV8048A1 | HP | Split System: Heat Pump with Remote Outdoor Unit-Air-Source | 4A6V8048A1 |  | 4NXCC008AS3+HORIZ-RT | 12 | 18 | 9 | Yes | Yes | 2015-03-20 |  | 0
FALSE | 4A6V8048A1 | 3084 | 7066923 | TRANE | 4TWV8048A1 | HP | Split System: Heat Pump with Remote Outdoor Unit-Air-Source | 4A6V8048A1 |  | 4NXCC008AS3+HORIZ-RT | 12 | 18 | 9 | Yes | Yes | 2015-03-20 |  | 0
FALSE | 4A6V8048A1 | 3084 | 7035772 | TRANE | 4TWV8048A1 | HP | Split System: Heat Pump with Remote Outdoor Unit-Air-Source | 4A6V8048A1 |  | 4NXCD009AS3 | 12.2 | 17.5 | 9.6 | Yes | Yes | 2015-03-20 |  | 0
FALSE | 4A6V8048A1 | 3084 | 7035774 | TRANE | 4TWV8048A1 | HP | Split System: Heat Pump with Remote Outdoor Unit-Air-Source | 4A6V8048A1 |  | 4NXCD009AS3 | 12.2 | 17.5 | 9.6 | Yes | Yes | 2015-03-20 |  | 0
FALSE | 4A6V8048A1 | 3084 | 6796646 | TRANE | 4TWV8048A1 | HP | Split System: Heat Pump with Remote Outdoor Unit-Air-Source | 4A6V8048A1 |  | 4TXCC008CC3 | 12 | 18 | 9 | Yes | Yes | 2015-03-20 |  | 0
FALSE | 4A6V8048A1 | 3084 | 6796647 | TRANE | 4TWV8048A1 | HP | Split System: Heat Pump with Remote Outdoor Unit-Air-Source | 4A6V8048A1 |  | 4TXCC008CC3 | 12 | 18 | 9 | Yes | Yes | 2015-03-20 |  | 0
FALSE | 4A6V8048A1 | 3084 | 6796651 | TRANE | 4TWV8048A1 | HP | Split System: Heat Pump with Remote Outdoor Unit-Air-Source | 4A6V8048A1 |  | 4TXCD063BC3 | 12 | 18 | 9 | Yes | Yes | 2015-03-20 |  | 0
FALSE | 4A6V8048A1 | 3084 | 6796652 | TRANE | 4TWV8048A1 | HP | Split System: Heat Pump with Remote Outdoor Unit-Air-Source | 4A6V8048A1 |  | 4TXCD063BC3 | 12 | 18 | 9 | Yes | Yes | 2015-03-20 |  | 0
FALSE | 4A6V8048A1 | 3084 | 6796644 | TRANE | 4TWV8048A1 | HP | Split System: Heat Pump with Remote Outdoor Unit-Air-Source | 4A6V8048A1 |  | *AM8C0C42V31 | 12 | 18 | 9.6 | Yes | Yes | 2015-03-20 |  | 0
TRUE | 4A6V8048A1 | 3084 | 6750235 | TRANE | 4TWV8048A1 | HP | Split System: Heat Pump with Remote Outdoor Unit-Air-Source | 4A6V8048A1 |  | *AM8C0C48V41 | 12.5 | 18 | 10 | Yes | Yes | 2015-03-20 |  | 1
FALSE | 4A6V8048A1 | 3084 | 6796645 | TRANE | 4TWV8048A1 | HP | Split System: Heat Pump with Remote Outdoor Unit-Air-Source | 4A6V8048A1 |  | *AM8C0C60V51 | 12.5 | 18 | 9.6 | Yes | Yes | 2015-03-20 |  | 1
FALSE | 4A6V8049A1 | 3111 | 7066925 | TRANE | 4TWV8049A1 | HP | Split System: Heat Pump with Remote Outdoor Unit-Air-Source | 4A6V8049A1 |  | 4NXCC008AS3+HORIZ-RT | 12 | 18 | 9 | Yes | Yes | 2015-03-20 |  | 0
FALSE | 4A6V8049A1 | 3111 | 7035778 | TRANE | 4TWV8049A1 | HP | Split System: Heat Pump with Remote Outdoor Unit-Air-Source | 4A6V8049A1 |  | 4NXCD009AS3 | 12.2 | 18 | 9.5 | Yes | Yes | 2015-03-20 |  | 0
FALSE | 4A6V8049A1 | 3111 | 6796662 | TRANE | 4TWV8049A1 | HP | Split System: Heat Pump with Remote Outdoor Unit-Air-Source | 4A6V8049A1 |  | 4TXCD063BC3 | 12 | 18 | 9 | Yes | Yes | 2015-03-20 |  | 0
FALSE | 4A6V8049A1 | 3111 | 6796654 | TRANE | 4TWV8049A1 | HP | Split System: Heat Pump with Remote Outdoor Unit-Air-Source | 4A6V8049A1 |  | *AM8C0C42V31 | 12 | 18 | 9.6 | Yes | Yes | 2015-03-20 |  | 0
TRUE | 4A6V8049A1 | 3111 | 6750461 | TRANE | 4TWV8049A1 | HP | Split System: Heat Pump with Remote Outdoor Unit-Air-Source | 4A6V8049A1 |  | *AM8C0C48V41 | 12.5 | 18 | 10 | Yes | Yes | 2015-03-20 |  | 1
FALSE | 4A6V8049A1 | 3111 | 6796655 | TRANE | 4TWV8049A1 | HP | Split System: Heat Pump with Remote Outdoor Unit-Air-Source | 4A6V8049A1 |  | *AM8C0C60V51 | 12.5 | 18 | 9.6 | Yes | Yes | 2015-03-20 |  | 1
FALSE | 4A6V8060A1 | 3113 | 7035780 | TRANE | 4TWV8060A1 | HP | Split System: Heat Pump with Remote Outdoor Unit-Air-Source | 4A6V8060A1 |  | 4NXCD009AS3 | 12.2 | 18 | 9.6 | Yes | Yes | 2015-03-20 |  | 0
FALSE | 4A6V8060A1 | 3113 | 7066926 | TRANE | 4TWV8060A1 | HP | Split System: Heat Pump with Remote Outdoor Unit-Air-Source | 4A6V8060A1 |  | 4NXCD009AS3+HORIZ-RT | 12 | 18 | 9.6 | Yes | Yes | 2015-03-20 |  | 0
FALSE | 4A6V8060A1 | 3113 | 7066927 | TRANE | 4TWV8060A1 | HP | Split System: Heat Pump with Remote Outdoor Unit-Air-Source | 4A6V8060A1 |  | 4NXCD009AS3+HORIZ-RT | 12 | 18 | 9.6 | Yes | Yes | 2015-03-20 |  | 0
FALSE | 4A6V8060A1 | 3113 | 6796667 | TRANE | 4TWV8060A1 | HP | Split System: Heat Pump with Remote Outdoor Unit-Air-Source | 4A6V8060A1 |  | 4TXFH063CZ3 | 12 | 18 | 9 | Yes | Yes | 2015-03-20 |  | 0
TRUE | 4A6V8060A1 | 3113 | 6750462 | TRANE | 4TWV8060A1 | HP | Split System: Heat Pump with Remote Outdoor Unit-Air-Source | 4A6V8060A1 |  | *AM8C0C60V51 | 12.5 | 18 | 10 | Yes | Yes | 2015-03-20 |  | 1
FALSE | 4A6V8037A1 | 3109 | 6796524 | AMERICAN STANDARD | 4A6V0036A1 | HP | Split System: Heat Pump with Remote Outdoor Unit-Air-Source | 4A6V0036A1 |  | 4TXCC007CC3 | 13 | 20 | 10 | Yes | Yes | 2015-03-20 |  | 3
FALSE | 4A6V8037A1 | 3109 | 6796526 | AMERICAN STANDARD | 4A6V0036A1 | HP | Split System: Heat Pump with Remote Outdoor Unit-Air-Source | 4A6V0036A1 |  | 4TXCC007CC3 | 13 | 20 | 10 | Yes | Yes | 2015-03-20 |  | 3
FALSE | 4A6V8037A1 | 3109 | 6796528 | AMERICAN STANDARD | 4A6V0036A1 | HP | Split System: Heat Pump with Remote Outdoor Unit-Air-Source | 4A6V0036A1 |  | 4TXFH036CZ3 | 13 | 20 | 10 | Yes | Yes | 2015-03-20 |  | 3
FALSE | 4A6V8037A1 | 3109 | 7125571 | AMERICAN STANDARD | 4A6V0036A1 | HP | Split System: Heat Pump with Remote Outdoor Unit-Air-Source | 4A6V0036A1 |  | 4TXFH036CZ3 | 12.5 | 18.75 | 10 | Yes | Yes | 2015-03-20 |  | 1
FALSE | 4A6V8037A1 | 3109 | 7125572 | AMERICAN STANDARD | 4A6V0036A1 | HP | Split System: Heat Pump with Remote Outdoor Unit-Air-Source | 4A6V0036A1 |  | 4TXFH036CZ3 | 12.5 | 19.5 | 10 | Yes | Yes | 2015-03-20 |  | 1
FALSE | 4A6V8037A1 | 3109 | 6992577 | AMERICAN STANDARD | 4A6V0036A1 | HP | Split System: Heat Pump with Remote Outdoor Unit-Air-Source | 4A6V0036A1 |  | *AM8C0B30V21 | 13 | 20 | 10 | Yes | Yes | 2015-03-20 |  | 3
TRUE | 4A6V0036A1 | 3109 | 6749790 | AMERICAN STANDARD | 4A6V0036A1 | HP | Split System: Heat Pump with Remote Outdoor Unit-Air-Source | 4A6V0036A1 |  | *AM8C0C36V31 | 13.5 | 19.75 | 10 | Yes | Yes | 2015-03-20 |  | 3
FALSE | 4A6V8037A1 | 3109 | 7599438 | AMERICAN STANDARD | 4A6V0036A1 | HP | Split System: Heat Pump with Remote Outdoor Unit-Air-Source | 4A6V0036A1 |  | *AM8C0C42V31 | 13.5 | 21 | 10 | Yes | Yes | 2015-03-20 |  | 3
FALSE | 4A6V8037A1 | 3109 | 7599436 | AMERICAN STANDARD | 4A6V0036A1 | HP | Split System: Heat Pump with Remote Outdoor Unit-Air-Source | 4A6V0036A1 |  | *AM8C0C48V41 | 13.5 | 20.75 | 10 | Yes | Yes | 2015-03-20 |  | 3
FALSE | 4A6V0048A1 | 3086 | 7066860 | AMERICAN STANDARD | 4A6V0048A1 | HP | Split System: Heat Pump with Remote Outdoor Unit-Air-Source | 4A6V0048A1 |  | 4NXCC008AS3+HORIZ-RT | 12 | 19 | 9 | Yes | Yes | 2015-03-20 |  | 0
FALSE | 4A6V0048A1 | 3086 | 7035702 | AMERICAN STANDARD | 4A6V0048A1 | HP | Split System: Heat Pump with Remote Outdoor Unit-Air-Source | 4A6V0048A1 |  | 4NXCD009AS3 | 12.2 | 19 | 9.6 | Yes | Yes | 2015-03-20 |  | 0
FALSE | 4A6V0048A1 | 3086 | 7181280 | AMERICAN STANDARD | 4A6V0048A1 | HP | Split System: Heat Pump with Remote Outdoor Unit-Air-Source | 4A6V0048A1 |  | *AM8C0C42V31 | 12 | 19 | 10 | Yes | Yes | 2015-03-20 |  | 0
TRUE | 4A6V0048A1 | 3086 | 6749791 | AMERICAN STANDARD | 4A6V0048A1 | HP | Split System: Heat Pump with Remote Outdoor Unit-Air-Source | 4A6V0048A1 |  | *AM8C0C48V41 | 12.5 | 19.25 | 10 | Yes | Yes | 2015-03-20 |  | 1
FALSE | 4A6V0048A1 | 3086 | 7161151 | AMERICAN STANDARD | 4A6V0048A1 | HP | Split System: Heat Pump with Remote Outdoor Unit-Air-Source | 4A6V0048A1 |  | *AM8C0C60V51 | 12.5 | 19.25 | 10 | Yes | Yes | 2015-03-20 |  | 1
FALSE | 4A6V0060A1 | 3088 | 7035704 | AMERICAN STANDARD | 4A6V0060A1 | HP | Split System: Heat Pump with Remote Outdoor Unit-Air-Source | 4A6V0060A1 |  | 4NXCD009AS3 | 12.2 | 19 | 9.6 | Yes | Yes | 2015-03-20 |  | 0
FALSE | 4A6V0060A1 | 3088 | 7066861 | AMERICAN STANDARD | 4A6V0060A1 | HP | Split System: Heat Pump with Remote Outdoor Unit-Air-Source | 4A6V0060A1 |  | 4NXCD009AS3+HORIZ-RT | 12 | 19 | 9.6 | Yes | Yes | 2015-03-20 |  | 0
FALSE | 4A6V0060A1 | 3088 | 7066862 | AMERICAN STANDARD | 4A6V0060A1 | HP | Split System: Heat Pump with Remote Outdoor Unit-Air-Source | 4A6V0060A1 |  | 4NXCD009AS3+HORIZ-RT | 12 | 19 | 9.6 | Yes | Yes | 2015-03-20 |  | 0
FALSE | 4A6V0060A1 | 3088 | 7066863 | AMERICAN STANDARD | 4A6V0060A1 | HP | Split System: Heat Pump with Remote Outdoor Unit-Air-Source | 4A6V0060A1 |  | 4NXCD009AS3+HORIZ-RT | 12 | 19 | 9.6 | Yes | Yes | 2015-03-20 |  | 0
TRUE | 4A6V0060A1 | 3088 | 6749792 | AMERICAN STANDARD | 4A6V0060A1 | HP | Split System: Heat Pump with Remote Outdoor Unit-Air-Source | 4A6V0060A1 |  | *AM8C0C60V51 | 12.7 | 19 | 10 | Yes | Yes | 2015-03-20 |  | 1
FALSE | 4A6V8024A1 | 3080 | 7035705 | AMERICAN STANDARD | 4A6V8024A1 | HP | Split System: Heat Pump with Remote Outdoor Unit-Air-Source | 4A6V8024A1 |  | 4NXCB003AS3 | 12.5 | 17 | 9.6 | Yes | Yes | 2015-03-20 |  | 1
FALSE | 4A6V8036A1 | 3082 | 7066871 | AMERICAN STANDARD | 4A6V8036A1 | HP | Split System: Heat Pump with Remote Outdoor Unit-Air-Source | 4A6V8036A1 |  | 4NXCC005AS3+HORIZ-RT | 12.5 | 18 | 9.6 | Yes | Yes | 2015-03-20 |  | 1
FALSE | 4A6V0024A1 | 3107 | 6796596 | TRANE | 4TWV0024A1 | HP | Split System: Heat Pump with Remote Outdoor Unit-Air-Source | 4A6V0024A1 |  | 4TXFH024CZ3 | 13 | 18.5 | 9 | Yes | Yes | 2015-03-20 |  | 2
FALSE | 4A6V0024A1 | 3107 | 6796597 | TRANE | 4TWV0024A1 | HP | Split System: Heat Pump with Remote Outdoor Unit-Air-Source | 4A6V0024A1 |  | 4TXFH024CZ3 | 13 | 18.5 | 9.6 | Yes | Yes | 2015-03-20 |  | 2
FALSE | 4A6V0024A1 | 3107 | 7125584 | TRANE | 4TWV0024A1 | HP | Split System: Heat Pump with Remote Outdoor Unit-Air-Source | 4A6V0024A1 |  | 4TXFH024CZ3 | 12.5 | 16.5 | 8.75 | Yes | Yes | 2015-03-20 |  | 1
FALSE | 4A6V0024A1 | 3107 | 6992574 | TRANE | 4TWV0024A1 | HP | Split System: Heat Pump with Remote Outdoor Unit-Air-Source | 4A6V0024A1 |  | *AM8C0A24V21 | 13 | 19 | 9.6 | Yes | Yes | 2015-03-20 |  | 2
TRUE | 4A6V0024A1 | 3107 | 6749942 | TRANE | 4TWV0024A1 | HP | Split System: Heat Pump with Remote Outdoor Unit-Air-Source | 4A6V0024A1 |  | *AM8C0B30V21 | 13.75 | 19.25 | 10 | Yes | Yes | 2015-03-20 |  | 3
FALSE | 4A6V8037A1 | 3109 | 7035745 | TRANE | 4TWV0036A1 | HP | Split System: Heat Pump with Remote Outdoor Unit-Air-Source | 4A6V0036A1 |  | 4NXCB004AS3 | 12.5 | 20 | 9.6 | Yes | Yes | 2015-03-20 |  | 1
FALSE | 4A6V8037A1 | 3109 | 7125585 | TRANE | 4TWV0036A1 | HP | Split System: Heat Pump with Remote Outdoor Unit-Air-Source | 4A6V0036A1 |  | 4NXCB004AS3 | 12.2 | 19.75 | 9.6 | Yes | Yes | 2015-03-20 |  | 0
FALSE | 4A6V8037A1 | 3109 | 7035747 | TRANE | 4TWV0036A1 | HP | Split System: Heat Pump with Remote Outdoor Unit-Air-Source | 4A6V0036A1 |  | 4NXCB004AS3 | 12.2 | 18 | 9 | Yes | Yes | 2015-03-20 |  | 0
FALSE | 4A6V8037A1 | 3109 | 7066891 | TRANE | 4TWV0036A1 | HP | Split System: Heat Pump with Remote Outdoor Unit-Air-Source | 4A6V0036A1 |  | 4NXCB004AS3+HORIZ-RT | 12.5 | 20 | 9.6 | Yes | Yes | 2015-03-20 |  | 1
FALSE | 4A6V8037A1 | 3109 | 7066892 | TRANE | 4TWV0036A1 | HP | Split System: Heat Pump with Remote Outdoor Unit-Air-Source | 4A6V0036A1 |  | 4NXCB004AS3+HORIZ-RT | 12.5 | 20 | 9.6 | Yes | Yes | 2015-03-20 |  | 1
FALSE | 4A6V8037A1 | 3109 | 7066893 | TRANE | 4TWV0036A1 | HP | Split System: Heat Pump with Remote Outdoor Unit-Air-Source | 4A6V0036A1 |  | 4NXCB004AS3+HORIZ-RT | 12.5 | 20 | 9.6 | Yes | Yes | 2015-03-20 |  | 1
FALSE | 4A6V8037A1 | 3109 | 7035748 | TRANE | 4TWV0036A1 | HP | Split System: Heat Pump with Remote Outdoor Unit-Air-Source | 4A6V0036A1 |  | 4NXCC005AS3 | 13 | 20 | 9.6 | Yes | Yes | 2015-03-20 |  | 2
FALSE | 4A6V8037A1 | 3109 | 7066894 | TRANE | 4TWV0036A1 | HP | Split System: Heat Pump with Remote Outdoor Unit-Air-Source | 4A6V0036A1 |  | 4NXCC005AS3+HORIZ-RT | 13 | 20 | 9.6 | Yes | Yes | 2015-03-20 |  | 2
FALSE | 4A6V8037A1 | 3109 | 7066895 | TRANE | 4TWV0036A1 | HP | Split System: Heat Pump with Remote Outdoor Unit-Air-Source | 4A6V0036A1 |  | 4NXCC005AS3+HORIZ-RT | 13 | 20 | 9.6 | Yes | Yes | 2015-03-20 |  | 2
FALSE | 4A6V8037A1 | 3109 | 7066896 | TRANE | 4TWV0036A1 | HP | Split System: Heat Pump with Remote Outdoor Unit-Air-Source | 4A6V0036A1 |  | 4NXCC005AS3+HORIZ-RT | 12.5 | 20 | 9.6 | Yes | Yes | 2015-03-20 |  | 1
FALSE | 4A6V8037A1 | 3109 | 7066897 | TRANE | 4TWV0036A1 | HP | Split System: Heat Pump with Remote Outdoor Unit-Air-Source | 4A6V0036A1 |  | 4NXCC005AS3+HORIZ-RT | 13 | 20.25 | 9.6 | Yes | Yes | 2015-03-20 |  | 2
FALSE | 4A6V8037A1 | 3109 | 7066898 | TRANE | 4TWV0036A1 | HP | Split System: Heat Pump with Remote Outdoor Unit-Air-Source | 4A6V0036A1 |  | 4NXCC005AS3+HORIZ-RT | 13 | 20.5 | 9.6 | Yes | Yes | 2015-03-20 |  | 2
FALSE | 4A6V8037A1 | 3109 | 7125586 | TRANE | 4TWV0036A1 | HP | Split System: Heat Pump with Remote Outdoor Unit-Air-Source | 4A6V0036A1 |  | 4TXCB004CC3 | 12.5 | 18.5 | 10 | Yes | Yes | 2015-03-20 |  | 1
FALSE | 4A6V8037A1 | 3109 | 6796598 | TRANE | 4TWV0036A1 | HP | Split System: Heat Pump with Remote Outdoor Unit-Air-Source | 4A6V0036A1 |  | 4TXCB004CC3 | 12.5 | 18.5 | 9.6 | Yes | Yes | 2015-03-20 |  | 1
FALSE | 4A6V8037A1 | 3109 | 6796600 | TRANE | 4TWV0036A1 | HP | Split System: Heat Pump with Remote Outdoor Unit-Air-Source | 4A6V0036A1 |  | 4TXCC007CC3 | 13 | 20 | 10 | Yes | Yes | 2015-03-20 |  | 3
FALSE | 4A6V8037A1 | 3109 | 6796602 | TRANE | 4TWV0036A1 | HP | Split System: Heat Pump with Remote Outdoor Unit-Air-Source | 4A6V0036A1 |  | 4TXCC007CC3 | 13 | 20 | 10 | Yes | Yes | 2015-03-20 |  | 3
FALSE | 4A6V8037A1 | 3109 | 6796604 | TRANE | 4TWV0036A1 | HP | Split System: Heat Pump with Remote Outdoor Unit-Air-Source | 4A6V0036A1 |  | 4TXFH036CZ3 | 13 | 20 | 10 | Yes | Yes | 2015-03-20 |  | 3
FALSE | 4A6V8037A1 | 3109 | 7125587 | TRANE | 4TWV0036A1 | HP | Split System: Heat Pump with Remote Outdoor Unit-Air-Source | 4A6V0036A1 |  | 4TXFH036CZ3 | 12.5 | 18.75 | 10 | Yes | Yes | 2015-03-20 |  | 1
FALSE | 4A6V8037A1 | 3109 | 7125588 | TRANE | 4TWV0036A1 | HP | Split System: Heat Pump with Remote Outdoor Unit-Air-Source | 4A6V0036A1 |  | 4TXFH036CZ3 | 12.5 | 19.5 | 10 | Yes | Yes | 2015-03-20 |  | 1
FALSE | 4A6V8037A1 | 3109 | 6992578 | TRANE | 4TWV0036A1 | HP | Split System: Heat Pump with Remote Outdoor Unit-Air-Source | 4A6V0036A1 |  | *AM8C0B30V21 | 13 | 20 | 10 | Yes | Yes | 2015-03-20 |  | 3
TRUE | 4A6V0036A1 | 3109 | 6749943 | TRANE | 4TWV0036A1 | HP | Split System: Heat Pump with Remote Outdoor Unit-Air-Source | 4A6V0036A1 |  | *AM8C0C36V31 | 13.5 | 19.75 | 10 | Yes | Yes | 2015-03-20 |  | 3
FALSE | 4A6V8037A1 | 3109 | 7599439 | TRANE | 4TWV0036A1 | HP | Split System: Heat Pump with Remote Outdoor Unit-Air-Source | 4A6V0036A1 |  | *AM8C0C42V31 | 13.5 | 21 | 10 | Yes | Yes | 2015-03-20 |  | 3
FALSE | 4A6V8037A1 | 3109 | 7599437 | TRANE | 4TWV0036A1 | HP | Split System: Heat Pump with Remote Outdoor Unit-Air-Source | 4A6V0036A1 |  | *AM8C0C48V41 | 13.5 | 20.75 | 10 | Yes | Yes | 2015-03-20 |  | 3
FALSE | 4A6V0048A1 | 3086 | 7066900 | TRANE | 4TWV0048A1 | HP | Split System: Heat Pump with Remote Outdoor Unit-Air-Source | 4A6V0048A1 |  | 4NXCC008AS3+HORIZ-RT | 12 | 19 | 9 | Yes | Yes | 2015-03-20 |  | 0
FALSE | 4A6V0048A1 | 3086 | 7035758 | TRANE | 4TWV0048A1 | HP | Split System: Heat Pump with Remote Outdoor Unit-Air-Source | 4A6V0048A1 |  | 4NXCD009AS3 | 12.2 | 19 | 9.6 | Yes | Yes | 2015-03-20 |  | 0
FALSE | 4A6V0048A1 | 3086 | 7181281 | TRANE | 4TWV0048A1 | HP | Split System: Heat Pump with Remote Outdoor Unit-Air-Source | 4A6V0048A1 |  | *AM8C0C42V31 | 12 | 19 | 10 | Yes | Yes | 2015-03-20 |  | 0
TRUE | 4A6V0048A1 | 3086 | 6749944 | TRANE | 4TWV0048A1 | HP | Split System: Heat Pump with Remote Outdoor Unit-Air-Source | 4A6V0048A1 |  | *AM8C0C48V41 | 12.5 | 19.25 | 10 | Yes | Yes | 2015-03-20 |  | 1
FALSE | 4A6V0048A1 | 3086 | 7161152 | TRANE | 4TWV0048A1 | HP | Split System: Heat Pump with Remote Outdoor Unit-Air-Source | 4A6V0048A1 |  | *AM8C0C60V51 | 12.5 | 19.25 | 10 | Yes | Yes | 2015-03-20 |  | 1
FALSE | 4A6V0060A1 | 3088 | 7035760 | TRANE | 4TWV0060A1 | HP | Split System: Heat Pump with Remote Outdoor Unit-Air-Source | 4A6V0060A1 |  | 4NXCD009AS3 | 12.2 | 19 | 9.6 | Yes | Yes | 2015-03-20 |  | 0
FALSE | 4A6V0060A1 | 3088 | 7066901 | TRANE | 4TWV0060A1 | HP | Split System: Heat Pump with Remote Outdoor Unit-Air-Source | 4A6V0060A1 |  | 4NXCD009AS3+HORIZ-RT | 12 | 19 | 9.6 | Yes | Yes | 2015-03-20 |  | 0
FALSE | 4A6V0060A1 | 3088 | 7066902 | TRANE | 4TWV0060A1 | HP | Split System: Heat Pump with Remote Outdoor Unit-Air-Source | 4A6V0060A1 |  | 4NXCD009AS3+HORIZ-RT | 12 | 19 | 9.6 | Yes | Yes | 2015-03-20 |  | 0
FALSE | 4A6V0060A1 | 3088 | 7066903 | TRANE | 4TWV0060A1 | HP | Split System: Heat Pump with Remote Outdoor Unit-Air-Source | 4A6V0060A1 |  | 4NXCD009AS3+HORIZ-RT | 12 | 19 | 9.6 | Yes | Yes | 2015-03-20 |  | 0
TRUE | 4A6V0060A1 | 3088 | 6749945 | TRANE | 4TWV0060A1 | HP | Split System: Heat Pump with Remote Outdoor Unit-Air-Source | 4A6V0060A1 |  | *AM8C0C60V51 | 12.7 | 19 | 10 | Yes | Yes | 2015-03-20 |  | 1
FALSE | 4A6V8024A1 | 3080 | 7035761 | TRANE | 4TWV8024A1 | HP | Split System: Heat Pump with Remote Outdoor Unit-Air-Source | 4A6V8024A1 |  | 4NXCB003AS3 | 12.5 | 17 | 9.6 | Yes | Yes | 2015-03-20 |  | 1
FALSE | 4A6V8024A1 | 3080 | 7125599 | TRANE | 4TWV8024A1 | HP | Split System: Heat Pump with Remote Outdoor Unit-Air-Source | 4A6V8024A1 |  | 4NXCB003AS3 | 12 | 16 | 9 | Yes | Yes | 2015-03-20 |  | 0
FALSE | 4A6V8024A1 | 3080 | 7066904 | TRANE | 4TWV8024A1 | HP | Split System: Heat Pump with Remote Outdoor Unit-Air-Source | 4A6V8024A1 |  | 4NXCB003AS3+HORIZ-RT | 12.5 | 17 | 9.6 | Yes | Yes | 2015-03-20 |  | 1
FALSE | 4A6V8024A1 | 3080 | 7066905 | TRANE | 4TWV8024A1 | HP | Split System: Heat Pump with Remote Outdoor Unit-Air-Source | 4A6V8024A1 |  | 4NXCB003AS3+HORIZ-RT | 12.5 | 17 | 9.6 | Yes | Yes | 2015-03-20 |  | 1
FALSE | 4A6V8024A1 | 3080 | 6796619 | TRANE | 4TWV8024A1 | HP | Split System: Heat Pump with Remote Outdoor Unit-Air-Source | 4A6V8024A1 |  | 4TXCB003CC3 | 13 | 18 | 9.6 | Yes | Yes | 2015-03-20 |  | 2
FALSE | 4A6V8024A1 | 3080 | 7187403 | TRANE | 4TWV8024A1 | HP | Split System: Heat Pump with Remote Outdoor Unit-Air-Source | 4A6V8024A1 |  | 4TXCB003CC3 | 12.25 | 17 | 9.5 | Yes | Yes | 2015-03-20 |  | 0
FALSE | 4A6V8024A1 | 3080 | 7125589 | TRANE | 4TWV8024A1 | HP | Split System: Heat Pump with Remote Outdoor Unit-Air-Source | 4A6V8024A1 |  | 4TXCB003CC3 | 12 | 15 | 9 | Yes | Yes | 2015-03-20 |  | 0
FALSE | 4A6V8024A1 | 3080 | 6796621 | TRANE | 4TWV8024A1 | HP | Split System: Heat Pump with Remote Outdoor Unit-Air-Source | 4A6V8024A1 |  | 4TXFH024CZ3 | 12.5 | 18 | 9.6 | Yes | Yes | 2015-03-20 |  | 1
FALSE | 4A6V8024A1 | 3080 | 6796622 | TRANE | 4TWV8024A1 | HP | Split System: Heat Pump with Remote Outdoor Unit-Air-Source | 4A6V8024A1 |  | 4TXFH024CZ3 | 12 | 16.75 | 9 | Yes | Yes | 2015-03-20 |  | 0
FALSE | XP21-036-230-** | 1641 | 5268810 | LENNOX INDUSTRIES, INC. | XP21-036-230-** | HP | Split System: Heat Pump with Remote Outdoor Unit-Air-Source | XP21-036-230-** |  | CBX27UH-042-230*+TDR | 13 | 18 | 9.6 | Yes | Yes | 2015-04-28 |  | 2
TRUE | XP21-036-230-** | 1641 | 5268653 | LENNOX INDUSTRIES, INC. | XP21-036-230-** | HP | Split System: Heat Pump with Remote Outdoor Unit-Air-Source | XP21-036-230-** |  | CBX32MV-048-230*+TDR | 13.2 | 18.5 | 9.7 | Yes | Yes | 2015-04-28 |  | 2
FALSE | XP25-036-230-** | 2939 | 5947719 | LENNOX INDUSTRIES, INC. | XP25-036-230-** | HP | Split System: Heat Pump with Remote Outdoor Unit-Air-Source | XP25-036-230-** |  | CR33-50/60*+TDR+TXV | 13.5 | 21 | 10 | Yes | Yes | 2015-04-28 |  | 3
TRUE | XP25-036-230-** | 2939 | 5947679 | LENNOX INDUSTRIES, INC. | XP25-036-230-** | HP | Split System: Heat Pump with Remote Outdoor Unit-Air-Source | XP25-036-230-** |  | CBX40UHV-036*+TDR | 13.5 | 21.5 | 10 | Yes | Yes | 2015-04-28 |  | 3
FALSE | XP25-036-230-** | 2939 | 5947680 | LENNOX INDUSTRIES, INC. | XP25-036-230-** | HP | Split System: Heat Pump with Remote Outdoor Unit-Air-Source | XP25-036-230-** |  | CBX32MV-036-230*+TDR | 13 | 21.5 | 10 | Yes | Yes | 2015-04-28 |  | 3
FALSE | XP25-048-230-** | 2881 | 5947751 | LENNOX INDUSTRIES, INC. | XP25-048-230-** | HP | Split System: Heat Pump with Remote Outdoor Unit-Air-Source | XP25-048-230-** |  | C33-62D*+TDR+TXV | 13 | 19.5 | 9.7 | Yes | Yes | 2015-04-28 |  | 2
FALSE | XP25-048-230-** | 2881 | 5947752 | LENNOX INDUSTRIES, INC. | XP25-048-230-** | HP | Split System: Heat Pump with Remote Outdoor Unit-Air-Source | XP25-048-230-** |  | C33-62D*+TDR+TXV | 13 | 19.5 | 9.7 | Yes | Yes | 2015-04-28 |  | 2
FALSE | XP25-048-230-** | 2881 | 5947753 | LENNOX INDUSTRIES, INC. | XP25-048-230-** | HP | Split System: Heat Pump with Remote Outdoor Unit-Air-Source | XP25-048-230-** |  | C33-62D*+TDR+TXV | 13 | 19.5 | 9.7 | Yes | Yes | 2015-04-28 |  | 2
TRUE | XP25-024-230-** | 2919 | 5947243 | LENNOX INDUSTRIES, INC. | XP25-024-230-** | HP | Split System: Heat Pump with Remote Outdoor Unit-Air-Source | XP25-024-230-** |  | CBX40UHV-024*+TDR | 15.5 | 22 | 10 | Yes | Yes | 2015-04-28 |  | 3
FALSE | XP25-024-230-** | 2919 | 5947244 | LENNOX INDUSTRIES, INC. | XP25-024-230-** | HP | Split System: Heat Pump with Remote Outdoor Unit-Air-Source | XP25-024-230-** |  | CBX40UHV-030*+TDR | 15.5 | 22 | 10 | Yes | Yes | 2015-04-28 |  | 3
FALSE | XP25-024-230-** | 2919 | 5947282 | LENNOX INDUSTRIES, INC. | XP25-024-230-** | HP | Split System: Heat Pump with Remote Outdoor Unit-Air-Source | XP25-024-230-** |  | CH33-42B*+TDR+TXV | 15.5 | 22 | 10.2 | Yes | Yes | 2015-04-28 |  | 3
FALSE | XP25-024-230-** | 2919 | 5947726 | LENNOX INDUSTRIES, INC. | XP25-024-230-** | HP | Split System: Heat Pump with Remote Outdoor Unit-Air-Source | XP25-024-230-** |  | CBX32MV-036-230*+TDR | 15.5 | 22 | 10 | Yes | Yes | 2015-04-28 |  | 3
FALSE | XP25-024-230-** | 2919 | 5947727 | LENNOX INDUSTRIES, INC. | XP25-024-230-** | HP | Split System: Heat Pump with Remote Outdoor Unit-Air-Source | XP25-024-230-** |  | C33-31A*+TDR+TXV | 15 | 22 | 9.7 | Yes | Yes | 2015-04-28 |  | 2
FALSE | XP25-024-230-** | 2919 | 5947728 | LENNOX INDUSTRIES, INC. | XP25-024-230-** | HP | Split System: Heat Pump with Remote Outdoor Unit-Air-Source | XP25-024-230-** |  | CX34-31A*+TDR | 15 | 22 | 9.7 | Yes | Yes | 2015-04-28 |  | 2
FALSE | XP25-024-230-** | 2919 | 5947284 | LENNOX INDUSTRIES, INC. | XP25-024-230-** | HP | Split System: Heat Pump with Remote Outdoor Unit-Air-Source | XP25-024-230-** |  | CH33-42B*+TDR+TXV | 15.5 | 22.5 | 10.2 | Yes | Yes | 2015-04-28 |  | 3
FALSE | XP25-024-230-** | 2919 | 5947245 | LENNOX INDUSTRIES, INC. | XP25-024-230-** | HP | Split System: Heat Pump with Remote Outdoor Unit-Air-Source | XP25-024-230-** |  | C33-31B*+TDR+TXV | 15 | 22.5 | 9.6 | Yes | Yes | 2015-04-28 |  | 2
FALSE | XP25-024-230-** | 2919 | 5947246 | LENNOX INDUSTRIES, INC. | XP25-024-230-** | HP | Split System: Heat Pump with Remote Outdoor Unit-Air-Source | XP25-024-230-** |  | C33-31B*+TDR+TXV | 15 | 22.5 | 9.7 | Yes | Yes | 2015-04-28 |  | 2
FALSE | XP25-024-230-** | 2919 | 5947247 | LENNOX INDUSTRIES, INC. | XP25-024-230-** | HP | Split System: Heat Pump with Remote Outdoor Unit-Air-Source | XP25-024-230-** |  | C33-31B*+TDR+TXV | 15 | 22.5 | 9.7 | Yes | Yes | 2015-04-28 |  | 2
FALSE | XP25-024-230-** | 2919 | 5947248 | LENNOX INDUSTRIES, INC. | XP25-024-230-** | HP | Split System: Heat Pump with Remote Outdoor Unit-Air-Source | XP25-024-230-** |  | C33-31B*+TDR+TXV | 15 | 22.5 | 9.7 | Yes | Yes | 2015-04-28 |  | 2
FALSE | XP25-024-230-** | 2919 | 5947258 | LENNOX INDUSTRIES, INC. | XP25-024-230-** | HP | Split System: Heat Pump with Remote Outdoor Unit-Air-Source | XP25-024-230-** |  | CX34-31B*+TDR | 15 | 22.5 | 9.6 | Yes | Yes | 2015-04-28 |  | 2
FALSE | XP25-024-230-** | 2919 | 5947259 | LENNOX INDUSTRIES, INC. | XP25-024-230-** | HP | Split System: Heat Pump with Remote Outdoor Unit-Air-Source | XP25-024-230-** |  | CX34-31B*+TDR | 15 | 22.5 | 9.7 | Yes | Yes | 2015-04-28 |  | 2
FALSE | XP25-024-230-** | 2919 | 5947260 | LENNOX INDUSTRIES, INC. | XP25-024-230-** | HP | Split System: Heat Pump with Remote Outdoor Unit-Air-Source | XP25-024-230-** |  | CX34-31B*+TDR | 15 | 22.5 | 9.7 | Yes | Yes | 2015-04-28 |  | 2
FALSE | XP25-024-230-** | 2919 | 5947261 | LENNOX INDUSTRIES, INC. | XP25-024-230-** | HP | Split System: Heat Pump with Remote Outdoor Unit-Air-Source | XP25-024-230-** |  | CX34-31B*+TDR | 15 | 22.5 | 9.7 | Yes | Yes | 2015-04-28 |  | 2
FALSE | XP25-024-230-** | 2919 | 5947280 | LENNOX INDUSTRIES, INC. | XP25-024-230-** | HP | Split System: Heat Pump with Remote Outdoor Unit-Air-Source | XP25-024-230-** |  | CH33-42B*+TDR+TXV | 15.5 | 22.5 | 10 | Yes | Yes | 2015-04-28 |  | 3
FALSE | XP25-024-230-** | 2919 | 5947281 | LENNOX INDUSTRIES, INC. | XP25-024-230-** | HP | Split System: Heat Pump with Remote Outdoor Unit-Air-Source | XP25-024-230-** |  | CH33-42B*+TDR+TXV | 15.5 | 22.5 | 10.2 | Yes | Yes | 2015-04-28 |  | 3
FALSE | XP25-024-230-** | 2919 | 5947277 | LENNOX INDUSTRIES, INC. | XP25-024-230-** | HP | Split System: Heat Pump with Remote Outdoor Unit-Air-Source | XP25-024-230-** |  | CH33-31B+TDR+TXV | 16 | 23 | 10.2 | Yes | Yes | 2015-04-28 |  | 3
FALSE | 4A6H6030H1 | 3333 | 7562378 | TRANE | 4TWR6030H1 | HP | Split System: Heat Pump with Remote Outdoor Unit-Air-Source | 4A6H6030H1 |  | GAM5B0B30M21 | 12.5 | 16 | 9 | Yes | Yes | 2015-05-13 |  | 1
FALSE | 4A6H6042H1 | 3335 | 7561222 | AMERICAN STANDARD | 4A6H6042H1 | HP | Split System: Heat Pump with Remote Outdoor Unit-Air-Source | 4A6H6042H1 |  | 4PX*DD60AC3 | 13 | 16 | 9 | Yes | Yes | 2015-05-12 |  | 2
FALSE | 4A6H6060H1 | 3337 | 7565930 | AMERICAN STANDARD | 4A6H6060H1 | HP | Split System: Heat Pump with Remote Outdoor Unit-Air-Source | 4A6H6060H1 |  | 4PX*DD60AC3+HORIZ-RT | 12 | 14.75 | 8.5 | Yes | Yes | 2015-05-12 |  | 0
FALSE | 4A6H6060H1 | 3337 | 7565927 | AMERICAN STANDARD | 4A6H6060H1 | HP | Split System: Heat Pump with Remote Outdoor Unit-Air-Source | 4A6H6060H1 |  | 4PX*DD60AC3+HORIZ-RT | 12 | 14.5 | 8.5 | Yes | Yes | 2015-05-12 |  | 0
FALSE | 4A6H6048H1 | 3336 | 7561503 | AMERICAN STANDARD | 4A6H6048H1 | HP | Split System: Heat Pump with Remote Outdoor Unit-Air-Source | 4A6H6048H1 |  | 4PX*DD60AC3 | 13 | 16 | 9 | Yes | Yes | 2015-05-12 |  | 2
FALSE | 4A6H6048H1 | 3336 | 7561495 | AMERICAN STANDARD | 4A6H6048H1 | HP | Split System: Heat Pump with Remote Outdoor Unit-Air-Source | 4A6H6048H1 |  | 4PX*DD60AC3 | 13 | 16 | 8.5 | Yes | Yes | 2015-05-12 |  | 1
FALSE | 4A6H6036H1 | 3334 | 7560572 | AMERICAN STANDARD | 4A6H6036H1 | HP | Split System: Heat Pump with Remote Outdoor Unit-Air-Source | 4A6H6036H1 |  | 4PX*BD42AC3 | 12.5 | 15.5 | 8.5 | Yes | Yes | 2015-05-12 |  | 1
FALSE | 4A6H6036H1 | 3334 | 7560571 | AMERICAN STANDARD | 4A6H6036H1 | HP | Split System: Heat Pump with Remote Outdoor Unit-Air-Source | 4A6H6036H1 |  | 4PX*BD42AC3 | 13 | 16 | 8.5 | Yes | Yes | 2015-05-12 |  | 1
FALSE | 4A6H6042H1 | 3335 | 7561223 | AMERICAN STANDARD | 4A6H6042H1 | HP | Split System: Heat Pump with Remote Outdoor Unit-Air-Source | 4A6H6042H1 |  | 4PX*DD60AC3 | 13 | 16 | 9 | Yes | Yes | 2015-05-12 |  | 2
FALSE | 4A6H6042H1 | 3335 | 7561231 | AMERICAN STANDARD | 4A6H6042H1 | HP | Split System: Heat Pump with Remote Outdoor Unit-Air-Source | 4A6H6042H1 |  | 4PX*DD60AC3 | 13 | 16 | 9 | Yes | Yes | 2015-05-12 |  | 2
FALSE | 4A6H6042H1 | 3335 | 7561226 | AMERICAN STANDARD | 4A6H6042H1 | HP | Split System: Heat Pump with Remote Outdoor Unit-Air-Source | 4A6H6042H1 |  | 4PX*DD60AC3 | 13 | 16 | 9 | Yes | Yes | 2015-05-12 |  | 2
FALSE | 4A6H6048H1 | 3336 | 7565867 | AMERICAN STANDARD | 4A6H6048H1 | HP | Split System: Heat Pump with Remote Outdoor Unit-Air-Source | 4A6H6048H1 |  | 4PX*CD60AC3+HORIZ-RT | 13 | 16 | 9 | Yes | Yes | 2015-05-12 |  | 2
FALSE | 4A6H6048H1 | 3336 | 7565866 | AMERICAN STANDARD | 4A6H6048H1 | HP | Split System: Heat Pump with Remote Outdoor Unit-Air-Source | 4A6H6048H1 |  | 4PX*CD60AC3+HORIZ-RT | 12.5 | 15.5 | 8.5 | Yes | Yes | 2015-05-12 |  | 1
FALSE | 4A6H6048H1 | 3336 | 7565865 | AMERICAN STANDARD | 4A6H6048H1 | HP | Split System: Heat Pump with Remote Outdoor Unit-Air-Source | 4A6H6048H1 |  | 4PX*CD60AC3+HORIZ-RT | 13 | 16 | 9 | Yes | Yes | 2015-05-12 |  | 2
FALSE | 4A6H6042H1 | 3335 | 7561286 | AMERICAN STANDARD | 4A6H6042H1 | HP | Split System: Heat Pump with Remote Outdoor Unit-Air-Source | 4A6H6042H1 |  | 4PX*DU60AC3 | 13 | 16 | 9.6 | Yes | Yes | 2015-05-12 |  | 2
FALSE | 4A6H6042H1 | 3335 | 7561285 | AMERICAN STANDARD | 4A6H6042H1 | HP | Split System: Heat Pump with Remote Outdoor Unit-Air-Source | 4A6H6042H1 |  | 4PX*DU60AC3 | 13 | 16 | 9.5 | Yes | Yes | 2015-05-12 |  | 2
FALSE | 4A6H6042H1 | 3335 | 7561284 | AMERICAN STANDARD | 4A6H6042H1 | HP | Split System: Heat Pump with Remote Outdoor Unit-Air-Source | 4A6H6042H1 |  | 4PX*DU60AC3 | 13 | 16 | 9.5 | Yes | Yes | 2015-05-12 |  | 2
FALSE | 4A6H6042H1 | 3335 | 7561283 | AMERICAN STANDARD | 4A6H6042H1 | HP | Split System: Heat Pump with Remote Outdoor Unit-Air-Source | 4A6H6042H1 |  | 4PX*DU60AC3 | 13 | 16 | 9.5 | Yes | Yes | 2015-05-12 |  | 2
FALSE | 4A6H6042H1 | 3335 | 7561282 | AMERICAN STANDARD | 4A6H6042H1 | HP | Split System: Heat Pump with Remote Outdoor Unit-Air-Source | 4A6H6042H1 |  | 4PX*DU60AC3 | 13 | 16 | 9.6 | Yes | Yes | 2015-05-12 |  | 2
FALSE | 4A6H6042H1 | 3335 | 7561281 | AMERICAN STANDARD | 4A6H6042H1 | HP | Split System: Heat Pump with Remote Outdoor Unit-Air-Source | 4A6H6042H1 |  | 4PX*DU60AC3 | 13 | 16 | 9.5 | Yes | Yes | 2015-05-12 |  | 2
FALSE | 4A6H6048H1 | 3336 | 7561429 | AMERICAN STANDARD | 4A6H6048H1 | HP | Split System: Heat Pump with Remote Outdoor Unit-Air-Source | 4A6H6048H1 |  | 4PX*BU48AC3 | 12.5 | 14.5 | 8.5 | Yes | Yes | 2015-05-12 |  | 0
FALSE | 4A6H6048H1 | 3336 | 7561430 | AMERICAN STANDARD | 4A6H6048H1 | HP | Split System: Heat Pump with Remote Outdoor Unit-Air-Source | 4A6H6048H1 |  | 4PX*CD42AC3 | 13 | 16 | 8.2 | Yes | Yes | 2015-05-12 |  | Below V5.0 Req.
FALSE | 4A6H6048H1 | 3336 | 7565885 | AMERICAN STANDARD | 4A6H6048H1 | HP | Split System: Heat Pump with Remote Outdoor Unit-Air-Source | 4A6H6048H1 |  | 4PX*DD60AC3+HORIZ-RT | 13 | 16 | 9 | Yes | Yes | 2015-05-12 |  | 2
FALSE | 4A6H6048H1 | 3336 | 7565886 | AMERICAN STANDARD | 4A6H6048H1 | HP | Split System: Heat Pump with Remote Outdoor Unit-Air-Source | 4A6H6048H1 |  | 4PX*DD60AC3+HORIZ-RT | 13 | 16 | 9 | Yes | Yes | 2015-05-12 |  | 2
FALSE | 4A6H6036H1 | 3334 | 7560685 | AMERICAN STANDARD | 4A6H6036H1 | HP | Split System: Heat Pump with Remote Outdoor Unit-Air-Source | 4A6H6036H1 |  | 4PX*BU42AC3 | 12.5 | 15.5 | 9 | Yes | Yes | 2015-05-12 |  | 1
FALSE | 4A6H6036H1 | 3334 | 7560679 | AMERICAN STANDARD | 4A6H6036H1 | HP | Split System: Heat Pump with Remote Outdoor Unit-Air-Source | 4A6H6036H1 |  | 4PX*BU42AC3 | 12.5 | 15.5 | 9 | Yes | Yes | 2015-05-12 |  | 1
FALSE | 4A6H6036H1 | 3334 | 7560732 | AMERICAN STANDARD | 4A6H6036H1 | HP | Split System: Heat Pump with Remote Outdoor Unit-Air-Source | 4A6H6036H1 |  | 4PX*CD36AC3 | 12.5 | 15.25 | 8.5 | Yes | Yes | 2015-05-12 |  | 1
FALSE | 4A6H6036H1 | 3334 | 7560671 | AMERICAN STANDARD | 4A6H6036H1 | HP | Split System: Heat Pump with Remote Outdoor Unit-Air-Source | 4A6H6036H1 |  | 4PX*BU42AC3 | 13 | 16 | 9.5 | Yes | Yes | 2015-05-12 |  | 2
FALSE | 4A6H6036H1 | 3334 | 7565742 | AMERICAN STANDARD | 4A6H6036H1 | HP | Split System: Heat Pump with Remote Outdoor Unit-Air-Source | 4A6H6036H1 |  | 4PX*CD42AC3+HORIZ-RT | 13 | 16 | 9 | Yes | Yes | 2015-05-12 |  | 2
FALSE | 4A6H6036H1 | 3334 | 7560763 | AMERICAN STANDARD | 4A6H6036H1 | HP | Split System: Heat Pump with Remote Outdoor Unit-Air-Source | 4A6H6036H1 |  | 4PX*CD42AC3 | 13 | 16 | 9 | Yes | Yes | 2015-05-12 |  | 2
FALSE | 4A6H6036H1 | 3334 | 7560883 | AMERICAN STANDARD | 4A6H6036H1 | HP | Split System: Heat Pump with Remote Outdoor Unit-Air-Source | 4A6H6036H1 |  | 4PX*CU48AC3 | 13 | 16 | 9.5 | Yes | Yes | 2015-05-12 |  | 2
FALSE | 4A6H6048H1 | 3336 | 7565888 | AMERICAN STANDARD | 4A6H6048H1 | HP | Split System: Heat Pump with Remote Outdoor Unit-Air-Source | 4A6H6048H1 |  | 4PX*DD60AC3+HORIZ-RT | 13 | 16 | 9 | Yes | Yes | 2015-05-12 |  | 2
FALSE | 4A6H6048H1 | 3336 | 7565889 | AMERICAN STANDARD | 4A6H6048H1 | HP | Split System: Heat Pump with Remote Outdoor Unit-Air-Source | 4A6H6048H1 |  | 4PX*DD60AC3+HORIZ-RT | 13 | 16 | 9 | Yes | Yes | 2015-05-12 |  | 2
FALSE | 4A6H6048H1 | 3336 | 7565890 | AMERICAN STANDARD | 4A6H6048H1 | HP | Split System: Heat Pump with Remote Outdoor Unit-Air-Source | 4A6H6048H1 |  | 4PX*DD60AC3+HORIZ-RT | 13 | 16 | 9 | Yes | Yes | 2015-05-12 |  | 2
FALSE | 4A6H6048H1 | 3336 | 7565892 | AMERICAN STANDARD | 4A6H6048H1 | HP | Split System: Heat Pump with Remote Outdoor Unit-Air-Source | 4A6H6048H1 |  | 4PX*DD60AC3+HORIZ-RT | 13 | 16 | 9 | Yes | Yes | 2015-05-12 |  | 2
FALSE | 4A6H6048H1 | 3336 | 7561513 | AMERICAN STANDARD | 4A6H6048H1 | HP | Split System: Heat Pump with Remote Outdoor Unit-Air-Source | 4A6H6048H1 |  | 4PX*DU48AC3 | 13 | 16 | 9 | Yes | Yes | 2015-05-12 |  | 2
FALSE | 4A6H6048H1 | 3336 | 7561515 | AMERICAN STANDARD | 4A6H6048H1 | HP | Split System: Heat Pump with Remote Outdoor Unit-Air-Source | 4A6H6048H1 |  | 4PX*DU48AC3 | 13 | 16 | 9 | Yes | Yes | 2015-05-12 |  | 2
FALSE | 4A6H6048H1 | 3336 | 7561500 | AMERICAN STANDARD | 4A6H6048H1 | HP | Split System: Heat Pump with Remote Outdoor Unit-Air-Source | 4A6H6048H1 |  | 4PX*DD60AC3 | 12.5 | 15.5 | 8.5 | Yes | Yes | 2015-05-12 |  | 1
FALSE | 4A6H6048H1 | 3336 | 7561497 | AMERICAN STANDARD | 4A6H6048H1 | HP | Split System: Heat Pump with Remote Outdoor Unit-Air-Source | 4A6H6048H1 |  | 4PX*DD60AC3 | 12.5 | 15.5 | 8.5 | Yes | Yes | 2015-05-12 |  | 1
FALSE | 4A6H6024H1 | 3332 | 7559853 | AMERICAN STANDARD | 4A6H6024H1 | HP | Split System: Heat Pump with Remote Outdoor Unit-Air-Source | 4A6H6024H1 |  | 4PX*BD36AC3 | 13 | 16 | 9 | Yes | Yes | 2015-05-12 |  | 2
FALSE | 4A6H6036H1 | 3334 | 7560552 | AMERICAN STANDARD | 4A6H6036H1 | HP | Split System: Heat Pump with Remote Outdoor Unit-Air-Source | 4A6H6036H1 |  | 4PX*BD36AC3 | 12.5 | 15 | 8.5 | Yes | Yes | 2015-05-12 |  | 1
FALSE | 4A6H6036H1 | 3334 | 7560545 | AMERICAN STANDARD | 4A6H6036H1 | HP | Split System: Heat Pump with Remote Outdoor Unit-Air-Source | 4A6H6036H1 |  | 4PX*BD36AC3 | 12.5 | 15.5 | 8.5 | Yes | Yes | 2015-05-12 |  | 1
FALSE | 4A6H6024H1 | 3332 | 7559862 | AMERICAN STANDARD | 4A6H6024H1 | HP | Split System: Heat Pump with Remote Outdoor Unit-Air-Source | 4A6H6024H1 |  | 4PX*BD36AC3 | 13 | 16 | 8.5 | Yes | Yes | 2015-05-12 |  | 1
FALSE | 4A6H6024H1 | 3332 | 7559860 | AMERICAN STANDARD | 4A6H6024H1 | HP | Split System: Heat Pump with Remote Outdoor Unit-Air-Source | 4A6H6024H1 |  | 4PX*BD36AC3 | 12.5 | 15.5 | 8.5 | Yes | Yes | 2015-05-12 |  | 1
FALSE | 4A6H6024H1 | 3332 | 7559859 | AMERICAN STANDARD | 4A6H6024H1 | HP | Split System: Heat Pump with Remote Outdoor Unit-Air-Source | 4A6H6024H1 |  | 4PX*BD36AC3 | 13 | 16 | 8.5 | Yes | Yes | 2015-05-12 |  | 1
FALSE | 4A6H6024H1 | 3332 | 7559858 | AMERICAN STANDARD | 4A6H6024H1 | HP | Split System: Heat Pump with Remote Outdoor Unit-Air-Source | 4A6H6024H1 |  | 4PX*BD36AC3 | 12.5 | 15.5 | 8.5 | Yes | Yes | 2015-05-12 |  | 1
FALSE | 4A6H6024H1 | 3332 | 7559855 | AMERICAN STANDARD | 4A6H6024H1 | HP | Split System: Heat Pump with Remote Outdoor Unit-Air-Source | 4A6H6024H1 |  | 4PX*BD36AC3 | 13 | 16 | 9 | Yes | Yes | 2015-05-12 |  | 2
FALSE | 4A6H6036H1 | 3334 | 7560544 | AMERICAN STANDARD | 4A6H6036H1 | HP | Split System: Heat Pump with Remote Outdoor Unit-Air-Source | 4A6H6036H1 |  | 4PX*BD36AC3 | 12.5 | 15.5 | 8.5 | Yes | Yes | 2015-05-12 |  | 1
FALSE | 4A6H6024H1 | 3332 | 7565656 | AMERICAN STANDARD | 4A6H6024H1 | HP | Split System: Heat Pump with Remote Outdoor Unit-Air-Source | 4A6H6024H1 |  | 4PX*BD36AC3+HORIZ-RT | 13 | 16 | 8.5 | Yes | Yes | 2015-05-12 |  | 1
FALSE | 4A6H6024H1 | 3332 | 7565657 | AMERICAN STANDARD | 4A6H6024H1 | HP | Split System: Heat Pump with Remote Outdoor Unit-Air-Source | 4A6H6024H1 |  | 4PX*BD36AC3+HORIZ-RT | 13 | 16 | 8.5 | Yes | Yes | 2015-05-12 |  | 1
FALSE | 4A6H6024H1 | 3332 | 7565667 | AMERICAN STANDARD | 4A6H6024H1 | HP | Split System: Heat Pump with Remote Outdoor Unit-Air-Source | 4A6H6024H1 |  | 4PX*BD36AC3+HORIZ-RT | 13 | 16 | 9 | Yes | Yes | 2015-05-12 |  | 2
FALSE | 4A6H6048H1 | 3336 | 7561436 | AMERICAN STANDARD | 4A6H6048H1 | HP | Split System: Heat Pump with Remote Outdoor Unit-Air-Source | 4A6H6048H1 |  | 4PX*CD60AC3 | 12.5 | 15 | 8.5 | Yes | Yes | 2015-05-12 |  | 1
FALSE | 4A6H6048H1 | 3336 | 7561437 | AMERICAN STANDARD | 4A6H6048H1 | HP | Split System: Heat Pump with Remote Outdoor Unit-Air-Source | 4A6H6048H1 |  | 4PX*CD60AC3 | 12.5 | 15.5 | 8.5 | Yes | Yes | 2015-05-12 |  | 1
FALSE | 4A6H6048H1 | 3336 | 7561449 | AMERICAN STANDARD | 4A6H6048H1 | HP | Split System: Heat Pump with Remote Outdoor Unit-Air-Source | 4A6H6048H1 |  | 4PX*CU36AC3 | 12.5 | 15.5 | 8.2 | Yes | Yes | 2015-05-12 |  | Below V5.0 Req.
FALSE | 4A6H6048H1 | 3336 | 7561447 | AMERICAN STANDARD | 4A6H6048H1 | HP | Split System: Heat Pump with Remote Outdoor Unit-Air-Source | 4A6H6048H1 |  | 4PX*CU36AC3 | 12.5 | 15 | 8.2 | Yes | Yes | 2015-05-12 |  | Below V5.0 Req.
FALSE | 4A6H6048H1 | 3336 | 7565856 | AMERICAN STANDARD | 4A6H6048H1 | HP | Split System: Heat Pump with Remote Outdoor Unit-Air-Source | 4A6H6048H1 |  | 4PX*CD42AC3+HORIZ-RT | 13 | 16 | 8.2 | Yes | Yes | 2015-05-12 |  | Below V5.0 Req.
FALSE | 4A6H6048H1 | 3336 | 7561529 | AMERICAN STANDARD | 4A6H6048H1 | HP | Split System: Heat Pump with Remote Outdoor Unit-Air-Source | 4A6H6048H1 |  | 4PX*DU48AC3 | 13 | 16 | 9 | Yes | Yes | 2015-05-12 |  | 2
FALSE | 4A6H6048H1 | 3336 | 7561533 | AMERICAN STANDARD | 4A6H6048H1 | HP | Split System: Heat Pump with Remote Outdoor Unit-Air-Source | 4A6H6048H1 |  | 4PX*DU48AC3 | 13 | 16 | 9 | Yes | Yes | 2015-05-12 |  | 2
FALSE | 4A6H6036H1 | 3334 | 7560578 | AMERICAN STANDARD | 4A6H6036H1 | HP | Split System: Heat Pump with Remote Outdoor Unit-Air-Source | 4A6H6036H1 |  | 4PX*BD48AC3 | 12.5 | 15 | 8.5 | Yes | Yes | 2015-05-12 |  | 1
FALSE | 4A6H6036H1 | 3334 | 7560581 | AMERICAN STANDARD | 4A6H6036H1 | HP | Split System: Heat Pump with Remote Outdoor Unit-Air-Source | 4A6H6036H1 |  | 4PX*BD48AC3 | 12.5 | 15.5 | 9 | Yes | Yes | 2015-05-12 |  | 1
FALSE | 4A6H6036H1 | 3334 | 7565699 | AMERICAN STANDARD | 4A6H6036H1 | HP | Split System: Heat Pump with Remote Outdoor Unit-Air-Source | 4A6H6036H1 |  | 4PX*BD42AC3+HORIZ-RT | 12.5 | 15.5 | 8.5 | Yes | Yes | 2015-05-12 |  | 1
FALSE | 4A6H6036H1 | 3334 | 7565692 | AMERICAN STANDARD | 4A6H6036H1 | HP | Split System: Heat Pump with Remote Outdoor Unit-Air-Source | 4A6H6036H1 |  | 4PX*BD42AC3+HORIZ-RT | 13 | 16 | 9 | Yes | Yes | 2015-05-12 |  | 2
FALSE | 4A6H6036H1 | 3334 | 7565691 | AMERICAN STANDARD | 4A6H6036H1 | HP | Split System: Heat Pump with Remote Outdoor Unit-Air-Source | 4A6H6036H1 |  | 4PX*BD42AC3+HORIZ-RT | 13 | 16 | 9 | Yes | Yes | 2015-05-12 |  | 2
FALSE | 4A6H6036H1 | 3334 | 7560567 | AMERICAN STANDARD | 4A6H6036H1 | HP | Split System: Heat Pump with Remote Outdoor Unit-Air-Source | 4A6H6036H1 |  | 4PX*BD42AC3 | 12.5 | 15.5 | 8.5 | Yes | Yes | 2015-05-12 |  | 1
FALSE | 4A6H6036H1 | 3334 | 7560563 | AMERICAN STANDARD | 4A6H6036H1 | HP | Split System: Heat Pump with Remote Outdoor Unit-Air-Source | 4A6H6036H1 |  | 4PX*BD42AC3 | 12.5 | 15.5 | 8.5 | Yes | Yes | 2015-05-12 |  | 1
FALSE | 4A6H6036H1 | 3334 | 7560562 | AMERICAN STANDARD | 4A6H6036H1 | HP | Split System: Heat Pump with Remote Outdoor Unit-Air-Source | 4A6H6036H1 |  | 4PX*BD42AC3 | 12.5 | 15.5 | 8.5 | Yes | Yes | 2015-05-12 |  | 1
FALSE | 4A6H6036H1 | 3334 | 7560577 | AMERICAN STANDARD | 4A6H6036H1 | HP | Split System: Heat Pump with Remote Outdoor Unit-Air-Source | 4A6H6036H1 |  | 4PX*BD42AC3 | 13 | 16 | 8.5 | Yes | Yes | 2015-05-12 |  | 1
FALSE | 4A6H6048H1 | 3336 | 7561490 | AMERICAN STANDARD | 4A6H6048H1 | HP | Split System: Heat Pump with Remote Outdoor Unit-Air-Source | 4A6H6048H1 |  | 4PX*DD60AC3 | 13 | 16 | 9 | Yes | Yes | 2015-05-12 |  | 2
FALSE | 4A6H6036H1 | 3334 | 7565680 | AMERICAN STANDARD | 4A6H6036H1 | HP | Split System: Heat Pump with Remote Outdoor Unit-Air-Source | 4A6H6036H1 |  | 4PX*BD36AC3+HORIZ-RT | 12.5 | 15.25 | 8.5 | Yes | Yes | 2015-05-12 |  | 1
FALSE | 4A6H6036H1 | 3334 | 7565687 | AMERICAN STANDARD | 4A6H6036H1 | HP | Split System: Heat Pump with Remote Outdoor Unit-Air-Source | 4A6H6036H1 |  | 4PX*BD36AC3+HORIZ-RT | 12.5 | 15.5 | 8.5 | Yes | Yes | 2015-05-12 |  | 1
FALSE | 4A6H6036H1 | 3334 | 7565679 | AMERICAN STANDARD | 4A6H6036H1 | HP | Split System: Heat Pump with Remote Outdoor Unit-Air-Source | 4A6H6036H1 |  | 4PX*BD36AC3+HORIZ-RT | 12.5 | 15.25 | 8.5 | Yes | Yes | 2015-05-12 |  | 1
FALSE | 4A6H6042H1 | 3335 | 7561131 | AMERICAN STANDARD | 4A6H6042H1 | HP | Split System: Heat Pump with Remote Outdoor Unit-Air-Source | 4A6H6042H1 |  | 4PX*BD42AC3 | 12.5 | 15 | 8.5 | Yes | Yes | 2015-05-12 |  | 1
FALSE | 4A6H6036H1 | 3334 | 7560922 | AMERICAN STANDARD | 4A6H6036H1 | HP | Split System: Heat Pump with Remote Outdoor Unit-Air-Source | 4A6H6036H1 |  | 4PX*DU48AC3 | 13 | 16 | 9.6 | Yes | Yes | 2015-05-12 |  | 2
FALSE | 4A6H6036H1 | 3334 | 7560923 | AMERICAN STANDARD | 4A6H6036H1 | HP | Split System: Heat Pump with Remote Outdoor Unit-Air-Source | 4A6H6036H1 |  | 4PX*DU48AC3 | 13 | 16 | 9.5 | Yes | Yes | 2015-05-12 |  | 2
FALSE | 4A6H6042H1 | 3335 | 7565838 | AMERICAN STANDARD | 4A6H6042H1 | HP | Split System: Heat Pump with Remote Outdoor Unit-Air-Source | 4A6H6042H1 |  | 4PX*DD60AC3+HORIZ-RT | 13 | 16 | 9 | Yes | Yes | 2015-05-12 |  | 2
FALSE | 4A6H6042H1 | 3335 | 7565839 | AMERICAN STANDARD | 4A6H6042H1 | HP | Split System: Heat Pump with Remote Outdoor Unit-Air-Source | 4A6H6042H1 |  | 4PX*DD60AC3+HORIZ-RT | 13 | 16 | 9 | Yes | Yes | 2015-05-12 |  | 2
FALSE | 4A6H6042H1 | 3335 | 7565840 | AMERICAN STANDARD | 4A6H6042H1 | HP | Split System: Heat Pump with Remote Outdoor Unit-Air-Source | 4A6H6042H1 |  | 4PX*DD60AC3+HORIZ-RT | 13 | 16 | 9 | Yes | Yes | 2015-05-12 |  | 2
FALSE | 4A6H6042H1 | 3335 | 7565841 | AMERICAN STANDARD | 4A6H6042H1 | HP | Split System: Heat Pump with Remote Outdoor Unit-Air-Source | 4A6H6042H1 |  | 4PX*DD60AC3+HORIZ-RT | 13 | 16 | 9 | Yes | Yes | 2015-05-12 |  | 2
FALSE | 4A6H6042H1 | 3335 | 7565842 | AMERICAN STANDARD | 4A6H6042H1 | HP | Split System: Heat Pump with Remote Outdoor Unit-Air-Source | 4A6H6042H1 |  | 4PX*DD60AC3+HORIZ-RT | 13 | 16 | 9 | Yes | Yes | 2015-05-12 |  | 2
FALSE | 4A6H6042H1 | 3335 | 7565843 | AMERICAN STANDARD | 4A6H6042H1 | HP | Split System: Heat Pump with Remote Outdoor Unit-Air-Source | 4A6H6042H1 |  | 4PX*DD60AC3+HORIZ-RT | 13 | 16 | 9 | Yes | Yes | 2015-05-12 |  | 2
FALSE | 4A6H6042H1 | 3335 | 7565844 | AMERICAN STANDARD | 4A6H6042H1 | HP | Split System: Heat Pump with Remote Outdoor Unit-Air-Source | 4A6H6042H1 |  | 4PX*DD60AC3+HORIZ-RT | 13 | 16 | 9 | Yes | Yes | 2015-05-12 |  | 2
FALSE | 4A6H6042H1 | 3335 | 7561256 | AMERICAN STANDARD | 4A6H6042H1 | HP | Split System: Heat Pump with Remote Outdoor Unit-Air-Source | 4A6H6042H1 |  | 4PX*DU48AC3 | 13 | 16 | 9.6 | Yes | Yes | 2015-05-12 |  | 2
FALSE | 4A6H6042H1 | 3335 | 7561254 | AMERICAN STANDARD | 4A6H6042H1 | HP | Split System: Heat Pump with Remote Outdoor Unit-Air-Source | 4A6H6042H1 |  | 4PX*DU48AC3 | 13 | 16 | 9.5 | Yes | Yes | 2015-05-12 |  | 2
FALSE | 4A6H6042H1 | 3335 | 7561252 | AMERICAN STANDARD | 4A6H6042H1 | HP | Split System: Heat Pump with Remote Outdoor Unit-Air-Source | 4A6H6042H1 |  | 4PX*DU48AC3 | 13 | 16 | 9.5 | Yes | Yes | 2015-05-12 |  | 2
FALSE | 4A6H6036H1 | 3334 | 7560822 | AMERICAN STANDARD | 4A6H6036H1 | HP | Split System: Heat Pump with Remote Outdoor Unit-Air-Source | 4A6H6036H1 |  | 4PX*CU36AC3 | 12.5 | 15.5 | 9 | Yes | Yes | 2015-05-12 |  | 1
FALSE | 4A6H6036H1 | 3334 | 7560802 | AMERICAN STANDARD | 4A6H6036H1 | HP | Split System: Heat Pump with Remote Outdoor Unit-Air-Source | 4A6H6036H1 |  | 4PX*CU36AC3 | 12.5 | 15.5 | 9 | Yes | Yes | 2015-05-12 |  | 1
FALSE | 4A6H6036H1 | 3334 | 7560807 | AMERICAN STANDARD | 4A6H6036H1 | HP | Split System: Heat Pump with Remote Outdoor Unit-Air-Source | 4A6H6036H1 |  | 4PX*CU36AC3 | 12.5 | 15.5 | 9 | Yes | Yes | 2015-05-12 |  | 1
FALSE | 4A6H6036H1 | 3334 | 7560889 | AMERICAN STANDARD | 4A6H6036H1 | HP | Split System: Heat Pump with Remote Outdoor Unit-Air-Source | 4A6H6036H1 |  | 4PX*CU48AC3 | 12.5 | 15.5 | 9.5 | Yes | Yes | 2015-05-12 |  | 1
FALSE | 4A6H6048H1 | 3336 | 7561539 | AMERICAN STANDARD | 4A6H6048H1 | HP | Split System: Heat Pump with Remote Outdoor Unit-Air-Source | 4A6H6048H1 |  | 4PX*DU60AC3 | 13 | 16 | 9 | Yes | Yes | 2015-05-12 |  | 2
FALSE | 4A6H6048H1 | 3336 | 7561540 | AMERICAN STANDARD | 4A6H6048H1 | HP | Split System: Heat Pump with Remote Outdoor Unit-Air-Source | 4A6H6048H1 |  | 4PX*DU60AC3 | 13 | 16 | 9 | Yes | Yes | 2015-05-12 |  | 2
FALSE | 4A6H6048H1 | 3336 | 7561541 | AMERICAN STANDARD | 4A6H6048H1 | HP | Split System: Heat Pump with Remote Outdoor Unit-Air-Source | 4A6H6048H1 |  | 4PX*DU60AC3 | 13 | 16 | 9 | Yes | Yes | 2015-05-12 |  | 2
FALSE | 4A6H6030H1 | 3333 | 7560199 | AMERICAN STANDARD | 4A6H6030H1 | HP | Split System: Heat Pump with Remote Outdoor Unit-Air-Source | 4A6H6030H1 |  | 4PX*CU36AC3 | 13 | 16 | 9 | Yes | Yes | 2015-05-12 |  | 2
FALSE | 4A6H6024H1 | 3332 | 7559951 | AMERICAN STANDARD | 4A6H6024H1 | HP | Split System: Heat Pump with Remote Outdoor Unit-Air-Source | 4A6H6024H1 |  | 4PX*CU36AC3 | 13 | 16 | 9 | Yes | Yes | 2015-05-12 |  | 2
FALSE | 4A6H6024H1 | 3332 | 7559950 | AMERICAN STANDARD | 4A6H6024H1 | HP | Split System: Heat Pump with Remote Outdoor Unit-Air-Source | 4A6H6024H1 |  | 4PX*CU36AC3 | 13 | 16 | 9 | Yes | Yes | 2015-05-12 |  | 2
FALSE | 4A6H6024H1 | 3332 | 7565677 | AMERICAN STANDARD | 4A6H6024H1 | HP | Split System: Heat Pump with Remote Outdoor Unit-Air-Source | 4A6H6024H1 |  | 4PX*CD36AC3+HORIZ-RT | 13 | 16 | 9 | Yes | Yes | 2015-05-12 |  | 2
FALSE | 4A6H6024H1 | 3332 | 7559947 | AMERICAN STANDARD | 4A6H6024H1 | HP | Split System: Heat Pump with Remote Outdoor Unit-Air-Source | 4A6H6024H1 |  | 4PX*CU36AC3 | 13 | 16 | 9 | Yes | Yes | 2015-05-12 |  | 2
FALSE | 4A6H6024H1 | 3332 | 7559936 | AMERICAN STANDARD | 4A6H6024H1 | HP | Split System: Heat Pump with Remote Outdoor Unit-Air-Source | 4A6H6024H1 |  | 4PX*CU36AC3 | 13 | 16 | 9 | Yes | Yes | 2015-05-12 |  | 2
FALSE | 4A6H6024H1 | 3332 | 7565671 | AMERICAN STANDARD | 4A6H6024H1 | HP | Split System: Heat Pump with Remote Outdoor Unit-Air-Source | 4A6H6024H1 |  | 4PX*CD36AC3+HORIZ-RT | 13 | 16 | 9 | Yes | Yes | 2015-05-12 |  | 2
FALSE | 4A6H6024H1 | 3332 | 7559939 | AMERICAN STANDARD | 4A6H6024H1 | HP | Split System: Heat Pump with Remote Outdoor Unit-Air-Source | 4A6H6024H1 |  | 4PX*CU36AC3 | 13 | 16 | 9 | Yes | Yes | 2015-05-12 |  | 2
FALSE | 4A6H6024H1 | 3332 | 7559941 | AMERICAN STANDARD | 4A6H6024H1 | HP | Split System: Heat Pump with Remote Outdoor Unit-Air-Source | 4A6H6024H1 |  | 4PX*CU36AC3 | 13 | 16 | 8.5 | Yes | Yes | 2015-05-12 |  | 1
FALSE | 4A6H6036H1 | 3334 | 7560629 | AMERICAN STANDARD | 4A6H6036H1 | HP | Split System: Heat Pump with Remote Outdoor Unit-Air-Source | 4A6H6036H1 |  | 4PX*BU36AC3 | 12.5 | 15.25 | 9 | Yes | Yes | 2015-05-12 |  | 1
FALSE | 4A6H6036H1 | 3334 | 7560655 | AMERICAN STANDARD | 4A6H6036H1 | HP | Split System: Heat Pump with Remote Outdoor Unit-Air-Source | 4A6H6036H1 |  | 4PX*BU42AC3 | 13 | 16 | 9.6 | Yes | Yes | 2015-05-12 |  | 2
FALSE | 4A6H6036H1 | 3334 | 7560620 | AMERICAN STANDARD | 4A6H6036H1 | HP | Split System: Heat Pump with Remote Outdoor Unit-Air-Source | 4A6H6036H1 |  | 4PX*BU36AC3 | 12.5 | 15.5 | 9 | Yes | Yes | 2015-05-12 |  | 1
FALSE | 4A6H6036H1 | 3334 | 7565711 | AMERICAN STANDARD | 4A6H6036H1 | HP | Split System: Heat Pump with Remote Outdoor Unit-Air-Source | 4A6H6036H1 |  | 4PX*BD48AC3+HORIZ-RT | 12.5 | 15.5 | 9 | Yes | Yes | 2015-05-12 |  | 1
FALSE | 4A6H6024H1 | 3332 | 7559892 | AMERICAN STANDARD | 4A6H6024H1 | HP | Split System: Heat Pump with Remote Outdoor Unit-Air-Source | 4A6H6024H1 |  | 4PX*BU36AC3 | 13 | 16 | 9 | Yes | Yes | 2015-05-12 |  | 2
FALSE | 4A6H6036H1 | 3334 | 7565708 | AMERICAN STANDARD | 4A6H6036H1 | HP | Split System: Heat Pump with Remote Outdoor Unit-Air-Source | 4A6H6036H1 |  | 4PX*BD48AC3+HORIZ-RT | 13 | 16 | 9 | Yes | Yes | 2015-05-12 |  | 2
FALSE | 4A6H6030H1 | 3333 | 7560194 | AMERICAN STANDARD | 4A6H6030H1 | HP | Split System: Heat Pump with Remote Outdoor Unit-Air-Source | 4A6H6030H1 |  | 4PX*CU36AC3 | 13 | 16 | 9.6 | Yes | Yes | 2015-05-12 |  | 2
FALSE | 4A6H6030H1 | 3333 | 7560120 | AMERICAN STANDARD | 4A6H6030H1 | HP | Split System: Heat Pump with Remote Outdoor Unit-Air-Source | 4A6H6030H1 |  | 4PX*BU36AC3 | 13 | 16 | 9 | Yes | Yes | 2015-05-12 |  | 2
FALSE | 4A6H6030H1 | 3333 | 7560145 | AMERICAN STANDARD | 4A6H6030H1 | HP | Split System: Heat Pump with Remote Outdoor Unit-Air-Source | 4A6H6030H1 |  | 4PX*BU36AC3 | 13 | 16 | 9 | Yes | Yes | 2015-05-12 |  | 2
FALSE | 4A6H6030H1 | 3333 | 7560143 | AMERICAN STANDARD | 4A6H6030H1 | HP | Split System: Heat Pump with Remote Outdoor Unit-Air-Source | 4A6H6030H1 |  | 4PX*BU36AC3 | 13 | 16 | 9 | Yes | Yes | 2015-05-12 |  | 2
FALSE | 4A6H6030H1 | 3333 | 7560140 | AMERICAN STANDARD | 4A6H6030H1 | HP | Split System: Heat Pump with Remote Outdoor Unit-Air-Source | 4A6H6030H1 |  | 4PX*BU36AC3 | 13 | 16 | 9 | Yes | Yes | 2015-05-12 |  | 2
FALSE | 4A6H6036H1 | 3334 | 7560816 | AMERICAN STANDARD | 4A6H6036H1 | HP | Split System: Heat Pump with Remote Outdoor Unit-Air-Source | 4A6H6036H1 |  | 4PX*CU36AC3 | 12.5 | 15.5 | 9 | Yes | Yes | 2015-05-12 |  | 1
FALSE | 4A6H6036H1 | 3334 | 7560855 | AMERICAN STANDARD | 4A6H6036H1 | HP | Split System: Heat Pump with Remote Outdoor Unit-Air-Source | 4A6H6036H1 |  | 4PX*CU42AC3 | 13 | 16 | 9.5 | Yes | Yes | 2015-05-12 |  | 2
FALSE | 4A6H6036H1 | 3334 | 7560837 | AMERICAN STANDARD | 4A6H6036H1 | HP | Split System: Heat Pump with Remote Outdoor Unit-Air-Source | 4A6H6036H1 |  | 4PX*CU42AC3 | 13 | 16 | 9.5 | Yes | Yes | 2015-05-12 |  | 2
FALSE | 4A6H6036H1 | 3334 | 7560838 | AMERICAN STANDARD | 4A6H6036H1 | HP | Split System: Heat Pump with Remote Outdoor Unit-Air-Source | 4A6H6036H1 |  | 4PX*CU42AC3 | 13 | 16 | 9.5 | Yes | Yes | 2015-05-12 |  | 2
FALSE | 4A6H6036H1 | 3334 | 7560796 | AMERICAN STANDARD | 4A6H6036H1 | HP | Split System: Heat Pump with Remote Outdoor Unit-Air-Source | 4A6H6036H1 |  | 4PX*CU36AC3 | 12.5 | 15.25 | 9 | Yes | Yes | 2015-05-12 |  | 1
FALSE | 4A6H6036H1 | 3334 | 7560870 | AMERICAN STANDARD | 4A6H6036H1 | HP | Split System: Heat Pump with Remote Outdoor Unit-Air-Source | 4A6H6036H1 |  | 4PX*CU48AC3 | 13 | 16 | 9 | Yes | Yes | 2015-05-12 |  | 2
FALSE | 4A6H6036H1 | 3334 | 7560871 | AMERICAN STANDARD | 4A6H6036H1 | HP | Split System: Heat Pump with Remote Outdoor Unit-Air-Source | 4A6H6036H1 |  | 4PX*CU48AC3 | 12.5 | 15.5 | 9.5 | Yes | Yes | 2015-05-12 |  | 1
FALSE | 4A6H6048H1 | 3336 | 7561521 | AMERICAN STANDARD | 4A6H6048H1 | HP | Split System: Heat Pump with Remote Outdoor Unit-Air-Source | 4A6H6048H1 |  | 4PX*DU48AC3 | 13 | 16 | 8.5 | Yes | Yes | 2015-05-12 |  | 1
FALSE | 4A6H6060H1 | 3337 | 7561797 | AMERICAN STANDARD | 4A6H6060H1 | HP | Split System: Heat Pump with Remote Outdoor Unit-Air-Source | 4A6H6060H1 |  | 4PX*DU48AC3 | 12 | 14.5 | 8.5 | Yes | Yes | 2015-05-12 |  | 0
FALSE | 4A6H6060H1 | 3337 | 7561792 | AMERICAN STANDARD | 4A6H6060H1 | HP | Split System: Heat Pump with Remote Outdoor Unit-Air-Source | 4A6H6060H1 |  | 4PX*DU48AC3 | 12 | 14.5 | 8.5 | Yes | Yes | 2015-05-12 |  | 0
FALSE | 4A6H6030H1 | 3333 | 7560115 | AMERICAN STANDARD | 4A6H6030H1 | HP | Split System: Heat Pump with Remote Outdoor Unit-Air-Source | 4A6H6030H1 |  | 4PX*BU36AC3 | 13 | 16 | 9 | Yes | Yes | 2015-05-12 |  | 2
FALSE | 4A6H6030H1 | 3333 | 7560114 | AMERICAN STANDARD | 4A6H6030H1 | HP | Split System: Heat Pump with Remote Outdoor Unit-Air-Source | 4A6H6030H1 |  | 4PX*BU36AC3 | 12.5 | 15.5 | 9 | Yes | Yes | 2015-05-12 |  | 1
FALSE | 4A6H6030H1 | 3333 | 7560111 | AMERICAN STANDARD | 4A6H6030H1 | HP | Split System: Heat Pump with Remote Outdoor Unit-Air-Source | 4A6H6030H1 |  | 4PX*BU36AC3 | 13 | 16 | 9 | Yes | Yes | 2015-05-12 |  | 2
FALSE | 4A6H6030H1 | 3333 | 7560112 | AMERICAN STANDARD | 4A6H6030H1 | HP | Split System: Heat Pump with Remote Outdoor Unit-Air-Source | 4A6H6030H1 |  | 4PX*BU36AC3 | 13 | 16 | 9 | Yes | Yes | 2015-05-12 |  | 2
FALSE | 4A6H6030H1 | 3333 | 7560173 | AMERICAN STANDARD | 4A6H6030H1 | HP | Split System: Heat Pump with Remote Outdoor Unit-Air-Source | 4A6H6030H1 |  | 4PX*CU36AC3 | 13 | 16 | 9.5 | Yes | Yes | 2015-05-12 |  | 2
FALSE | 4A6H6030H1 | 3333 | 7560170 | AMERICAN STANDARD | 4A6H6030H1 | HP | Split System: Heat Pump with Remote Outdoor Unit-Air-Source | 4A6H6030H1 |  | 4PX*CU36AC3 | 13 | 16 | 9.5 | Yes | Yes | 2015-05-12 |  | 2
FALSE | 4A6H6030H1 | 3333 | 7560167 | AMERICAN STANDARD | 4A6H6030H1 | HP | Split System: Heat Pump with Remote Outdoor Unit-Air-Source | 4A6H6030H1 |  | 4PX*CU36AC3 | 13 | 16 | 9 | Yes | Yes | 2015-05-12 |  | 2
FALSE | 4A6H6030H1 | 3333 | 7560166 | AMERICAN STANDARD | 4A6H6030H1 | HP | Split System: Heat Pump with Remote Outdoor Unit-Air-Source | 4A6H6030H1 |  | 4PX*CU36AC3 | 13 | 16 | 9 | Yes | Yes | 2015-05-12 |  | 2
FALSE | 4A6H6030H1 | 3333 | 7560163 | AMERICAN STANDARD | 4A6H6030H1 | HP | Split System: Heat Pump with Remote Outdoor Unit-Air-Source | 4A6H6030H1 |  | 4PX*CU36AC3 | 13 | 16 | 9 | Yes | Yes | 2015-05-12 |  | 2
FALSE | 4A6H6030H1 | 3333 | 7560161 | AMERICAN STANDARD | 4A6H6030H1 | HP | Split System: Heat Pump with Remote Outdoor Unit-Air-Source | 4A6H6030H1 |  | 4PX*CU36AC3 | 13 | 16 | 9 | Yes | Yes | 2015-05-12 |  | 2
FALSE | 4A6H6036H1 | 3334 | 7560657 | AMERICAN STANDARD | 4A6H6036H1 | HP | Split System: Heat Pump with Remote Outdoor Unit-Air-Source | 4A6H6036H1 |  | 4PX*BU42AC3 | 13 | 16 | 9.6 | Yes | Yes | 2015-05-12 |  | 2
FALSE | 4A6H6024H1 | 3332 | 7559863 | AMERICAN STANDARD | 4A6H6024H1 | HP | Split System: Heat Pump with Remote Outdoor Unit-Air-Source | 4A6H6024H1 |  | 4PX*BD36AC3 | 13 | 16 | 9 | Yes | Yes | 2015-05-12 |  | 2
FALSE | 4A6H6024H1 | 3332 | 7559865 | AMERICAN STANDARD | 4A6H6024H1 | HP | Split System: Heat Pump with Remote Outdoor Unit-Air-Source | 4A6H6024H1 |  | 4PX*BD36AC3 | 13 | 16 | 9 | Yes | Yes | 2015-05-12 |  | 2
FALSE | 4A6H6036H1 | 3334 | 7565707 | AMERICAN STANDARD | 4A6H6036H1 | HP | Split System: Heat Pump with Remote Outdoor Unit-Air-Source | 4A6H6036H1 |  | 4PX*BD48AC3+HORIZ-RT | 12.5 | 15.5 | 9 | Yes | Yes | 2015-05-12 |  | 1
FALSE | 4A6H6036H1 | 3334 | 7565704 | AMERICAN STANDARD | 4A6H6036H1 | HP | Split System: Heat Pump with Remote Outdoor Unit-Air-Source | 4A6H6036H1 |  | 4PX*BD48AC3+HORIZ-RT | 12.5 | 15.5 | 9 | Yes | Yes | 2015-05-12 |  | 1
FALSE | 4A6H6036H1 | 3334 | 7560728 | AMERICAN STANDARD | 4A6H6036H1 | HP | Split System: Heat Pump with Remote Outdoor Unit-Air-Source | 4A6H6036H1 |  | 4PX*CD36AC3 | 12.5 | 15.5 | 8.5 | Yes | Yes | 2015-05-12 |  | 1
FALSE | 4A6H6036H1 | 3334 | 7560748 | AMERICAN STANDARD | 4A6H6036H1 | HP | Split System: Heat Pump with Remote Outdoor Unit-Air-Source | 4A6H6036H1 |  | 4PX*CD36AC3 | 12.5 | 15.5 | 8.5 | Yes | Yes | 2015-05-12 |  | 1
FALSE | 4A6H6036H1 | 3334 | 7560731 | AMERICAN STANDARD | 4A6H6036H1 | HP | Split System: Heat Pump with Remote Outdoor Unit-Air-Source | 4A6H6036H1 |  | 4PX*CD36AC3 | 12.5 | 15.5 | 8.5 | Yes | Yes | 2015-05-12 |  | 1
FALSE | 4A6H6036H1 | 3334 | 7560733 | AMERICAN STANDARD | 4A6H6036H1 | HP | Split System: Heat Pump with Remote Outdoor Unit-Air-Source | 4A6H6036H1 |  | 4PX*CD36AC3 | 12.5 | 15.5 | 8.5 | Yes | Yes | 2015-05-12 |  | 1
FALSE | 4A6H6048H1 | 3336 | 7561431 | AMERICAN STANDARD | 4A6H6048H1 | HP | Split System: Heat Pump with Remote Outdoor Unit-Air-Source | 4A6H6048H1 |  | 4PX*CD42AC3 | 12.5 | 15.5 | 8.2 | Yes | Yes | 2015-05-12 |  | Below V5.0 Req.
FALSE | 4A6H6048H1 | 3336 | 7565893 | AMERICAN STANDARD | 4A6H6048H1 | HP | Split System: Heat Pump with Remote Outdoor Unit-Air-Source | 4A6H6048H1 |  | 4PX*DD60AC3+HORIZ-RT | 13 | 16 | 9 | Yes | Yes | 2015-05-12 |  | 2
FALSE | 4A6H6048H1 | 3336 | 7561498 | AMERICAN STANDARD | 4A6H6048H1 | HP | Split System: Heat Pump with Remote Outdoor Unit-Air-Source | 4A6H6048H1 |  | 4PX*DD60AC3 | 13 | 16 | 9 | Yes | Yes | 2015-05-12 |  | 2
FALSE | 4A6H6048H1 | 3336 | 7565894 | AMERICAN STANDARD | 4A6H6048H1 | HP | Split System: Heat Pump with Remote Outdoor Unit-Air-Source | 4A6H6048H1 |  | 4PX*DD60AC3+HORIZ-RT | 13 | 16 | 9 | Yes | Yes | 2015-05-12 |  | 2
FALSE | 4A6H6048H1 | 3336 | 7565895 | AMERICAN STANDARD | 4A6H6048H1 | HP | Split System: Heat Pump with Remote Outdoor Unit-Air-Source | 4A6H6048H1 |  | 4PX*DD60AC3+HORIZ-RT | 13 | 16 | 9 | Yes | Yes | 2015-05-12 |  | 2
FALSE | 4A6H6048H1 | 3336 | 7565896 | AMERICAN STANDARD | 4A6H6048H1 | HP | Split System: Heat Pump with Remote Outdoor Unit-Air-Source | 4A6H6048H1 |  | 4PX*DD60AC3+HORIZ-RT | 13 | 16 | 9 | Yes | Yes | 2015-05-12 |  | 2
FALSE | 4A6H6048H1 | 3336 | 7565897 | AMERICAN STANDARD | 4A6H6048H1 | HP | Split System: Heat Pump with Remote Outdoor Unit-Air-Source | 4A6H6048H1 |  | 4PX*DD60AC3+HORIZ-RT | 13 | 16 | 9 | Yes | Yes | 2015-05-12 |  | 2
FALSE | 4A6H6048H1 | 3336 | 7565898 | AMERICAN STANDARD | 4A6H6048H1 | HP | Split System: Heat Pump with Remote Outdoor Unit-Air-Source | 4A6H6048H1 |  | 4PX*DD60AC3+HORIZ-RT | 13 | 16 | 9 | Yes | Yes | 2015-05-12 |  | 2
FALSE | 4A6H6048H1 | 3336 | 7565874 | AMERICAN STANDARD | 4A6H6048H1 | HP | Split System: Heat Pump with Remote Outdoor Unit-Air-Source | 4A6H6048H1 |  | 4PX*DD60AC3+HORIZ-RT | 13 | 16 | 9 | Yes | Yes | 2015-05-12 |  | 2
FALSE | 4A6H6042H1 | 3335 | 7561209 | AMERICAN STANDARD | 4A6H6042H1 | HP | Split System: Heat Pump with Remote Outdoor Unit-Air-Source | 4A6H6042H1 |  | 4PX*CU60AC3 | 13 | 16 | 9.6 | Yes | Yes | 2015-05-12 |  | 2
FALSE | 4A6H6036H1 | 3334 | 7560841 | AMERICAN STANDARD | 4A6H6036H1 | HP | Split System: Heat Pump with Remote Outdoor Unit-Air-Source | 4A6H6036H1 |  | 4PX*CU42AC3 | 13 | 16 | 9.6 | Yes | Yes | 2015-05-12 |  | 2
FALSE | 4A6H6036H1 | 3334 | 7565766 | AMERICAN STANDARD | 4A6H6036H1 | HP | Split System: Heat Pump with Remote Outdoor Unit-Air-Source | 4A6H6036H1 |  | 4PX*CD48AC3+HORIZ-RT | 13 | 16 | 9 | Yes | Yes | 2015-05-12 |  | 2
FALSE | 4A6H6036H1 | 3334 | 7565767 | AMERICAN STANDARD | 4A6H6036H1 | HP | Split System: Heat Pump with Remote Outdoor Unit-Air-Source | 4A6H6036H1 |  | 4PX*CD48AC3+HORIZ-RT | 13 | 16 | 9 | Yes | Yes | 2015-05-12 |  | 2
FALSE | 4A6H6036H1 | 3334 | 7565768 | AMERICAN STANDARD | 4A6H6036H1 | HP | Split System: Heat Pump with Remote Outdoor Unit-Air-Source | 4A6H6036H1 |  | 4PX*CD48AC3+HORIZ-RT | 13 | 16 | 9 | Yes | Yes | 2015-05-12 |  | 2
FALSE | 4A6H6036H1 | 3334 | 7565769 | AMERICAN STANDARD | 4A6H6036H1 | HP | Split System: Heat Pump with Remote Outdoor Unit-Air-Source | 4A6H6036H1 |  | 4PX*CD48AC3+HORIZ-RT | 13 | 16 | 9 | Yes | Yes | 2015-05-12 |  | 2
FALSE | 4A6H6036H1 | 3334 | 7565770 | AMERICAN STANDARD | 4A6H6036H1 | HP | Split System: Heat Pump with Remote Outdoor Unit-Air-Source | 4A6H6036H1 |  | 4PX*CD48AC3+HORIZ-RT | 13 | 16 | 9 | Yes | Yes | 2015-05-12 |  | 2
FALSE | 4A6H6036H1 | 3334 | 7565771 | AMERICAN STANDARD | 4A6H6036H1 | HP | Split System: Heat Pump with Remote Outdoor Unit-Air-Source | 4A6H6036H1 |  | 4PX*CD48AC3+HORIZ-RT | 13 | 16 | 9 | Yes | Yes | 2015-05-12 |  | 2
FALSE | 4A6H6036H1 | 3334 | 7565772 | AMERICAN STANDARD | 4A6H6036H1 | HP | Split System: Heat Pump with Remote Outdoor Unit-Air-Source | 4A6H6036H1 |  | 4PX*CD48AC3+HORIZ-RT | 13 | 16 | 9 | Yes | Yes | 2015-05-12 |  | 2
FALSE | 4A6H6036H1 | 3334 | 7565773 | AMERICAN STANDARD | 4A6H6036H1 | HP | Split System: Heat Pump with Remote Outdoor Unit-Air-Source | 4A6H6036H1 |  | 4PX*CD48AC3+HORIZ-RT | 13 | 16 | 9 | Yes | Yes | 2015-05-12 |  | 2
FALSE | 4A6H6036H1 | 3334 | 7560829 | AMERICAN STANDARD | 4A6H6036H1 | HP | Split System: Heat Pump with Remote Outdoor Unit-Air-Source | 4A6H6036H1 |  | 4PX*CU42AC3 | 13 | 16 | 9.5 | Yes | Yes | 2015-05-12 |  | 2
FALSE | 4A6H6060H1 | 3337 | 7565902 | AMERICAN STANDARD | 4A6H6060H1 | HP | Split System: Heat Pump with Remote Outdoor Unit-Air-Source | 4A6H6060H1 |  | 4PX*CD60AC3+HORIZ-RT | 12 | 14.5 | 8.5 | Yes | Yes | 2015-05-12 |  | 0
FALSE | 4A6H6036H1 | 3334 | 7560540 | AMERICAN STANDARD | 4A6H6036H1 | HP | Split System: Heat Pump with Remote Outdoor Unit-Air-Source | 4A6H6036H1 |  | 4PX*BD36AC3 | 12.5 | 15.5 | 8.5 | Yes | Yes | 2015-05-12 |  | 1
FALSE | 4A6H6036H1 | 3334 | 7560558 | AMERICAN STANDARD | 4A6H6036H1 | HP | Split System: Heat Pump with Remote Outdoor Unit-Air-Source | 4A6H6036H1 |  | 4PX*BD36AC3 | 12.5 | 15.5 | 8.5 | Yes | Yes | 2015-05-12 |  | 1
FALSE | 4A6H6036H1 | 3334 | 7560542 | AMERICAN STANDARD | 4A6H6036H1 | HP | Split System: Heat Pump with Remote Outdoor Unit-Air-Source | 4A6H6036H1 |  | 4PX*BD36AC3 | 12.5 | 15.5 | 8.5 | Yes | Yes | 2015-05-12 |  | 1
FALSE | 4A6H6036H1 | 3334 | 7565703 | AMERICAN STANDARD | 4A6H6036H1 | HP | Split System: Heat Pump with Remote Outdoor Unit-Air-Source | 4A6H6036H1 |  | 4PX*BD48AC3+HORIZ-RT | 13 | 16 | 9 | Yes | Yes | 2015-05-12 |  | 2
FALSE | 4A6H6024H1 | 3332 | 7559866 | AMERICAN STANDARD | 4A6H6024H1 | HP | Split System: Heat Pump with Remote Outdoor Unit-Air-Source | 4A6H6024H1 |  | 4PX*BD36AC3 | 13 | 16 | 9 | Yes | Yes | 2015-05-12 |  | 2
FALSE | 4A6H6024H1 | 3332 | 7559868 | AMERICAN STANDARD | 4A6H6024H1 | HP | Split System: Heat Pump with Remote Outdoor Unit-Air-Source | 4A6H6024H1 |  | 4PX*BD36AC3 | 13 | 16 | 9 | Yes | Yes | 2015-05-12 |  | 2
FALSE | 4A6H6024H1 | 3332 | 7559869 | AMERICAN STANDARD | 4A6H6024H1 | HP | Split System: Heat Pump with Remote Outdoor Unit-Air-Source | 4A6H6024H1 |  | 4PX*BD36AC3 | 13 | 16 | 8.5 | Yes | Yes | 2015-05-12 |  | 1
FALSE | 4A6H6024H1 | 3332 | 7559882 | AMERICAN STANDARD | 4A6H6024H1 | HP | Split System: Heat Pump with Remote Outdoor Unit-Air-Source | 4A6H6024H1 |  | 4PX*BU36AC3 | 13 | 16 | 8.5 | Yes | Yes | 2015-05-12 |  | 1
FALSE | 4A6H6024H1 | 3332 | 7565663 | AMERICAN STANDARD | 4A6H6024H1 | HP | Split System: Heat Pump with Remote Outdoor Unit-Air-Source | 4A6H6024H1 |  | 4PX*BD36AC3+HORIZ-RT | 13 | 16 | 8.5 | Yes | Yes | 2015-05-12 |  | 1
FALSE | 4A6H6024H1 | 3332 | 7565662 | AMERICAN STANDARD | 4A6H6024H1 | HP | Split System: Heat Pump with Remote Outdoor Unit-Air-Source | 4A6H6024H1 |  | 4PX*BD36AC3+HORIZ-RT | 13 | 16 | 8.5 | Yes | Yes | 2015-05-12 |  | 1
FALSE | 4A6H6048H1 | 3336 | 7561519 | AMERICAN STANDARD | 4A6H6048H1 | HP | Split System: Heat Pump with Remote Outdoor Unit-Air-Source | 4A6H6048H1 |  | 4PX*DU48AC3 | 13 | 16 | 9 | Yes | Yes | 2015-05-12 |  | 2
FALSE | 4A6H6048H1 | 3336 | 7561501 | AMERICAN STANDARD | 4A6H6048H1 | HP | Split System: Heat Pump with Remote Outdoor Unit-Air-Source | 4A6H6048H1 |  | 4PX*DD60AC3 | 13 | 16 | 9 | Yes | Yes | 2015-05-12 |  | 2
FALSE | 4A6H6036H1 | 3334 | 7560707 | AMERICAN STANDARD | 4A6H6036H1 | HP | Split System: Heat Pump with Remote Outdoor Unit-Air-Source | 4A6H6036H1 |  | 4PX*BU48AC3 | 13 | 16 | 9.6 | Yes | Yes | 2015-05-12 |  | 2
FALSE | 4A6H6036H1 | 3334 | 7560711 | AMERICAN STANDARD | 4A6H6036H1 | HP | Split System: Heat Pump with Remote Outdoor Unit-Air-Source | 4A6H6036H1 |  | 4PX*BU48AC3 | 13 | 16 | 9 | Yes | Yes | 2015-05-12 |  | 2
FALSE | 4A6H6036H1 | 3334 | 7560669 | AMERICAN STANDARD | 4A6H6036H1 | HP | Split System: Heat Pump with Remote Outdoor Unit-Air-Source | 4A6H6036H1 |  | 4PX*BU42AC3 | 13 | 16 | 9.5 | Yes | Yes | 2015-05-12 |  | 2
FALSE | 4A6H6036H1 | 3334 | 7565751 | AMERICAN STANDARD | 4A6H6036H1 | HP | Split System: Heat Pump with Remote Outdoor Unit-Air-Source | 4A6H6036H1 |  | 4PX*CD42AC3+HORIZ-RT | 13 | 16 | 8.5 | Yes | Yes | 2015-05-12 |  | 1
FALSE | 4A6H6036H1 | 3334 | 7565752 | AMERICAN STANDARD | 4A6H6036H1 | HP | Split System: Heat Pump with Remote Outdoor Unit-Air-Source | 4A6H6036H1 |  | 4PX*CD42AC3+HORIZ-RT | 12.5 | 15.5 | 8.5 | Yes | Yes | 2015-05-12 |  | 1
FALSE | 4A6H6036H1 | 3334 | 7565753 | AMERICAN STANDARD | 4A6H6036H1 | HP | Split System: Heat Pump with Remote Outdoor Unit-Air-Source | 4A6H6036H1 |  | 4PX*CD42AC3+HORIZ-RT | 12.5 | 15.5 | 8.5 | Yes | Yes | 2015-05-12 |  | 1
FALSE | 4A6H6036H1 | 3334 | 7560864 | AMERICAN STANDARD | 4A6H6036H1 | HP | Split System: Heat Pump with Remote Outdoor Unit-Air-Source | 4A6H6036H1 |  | 4PX*CU42AC3 | 12.5 | 15.5 | 9 | Yes | Yes | 2015-05-12 |  | 1
FALSE | 4A6H6036H1 | 3334 | 7560834 | AMERICAN STANDARD | 4A6H6036H1 | HP | Split System: Heat Pump with Remote Outdoor Unit-Air-Source | 4A6H6036H1 |  | 4PX*CU42AC3 | 12.5 | 15.5 | 9 | Yes | Yes | 2015-05-12 |  | 1
FALSE | 4A6H6036H1 | 3334 | 7565776 | AMERICAN STANDARD | 4A6H6036H1 | HP | Split System: Heat Pump with Remote Outdoor Unit-Air-Source | 4A6H6036H1 |  | 4PX*CD48AC3+HORIZ-RT | 12.5 | 15.5 | 9 | Yes | Yes | 2015-05-12 |  | 1
FALSE | 4A6H6036H1 | 3334 | 7565777 | AMERICAN STANDARD | 4A6H6036H1 | HP | Split System: Heat Pump with Remote Outdoor Unit-Air-Source | 4A6H6036H1 |  | 4PX*CD48AC3+HORIZ-RT | 12.5 | 15.5 | 9 | Yes | Yes | 2015-05-12 |  | 1
FALSE | 4A6H6036H1 | 3334 | 7565800 | AMERICAN STANDARD | 4A6H6036H1 | HP | Split System: Heat Pump with Remote Outdoor Unit-Air-Source | 4A6H6036H1 |  | 4PX*DD48AC3+HORIZ-RT | 13 | 16 | 9 | Yes | Yes | 2015-05-12 |  | 2
FALSE | 4A6H6036H1 | 3334 | 7565801 | AMERICAN STANDARD | 4A6H6036H1 | HP | Split System: Heat Pump with Remote Outdoor Unit-Air-Source | 4A6H6036H1 |  | 4PX*DD48AC3+HORIZ-RT | 13 | 16 | 9 | Yes | Yes | 2015-05-12 |  | 2
FALSE | 4A6H6036H1 | 3334 | 7565802 | AMERICAN STANDARD | 4A6H6036H1 | HP | Split System: Heat Pump with Remote Outdoor Unit-Air-Source | 4A6H6036H1 |  | 4PX*DD48AC3+HORIZ-RT | 13 | 16 | 9 | Yes | Yes | 2015-05-12 |  | 2
FALSE | 4A6H6042H1 | 3335 | 7561159 | AMERICAN STANDARD | 4A6H6042H1 | HP | Split System: Heat Pump with Remote Outdoor Unit-Air-Source | 4A6H6042H1 |  | 4PX*CU36AC3 | 12.5 | 15.5 | 9 | Yes | Yes | 2015-05-12 |  | 1
FALSE | 4A6H6042H1 | 3335 | 7565826 | AMERICAN STANDARD | 4A6H6042H1 | HP | Split System: Heat Pump with Remote Outdoor Unit-Air-Source | 4A6H6042H1 |  | 4PX*CD60AC3+HORIZ-RT | 13 | 16 | 9 | Yes | Yes | 2015-05-12 |  | 2
FALSE | 4A6H6042H1 | 3335 | 7565827 | AMERICAN STANDARD | 4A6H6042H1 | HP | Split System: Heat Pump with Remote Outdoor Unit-Air-Source | 4A6H6042H1 |  | 4PX*CD60AC3+HORIZ-RT | 13 | 16 | 9 | Yes | Yes | 2015-05-12 |  | 2
FALSE | 4A6H6042H1 | 3335 | 7561139 | AMERICAN STANDARD | 4A6H6042H1 | HP | Split System: Heat Pump with Remote Outdoor Unit-Air-Source | 4A6H6042H1 |  | 4PX*CD42AC3 | 13 | 16 | 8.5 | Yes | Yes | 2015-05-12 |  | 1
FALSE | 4A6H6042H1 | 3335 | 7565814 | AMERICAN STANDARD | 4A6H6042H1 | HP | Split System: Heat Pump with Remote Outdoor Unit-Air-Source | 4A6H6042H1 |  | 4PX*CD42AC3+HORIZ-RT | 13 | 16 | 8.5 | Yes | Yes | 2015-05-12 |  | 1
FALSE | 4A6H6036H1 | 3334 | 7565786 | AMERICAN STANDARD | 4A6H6036H1 | HP | Split System: Heat Pump with Remote Outdoor Unit-Air-Source | 4A6H6036H1 |  | 4PX*CD48AC3+HORIZ-RT | 13 | 16 | 9 | Yes | Yes | 2015-05-12 |  | 2
FALSE | 4A6H6036H1 | 3334 | 7565787 | AMERICAN STANDARD | 4A6H6036H1 | HP | Split System: Heat Pump with Remote Outdoor Unit-Air-Source | 4A6H6036H1 |  | 4PX*CD48AC3+HORIZ-RT | 13 | 16 | 9 | Yes | Yes | 2015-05-12 |  | 2
FALSE | 4A6H6036H1 | 3334 | 7565788 | AMERICAN STANDARD | 4A6H6036H1 | HP | Split System: Heat Pump with Remote Outdoor Unit-Air-Source | 4A6H6036H1 |  | 4PX*CD48AC3+HORIZ-RT | 13 | 16 | 9 | Yes | Yes | 2015-05-12 |  | 2
FALSE | 4A6H6048H1 | 3336 | 7561550 | AMERICAN STANDARD | 4A6H6048H1 | HP | Split System: Heat Pump with Remote Outdoor Unit-Air-Source | 4A6H6048H1 |  | 4PX*DU60AC3 | 12.5 | 15.5 | 9 | Yes | Yes | 2015-05-12 |  | 1
FALSE | 4A6H6060H1 | 3337 | 7561820 | AMERICAN STANDARD | 4A6H6060H1 | HP | Split System: Heat Pump with Remote Outdoor Unit-Air-Source | 4A6H6060H1 |  | 4PX*DU60AC3 | 12 | 14.5 | 9 | Yes | Yes | 2015-05-12 |  | 0
FALSE | 4A6H6060H1 | 3337 | 7561818 | AMERICAN STANDARD | 4A6H6060H1 | HP | Split System: Heat Pump with Remote Outdoor Unit-Air-Source | 4A6H6060H1 |  | 4PX*DU60AC3 | 12 | 14.75 | 8.5 | Yes | Yes | 2015-05-12 |  | 0
FALSE | 4A6H6030H1 | 3333 | 7560177 | AMERICAN STANDARD | 4A6H6030H1 | HP | Split System: Heat Pump with Remote Outdoor Unit-Air-Source | 4A6H6030H1 |  | 4PX*CU36AC3 | 13 | 16 | 9 | Yes | Yes | 2015-05-12 |  | 2
FALSE | 4A6H6030H1 | 3333 | 7560190 | AMERICAN STANDARD | 4A6H6030H1 | HP | Split System: Heat Pump with Remote Outdoor Unit-Air-Source | 4A6H6030H1 |  | 4PX*CU36AC3 | 13 | 16 | 9 | Yes | Yes | 2015-05-12 |  | 2
FALSE | 4A6H6030H1 | 3333 | 7560186 | AMERICAN STANDARD | 4A6H6030H1 | HP | Split System: Heat Pump with Remote Outdoor Unit-Air-Source | 4A6H6030H1 |  | 4PX*CU36AC3 | 13 | 16 | 9.5 | Yes | Yes | 2015-05-12 |  | 2
FALSE | 4A6H6030H1 | 3333 | 7560184 | AMERICAN STANDARD | 4A6H6030H1 | HP | Split System: Heat Pump with Remote Outdoor Unit-Air-Source | 4A6H6030H1 |  | 4PX*CU36AC3 | 13 | 16 | 9 | Yes | Yes | 2015-05-12 |  | 2
FALSE | 4A6H6030H1 | 3333 | 7560183 | AMERICAN STANDARD | 4A6H6030H1 | HP | Split System: Heat Pump with Remote Outdoor Unit-Air-Source | 4A6H6030H1 |  | 4PX*CU36AC3 | 13 | 16 | 9 | Yes | Yes | 2015-05-12 |  | 2
FALSE | 4A6H6030H1 | 3333 | 7560181 | AMERICAN STANDARD | 4A6H6030H1 | HP | Split System: Heat Pump with Remote Outdoor Unit-Air-Source | 4A6H6030H1 |  | 4PX*CU36AC3 | 13 | 16 | 9 | Yes | Yes | 2015-05-12 |  | 2
FALSE | 4A6H6030H1 | 3333 | 7560180 | AMERICAN STANDARD | 4A6H6030H1 | HP | Split System: Heat Pump with Remote Outdoor Unit-Air-Source | 4A6H6030H1 |  | 4PX*CU36AC3 | 13 | 16 | 9 | Yes | Yes | 2015-05-12 |  | 2
FALSE | 4A6H6030H1 | 3333 | 7560178 | AMERICAN STANDARD | 4A6H6030H1 | HP | Split System: Heat Pump with Remote Outdoor Unit-Air-Source | 4A6H6030H1 |  | 4PX*CU36AC3 | 13 | 16 | 9 | Yes | Yes | 2015-05-12 |  | 2
FALSE | 4A6H6024H1 | 3332 | 7559927 | AMERICAN STANDARD | 4A6H6024H1 | HP | Split System: Heat Pump with Remote Outdoor Unit-Air-Source | 4A6H6024H1 |  | 4PX*CD36AC3 | 12.5 | 15.5 | 8.5 | Yes | Yes | 2015-05-12 |  | 1
FALSE | 4A6H6024H1 | 3332 | 7559930 | AMERICAN STANDARD | 4A6H6024H1 | HP | Split System: Heat Pump with Remote Outdoor Unit-Air-Source | 4A6H6024H1 |  | 4PX*CD36AC3 | 13 | 16 | 8.5 | Yes | Yes | 2015-05-12 |  | 1
FALSE | 4A6H6024H1 | 3332 | 7559931 | AMERICAN STANDARD | 4A6H6024H1 | HP | Split System: Heat Pump with Remote Outdoor Unit-Air-Source | 4A6H6024H1 |  | 4PX*CD36AC3 | 12.5 | 15.5 | 8.5 | Yes | Yes | 2015-05-12 |  | 1
FALSE | 4A6H6024H1 | 3332 | 7559933 | AMERICAN STANDARD | 4A6H6024H1 | HP | Split System: Heat Pump with Remote Outdoor Unit-Air-Source | 4A6H6024H1 |  | 4PX*CD36AC3 | 13 | 16 | 8.5 | Yes | Yes | 2015-05-12 |  | 1
FALSE | 4A6H6024H1 | 3332 | 7559911 | AMERICAN STANDARD | 4A6H6024H1 | HP | Split System: Heat Pump with Remote Outdoor Unit-Air-Source | 4A6H6024H1 |  | 4PX*CD36AC3 | 13 | 16 | 9 | Yes | Yes | 2015-05-12 |  | 2
FALSE | 4A6H6024H1 | 3332 | 7559962 | AMERICAN STANDARD | 4A6H6024H1 | HP | Split System: Heat Pump with Remote Outdoor Unit-Air-Source | 4A6H6024H1 |  | 4PX*CU36AC3 | 13 | 16 | 9 | Yes | Yes | 2015-05-12 |  | 2
FALSE | 4A6H6036H1 | 3334 | 7560726 | AMERICAN STANDARD | 4A6H6036H1 | HP | Split System: Heat Pump with Remote Outdoor Unit-Air-Source | 4A6H6036H1 |  | 4PX*BU48AC3 | 12.5 | 15.5 | 9 | Yes | Yes | 2015-05-12 |  | 1
FALSE | 4A6H6036H1 | 3334 | 7560701 | AMERICAN STANDARD | 4A6H6036H1 | HP | Split System: Heat Pump with Remote Outdoor Unit-Air-Source | 4A6H6036H1 |  | 4PX*BU48AC3 | 12.5 | 15.5 | 9 | Yes | Yes | 2015-05-12 |  | 1
FALSE | 4A6H6036H1 | 3334 | 7560703 | AMERICAN STANDARD | 4A6H6036H1 | HP | Split System: Heat Pump with Remote Outdoor Unit-Air-Source | 4A6H6036H1 |  | 4PX*BU48AC3 | 12.5 | 15.25 | 9 | Yes | Yes | 2015-05-12 |  | 1
FALSE | 4A6H6036H1 | 3334 | 7560704 | AMERICAN STANDARD | 4A6H6036H1 | HP | Split System: Heat Pump with Remote Outdoor Unit-Air-Source | 4A6H6036H1 |  | 4PX*BU48AC3 | 13 | 16 | 9.5 | Yes | Yes | 2015-05-12 |  | 2
FALSE | 4A6H6036H1 | 3334 | 7560742 | AMERICAN STANDARD | 4A6H6036H1 | HP | Split System: Heat Pump with Remote Outdoor Unit-Air-Source | 4A6H6036H1 |  | 4PX*CD36AC3 | 12.5 | 15.5 | 8.5 | Yes | Yes | 2015-05-12 |  | 1
FALSE | 4A6H6036H1 | 3334 | 7560695 | AMERICAN STANDARD | 4A6H6036H1 | HP | Split System: Heat Pump with Remote Outdoor Unit-Air-Source | 4A6H6036H1 |  | 4PX*BU42AC3 | 13 | 16 | 9.5 | Yes | Yes | 2015-05-12 |  | 2
FALSE | 4A6H6036H1 | 3334 | 7565803 | AMERICAN STANDARD | 4A6H6036H1 | HP | Split System: Heat Pump with Remote Outdoor Unit-Air-Source | 4A6H6036H1 |  | 4PX*DD48AC3+HORIZ-RT | 13 | 16 | 9 | Yes | Yes | 2015-05-12 |  | 2
FALSE | 4A6H6036H1 | 3334 | 7565804 | AMERICAN STANDARD | 4A6H6036H1 | HP | Split System: Heat Pump with Remote Outdoor Unit-Air-Source | 4A6H6036H1 |  | 4PX*DD48AC3+HORIZ-RT | 13 | 16 | 9 | Yes | Yes | 2015-05-12 |  | 2
FALSE | 4A6H6036H1 | 3334 | 7565805 | AMERICAN STANDARD | 4A6H6036H1 | HP | Split System: Heat Pump with Remote Outdoor Unit-Air-Source | 4A6H6036H1 |  | 4PX*DD48AC3+HORIZ-RT | 13 | 16 | 9 | Yes | Yes | 2015-05-12 |  | 2
FALSE | 4A6H6036H1 | 3334 | 7565806 | AMERICAN STANDARD | 4A6H6036H1 | HP | Split System: Heat Pump with Remote Outdoor Unit-Air-Source | 4A6H6036H1 |  | 4PX*DD48AC3+HORIZ-RT | 13 | 16 | 9 | Yes | Yes | 2015-05-12 |  | 2
FALSE | 4A6H6036H1 | 3334 | 7560925 | AMERICAN STANDARD | 4A6H6036H1 | HP | Split System: Heat Pump with Remote Outdoor Unit-Air-Source | 4A6H6036H1 |  | 4PX*DU48AC3 | 13 | 16 | 9.6 | Yes | Yes | 2015-05-12 |  | 2
FALSE | 4A6H6036H1 | 3334 | 7560927 | AMERICAN STANDARD | 4A6H6036H1 | HP | Split System: Heat Pump with Remote Outdoor Unit-Air-Source | 4A6H6036H1 |  | 4PX*DU48AC3 | 13 | 16 | 9.6 | Yes | Yes | 2015-05-12 |  | 2
FALSE | 4A6H6036H1 | 3334 | 7560928 | AMERICAN STANDARD | 4A6H6036H1 | HP | Split System: Heat Pump with Remote Outdoor Unit-Air-Source | 4A6H6036H1 |  | 4PX*DU48AC3 | 13 | 16 | 9.5 | Yes | Yes | 2015-05-12 |  | 2
FALSE | 4A6H6036H1 | 3334 | 7560929 | AMERICAN STANDARD | 4A6H6036H1 | HP | Split System: Heat Pump with Remote Outdoor Unit-Air-Source | 4A6H6036H1 |  | 4PX*DU48AC3 | 13 | 16 | 9.6 | Yes | Yes | 2015-05-12 |  | 2
FALSE | 4A6H6036H1 | 3334 | 7560866 | AMERICAN STANDARD | 4A6H6036H1 | HP | Split System: Heat Pump with Remote Outdoor Unit-Air-Source | 4A6H6036H1 |  | 4PX*CU48AC3 | 12.5 | 15.5 | 9.5 | Yes | Yes | 2015-05-12 |  | 1
FALSE | 4A6H6042H1 | 3335 | 7561145 | AMERICAN STANDARD | 4A6H6042H1 | HP | Split System: Heat Pump with Remote Outdoor Unit-Air-Source | 4A6H6042H1 |  | 4PX*CD42AC3 | 13 | 16 | 8.5 | Yes | Yes | 2015-05-12 |  | 1
FALSE | 4A6H6042H1 | 3335 | 7561184 | AMERICAN STANDARD | 4A6H6042H1 | HP | Split System: Heat Pump with Remote Outdoor Unit-Air-Source | 4A6H6042H1 |  | 4PX*CU42AC3 | 13 | 16 | 9 | Yes | Yes | 2015-05-12 |  | 2
FALSE | 4A6H6042H1 | 3335 | 7561141 | AMERICAN STANDARD | 4A6H6042H1 | HP | Split System: Heat Pump with Remote Outdoor Unit-Air-Source | 4A6H6042H1 |  | 4PX*CD42AC3 | 13 | 16 | 8.5 | Yes | Yes | 2015-05-12 |  | 1
FALSE | 4A6H6042H1 | 3335 | 7565825 | AMERICAN STANDARD | 4A6H6042H1 | HP | Split System: Heat Pump with Remote Outdoor Unit-Air-Source | 4A6H6042H1 |  | 4PX*CD60AC3+HORIZ-RT | 13 | 16 | 9 | Yes | Yes | 2015-05-12 |  | 2
FALSE | 4A6H6042H1 | 3335 | 7565824 | AMERICAN STANDARD | 4A6H6042H1 | HP | Split System: Heat Pump with Remote Outdoor Unit-Air-Source | 4A6H6042H1 |  | 4PX*CD60AC3+HORIZ-RT | 13 | 16 | 9 | Yes | Yes | 2015-05-12 |  | 2
FALSE | 4A6H6036H1 | 3334 | 7565791 | AMERICAN STANDARD | 4A6H6036H1 | HP | Split System: Heat Pump with Remote Outdoor Unit-Air-Source | 4A6H6036H1 |  | 4PX*CD48AC3+HORIZ-RT | 13 | 16 | 9 | Yes | Yes | 2015-05-12 |  | 2
FALSE | 4A6H6036H1 | 3334 | 7560787 | AMERICAN STANDARD | 4A6H6036H1 | HP | Split System: Heat Pump with Remote Outdoor Unit-Air-Source | 4A6H6036H1 |  | 4PX*CU36AC3 | 12.5 | 15.5 | 9 | Yes | Yes | 2015-05-12 |  | 1
FALSE | 4A6H6036H1 | 3334 | 7560792 | AMERICAN STANDARD | 4A6H6036H1 | HP | Split System: Heat Pump with Remote Outdoor Unit-Air-Source | 4A6H6036H1 |  | 4PX*CU36AC3 | 12.5 | 15.5 | 9 | Yes | Yes | 2015-05-12 |  | 1
FALSE | 4A6H6036H1 | 3334 | 7560794 | AMERICAN STANDARD | 4A6H6036H1 | HP | Split System: Heat Pump with Remote Outdoor Unit-Air-Source | 4A6H6036H1 |  | 4PX*CU36AC3 | 13 | 16 | 9 | Yes | Yes | 2015-05-12 |  | 2
FALSE | 4A6H6036H1 | 3334 | 7560798 | AMERICAN STANDARD | 4A6H6036H1 | HP | Split System: Heat Pump with Remote Outdoor Unit-Air-Source | 4A6H6036H1 |  | 4PX*CU36AC3 | 12.5 | 15 | 9 | Yes | Yes | 2015-05-13 |  | 1
FALSE | 4A6H6036H1 | 3334 | 7560849 | AMERICAN STANDARD | 4A6H6036H1 | HP | Split System: Heat Pump with Remote Outdoor Unit-Air-Source | 4A6H6036H1 |  | 4PX*CU42AC3 | 12.5 | 15 | 9 | Yes | Yes | 2015-05-13 |  | 1
FALSE | 4A6H6036H1 | 3334 | 7560850 | AMERICAN STANDARD | 4A6H6036H1 | HP | Split System: Heat Pump with Remote Outdoor Unit-Air-Source | 4A6H6036H1 |  | 4PX*CU42AC3 | 12.5 | 15.5 | 9.5 | Yes | Yes | 2015-05-13 |  | 1
FALSE | 4A6H6036H1 | 3334 | 7560851 | AMERICAN STANDARD | 4A6H6036H1 | HP | Split System: Heat Pump with Remote Outdoor Unit-Air-Source | 4A6H6036H1 |  | 4PX*CU42AC3 | 12.5 | 15.5 | 9 | Yes | Yes | 2015-05-13 |  | 1
FALSE | 4A6H6060H1 | 3337 | 7561767 | AMERICAN STANDARD | 4A6H6060H1 | HP | Split System: Heat Pump with Remote Outdoor Unit-Air-Source | 4A6H6060H1 |  | 4PX*DD60AC3 | 12.5 | 15 | 8.5 | Yes | Yes | 2015-05-13 |  | 1
FALSE | 4A6H6024H1 | 3332 | 7565670 | AMERICAN STANDARD | 4A6H6024H1 | HP | Split System: Heat Pump with Remote Outdoor Unit-Air-Source | 4A6H6024H1 |  | 4PX*CD36AC3+HORIZ-RT | 13 | 16 | 9 | Yes | Yes | 2015-05-13 |  | 2
FALSE | 4A6H6024H1 | 3332 | 7565669 | AMERICAN STANDARD | 4A6H6024H1 | HP | Split System: Heat Pump with Remote Outdoor Unit-Air-Source | 4A6H6024H1 |  | 4PX*CD36AC3+HORIZ-RT | 13 | 16 | 8.5 | Yes | Yes | 2015-05-13 |  | 1
FALSE | 4A6H6024H1 | 3332 | 7565668 | AMERICAN STANDARD | 4A6H6024H1 | HP | Split System: Heat Pump with Remote Outdoor Unit-Air-Source | 4A6H6024H1 |  | 4PX*CD36AC3+HORIZ-RT | 13 | 16 | 9 | Yes | Yes | 2015-05-13 |  | 2
FALSE | 4A6H6024H1 | 3332 | 7565676 | AMERICAN STANDARD | 4A6H6024H1 | HP | Split System: Heat Pump with Remote Outdoor Unit-Air-Source | 4A6H6024H1 |  | 4PX*CD36AC3+HORIZ-RT | 13 | 16 | 8.5 | Yes | Yes | 2015-05-13 |  | 1
FALSE | 4A6H6024H1 | 3332 | 7565675 | AMERICAN STANDARD | 4A6H6024H1 | HP | Split System: Heat Pump with Remote Outdoor Unit-Air-Source | 4A6H6024H1 |  | 4PX*CD36AC3+HORIZ-RT | 13 | 16 | 8.5 | Yes | Yes | 2015-05-13 |  | 1
FALSE | 4A6H6024H1 | 3332 | 7559914 | AMERICAN STANDARD | 4A6H6024H1 | HP | Split System: Heat Pump with Remote Outdoor Unit-Air-Source | 4A6H6024H1 |  | 4PX*CD36AC3 | 13 | 16 | 8.5 | Yes | Yes | 2015-05-13 |  | 1
FALSE | 4A6H6024H1 | 3332 | 7565674 | AMERICAN STANDARD | 4A6H6024H1 | HP | Split System: Heat Pump with Remote Outdoor Unit-Air-Source | 4A6H6024H1 |  | 4PX*CD36AC3+HORIZ-RT | 13 | 16 | 8.5 | Yes | Yes | 2015-05-13 |  | 1
FALSE | 4A6H6024H1 | 3332 | 7565672 | AMERICAN STANDARD | 4A6H6024H1 | HP | Split System: Heat Pump with Remote Outdoor Unit-Air-Source | 4A6H6024H1 |  | 4PX*CD36AC3+HORIZ-RT | 13 | 16 | 9 | Yes | Yes | 2015-05-13 |  | 2
FALSE | 4A6H6024H1 | 3332 | 7559906 | AMERICAN STANDARD | 4A6H6024H1 | HP | Split System: Heat Pump with Remote Outdoor Unit-Air-Source | 4A6H6024H1 |  | 4PX*BU36AC3 | 13 | 16 | 9 | Yes | Yes | 2015-05-13 |  | 2
FALSE | 4A6H6030H1 | 3333 | 7560136 | AMERICAN STANDARD | 4A6H6030H1 | HP | Split System: Heat Pump with Remote Outdoor Unit-Air-Source | 4A6H6030H1 |  | 4PX*BU36AC3 | 13 | 16 | 9.5 | Yes | Yes | 2015-05-13 |  | 2
FALSE | 4A6H6048H1 | 3336 | 7561455 | AMERICAN STANDARD | 4A6H6048H1 | HP | Split System: Heat Pump with Remote Outdoor Unit-Air-Source | 4A6H6048H1 |  | 4PX*CU48AC3 | 12.5 | 15.5 | 9 | Yes | Yes | 2015-05-13 |  | 1
FALSE | 4A6H6024H1 | 3332 | 7559899 | AMERICAN STANDARD | 4A6H6024H1 | HP | Split System: Heat Pump with Remote Outdoor Unit-Air-Source | 4A6H6024H1 |  | 4PX*BU36AC3 | 13 | 16 | 9 | Yes | Yes | 2015-05-13 |  | 2
FALSE | 4A6H6024H1 | 3332 | 7559896 | AMERICAN STANDARD | 4A6H6024H1 | HP | Split System: Heat Pump with Remote Outdoor Unit-Air-Source | 4A6H6024H1 |  | 4PX*BU36AC3 | 13 | 16 | 9 | Yes | Yes | 2015-05-13 |  | 2
FALSE | 4A6H6036H1 | 3334 | 7565690 | AMERICAN STANDARD | 4A6H6036H1 | HP | Split System: Heat Pump with Remote Outdoor Unit-Air-Source | 4A6H6036H1 |  | 4PX*BD36AC3+HORIZ-RT | 12.5 | 15.5 | 8.5 | Yes | Yes | 2015-05-13 |  | 1
FALSE | 4A6H6036H1 | 3334 | 7565696 | AMERICAN STANDARD | 4A6H6036H1 | HP | Split System: Heat Pump with Remote Outdoor Unit-Air-Source | 4A6H6036H1 |  | 4PX*BD42AC3+HORIZ-RT | 12.5 | 15.5 | 8.5 | Yes | Yes | 2015-05-13 |  | 1
FALSE | 4A6H6036H1 | 3334 | 7565702 | AMERICAN STANDARD | 4A6H6036H1 | HP | Split System: Heat Pump with Remote Outdoor Unit-Air-Source | 4A6H6036H1 |  | 4PX*BD48AC3+HORIZ-RT | 13 | 16 | 9 | Yes | Yes | 2015-05-13 |  | 2
FALSE | 4A6H6036H1 | 3334 | 7565710 | AMERICAN STANDARD | 4A6H6036H1 | HP | Split System: Heat Pump with Remote Outdoor Unit-Air-Source | 4A6H6036H1 |  | 4PX*BD48AC3+HORIZ-RT | 13 | 16 | 9 | Yes | Yes | 2015-05-13 |  | 2
FALSE | 4A6H6036H1 | 3334 | 7560875 | AMERICAN STANDARD | 4A6H6036H1 | HP | Split System: Heat Pump with Remote Outdoor Unit-Air-Source | 4A6H6036H1 |  | 4PX*CU48AC3 | 12.5 | 15.5 | 9 | Yes | Yes | 2015-05-13 |  | 1
FALSE | 4A6H6036H1 | 3334 | 7560878 | AMERICAN STANDARD | 4A6H6036H1 | HP | Split System: Heat Pump with Remote Outdoor Unit-Air-Source | 4A6H6036H1 |  | 4PX*CU48AC3 | 13 | 16 | 9.6 | Yes | Yes | 2015-05-13 |  | 2
FALSE | 4A6H6036H1 | 3334 | 7560879 | AMERICAN STANDARD | 4A6H6036H1 | HP | Split System: Heat Pump with Remote Outdoor Unit-Air-Source | 4A6H6036H1 |  | 4PX*CU48AC3 | 13 | 16 | 9.6 | Yes | Yes | 2015-05-13 |  | 2
FALSE | 4A6H6036H1 | 3334 | 7560880 | AMERICAN STANDARD | 4A6H6036H1 | HP | Split System: Heat Pump with Remote Outdoor Unit-Air-Source | 4A6H6036H1 |  | 4PX*CU48AC3 | 13 | 16 | 9.6 | Yes | Yes | 2015-05-13 |  | 2
FALSE | 4A6H6036H1 | 3334 | 7560901 | AMERICAN STANDARD | 4A6H6036H1 | HP | Split System: Heat Pump with Remote Outdoor Unit-Air-Source | 4A6H6036H1 |  | 4PX*CU48AC3 | 13 | 16 | 9.6 | Yes | Yes | 2015-05-13 |  | 2
FALSE | 4A6H6036H1 | 3334 | 7560902 | AMERICAN STANDARD | 4A6H6036H1 | HP | Split System: Heat Pump with Remote Outdoor Unit-Air-Source | 4A6H6036H1 |  | 4PX*CU48AC3 | 13 | 16 | 9.6 | Yes | Yes | 2015-05-13 |  | 2
FALSE | 4A6H6036H1 | 3334 | 7560903 | AMERICAN STANDARD | 4A6H6036H1 | HP | Split System: Heat Pump with Remote Outdoor Unit-Air-Source | 4A6H6036H1 |  | 4PX*CU48AC3 | 13 | 16 | 9.5 | Yes | Yes | 2015-05-13 |  | 2
FALSE | 4A6H6042H1 | 3335 | 7561151 | AMERICAN STANDARD | 4A6H6042H1 | HP | Split System: Heat Pump with Remote Outdoor Unit-Air-Source | 4A6H6042H1 |  | 4PX*CD60AC3 | 12.5 | 15.25 | 9 | Yes | Yes | 2015-05-13 |  | 1
FALSE | 4A6H6042H1 | 3335 | 7561150 | AMERICAN STANDARD | 4A6H6042H1 | HP | Split System: Heat Pump with Remote Outdoor Unit-Air-Source | 4A6H6042H1 |  | 4PX*CD60AC3 | 13 | 16 | 9 | Yes | Yes | 2015-05-13 |  | 2
FALSE | 4A6H6042H1 | 3335 | 7561148 | AMERICAN STANDARD | 4A6H6042H1 | HP | Split System: Heat Pump with Remote Outdoor Unit-Air-Source | 4A6H6042H1 |  | 4PX*CD60AC3 | 13 | 16 | 9 | Yes | Yes | 2015-05-13 |  | 2
FALSE | 4A6H6042H1 | 3335 | 7561147 | AMERICAN STANDARD | 4A6H6042H1 | HP | Split System: Heat Pump with Remote Outdoor Unit-Air-Source | 4A6H6042H1 |  | 4PX*CD60AC3 | 13 | 16 | 9 | Yes | Yes | 2015-05-13 |  | 2
FALSE | 4A6H6042H1 | 3335 | 7561152 | AMERICAN STANDARD | 4A6H6042H1 | HP | Split System: Heat Pump with Remote Outdoor Unit-Air-Source | 4A6H6042H1 |  | 4PX*CD60AC3 | 13 | 16 | 9 | Yes | Yes | 2015-05-13 |  | 2
FALSE | 4A6H6042H1 | 3335 | 7561153 | AMERICAN STANDARD | 4A6H6042H1 | HP | Split System: Heat Pump with Remote Outdoor Unit-Air-Source | 4A6H6042H1 |  | 4PX*CD60AC3 | 13 | 16 | 9.5 | Yes | Yes | 2015-05-13 |  | 2
FALSE | 4A6H6036H1 | 3334 | 7560924 | AMERICAN STANDARD | 4A6H6036H1 | HP | Split System: Heat Pump with Remote Outdoor Unit-Air-Source | 4A6H6036H1 |  | 4PX*DU48AC3 | 13 | 16 | 9.5 | Yes | Yes | 2015-05-13 |  | 2
FALSE | 4A6H6036H1 | 3334 | 7560989 | AMERICAN STANDARD | 4A6H6036H1 | HP | Split System: Heat Pump with Remote Outdoor Unit-Air-Source | 4A6H6036H1 |  | 4TXCC005CC3 | 12.5 | 15 | 9 | Yes | Yes | 2015-05-13 |  | 1
FALSE | 4A6H6036H1 | 3334 | 7560991 | AMERICAN STANDARD | 4A6H6036H1 | HP | Split System: Heat Pump with Remote Outdoor Unit-Air-Source | 4A6H6036H1 |  | 4TXCC005CC3 | 12.5 | 15 | 9 | Yes | Yes | 2015-05-13 |  | 1
FALSE | 4A6H6036H1 | 3334 | 7560993 | AMERICAN STANDARD | 4A6H6036H1 | HP | Split System: Heat Pump with Remote Outdoor Unit-Air-Source | 4A6H6036H1 |  | 4TXCC005CC3 | 12.5 | 15 | 9 | Yes | Yes | 2015-05-13 |  | 1
FALSE | 4A6H6036H1 | 3334 | 7560994 | AMERICAN STANDARD | 4A6H6036H1 | HP | Split System: Heat Pump with Remote Outdoor Unit-Air-Source | 4A6H6036H1 |  | 4TXCC005CC3 | 12.5 | 15 | 9 | Yes | Yes | 2015-05-13 |  | 1
FALSE | 4A6H6036H1 | 3334 | 7560995 | AMERICAN STANDARD | 4A6H6036H1 | HP | Split System: Heat Pump with Remote Outdoor Unit-Air-Source | 4A6H6036H1 |  | 4TXCC005CC3 | 12.5 | 15 | 9 | Yes | Yes | 2015-05-13 |  | 1
FALSE | 4A6H6036H1 | 3334 | 7560998 | AMERICAN STANDARD | 4A6H6036H1 | HP | Split System: Heat Pump with Remote Outdoor Unit-Air-Source | 4A6H6036H1 |  | 4TXCC005CC3 | 12.5 | 15 | 9 | Yes | Yes | 2015-05-13 |  | 1
FALSE | 4A6H6042H1 | 3335 | 7561314 | AMERICAN STANDARD | 4A6H6042H1 | HP | Split System: Heat Pump with Remote Outdoor Unit-Air-Source | 4A6H6042H1 |  | 4TXCC008CC3 | 13 | 15.5 | 9 | Yes | Yes | 2015-05-13 |  | 1
FALSE | 4A6H6042H1 | 3335 | 7561291 | AMERICAN STANDARD | 4A6H6042H1 | HP | Split System: Heat Pump with Remote Outdoor Unit-Air-Source | 4A6H6042H1 |  | 4TXCC008CC3 | 13 | 15.5 | 9 | Yes | Yes | 2015-05-13 |  | 1
FALSE | 4A6H6042H1 | 3335 | 7561318 | AMERICAN STANDARD | 4A6H6042H1 | HP | Split System: Heat Pump with Remote Outdoor Unit-Air-Source | 4A6H6042H1 |  | 4TXCD009CC3 | 12.5 | 16 | 9 | Yes | Yes | 2015-05-13 |  | 1
FALSE | 4A6H6030H1 | 3333 | 7560374 | AMERICAN STANDARD | 4A6H6030H1 | HP | Split System: Heat Pump with Remote Outdoor Unit-Air-Source | 4A6H6030H1 |  | 4TXCC007CC3 | 13 | 16 | 9 | Yes | Yes | 2015-05-13 |  | 2
FALSE | 4A6H6030H1 | 3333 | 7560378 | AMERICAN STANDARD | 4A6H6030H1 | HP | Split System: Heat Pump with Remote Outdoor Unit-Air-Source | 4A6H6030H1 |  | 4TXCC007CC3 | 13 | 16 | 9 | Yes | Yes | 2015-05-13 |  | 2
FALSE | 4A6H6030H1 | 3333 | 7560380 | AMERICAN STANDARD | 4A6H6030H1 | HP | Split System: Heat Pump with Remote Outdoor Unit-Air-Source | 4A6H6030H1 |  | 4TXCC007CC3 | 13 | 16 | 9 | Yes | Yes | 2015-05-13 |  | 2
FALSE | 4A6H6030H1 | 3333 | 7560381 | AMERICAN STANDARD | 4A6H6030H1 | HP | Split System: Heat Pump with Remote Outdoor Unit-Air-Source | 4A6H6030H1 |  | 4TXCC007CC3 | 13 | 16 | 9 | Yes | Yes | 2015-05-13 |  | 2
FALSE | 4A6H6024H1 | 3332 | 7560046 | AMERICAN STANDARD | 4A6H6024H1 | HP | Split System: Heat Pump with Remote Outdoor Unit-Air-Source | 4A6H6024H1 |  | 4TXCC006CC3 | 12.5 | 16 | 9 | Yes | Yes | 2015-05-13 |  | 1
FALSE | 4A6H6048H1 | 3336 | 7561577 | AMERICAN STANDARD | 4A6H6048H1 | HP | Split System: Heat Pump with Remote Outdoor Unit-Air-Source | 4A6H6048H1 |  | 4TXCC008CC3 | 12.5 | 16 | 8.5 | Yes | Yes | 2015-05-13 |  | 1
FALSE | 4A6H6048H1 | 3336 | 7561579 | AMERICAN STANDARD | 4A6H6048H1 | HP | Split System: Heat Pump with Remote Outdoor Unit-Air-Source | 4A6H6048H1 |  | 4TXCC008CC3 | 12.5 | 15.5 | 8.5 | Yes | Yes | 2015-05-13 |  | 1
FALSE | 4A6H6048H1 | 3336 | 7561583 | AMERICAN STANDARD | 4A6H6048H1 | HP | Split System: Heat Pump with Remote Outdoor Unit-Air-Source | 4A6H6048H1 |  | 4TXCC008CC3 | 13 | 15.5 | 8.5 | Yes | Yes | 2015-05-13 |  | 1
FALSE | 4A6H6030H1 | 3333 | 7560286 | AMERICAN STANDARD | 4A6H6030H1 | HP | Split System: Heat Pump with Remote Outdoor Unit-Air-Source | 4A6H6030H1 |  | 4TXCC005CC3 | 12.5 | 16 | 9 | Yes | Yes | 2015-05-13 |  | 1
FALSE | 4A6H6030H1 | 3333 | 7560290 | AMERICAN STANDARD | 4A6H6030H1 | HP | Split System: Heat Pump with Remote Outdoor Unit-Air-Source | 4A6H6030H1 |  | 4TXCC005CC3 | 13 | 16 | 9 | Yes | Yes | 2015-05-13 |  | 2
FALSE | 4A6H6030H1 | 3333 | 7560292 | AMERICAN STANDARD | 4A6H6030H1 | HP | Split System: Heat Pump with Remote Outdoor Unit-Air-Source | 4A6H6030H1 |  | 4TXCC005CC3 | 13 | 16 | 9 | Yes | Yes | 2015-05-13 |  | 2
FALSE | 4A6H6036H1 | 3334 | 7560974 | AMERICAN STANDARD | 4A6H6036H1 | HP | Split System: Heat Pump with Remote Outdoor Unit-Air-Source | 4A6H6036H1 |  | 4TXCC005CC3 | 13 | 15.5 | 9 | Yes | Yes | 2015-05-13 |  | 1
FALSE | 4A6H6036H1 | 3334 | 7560975 | AMERICAN STANDARD | 4A6H6036H1 | HP | Split System: Heat Pump with Remote Outdoor Unit-Air-Source | 4A6H6036H1 |  | 4TXCC005CC3 | 13 | 15.5 | 9 | Yes | Yes | 2015-05-13 |  | 1
FALSE | 4A6H6036H1 | 3334 | 7560976 | AMERICAN STANDARD | 4A6H6036H1 | HP | Split System: Heat Pump with Remote Outdoor Unit-Air-Source | 4A6H6036H1 |  | 4TXCC005CC3 | 13 | 15.5 | 9 | Yes | Yes | 2015-05-13 |  | 1
FALSE | 4A6H6030H1 | 3333 | 7560383 | AMERICAN STANDARD | 4A6H6030H1 | HP | Split System: Heat Pump with Remote Outdoor Unit-Air-Source | 4A6H6030H1 |  | 4TXCC007CC3 | 13 | 16 | 9 | Yes | Yes | 2015-05-13 |  | 2
FALSE | 4A6H6030H1 | 3333 | 7560384 | AMERICAN STANDARD | 4A6H6030H1 | HP | Split System: Heat Pump with Remote Outdoor Unit-Air-Source | 4A6H6030H1 |  | 4TXCC007CC3 | 12.5 | 16 | 9 | Yes | Yes | 2015-05-13 |  | 1
FALSE | 4A6H6030H1 | 3333 | 7560386 | AMERICAN STANDARD | 4A6H6030H1 | HP | Split System: Heat Pump with Remote Outdoor Unit-Air-Source | 4A6H6030H1 |  | 4TXCC007CC3 | 12.5 | 16 | 9 | Yes | Yes | 2015-05-13 |  | 1
FALSE | 4A6H6048H1 | 3336 | 7561416 | AMERICAN STANDARD | 4A6H6048H1 | HP | Split System: Heat Pump with Remote Outdoor Unit-Air-Source | 4A6H6048H1 |  | 4NXCD009AS3 | 13 | 15.5 | 8.2 | Yes | Yes | 2015-05-13 |  | Below V5.0 Req.
FALSE | 4A6H6042H1 | 3335 | 7561400 | AMERICAN STANDARD | 4A6H6042H1 | HP | Split System: Heat Pump with Remote Outdoor Unit-Air-Source | 4A6H6042H1 |  | 4TXFH054CC3 | 13 | 15.5 | 8.5 | Yes | Yes | 2015-05-13 |  | 1
FALSE | 4A6H6042H1 | 3335 | 7561401 | AMERICAN STANDARD | 4A6H6042H1 | HP | Split System: Heat Pump with Remote Outdoor Unit-Air-Source | 4A6H6042H1 |  | 4TXFH054CC3 | 13 | 15.5 | 8.5 | Yes | Yes | 2015-05-13 |  | 1
FALSE | 4A6H6042H1 | 3335 | 7561395 | AMERICAN STANDARD | 4A6H6042H1 | HP | Split System: Heat Pump with Remote Outdoor Unit-Air-Source | 4A6H6042H1 |  | 4TXFH054CC3 | 13 | 15.5 | 8.5 | Yes | Yes | 2015-05-13 |  | 1
FALSE | 4A6H6030H1 | 3333 | 7560392 | AMERICAN STANDARD | 4A6H6030H1 | HP | Split System: Heat Pump with Remote Outdoor Unit-Air-Source | 4A6H6030H1 |  | 4TXCC007CC3 | 12.5 | 16 | 9 | Yes | Yes | 2015-05-13 |  | 1
FALSE | 4A6H6048H1 | 3336 | 7561587 | AMERICAN STANDARD | 4A6H6048H1 | HP | Split System: Heat Pump with Remote Outdoor Unit-Air-Source | 4A6H6048H1 |  | 4TXCC008CC3 | 13 | 15.5 | 8.5 | Yes | Yes | 2015-05-13 |  | 1
FALSE | 4A6H6048H1 | 3336 | 7561591 | AMERICAN STANDARD | 4A6H6048H1 | HP | Split System: Heat Pump with Remote Outdoor Unit-Air-Source | 4A6H6048H1 |  | 4TXCC008CC3 | 12.5 | 15 | 8.2 | Yes | Yes | 2015-05-13 |  | Below V5.0 Req.
FALSE | 4A6H6048H1 | 3336 | 7561592 | AMERICAN STANDARD | 4A6H6048H1 | HP | Split System: Heat Pump with Remote Outdoor Unit-Air-Source | 4A6H6048H1 |  | 4TXCC008CC3 | 12.5 | 15 | 8.5 | Yes | Yes | 2015-05-13 |  | 1
FALSE | 4A6H6024H1 | 3332 | 7560049 | AMERICAN STANDARD | 4A6H6024H1 | HP | Split System: Heat Pump with Remote Outdoor Unit-Air-Source | 4A6H6024H1 |  | 4TXCC006CC3 | 13 | 15.5 | 9 | Yes | Yes | 2015-05-13 |  | 1
FALSE | 4A6H6048H1 | 3336 | 7561642 | AMERICAN STANDARD | 4A6H6048H1 | HP | Split System: Heat Pump with Remote Outdoor Unit-Air-Source | 4A6H6048H1 |  | 4TXCD009CC3 | 13 | 15.5 | 8.5 | Yes | Yes | 2015-05-13 |  | 1
FALSE | 4A6H6048H1 | 3336 | 7561593 | AMERICAN STANDARD | 4A6H6048H1 | HP | Split System: Heat Pump with Remote Outdoor Unit-Air-Source | 4A6H6048H1 |  | 4TXCC008CC3 | 12.5 | 15.5 | 8.5 | Yes | Yes | 2015-05-13 |  | 1
FALSE | 4A6H6036H1 | 3334 | 7561111 | AMERICAN STANDARD | 4A6H6036H1 | HP | Split System: Heat Pump with Remote Outdoor Unit-Air-Source | 4A6H6036H1 |  | GAM5B0C42M31 | 12.5 | 16 | 9 | Yes | Yes | 2015-05-13 |  | 1
FALSE | 4A6H6036H1 | 3334 | 7560471 | AMERICAN STANDARD | 4A6H6036H1 | HP | Split System: Heat Pump with Remote Outdoor Unit-Air-Source | 4A6H6036H1 |  | *AM7A0C36H31 | 13 | 16 | 9 | Yes | Yes | 2015-05-13 |  | 2
FALSE | 4A6H6036H1 | 3334 | 7560770 | AMERICAN STANDARD | 4A6H6036H1 | HP | Split System: Heat Pump with Remote Outdoor Unit-Air-Source | 4A6H6036H1 |  | 4PX*CD48AC3 | 13 | 16 | 9 | Yes | Yes | 2015-05-13 |  | 2
FALSE | 4A6H6048H1 | 3336 | 7561423 | AMERICAN STANDARD | 4A6H6048H1 | HP | Split System: Heat Pump with Remote Outdoor Unit-Air-Source | 4A6H6048H1 |  | 4NXCD009AS3 | 13 | 16 | 8.2 | Yes | Yes | 2015-05-13 |  | Below V5.0 Req.
FALSE | 4A6H6048H1 | 3336 | 7561424 | AMERICAN STANDARD | 4A6H6048H1 | HP | Split System: Heat Pump with Remote Outdoor Unit-Air-Source | 4A6H6048H1 |  | 4NXCD009AS3 | 13 | 15.5 | 8.2 | Yes | Yes | 2015-05-13 |  | Below V5.0 Req.
FALSE | 4A6H6048H1 | 3336 | 7561572 | AMERICAN STANDARD | 4A6H6048H1 | HP | Split System: Heat Pump with Remote Outdoor Unit-Air-Source | 4A6H6048H1 |  | 4TXCC008CC3 | 12.5 | 15 | 8.5 | Yes | Yes | 2015-05-13 |  | 1
FALSE | 4A6H6048H1 | 3336 | 7561573 | AMERICAN STANDARD | 4A6H6048H1 | HP | Split System: Heat Pump with Remote Outdoor Unit-Air-Source | 4A6H6048H1 |  | 4TXCC008CC3 | 13 | 15.5 | 8.5 | Yes | Yes | 2015-05-13 |  | 1
FALSE | 4A6H6048H1 | 3336 | 7561597 | AMERICAN STANDARD | 4A6H6048H1 | HP | Split System: Heat Pump with Remote Outdoor Unit-Air-Source | 4A6H6048H1 |  | 4TXCD009CC3 | 12.5 | 16 | 8.5 | Yes | Yes | 2015-05-13 |  | 1
FALSE | 4A6H6048H1 | 3336 | 7561598 | AMERICAN STANDARD | 4A6H6048H1 | HP | Split System: Heat Pump with Remote Outdoor Unit-Air-Source | 4A6H6048H1 |  | 4TXCD009CC3 | 12.5 | 15.5 | 8.5 | Yes | Yes | 2015-05-13 |  | 1
FALSE | 4A6H6048H1 | 3336 | 7561600 | AMERICAN STANDARD | 4A6H6048H1 | HP | Split System: Heat Pump with Remote Outdoor Unit-Air-Source | 4A6H6048H1 |  | 4TXCD009CC3 | 12.5 | 16 | 8.5 | Yes | Yes | 2015-05-13 |  | 1
FALSE | 4A6H6048H1 | 3336 | 7561602 | AMERICAN STANDARD | 4A6H6048H1 | HP | Split System: Heat Pump with Remote Outdoor Unit-Air-Source | 4A6H6048H1 |  | 4TXCD009CC3 | 12.5 | 15.5 | 8.5 | Yes | Yes | 2015-05-13 |  | 1
FALSE | 4A6H6048H1 | 3336 | 7561411 | AMERICAN STANDARD | 4A6H6048H1 | HP | Split System: Heat Pump with Remote Outdoor Unit-Air-Source | 4A6H6048H1 |  | *AM4A0C60S51+TDR | 12 | 15 | 8.5 | Yes | Yes | 2015-05-13 |  | 0
FALSE | 4A6H6048H1 | 3336 | 7561412 | AMERICAN STANDARD | 4A6H6048H1 | HP | Split System: Heat Pump with Remote Outdoor Unit-Air-Source | 4A6H6048H1 |  | *AM7A0C42H31 | 13 | 16 | 8.2 | Yes | Yes | 2015-05-13 |  | Below V5.0 Req.
FALSE | 4A6H6030H1 | 3333 | 7560064 | AMERICAN STANDARD | 4A6H6030H1 | HP | Split System: Heat Pump with Remote Outdoor Unit-Air-Source | 4A6H6030H1 |  | *AM7A0C36H31 | 13.5 | 17 | 9.6 | Yes | Yes | 2015-05-13 |  | 2
FALSE | 4A6H6030H1 | 3333 | 7560065 | AMERICAN STANDARD | 4A6H6030H1 | HP | Split System: Heat Pump with Remote Outdoor Unit-Air-Source | 4A6H6030H1 |  | *AM7A0C42H31 | 13 | 17 | 9 | Yes | Yes | 2015-05-13 |  | 2
FALSE | 4A6H6036H1 | 3334 | 7561110 | AMERICAN STANDARD | 4A6H6036H1 | HP | Split System: Heat Pump with Remote Outdoor Unit-Air-Source | 4A6H6036H1 |  | GAM5B0B36M31 | 12.5 | 15.5 | 8.5 | Yes | Yes | 2015-05-13 |  | 1
FALSE | 4A6H6036H1 | 3334 | 7561056 | AMERICAN STANDARD | 4A6H6036H1 | HP | Split System: Heat Pump with Remote Outdoor Unit-Air-Source | 4A6H6036H1 |  | 4TXCC007CC3 | 12.5 | 15 | 9 | Yes | Yes | 2015-05-13 |  | 1
FALSE | 4A6H6036H1 | 3334 | 7561057 | AMERICAN STANDARD | 4A6H6036H1 | HP | Split System: Heat Pump with Remote Outdoor Unit-Air-Source | 4A6H6036H1 |  | 4TXCC007CC3 | 12.5 | 15 | 9 | Yes | Yes | 2015-05-13 |  | 1
FALSE | 4A6H6036H1 | 3334 | 7561090 | AMERICAN STANDARD | 4A6H6036H1 | HP | Split System: Heat Pump with Remote Outdoor Unit-Air-Source | 4A6H6036H1 |  | 4TXFH036CZ3 | 12.5 | 15 | 9 | Yes | Yes | 2015-05-13 |  | 1
FALSE | 4A6H6036H1 | 3334 | 7561107 | AMERICAN STANDARD | 4A6H6036H1 | HP | Split System: Heat Pump with Remote Outdoor Unit-Air-Source | 4A6H6036H1 |  | 4TXFH054CC3 | 13 | 15.5 | 9 | Yes | Yes | 2015-05-13 |  | 1
FALSE | 4A6H6036H1 | 3334 | 7561091 | AMERICAN STANDARD | 4A6H6036H1 | HP | Split System: Heat Pump with Remote Outdoor Unit-Air-Source | 4A6H6036H1 |  | 4TXFH036CZ3 | 12 | 14.5 | 9 | Yes | Yes | 2015-05-13 |  | 0
FALSE | 4A6H6036H1 | 3334 | 7561092 | AMERICAN STANDARD | 4A6H6036H1 | HP | Split System: Heat Pump with Remote Outdoor Unit-Air-Source | 4A6H6036H1 |  | 4TXFH036CZ3 | 13 | 15.5 | 9 | Yes | Yes | 2015-05-13 |  | 1
FALSE | 4A6H6036H1 | 3334 | 7560632 | AMERICAN STANDARD | 4A6H6036H1 | HP | Split System: Heat Pump with Remote Outdoor Unit-Air-Source | 4A6H6036H1 |  | 4PX*BU36AC3 | 12.5 | 15.5 | 9 | Yes | Yes | 2015-05-13 |  | 1
FALSE | 4A6H6030H1 | 3333 | 7560067 | AMERICAN STANDARD | 4A6H6030H1 | HP | Split System: Heat Pump with Remote Outdoor Unit-Air-Source | 4A6H6030H1 |  | 4NXCB004AS3 | 12.5 | 16 | 9 | Yes | Yes | 2015-05-13 |  | 1
FALSE | 4A6H6030H1 | 3333 | 7560068 | AMERICAN STANDARD | 4A6H6030H1 | HP | Split System: Heat Pump with Remote Outdoor Unit-Air-Source | 4A6H6030H1 |  | 4NXCB004AS3 | 12.5 | 16 | 9 | Yes | Yes | 2015-05-13 |  | 1
FALSE | 4A6H6024H1 | 3332 | 7560047 | AMERICAN STANDARD | 4A6H6024H1 | HP | Split System: Heat Pump with Remote Outdoor Unit-Air-Source | 4A6H6024H1 |  | 4TXCC006CC3 | 12.5 | 15 | 9 | Yes | Yes | 2015-05-13 |  | 1
FALSE | 4A6H6036H1 | 3334 | 7561088 | AMERICAN STANDARD | 4A6H6036H1 | HP | Split System: Heat Pump with Remote Outdoor Unit-Air-Source | 4A6H6036H1 |  | 4TXFH036CZ3 | 13 | 15.5 | 9 | Yes | Yes | 2015-05-13 |  | 1
FALSE | 4A6H6036H1 | 3334 | 7561031 | AMERICAN STANDARD | 4A6H6036H1 | HP | Split System: Heat Pump with Remote Outdoor Unit-Air-Source | 4A6H6036H1 |  | 4TXCC007CC3 | 12 | 14.5 | 9 | Yes | Yes | 2015-05-13 |  | 0
FALSE | 4A6H6036H1 | 3334 | 7560754 | AMERICAN STANDARD | 4A6H6036H1 | HP | Split System: Heat Pump with Remote Outdoor Unit-Air-Source | 4A6H6036H1 |  | 4PX*CD42AC3 | 13 | 16 | 9 | Yes | Yes | 2015-05-13 |  | 2
FALSE | 4A6H6036H1 | 3334 | 7565736 | AMERICAN STANDARD | 4A6H6036H1 | HP | Split System: Heat Pump with Remote Outdoor Unit-Air-Source | 4A6H6036H1 |  | 4PX*CD36AC3+HORIZ-RT | 12.5 | 15.5 | 8.5 | Yes | Yes | 2015-05-13 |  | 1
FALSE | 4A6H6036H1 | 3334 | 7560756 | AMERICAN STANDARD | 4A6H6036H1 | HP | Split System: Heat Pump with Remote Outdoor Unit-Air-Source | 4A6H6036H1 |  | 4PX*CD42AC3 | 13 | 16 | 9 | Yes | Yes | 2015-05-13 |  | 2
FALSE | 4A6H6036H1 | 3334 | 7560708 | AMERICAN STANDARD | 4A6H6036H1 | HP | Split System: Heat Pump with Remote Outdoor Unit-Air-Source | 4A6H6036H1 |  | 4PX*BU48AC3 | 12.5 | 15.5 | 9.5 | Yes | Yes | 2015-05-13 |  | 1
FALSE | 4A6H6030H1 | 3333 | 7560197 | AMERICAN STANDARD | 4A6H6030H1 | HP | Split System: Heat Pump with Remote Outdoor Unit-Air-Source | 4A6H6030H1 |  | 4PX*CU36AC3 | 13 | 16 | 9.5 | Yes | Yes | 2015-05-13 |  | 2
FALSE | 4A6H6036H1 | 3334 | 7561044 | AMERICAN STANDARD | 4A6H6036H1 | HP | Split System: Heat Pump with Remote Outdoor Unit-Air-Source | 4A6H6036H1 |  | 4TXCC007CC3 | 12.5 | 15 | 9 | Yes | Yes | 2015-05-13 |  | 1
FALSE | 4A6H6036H1 | 3334 | 7561046 | AMERICAN STANDARD | 4A6H6036H1 | HP | Split System: Heat Pump with Remote Outdoor Unit-Air-Source | 4A6H6036H1 |  | 4TXCC007CC3 | 12.5 | 15 | 9 | Yes | Yes | 2015-05-13 |  | 1
FALSE | 4A6H6036H1 | 3334 | 7561047 | AMERICAN STANDARD | 4A6H6036H1 | HP | Split System: Heat Pump with Remote Outdoor Unit-Air-Source | 4A6H6036H1 |  | 4TXCC007CC3 | 13 | 15.5 | 9 | Yes | Yes | 2015-05-13 |  | 1
FALSE | 4A6H6048H1 | 3336 | 7561691 | AMERICAN STANDARD | 4A6H6048H1 | HP | Split System: Heat Pump with Remote Outdoor Unit-Air-Source | 4A6H6048H1 |  | 4TXFH063CZ3 | 12.5 | 15 | 8.5 | Yes | Yes | 2015-05-13 |  | 1
FALSE | 4A6H6048H1 | 3336 | 7561692 | AMERICAN STANDARD | 4A6H6048H1 | HP | Split System: Heat Pump with Remote Outdoor Unit-Air-Source | 4A6H6048H1 |  | 4TXFH063CZ3 | 12.5 | 15 | 8.5 | Yes | Yes | 2015-05-13 |  | 1
FALSE | 4A6H6048H1 | 3336 | 7561693 | AMERICAN STANDARD | 4A6H6048H1 | HP | Split System: Heat Pump with Remote Outdoor Unit-Air-Source | 4A6H6048H1 |  | 4TXFH063CZ3 | 12.5 | 14.5 | 8.5 | Yes | Yes | 2015-05-13 |  | 0
FALSE | 4A6H6048H1 | 3336 | 7561696 | AMERICAN STANDARD | 4A6H6048H1 | HP | Split System: Heat Pump with Remote Outdoor Unit-Air-Source | 4A6H6048H1 |  | 4TXFH063CZ3 | 13 | 15.5 | 8.5 | Yes | Yes | 2015-05-13 |  | 1
FALSE | 4A6H6048H1 | 3336 | 7561697 | AMERICAN STANDARD | 4A6H6048H1 | HP | Split System: Heat Pump with Remote Outdoor Unit-Air-Source | 4A6H6048H1 |  | 4TXFH063CZ3 | 13 | 16 | 9 | Yes | Yes | 2015-05-13 |  | 2
FALSE | 4A6H6024H1 | 3332 | 7560023 | AMERICAN STANDARD | 4A6H6024H1 | HP | Split System: Heat Pump with Remote Outdoor Unit-Air-Source | 4A6H6024H1 |  | 4TXCB004CC3 | 12.5 | 16 | 8.5 | Yes | Yes | 2015-05-13 |  | 1
FALSE | 4A6H6048H1 | 3336 | 7561698 | AMERICAN STANDARD | 4A6H6048H1 | HP | Split System: Heat Pump with Remote Outdoor Unit-Air-Source | 4A6H6048H1 |  | 4TXFH063CZ3 | 13 | 15.5 | 8.5 | Yes | Yes | 2015-05-13 |  | 1
FALSE | 4A6H6048H1 | 3336 | 7561704 | AMERICAN STANDARD | 4A6H6048H1 | HP | Split System: Heat Pump with Remote Outdoor Unit-Air-Source | 4A6H6048H1 |  | 4TXFH063CZ3 | 13 | 15.5 | 8.5 | Yes | Yes | 2015-05-13 |  | 1
FALSE | 4A6H6048H1 | 3336 | 7561706 | AMERICAN STANDARD | 4A6H6048H1 | HP | Split System: Heat Pump with Remote Outdoor Unit-Air-Source | 4A6H6048H1 |  | 4TXFH063CZ3 | 13 | 15.5 | 8.5 | Yes | Yes | 2015-05-13 |  | 1
FALSE | 4A6H6048H1 | 3336 | 7561710 | AMERICAN STANDARD | 4A6H6048H1 | HP | Split System: Heat Pump with Remote Outdoor Unit-Air-Source | 4A6H6048H1 |  | 4TXFH063CZ3 | 12.5 | 16 | 8.5 | Yes | Yes | 2015-05-13 |  | 1
FALSE | 4A6H6048H1 | 3336 | 7561712 | AMERICAN STANDARD | 4A6H6048H1 | HP | Split System: Heat Pump with Remote Outdoor Unit-Air-Source | 4A6H6048H1 |  | 4TXFH063CZ3 | 12.5 | 16 | 8.5 | Yes | Yes | 2015-05-13 |  | 1
FALSE | 4A6H6024H1 | 3332 | 7560025 | AMERICAN STANDARD | 4A6H6024H1 | HP | Split System: Heat Pump with Remote Outdoor Unit-Air-Source | 4A6H6024H1 |  | 4TXCB004CC3 | 12.5 | 16 | 9 | Yes | Yes | 2015-05-13 |  | 1
FALSE | 4A6H6024H1 | 3332 | 7559981 | AMERICAN STANDARD | 4A6H6024H1 | HP | Split System: Heat Pump with Remote Outdoor Unit-Air-Source | 4A6H6024H1 |  | 4TXCB003CC3 | 13 | 15.5 | 9 | Yes | Yes | 2015-05-13 |  | 1
FALSE | 4A6H6030H1 | 3333 | 7560103 | AMERICAN STANDARD | 4A6H6030H1 | HP | Split System: Heat Pump with Remote Outdoor Unit-Air-Source | 4A6H6030H1 |  | 4NXCC005AS3 | 13 | 16 | 9 | Yes | Yes | 2015-05-13 |  | 2
FALSE | 4A6H6030H1 | 3333 | 7560105 | AMERICAN STANDARD | 4A6H6030H1 | HP | Split System: Heat Pump with Remote Outdoor Unit-Air-Source | 4A6H6030H1 |  | 4NXCC005AS3 | 13 | 16 | 9 | Yes | Yes | 2015-05-13 |  | 2
FALSE | 4A6H6030H1 | 3333 | 7560106 | AMERICAN STANDARD | 4A6H6030H1 | HP | Split System: Heat Pump with Remote Outdoor Unit-Air-Source | 4A6H6030H1 |  | 4NXCC005AS3 | 13 | 16 | 9 | Yes | Yes | 2015-05-13 |  | 2
FALSE | 4A6H6030H1 | 3333 | 7560108 | AMERICAN STANDARD | 4A6H6030H1 | HP | Split System: Heat Pump with Remote Outdoor Unit-Air-Source | 4A6H6030H1 |  | 4NXCC005AS3 | 13 | 16 | 9 | Yes | Yes | 2015-05-13 |  | 2
FALSE | 4A6H6030H1 | 3333 | 7560109 | AMERICAN STANDARD | 4A6H6030H1 | HP | Split System: Heat Pump with Remote Outdoor Unit-Air-Source | 4A6H6030H1 |  | 4NXCC005AS3 | 12.5 | 16 | 9 | Yes | Yes | 2015-05-13 |  | 1
FALSE | 4A6H6030H1 | 3333 | 7560086 | AMERICAN STANDARD | 4A6H6030H1 | HP | Split System: Heat Pump with Remote Outdoor Unit-Air-Source | 4A6H6030H1 |  | 4NXCC005AS3 | 12.5 | 16 | 9 | Yes | Yes | 2015-05-13 |  | 1
FALSE | 4A6H6030H1 | 3333 | 7560087 | AMERICAN STANDARD | 4A6H6030H1 | HP | Split System: Heat Pump with Remote Outdoor Unit-Air-Source | 4A6H6030H1 |  | 4NXCC005AS3 | 12.5 | 16 | 9 | Yes | Yes | 2015-05-13 |  | 1
FALSE | 4A6H6030H1 | 3333 | 7560089 | AMERICAN STANDARD | 4A6H6030H1 | HP | Split System: Heat Pump with Remote Outdoor Unit-Air-Source | 4A6H6030H1 |  | 4NXCC005AS3 | 13 | 16 | 9 | Yes | Yes | 2015-05-13 |  | 2
FALSE | 4A6H6030H1 | 3333 | 7560090 | AMERICAN STANDARD | 4A6H6030H1 | HP | Split System: Heat Pump with Remote Outdoor Unit-Air-Source | 4A6H6030H1 |  | 4NXCC005AS3 | 13 | 16 | 9 | Yes | Yes | 2015-05-13 |  | 2
FALSE | 4A6H6030H1 | 3333 | 7560092 | AMERICAN STANDARD | 4A6H6030H1 | HP | Split System: Heat Pump with Remote Outdoor Unit-Air-Source | 4A6H6030H1 |  | 4NXCC005AS3 | 13 | 16 | 9 | Yes | Yes | 2015-05-13 |  | 2
FALSE | 4A6H6030H1 | 3333 | 7560093 | AMERICAN STANDARD | 4A6H6030H1 | HP | Split System: Heat Pump with Remote Outdoor Unit-Air-Source | 4A6H6030H1 |  | 4NXCC005AS3 | 13 | 16 | 9 | Yes | Yes | 2015-05-13 |  | 2
FALSE | 4A6H6030H1 | 3333 | 7560096 | AMERICAN STANDARD | 4A6H6030H1 | HP | Split System: Heat Pump with Remote Outdoor Unit-Air-Source | 4A6H6030H1 |  | 4NXCC005AS3 | 13 | 16 | 9 | Yes | Yes | 2015-05-13 |  | 2
FALSE | 4A6H6060H1 | 3337 | 7561938 | AMERICAN STANDARD | 4A6H6060H1 | HP | Split System: Heat Pump with Remote Outdoor Unit-Air-Source | 4A6H6060H1 |  | 4TXFH063CZ3 | 12 | 14.5 | 8.5 | Yes | Yes | 2015-05-13 |  | 0
FALSE | 4A6H6060H1 | 3337 | 7561834 | AMERICAN STANDARD | 4A6H6060H1 | HP | Split System: Heat Pump with Remote Outdoor Unit-Air-Source | 4A6H6060H1 |  | 4TXCC008CC3 | 12 | 14.5 | 8.5 | Yes | Yes | 2015-05-13 |  | 0
FALSE | 4A6H6024H1 | 3332 | 7560053 | AMERICAN STANDARD | 4A6H6024H1 | HP | Split System: Heat Pump with Remote Outdoor Unit-Air-Source | 4A6H6024H1 |  | 4TXCC007CC3 | 12.5 | 16 | 9 | Yes | Yes | 2015-05-13 |  | 1
FALSE | 4A6H6030H1 | 3333 | 7560296 | AMERICAN STANDARD | 4A6H6030H1 | HP | Split System: Heat Pump with Remote Outdoor Unit-Air-Source | 4A6H6030H1 |  | 4TXCC005CC3 | 13 | 16 | 9 | Yes | Yes | 2015-05-13 |  | 2
FALSE | 4A6H6030H1 | 3333 | 7560298 | AMERICAN STANDARD | 4A6H6030H1 | HP | Split System: Heat Pump with Remote Outdoor Unit-Air-Source | 4A6H6030H1 |  | 4TXCC005CC3 | 13 | 16 | 9 | Yes | Yes | 2015-05-13 |  | 2
FALSE | 4A6H6030H1 | 3333 | 7560301 | AMERICAN STANDARD | 4A6H6030H1 | HP | Split System: Heat Pump with Remote Outdoor Unit-Air-Source | 4A6H6030H1 |  | 4TXCC005CC3 | 13 | 16 | 9 | Yes | Yes | 2015-05-13 |  | 2
FALSE | 4A6H6030H1 | 3333 | 7560302 | AMERICAN STANDARD | 4A6H6030H1 | HP | Split System: Heat Pump with Remote Outdoor Unit-Air-Source | 4A6H6030H1 |  | 4TXCC005CC3 | 13 | 16 | 9 | Yes | Yes | 2015-05-13 |  | 2
FALSE | 4A6H6030H1 | 3333 | 7560305 | AMERICAN STANDARD | 4A6H6030H1 | HP | Split System: Heat Pump with Remote Outdoor Unit-Air-Source | 4A6H6030H1 |  | 4TXCC005CC3 | 13 | 16 | 9 | Yes | Yes | 2015-05-13 |  | 2
FALSE | 4A6H6060H1 | 3337 | 7561939 | AMERICAN STANDARD | 4A6H6060H1 | HP | Split System: Heat Pump with Remote Outdoor Unit-Air-Source | 4A6H6060H1 |  | 4TXFH063CZ3 | 12 | 14.5 | 8.5 | Yes | Yes | 2015-05-13 |  | 0
FALSE | 4A6H6060H1 | 3337 | 7561902 | AMERICAN STANDARD | 4A6H6060H1 | HP | Split System: Heat Pump with Remote Outdoor Unit-Air-Source | 4A6H6060H1 |  | 4TXFH063CZ3 | 12.5 | 15 | 8.5 | Yes | Yes | 2015-05-13 |  | 1
FALSE | 4A6H6036H1 | 3334 | 7560484 | AMERICAN STANDARD | 4A6H6036H1 | HP | Split System: Heat Pump with Remote Outdoor Unit-Air-Source | 4A6H6036H1 |  | 4NXCB004AS3 | 12.5 | 15 | 9 | Yes | Yes | 2015-05-13 |  | 1
FALSE | 4A6H6036H1 | 3334 | 7560940 | AMERICAN STANDARD | 4A6H6036H1 | HP | Split System: Heat Pump with Remote Outdoor Unit-Air-Source | 4A6H6036H1 |  | 4TXCB004CC3 | 12.5 | 15 | 9 | Yes | Yes | 2015-05-13 |  | 1
FALSE | 4A6H6036H1 | 3334 | 7560941 | AMERICAN STANDARD | 4A6H6036H1 | HP | Split System: Heat Pump with Remote Outdoor Unit-Air-Source | 4A6H6036H1 |  | 4TXCB004CC3 | 12.5 | 15 | 9 | Yes | Yes | 2015-05-13 |  | 1
FALSE | 4A6H6036H1 | 3334 | 7560942 | AMERICAN STANDARD | 4A6H6036H1 | HP | Split System: Heat Pump with Remote Outdoor Unit-Air-Source | 4A6H6036H1 |  | 4TXCB004CC3 | 12.5 | 15 | 9 | Yes | Yes | 2015-05-13 |  | 1
FALSE | 4A6H6036H1 | 3334 | 7560945 | AMERICAN STANDARD | 4A6H6036H1 | HP | Split System: Heat Pump with Remote Outdoor Unit-Air-Source | 4A6H6036H1 |  | 4TXCB004CC3 | 12.5 | 15 | 9 | Yes | Yes | 2015-05-13 |  | 1
FALSE | 4A6H6036H1 | 3334 | 7561025 | AMERICAN STANDARD | 4A6H6036H1 | HP | Split System: Heat Pump with Remote Outdoor Unit-Air-Source | 4A6H6036H1 |  | 4TXCC007CC3 | 13 | 15.5 | 9 | Yes | Yes | 2015-05-13 |  | 1
FALSE | 4A6H6036H1 | 3334 | 7561026 | AMERICAN STANDARD | 4A6H6036H1 | HP | Split System: Heat Pump with Remote Outdoor Unit-Air-Source | 4A6H6036H1 |  | 4TXCC007CC3 | 13 | 15.5 | 9 | Yes | Yes | 2015-05-13 |  | 1
FALSE | 4A6H6036H1 | 3334 | 7561027 | AMERICAN STANDARD | 4A6H6036H1 | HP | Split System: Heat Pump with Remote Outdoor Unit-Air-Source | 4A6H6036H1 |  | 4TXCC007CC3 | 13 | 15.5 | 9 | Yes | Yes | 2015-05-13 |  | 1
FALSE | 4A6H6036H1 | 3334 | 7561086 | AMERICAN STANDARD | 4A6H6036H1 | HP | Split System: Heat Pump with Remote Outdoor Unit-Air-Source | 4A6H6036H1 |  | 4TXFH036CZ3 | 13 | 15.5 | 9 | Yes | Yes | 2015-05-13 |  | 1
FALSE | 4A6H6036H1 | 3334 | 7561087 | AMERICAN STANDARD | 4A6H6036H1 | HP | Split System: Heat Pump with Remote Outdoor Unit-Air-Source | 4A6H6036H1 |  | 4TXFH036CZ3 | 13 | 15.5 | 9 | Yes | Yes | 2015-05-13 |  | 1
FALSE | 4A6H6036H1 | 3334 | 7561081 | AMERICAN STANDARD | 4A6H6036H1 | HP | Split System: Heat Pump with Remote Outdoor Unit-Air-Source | 4A6H6036H1 |  | 4TXFH036CZ3 | 13 | 15.5 | 9 | Yes | Yes | 2015-05-13 |  | 1
FALSE | 4A6H6036H1 | 3334 | 7561084 | AMERICAN STANDARD | 4A6H6036H1 | HP | Split System: Heat Pump with Remote Outdoor Unit-Air-Source | 4A6H6036H1 |  | 4TXFH036CZ3 | 12.5 | 15 | 9 | Yes | Yes | 2015-05-13 |  | 1
FALSE | 4A6H6036H1 | 3334 | 7561093 | AMERICAN STANDARD | 4A6H6036H1 | HP | Split System: Heat Pump with Remote Outdoor Unit-Air-Source | 4A6H6036H1 |  | 4TXFH036CZ3 | 13 | 15.5 | 9 | Yes | Yes | 2015-05-13 |  | 1
FALSE | 4A6H6036H1 | 3334 | 7561098 | AMERICAN STANDARD | 4A6H6036H1 | HP | Split System: Heat Pump with Remote Outdoor Unit-Air-Source | 4A6H6036H1 |  | 4TXFH036CZ3 | 13 | 15.5 | 9 | Yes | Yes | 2015-05-13 |  | 1
FALSE | 4A6H6036H1 | 3334 | 7561100 | AMERICAN STANDARD | 4A6H6036H1 | HP | Split System: Heat Pump with Remote Outdoor Unit-Air-Source | 4A6H6036H1 |  | 4TXFH036CZ3 | 13 | 15.5 | 9 | Yes | Yes | 2015-05-13 |  | 1
FALSE | 4A6H6036H1 | 3334 | 7561103 | AMERICAN STANDARD | 4A6H6036H1 | HP | Split System: Heat Pump with Remote Outdoor Unit-Air-Source | 4A6H6036H1 |  | 4TXFH036CZ3 | 13 | 15.5 | 9 | Yes | Yes | 2015-05-13 |  | 1
FALSE | 4A6H6036H1 | 3334 | 7561104 | AMERICAN STANDARD | 4A6H6036H1 | HP | Split System: Heat Pump with Remote Outdoor Unit-Air-Source | 4A6H6036H1 |  | 4TXFH036CZ3 | 13 | 15.5 | 9 | Yes | Yes | 2015-05-13 |  | 1
FALSE | 4A6H6036H1 | 3334 | 7561105 | AMERICAN STANDARD | 4A6H6036H1 | HP | Split System: Heat Pump with Remote Outdoor Unit-Air-Source | 4A6H6036H1 |  | 4TXFH036CZ3 | 13 | 15.5 | 9 | Yes | Yes | 2015-05-13 |  | 1
FALSE | 4A6H6024H1 | 3332 | 7560012 | AMERICAN STANDARD | 4A6H6024H1 | HP | Split System: Heat Pump with Remote Outdoor Unit-Air-Source | 4A6H6024H1 |  | 4TXCB004CC3 | 13 | 16 | 9 | Yes | Yes | 2015-05-13 |  | 2
FALSE | 4A6H6024H1 | 3332 | 7560014 | AMERICAN STANDARD | 4A6H6024H1 | HP | Split System: Heat Pump with Remote Outdoor Unit-Air-Source | 4A6H6024H1 |  | 4TXCB004CC3 | 13 | 16 | 9 | Yes | Yes | 2015-05-13 |  | 2
FALSE | 4A6H6030H1 | 3333 | 7560434 | AMERICAN STANDARD | 4A6H6030H1 | HP | Split System: Heat Pump with Remote Outdoor Unit-Air-Source | 4A6H6030H1 |  | 4TXCC008CC3 | 13 | 16 | 9 | Yes | Yes | 2015-05-13 |  | 2
FALSE | 4A6H6030H1 | 3333 | 7560437 | AMERICAN STANDARD | 4A6H6030H1 | HP | Split System: Heat Pump with Remote Outdoor Unit-Air-Source | 4A6H6030H1 |  | 4TXCC008CC3 | 13 | 16 | 9 | Yes | Yes | 2015-05-13 |  | 2
FALSE | 4A6H6030H1 | 3333 | 7560421 | AMERICAN STANDARD | 4A6H6030H1 | HP | Split System: Heat Pump with Remote Outdoor Unit-Air-Source | 4A6H6030H1 |  | 4TXCC008CC3 | 13 | 16 | 9 | Yes | Yes | 2015-05-13 |  | 2
FALSE | 4A6H6030H1 | 3333 | 7560422 | AMERICAN STANDARD | 4A6H6030H1 | HP | Split System: Heat Pump with Remote Outdoor Unit-Air-Source | 4A6H6030H1 |  | 4TXCC008CC3 | 13 | 16 | 9 | Yes | Yes | 2015-05-13 |  | 2
FALSE | 4A6H6030H1 | 3333 | 7560271 | AMERICAN STANDARD | 4A6H6030H1 | HP | Split System: Heat Pump with Remote Outdoor Unit-Air-Source | 4A6H6030H1 |  | 4TXCC005CC3 | 13 | 16 | 9.5 | Yes | Yes | 2015-05-13 |  | 2
FALSE | 4A6H6030H1 | 3333 | 7560218 | AMERICAN STANDARD | 4A6H6030H1 | HP | Split System: Heat Pump with Remote Outdoor Unit-Air-Source | 4A6H6030H1 |  | 4TXCB004CC3 | 12.5 | 16 | 9 | Yes | Yes | 2015-05-13 |  | 1
FALSE | 4A6H6030H1 | 3333 | 7560221 | AMERICAN STANDARD | 4A6H6030H1 | HP | Split System: Heat Pump with Remote Outdoor Unit-Air-Source | 4A6H6030H1 |  | 4TXCB004CC3 | 12.5 | 16 | 9 | Yes | Yes | 2015-05-13 |  | 1
FALSE | 4A6H6030H1 | 3333 | 7560223 | AMERICAN STANDARD | 4A6H6030H1 | HP | Split System: Heat Pump with Remote Outdoor Unit-Air-Source | 4A6H6030H1 |  | 4TXCB004CC3 | 12.5 | 16 | 9 | Yes | Yes | 2015-05-13 |  | 1
FALSE | 4A6H6030H1 | 3333 | 7560226 | AMERICAN STANDARD | 4A6H6030H1 | HP | Split System: Heat Pump with Remote Outdoor Unit-Air-Source | 4A6H6030H1 |  | 4TXCB004CC3 | 13 | 16 | 9 | Yes | Yes | 2015-05-13 |  | 2
FALSE | 4A6H6030H1 | 3333 | 7560227 | AMERICAN STANDARD | 4A6H6030H1 | HP | Split System: Heat Pump with Remote Outdoor Unit-Air-Source | 4A6H6030H1 |  | 4TXCB004CC3 | 13 | 16 | 9 | Yes | Yes | 2015-05-13 |  | 2
FALSE | 4A6H6030H1 | 3333 | 7560200 | AMERICAN STANDARD | 4A6H6030H1 | HP | Split System: Heat Pump with Remote Outdoor Unit-Air-Source | 4A6H6030H1 |  | 4TXCB004CC3 | 13 | 16 | 9 | Yes | Yes | 2015-05-13 |  | 2
FALSE | 4A6H6030H1 | 3333 | 7560202 | AMERICAN STANDARD | 4A6H6030H1 | HP | Split System: Heat Pump with Remote Outdoor Unit-Air-Source | 4A6H6030H1 |  | 4TXCB004CC3 | 13 | 16 | 9 | Yes | Yes | 2015-05-13 |  | 2
FALSE | 4A6H6030H1 | 3333 | 7560206 | AMERICAN STANDARD | 4A6H6030H1 | HP | Split System: Heat Pump with Remote Outdoor Unit-Air-Source | 4A6H6030H1 |  | 4TXCB004CC3 | 13 | 16 | 9 | Yes | Yes | 2015-05-13 |  | 2
FALSE | 4A6H6030H1 | 3333 | 7560208 | AMERICAN STANDARD | 4A6H6030H1 | HP | Split System: Heat Pump with Remote Outdoor Unit-Air-Source | 4A6H6030H1 |  | 4TXCB004CC3 | 12.5 | 16 | 9 | Yes | Yes | 2015-05-13 |  | 1
FALSE | 4A6H6030H1 | 3333 | 7560211 | AMERICAN STANDARD | 4A6H6030H1 | HP | Split System: Heat Pump with Remote Outdoor Unit-Air-Source | 4A6H6030H1 |  | 4TXCB004CC3 | 12.5 | 16 | 9 | Yes | Yes | 2015-05-13 |  | 1
FALSE | 4A6H6030H1 | 3333 | 7560212 | AMERICAN STANDARD | 4A6H6030H1 | HP | Split System: Heat Pump with Remote Outdoor Unit-Air-Source | 4A6H6030H1 |  | 4TXCB004CC3 | 13 | 16 | 9 | Yes | Yes | 2015-05-13 |  | 2
FALSE | 4A6H6030H1 | 3333 | 7560214 | AMERICAN STANDARD | 4A6H6030H1 | HP | Split System: Heat Pump with Remote Outdoor Unit-Air-Source | 4A6H6030H1 |  | 4TXCB004CC3 | 13 | 16 | 9 | Yes | Yes | 2015-05-13 |  | 2
FALSE | 4A6H6048H1 | 3336 | 7561620 | AMERICAN STANDARD | 4A6H6048H1 | HP | Split System: Heat Pump with Remote Outdoor Unit-Air-Source | 4A6H6048H1 |  | 4TXCD009CC3 | 12.5 | 15 | 8.2 | Yes | Yes | 2015-05-13 |  | Below V5.0 Req.
FALSE | 4A6H6048H1 | 3336 | 7561621 | AMERICAN STANDARD | 4A6H6048H1 | HP | Split System: Heat Pump with Remote Outdoor Unit-Air-Source | 4A6H6048H1 |  | 4TXCD009CC3 | 12 | 14.5 | 8.2 | Yes | Yes | 2015-05-13 |  | Below V5.0 Req.
FALSE | 4A6H6036H1 | 3334 | 7560958 | AMERICAN STANDARD | 4A6H6036H1 | HP | Split System: Heat Pump with Remote Outdoor Unit-Air-Source | 4A6H6036H1 |  | 4TXCB004CC3 | 13 | 15.5 | 9 | Yes | Yes | 2015-05-13 |  | 1
FALSE | 4A6H6036H1 | 3334 | 7560960 | AMERICAN STANDARD | 4A6H6036H1 | HP | Split System: Heat Pump with Remote Outdoor Unit-Air-Source | 4A6H6036H1 |  | 4TXCB004CC3 | 13 | 15.5 | 9 | Yes | Yes | 2015-05-13 |  | 1
FALSE | 4A6H6036H1 | 3334 | 7560518 | AMERICAN STANDARD | 4A6H6036H1 | HP | Split System: Heat Pump with Remote Outdoor Unit-Air-Source | 4A6H6036H1 |  | 4NXCC008AS3 | 12.5 | 14.5 | 8.2 | Yes | Yes | 2015-05-13 |  | Below V5.0 Req.
FALSE | 4A6H6060H1 | 3337 | 7561894 | AMERICAN STANDARD | 4A6H6060H1 | HP | Split System: Heat Pump with Remote Outdoor Unit-Air-Source | 4A6H6060H1 |  | 4TXCD010CC3 | 12 | 14.5 | 8.5 | Yes | Yes | 2015-05-13 |  | 0
FALSE | 4A6H6060H1 | 3337 | 7561723 | AMERICAN STANDARD | 4A6H6060H1 | HP | Split System: Heat Pump with Remote Outdoor Unit-Air-Source | 4A6H6060H1 |  | 4NXCD009AS3 | 12.5 | 15 | 8.2 | Yes | Yes | 2015-05-13 |  | Below V5.0 Req.
FALSE | 4A6H6060H1 | 3337 | 7561729 | AMERICAN STANDARD | 4A6H6060H1 | HP | Split System: Heat Pump with Remote Outdoor Unit-Air-Source | 4A6H6060H1 |  | 4NXCD009AS3 | 12 | 14.5 | 8.2 | Yes | Yes | 2015-05-13 |  | Below V5.0 Req.
FALSE | 4A6H6036H1 | 3334 | 7560475 | AMERICAN STANDARD | 4A6H6036H1 | HP | Split System: Heat Pump with Remote Outdoor Unit-Air-Source | 4A6H6036H1 |  | 4NXCB004AS3 | 12 | 14.5 | 8.5 | Yes | Yes | 2015-05-13 |  | 0
FALSE | 4A6H6036H1 | 3334 | 7560487 | AMERICAN STANDARD | 4A6H6036H1 | HP | Split System: Heat Pump with Remote Outdoor Unit-Air-Source | 4A6H6036H1 |  | 4NXCB004AS3 | 12.5 | 15 | 9 | Yes | Yes | 2015-05-13 |  | 1
FALSE | 4A6H6042H1 | 3335 | 7561344 | AMERICAN STANDARD | 4A6H6042H1 | HP | Split System: Heat Pump with Remote Outdoor Unit-Air-Source | 4A6H6042H1 |  | 4TXCD009CC3 | 13 | 15.5 | 8.5 | Yes | Yes | 2015-05-13 |  | 1
FALSE | 4A6H6042H1 | 3335 | 7561346 | AMERICAN STANDARD | 4A6H6042H1 | HP | Split System: Heat Pump with Remote Outdoor Unit-Air-Source | 4A6H6042H1 |  | 4TXCD009CC3 | 13 | 15.5 | 8.5 | Yes | Yes | 2015-05-13 |  | 1
FALSE | 4A6H6060H1 | 3337 | 7561895 | AMERICAN STANDARD | 4A6H6060H1 | HP | Split System: Heat Pump with Remote Outdoor Unit-Air-Source | 4A6H6060H1 |  | 4TXCD010CC3 | 12 | 14.5 | 8.5 | Yes | Yes | 2015-05-13 |  | 0
FALSE | 4A6H6042H1 | 3335 | 7561388 | AMERICAN STANDARD | 4A6H6042H1 | HP | Split System: Heat Pump with Remote Outdoor Unit-Air-Source | 4A6H6042H1 |  | 4TXFH054CC3 | 13 | 15.5 | 8.5 | Yes | Yes | 2015-05-13 |  | 1
FALSE | 4A6H6030H1 | 3333 | 7560393 | AMERICAN STANDARD | 4A6H6030H1 | HP | Split System: Heat Pump with Remote Outdoor Unit-Air-Source | 4A6H6030H1 |  | 4TXCC007CC3 | 12.5 | 15 | 8.5 | Yes | Yes | 2015-05-13 |  | 1
FALSE | 4A6H6042H1 | 3335 | 7561353 | AMERICAN STANDARD | 4A6H6042H1 | HP | Split System: Heat Pump with Remote Outdoor Unit-Air-Source | 4A6H6042H1 |  | 4TXCD009CC3 | 13 | 15.5 | 8.5 | Yes | Yes | 2015-05-13 |  | 1
FALSE | 4A6H6042H1 | 3335 | 7561354 | AMERICAN STANDARD | 4A6H6042H1 | HP | Split System: Heat Pump with Remote Outdoor Unit-Air-Source | 4A6H6042H1 |  | 4TXCD009CC3 | 13 | 16 | 8.5 | Yes | Yes | 2015-05-13 |  | 1
FALSE | 4A6H6042H1 | 3335 | 7561390 | AMERICAN STANDARD | 4A6H6042H1 | HP | Split System: Heat Pump with Remote Outdoor Unit-Air-Source | 4A6H6042H1 |  | 4TXFH054CC3 | 12.5 | 16 | 8.5 | Yes | Yes | 2015-05-13 |  | 1
FALSE | 4A6H6042H1 | 3335 | 7561356 | AMERICAN STANDARD | 4A6H6042H1 | HP | Split System: Heat Pump with Remote Outdoor Unit-Air-Source | 4A6H6042H1 |  | 4TXCD009CC3 | 12.5 | 16 | 9 | Yes | Yes | 2015-05-13 |  | 1
FALSE | 4A6H6024H1 | 3332 | 7560017 | AMERICAN STANDARD | 4A6H6024H1 | HP | Split System: Heat Pump with Remote Outdoor Unit-Air-Source | 4A6H6024H1 |  | 4TXCB004CC3 | 13 | 16 | 9 | Yes | Yes | 2015-05-13 |  | 2
FALSE | 4A6H6024H1 | 3332 | 7560018 | AMERICAN STANDARD | 4A6H6024H1 | HP | Split System: Heat Pump with Remote Outdoor Unit-Air-Source | 4A6H6024H1 |  | 4TXCB004CC3 | 13 | 16 | 9 | Yes | Yes | 2015-05-13 |  | 2
FALSE | 4A6H6042H1 | 3335 | 7561393 | AMERICAN STANDARD | 4A6H6042H1 | HP | Split System: Heat Pump with Remote Outdoor Unit-Air-Source | 4A6H6042H1 |  | 4TXFH054CC3 | 13 | 15.5 | 8.5 | Yes | Yes | 2015-05-13 |  | 1
FALSE | 4A6H6042H1 | 3335 | 7561357 | AMERICAN STANDARD | 4A6H6042H1 | HP | Split System: Heat Pump with Remote Outdoor Unit-Air-Source | 4A6H6042H1 |  | 4TXCD009CC3 | 13 | 15.5 | 8.5 | Yes | Yes | 2015-05-13 |  | 1
FALSE | 4A6H6042H1 | 3335 | 7561358 | AMERICAN STANDARD | 4A6H6042H1 | HP | Split System: Heat Pump with Remote Outdoor Unit-Air-Source | 4A6H6042H1 |  | 4TXCD009CC3 | 12.5 | 15 | 8.5 | Yes | Yes | 2015-05-13 |  | 1
FALSE | 4A6H6042H1 | 3335 | 7561359 | AMERICAN STANDARD | 4A6H6042H1 | HP | Split System: Heat Pump with Remote Outdoor Unit-Air-Source | 4A6H6042H1 |  | 4TXCD009CC3 | 12.5 | 14.5 | 8.5 | Yes | Yes | 2015-05-13 |  | 0
FALSE | 4A6H6060H1 | 3337 | 7561898 | AMERICAN STANDARD | 4A6H6060H1 | HP | Split System: Heat Pump with Remote Outdoor Unit-Air-Source | 4A6H6060H1 |  | 4TXCD010CC3 | 12 | 14.5 | 8.5 | Yes | Yes | 2015-05-13 |  | 0
FALSE | 4A6H6030H1 | 3333 | 7560425 | AMERICAN STANDARD | 4A6H6030H1 | HP | Split System: Heat Pump with Remote Outdoor Unit-Air-Source | 4A6H6030H1 |  | 4TXCC008CC3 | 12.5 | 16 | 9 | Yes | Yes | 2015-05-13 |  | 1
FALSE | 4A6H6030H1 | 3333 | 7560345 | AMERICAN STANDARD | 4A6H6030H1 | HP | Split System: Heat Pump with Remote Outdoor Unit-Air-Source | 4A6H6030H1 |  | 4TXCC007CC3 | 13 | 16 | 9 | Yes | Yes | 2015-05-13 |  | 2
FALSE | 4A6H6030H1 | 3333 | 7560457 | AMERICAN STANDARD | 4A6H6030H1 | HP | Split System: Heat Pump with Remote Outdoor Unit-Air-Source | 4A6H6030H1 |  | 4TXFH036CZ3 | 12.5 | 16 | 9 | Yes | Yes | 2015-05-13 |  | 1
FALSE | 4A6H6024H1 | 3332 | 7559828 | AMERICAN STANDARD | 4A6H6024H1 | HP | Split System: Heat Pump with Remote Outdoor Unit-Air-Source | 4A6H6024H1 |  | 4NXCB003AS3 | 12.5 | 15 | 9 | Yes | Yes | 2015-05-13 |  | 1
FALSE | 4A6H6024H1 | 3332 | 7559831 | AMERICAN STANDARD | 4A6H6024H1 | HP | Split System: Heat Pump with Remote Outdoor Unit-Air-Source | 4A6H6024H1 |  | 4NXCB003AS3 | 12.5 | 15 | 9 | Yes | Yes | 2015-05-13 |  | 1
FALSE | 4A6H6024H1 | 3332 | 7559832 | AMERICAN STANDARD | 4A6H6024H1 | HP | Split System: Heat Pump with Remote Outdoor Unit-Air-Source | 4A6H6024H1 |  | 4NXCB003AS3 | 12.5 | 14.5 | 8.5 | Yes | Yes | 2015-05-13 |  | 0
FALSE | 4A6H6042H1 | 3335 | 7561123 | AMERICAN STANDARD | 4A6H6042H1 | HP | Split System: Heat Pump with Remote Outdoor Unit-Air-Source | 4A6H6042H1 |  | 4NXCC008AS3 | 12.5 | 16 | 8.5 | Yes | Yes | 2015-05-13 |  | 1
FALSE | 4A6H6042H1 | 3335 | 7561125 | AMERICAN STANDARD | 4A6H6042H1 | HP | Split System: Heat Pump with Remote Outdoor Unit-Air-Source | 4A6H6042H1 |  | 4NXCC008AS3 | 13 | 16 | 8.2 | Yes | Yes | 2015-05-13 |  | Below V5.0 Req.
FALSE | 4A6H6048H1 | 3336 | 7561636 | AMERICAN STANDARD | 4A6H6048H1 | HP | Split System: Heat Pump with Remote Outdoor Unit-Air-Source | 4A6H6048H1 |  | 4TXCD009CC3 | 12.5 | 15 | 8.5 | Yes | Yes | 2015-05-13 |  | 1
FALSE | 4A6H6030H1 | 3333 | 7560350 | AMERICAN STANDARD | 4A6H6030H1 | HP | Split System: Heat Pump with Remote Outdoor Unit-Air-Source | 4A6H6030H1 |  | 4TXCC007CC3 | 13 | 16 | 9 | Yes | Yes | 2015-05-13 |  | 2
FALSE | 4A6H6030H1 | 3333 | 7560351 | AMERICAN STANDARD | 4A6H6030H1 | HP | Split System: Heat Pump with Remote Outdoor Unit-Air-Source | 4A6H6030H1 |  | 4TXCC007CC3 | 12.5 | 16 | 9 | Yes | Yes | 2015-05-13 |  | 1
FALSE | 4A6H6030H1 | 3333 | 7560353 | AMERICAN STANDARD | 4A6H6030H1 | HP | Split System: Heat Pump with Remote Outdoor Unit-Air-Source | 4A6H6030H1 |  | 4TXCC007CC3 | 13 | 16 | 9 | Yes | Yes | 2015-05-13 |  | 2
FALSE | 4A6H6030H1 | 3333 | 7560354 | AMERICAN STANDARD | 4A6H6030H1 | HP | Split System: Heat Pump with Remote Outdoor Unit-Air-Source | 4A6H6030H1 |  | 4TXCC007CC3 | 13 | 16 | 9 | Yes | Yes | 2015-05-13 |  | 2
FALSE | 4A6H6030H1 | 3333 | 7560357 | AMERICAN STANDARD | 4A6H6030H1 | HP | Split System: Heat Pump with Remote Outdoor Unit-Air-Source | 4A6H6030H1 |  | 4TXCC007CC3 | 13 | 16 | 9 | Yes | Yes | 2015-05-13 |  | 2
FALSE | 4A6H6030H1 | 3333 | 7560359 | AMERICAN STANDARD | 4A6H6030H1 | HP | Split System: Heat Pump with Remote Outdoor Unit-Air-Source | 4A6H6030H1 |  | 4TXCC007CC3 | 13 | 16 | 9 | Yes | Yes | 2015-05-13 |  | 2
FALSE | 4A6H6036H1 | 3334 | 7561009 | AMERICAN STANDARD | 4A6H6036H1 | HP | Split System: Heat Pump with Remote Outdoor Unit-Air-Source | 4A6H6036H1 |  | 4TXCC005CC3 | 12.5 | 15 | 9 | Yes | Yes | 2015-05-13 |  | 1
FALSE | 4A6H6036H1 | 3334 | 7561015 | AMERICAN STANDARD | 4A6H6036H1 | HP | Split System: Heat Pump with Remote Outdoor Unit-Air-Source | 4A6H6036H1 |  | 4TXCC005CC3 | 13 | 15.5 | 9 | Yes | Yes | 2015-05-13 |  | 1
FALSE | 4A6H6042H1 | 3335 | 7561130 | AMERICAN STANDARD | 4A6H6042H1 | HP | Split System: Heat Pump with Remote Outdoor Unit-Air-Source | 4A6H6042H1 |  | 4NXCD009AS3 | 12.5 | 16 | 9 | Yes | Yes | 2015-05-13 |  | 1
FALSE | 4A6H6042H1 | 3335 | 7561129 | AMERICAN STANDARD | 4A6H6042H1 | HP | Split System: Heat Pump with Remote Outdoor Unit-Air-Source | 4A6H6042H1 |  | 4NXCD009AS3 | 13 | 16 | 8.5 | Yes | Yes | 2015-05-13 |  | 1
FALSE | 4A6H6042H1 | 3335 | 7561128 | AMERICAN STANDARD | 4A6H6042H1 | HP | Split System: Heat Pump with Remote Outdoor Unit-Air-Source | 4A6H6042H1 |  | 4NXCD009AS3 | 13 | 16 | 8.5 | Yes | Yes | 2015-05-13 |  | 1
FALSE | 4A6H6030H1 | 3333 | 7560456 | AMERICAN STANDARD | 4A6H6030H1 | HP | Split System: Heat Pump with Remote Outdoor Unit-Air-Source | 4A6H6030H1 |  | 4TXFH036CZ3 | 13 | 15.5 | 9 | Yes | Yes | 2015-05-13 |  | 1
FALSE | 4A6H6030H1 | 3333 | 7560454 | AMERICAN STANDARD | 4A6H6030H1 | HP | Split System: Heat Pump with Remote Outdoor Unit-Air-Source | 4A6H6030H1 |  | 4TXFH036CZ3 | 13 | 16 | 9.5 | Yes | Yes | 2015-05-13 |  | 2
FALSE | 4A6H6042H1 | 3335 | 7561374 | AMERICAN STANDARD | 4A6H6042H1 | HP | Split System: Heat Pump with Remote Outdoor Unit-Air-Source | 4A6H6042H1 |  | 4TXFH054CC3 | 12.5 | 16 | 8.5 | Yes | Yes | 2015-05-13 |  | 1
FALSE | 4A6H6030H1 | 3333 | 7560453 | AMERICAN STANDARD | 4A6H6030H1 | HP | Split System: Heat Pump with Remote Outdoor Unit-Air-Source | 4A6H6030H1 |  | 4TXFH036CZ3 | 13 | 16 | 9 | Yes | Yes | 2015-05-13 |  | 2
FALSE | 4A6H6030H1 | 3333 | 7560451 | AMERICAN STANDARD | 4A6H6030H1 | HP | Split System: Heat Pump with Remote Outdoor Unit-Air-Source | 4A6H6030H1 |  | 4TXFH036CZ3 | 13 | 16 | 9 | Yes | Yes | 2015-05-13 |  | 2
FALSE | 4A6H6030H1 | 3333 | 7560450 | AMERICAN STANDARD | 4A6H6030H1 | HP | Split System: Heat Pump with Remote Outdoor Unit-Air-Source | 4A6H6030H1 |  | 4TXFH036CZ3 | 12.5 | 16 | 9 | Yes | Yes | 2015-05-13 |  | 1
FALSE | 4A6H6030H1 | 3333 | 7560446 | AMERICAN STANDARD | 4A6H6030H1 | HP | Split System: Heat Pump with Remote Outdoor Unit-Air-Source | 4A6H6030H1 |  | 4TXFH036CZ3 | 13 | 16 | 9 | Yes | Yes | 2015-05-13 |  | 2
FALSE | 4A6H6030H1 | 3333 | 7560444 | AMERICAN STANDARD | 4A6H6030H1 | HP | Split System: Heat Pump with Remote Outdoor Unit-Air-Source | 4A6H6030H1 |  | 4TXFH036CZ3 | 13 | 16 | 9 | Yes | Yes | 2015-05-13 |  | 2
FALSE | 4A6H6048H1 | 3336 | 7561615 | AMERICAN STANDARD | 4A6H6048H1 | HP | Split System: Heat Pump with Remote Outdoor Unit-Air-Source | 4A6H6048H1 |  | 4TXCD009CC3 | 13 | 15.5 | 8.5 | Yes | Yes | 2015-05-13 |  | 1
FALSE | 4A6H6030H1 | 3333 | 7560460 | AMERICAN STANDARD | 4A6H6030H1 | HP | Split System: Heat Pump with Remote Outdoor Unit-Air-Source | 4A6H6030H1 |  | 4TXFH036CZ3 | 13 | 16 | 9 | Yes | Yes | 2015-05-13 |  | 2
FALSE | 4A6H6030H1 | 3333 | 7560459 | AMERICAN STANDARD | 4A6H6030H1 | HP | Split System: Heat Pump with Remote Outdoor Unit-Air-Source | 4A6H6030H1 |  | 4TXFH036CZ3 | 12.5 | 16 | 9 | Yes | Yes | 2015-05-13 |  | 1
FALSE | 4A6H6030H1 | 3333 | 7560428 | AMERICAN STANDARD | 4A6H6030H1 | HP | Split System: Heat Pump with Remote Outdoor Unit-Air-Source | 4A6H6030H1 |  | 4TXCC008CC3 | 13 | 16 | 9 | Yes | Yes | 2015-05-13 |  | 2
FALSE | 4A6H6030H1 | 3333 | 7560430 | AMERICAN STANDARD | 4A6H6030H1 | HP | Split System: Heat Pump with Remote Outdoor Unit-Air-Source | 4A6H6030H1 |  | 4TXCC008CC3 | 13 | 16 | 9 | Yes | Yes | 2015-05-13 |  | 2
FALSE | 4A6H6030H1 | 3333 | 7560431 | AMERICAN STANDARD | 4A6H6030H1 | HP | Split System: Heat Pump with Remote Outdoor Unit-Air-Source | 4A6H6030H1 |  | 4TXCC008CC3 | 13 | 16 | 9 | Yes | Yes | 2015-05-13 |  | 2
FALSE | 4A6H6030H1 | 3333 | 7560433 | AMERICAN STANDARD | 4A6H6030H1 | HP | Split System: Heat Pump with Remote Outdoor Unit-Air-Source | 4A6H6030H1 |  | 4TXCC008CC3 | 13 | 16 | 9 | Yes | Yes | 2015-05-13 |  | 2
FALSE | 4A6H6030H1 | 3333 | 7560405 | AMERICAN STANDARD | 4A6H6030H1 | HP | Split System: Heat Pump with Remote Outdoor Unit-Air-Source | 4A6H6030H1 |  | 4TXCC008CC3 | 13 | 16 | 9 | Yes | Yes | 2015-05-13 |  | 2
FALSE | 4A6H6030H1 | 3333 | 7560424 | AMERICAN STANDARD | 4A6H6030H1 | HP | Split System: Heat Pump with Remote Outdoor Unit-Air-Source | 4A6H6030H1 |  | 4TXCC008CC3 | 13 | 16 | 9 | Yes | Yes | 2015-05-13 |  | 2
FALSE | 4A6H6030H1 | 3333 | 7560343 | AMERICAN STANDARD | 4A6H6030H1 | HP | Split System: Heat Pump with Remote Outdoor Unit-Air-Source | 4A6H6030H1 |  | 4TXCC007CC3 | 13 | 16 | 9 | Yes | Yes | 2015-05-13 |  | 2
FALSE | 4A6H6042H1 | 3335 | 7561310 | AMERICAN STANDARD | 4A6H6042H1 | HP | Split System: Heat Pump with Remote Outdoor Unit-Air-Source | 4A6H6042H1 |  | 4TXCC008CC3 | 13 | 16 | 9 | Yes | Yes | 2015-05-13 |  | 2
FALSE | 4A6H6048H1 | 3336 | 7561644 | AMERICAN STANDARD | 4A6H6048H1 | HP | Split System: Heat Pump with Remote Outdoor Unit-Air-Source | 4A6H6048H1 |  | 4TXCD010CC3 | 12 | 14.5 | 8.5 | Yes | Yes | 2015-05-13 |  | 0
FALSE | 4A6H6048H1 | 3336 | 7561686 | AMERICAN STANDARD | 4A6H6048H1 | HP | Split System: Heat Pump with Remote Outdoor Unit-Air-Source | 4A6H6048H1 |  | 4TXCD010CC3 | 12.5 | 15 | 8.5 | Yes | Yes | 2015-05-13 |  | 1
FALSE | 4A6H6048H1 | 3336 | 7561654 | AMERICAN STANDARD | 4A6H6048H1 | HP | Split System: Heat Pump with Remote Outdoor Unit-Air-Source | 4A6H6048H1 |  | 4TXCD010CC3 | 12 | 14.5 | 8.2 | Yes | Yes | 2015-05-13 |  | Below V5.0 Req.
FALSE | 4A6H6048H1 | 3336 | 7561655 | AMERICAN STANDARD | 4A6H6048H1 | HP | Split System: Heat Pump with Remote Outdoor Unit-Air-Source | 4A6H6048H1 |  | 4TXCD010CC3 | 12.5 | 15 | 8.5 | Yes | Yes | 2015-05-13 |  | 1
FALSE | 4A6H6042H1 | 3335 | 7561321 | AMERICAN STANDARD | 4A6H6042H1 | HP | Split System: Heat Pump with Remote Outdoor Unit-Air-Source | 4A6H6042H1 |  | 4TXCD009CC3 | 13 | 16 | 9 | Yes | Yes | 2015-05-13 |  | 2
FALSE | 4A6H6042H1 | 3335 | 7561325 | AMERICAN STANDARD | 4A6H6042H1 | HP | Split System: Heat Pump with Remote Outdoor Unit-Air-Source | 4A6H6042H1 |  | 4TXCD009CC3 | 13 | 16 | 9 | Yes | Yes | 2015-05-13 |  | 2
FALSE | 4A6H6042H1 | 3335 | 7561329 | AMERICAN STANDARD | 4A6H6042H1 | HP | Split System: Heat Pump with Remote Outdoor Unit-Air-Source | 4A6H6042H1 |  | 4TXCD009CC3 | 13 | 16 | 9 | Yes | Yes | 2015-05-13 |  | 2
FALSE | 4A6H6048H1 | 3336 | 7561427 | AMERICAN STANDARD | 4A6H6048H1 | HP | Split System: Heat Pump with Remote Outdoor Unit-Air-Source | 4A6H6048H1 |  | 4NXCD009AS3 | 12.5 | 16 | 8.2 | Yes | Yes | 2015-05-13 |  | Below V5.0 Req.
FALSE | 4A6H6048H1 | 3336 | 7561420 | AMERICAN STANDARD | 4A6H6048H1 | HP | Split System: Heat Pump with Remote Outdoor Unit-Air-Source | 4A6H6048H1 |  | 4NXCD009AS3 | 13 | 16 | 8.2 | Yes | Yes | 2015-05-13 |  | Below V5.0 Req.
FALSE | 4A6H6048H1 | 3336 | 7561418 | AMERICAN STANDARD | 4A6H6048H1 | HP | Split System: Heat Pump with Remote Outdoor Unit-Air-Source | 4A6H6048H1 |  | 4NXCD009AS3 | 12.5 | 16 | 8.2 | Yes | Yes | 2015-05-13 |  | Below V5.0 Req.
FALSE | 4A6H6030H1 | 3333 | 7560236 | AMERICAN STANDARD | 4A6H6030H1 | HP | Split System: Heat Pump with Remote Outdoor Unit-Air-Source | 4A6H6030H1 |  | 4TXCB004CC3 | 13 | 16 | 9 | Yes | Yes | 2015-05-13 |  | 2
FALSE | 4A6H6036H1 | 3334 | 7560983 | AMERICAN STANDARD | 4A6H6036H1 | HP | Split System: Heat Pump with Remote Outdoor Unit-Air-Source | 4A6H6036H1 |  | 4TXCC005CC3 | 12.5 | 15 | 9 | Yes | Yes | 2015-05-13 |  | 1
FALSE | 4A6H6036H1 | 3334 | 7561000 | AMERICAN STANDARD | 4A6H6036H1 | HP | Split System: Heat Pump with Remote Outdoor Unit-Air-Source | 4A6H6036H1 |  | 4TXCC005CC3 | 12.5 | 15 | 9 | Yes | Yes | 2015-05-13 |  | 1
FALSE | 4A6H6036H1 | 3334 | 7561003 | AMERICAN STANDARD | 4A6H6036H1 | HP | Split System: Heat Pump with Remote Outdoor Unit-Air-Source | 4A6H6036H1 |  | 4TXCC005CC3 | 12.5 | 15 | 9 | Yes | Yes | 2015-05-13 |  | 1
FALSE | 4A6H6036H1 | 3334 | 7561004 | AMERICAN STANDARD | 4A6H6036H1 | HP | Split System: Heat Pump with Remote Outdoor Unit-Air-Source | 4A6H6036H1 |  | 4TXCC005CC3 | 12.5 | 15 | 9 | Yes | Yes | 2015-05-13 |  | 1
FALSE | 4A6H6036H1 | 3334 | 7561005 | AMERICAN STANDARD | 4A6H6036H1 | HP | Split System: Heat Pump with Remote Outdoor Unit-Air-Source | 4A6H6036H1 |  | 4TXCC005CC3 | 12.5 | 15 | 9 | Yes | Yes | 2015-05-13 |  | 1
FALSE | 4A6H6036H1 | 3334 | 7561006 | AMERICAN STANDARD | 4A6H6036H1 | HP | Split System: Heat Pump with Remote Outdoor Unit-Air-Source | 4A6H6036H1 |  | 4TXCC005CC3 | 12.5 | 15 | 9 | Yes | Yes | 2015-05-13 |  | 1
FALSE | 4A6H6024H1 | 3332 | 7559837 | AMERICAN STANDARD | 4A6H6024H1 | HP | Split System: Heat Pump with Remote Outdoor Unit-Air-Source | 4A6H6024H1 |  | 4NXCB003AS3 | 12.5 | 14.5 | 8.5 | Yes | Yes | 2015-05-13 |  | 0
FALSE | 4A6H6042H1 | 3335 | 7561300 | AMERICAN STANDARD | 4A6H6042H1 | HP | Split System: Heat Pump with Remote Outdoor Unit-Air-Source | 4A6H6042H1 |  | 4TXCC008CC3 | 13 | 15.5 | 9 | Yes | Yes | 2015-05-13 |  | 1
FALSE | 4A6H6042H1 | 3335 | 7561301 | AMERICAN STANDARD | 4A6H6042H1 | HP | Split System: Heat Pump with Remote Outdoor Unit-Air-Source | 4A6H6042H1 |  | 4TXCC008CC3 | 13 | 16 | 9 | Yes | Yes | 2015-05-13 |  | 2
FALSE | 4A6H6042H1 | 3335 | 7561304 | AMERICAN STANDARD | 4A6H6042H1 | HP | Split System: Heat Pump with Remote Outdoor Unit-Air-Source | 4A6H6042H1 |  | 4TXCC008CC3 | 12.5 | 16 | 9 | Yes | Yes | 2015-05-13 |  | 1
FALSE | 4A6H6042H1 | 3335 | 7561306 | AMERICAN STANDARD | 4A6H6042H1 | HP | Split System: Heat Pump with Remote Outdoor Unit-Air-Source | 4A6H6042H1 |  | 4TXCC008CC3 | 13 | 15.5 | 8.5 | Yes | Yes | 2015-05-13 |  | 1
FALSE | 4A6H6042H1 | 3335 | 7561307 | AMERICAN STANDARD | 4A6H6042H1 | HP | Split System: Heat Pump with Remote Outdoor Unit-Air-Source | 4A6H6042H1 |  | 4TXCC008CC3 | 13 | 15.5 | 8.5 | Yes | Yes | 2015-05-13 |  | 1
FALSE | 4A6H6048H1 | 3336 | 7561673 | AMERICAN STANDARD | 4A6H6048H1 | HP | Split System: Heat Pump with Remote Outdoor Unit-Air-Source | 4A6H6048H1 |  | 4TXCD010CC3 | 12.5 | 15 | 8.5 | Yes | Yes | 2015-05-13 |  | 1
FALSE | 4A6H6048H1 | 3336 | 7561675 | AMERICAN STANDARD | 4A6H6048H1 | HP | Split System: Heat Pump with Remote Outdoor Unit-Air-Source | 4A6H6048H1 |  | 4TXCD010CC3 | 12.5 | 15.5 | 8.5 | Yes | Yes | 2015-05-13 |  | 1
FALSE | 4A6H6048H1 | 3336 | 7561694 | AMERICAN STANDARD | 4A6H6048H1 | HP | Split System: Heat Pump with Remote Outdoor Unit-Air-Source | 4A6H6048H1 |  | 4TXFH063CZ3 | 12.5 | 16 | 8.5 | Yes | Yes | 2015-05-13 |  | 1
FALSE | 4A6H6024H1 | 3332 | 7560041 | AMERICAN STANDARD | 4A6H6024H1 | HP | Split System: Heat Pump with Remote Outdoor Unit-Air-Source | 4A6H6024H1 |  | 4TXCC006CC3 | 13 | 16 | 9 | Yes | Yes | 2015-05-13 |  | 2
FALSE | 4A6H6024H1 | 3332 | 7560032 | AMERICAN STANDARD | 4A6H6024H1 | HP | Split System: Heat Pump with Remote Outdoor Unit-Air-Source | 4A6H6024H1 |  | 4TXCC006CC3 | 13 | 15.5 | 9 | Yes | Yes | 2015-05-13 |  | 1
FALSE | 4A6H6024H1 | 3332 | 7560035 | AMERICAN STANDARD | 4A6H6024H1 | HP | Split System: Heat Pump with Remote Outdoor Unit-Air-Source | 4A6H6024H1 |  | 4TXCC006CC3 | 13 | 15.5 | 9 | Yes | Yes | 2015-05-13 |  | 1
FALSE | 4A6H6030H1 | 3333 | 7560239 | AMERICAN STANDARD | 4A6H6030H1 | HP | Split System: Heat Pump with Remote Outdoor Unit-Air-Source | 4A6H6030H1 |  | 4TXCB004CC3 | 13 | 16 | 9 | Yes | Yes | 2015-05-13 |  | 2
FALSE | 4A6H6060H1 | 3337 | 7561943 | AMERICAN STANDARD | 4A6H6060H1 | HP | Split System: Heat Pump with Remote Outdoor Unit-Air-Source | 4A6H6060H1 |  | TEM6A0D48H41+TDR | 12.5 | 15 | 9.6 | Yes | Yes | 2015-05-13 |  | 1
FALSE | 4A6H6048H1 | 3336 | 7561720 | AMERICAN STANDARD | 4A6H6048H1 | HP | Split System: Heat Pump with Remote Outdoor Unit-Air-Source | 4A6H6048H1 |  | TEM6A0D60H51+TDR | 13 | 16 | 9.6 | Yes | Yes | 2015-05-13 |  | 2
TRUE | 4A6H6048H1 | 3336 | 7561719 | AMERICAN STANDARD | 4A6H6048H1 | HP | Split System: Heat Pump with Remote Outdoor Unit-Air-Source | 4A6H6048H1 |  | TEM6A0D48H41+TDR | 13 | 16 | 9 | Yes | Yes | 2015-05-13 |  | 2
FALSE | 4A6H6042H1 | 3335 | 7561406 | AMERICAN STANDARD | 4A6H6042H1 | HP | Split System: Heat Pump with Remote Outdoor Unit-Air-Source | 4A6H6042H1 |  | TEM6A0D48H41+TDR | 13 | 16 | 9.6 | Yes | Yes | 2015-05-13 |  | 2
TRUE | 4A6H6042H1 | 3335 | 7561405 | AMERICAN STANDARD | 4A6H6042H1 | HP | Split System: Heat Pump with Remote Outdoor Unit-Air-Source | 4A6H6042H1 |  | TEM6A0C42H41+TDR | 13 | 16 | 9 | Yes | Yes | 2015-05-13 |  | 2
FALSE | 4A6H6036H1 | 3334 | 7561113 | AMERICAN STANDARD | 4A6H6036H1 | HP | Split System: Heat Pump with Remote Outdoor Unit-Air-Source | 4A6H6036H1 |  | TEM6A0C42H41+TDR | 13 | 16 | 9.6 | Yes | Yes | 2015-05-13 |  | 2
FALSE | 4A6H6030H1 | 3333 | 7560468 | AMERICAN STANDARD | 4A6H6030H1 | HP | Split System: Heat Pump with Remote Outdoor Unit-Air-Source | 4A6H6030H1 |  | TEM6A0C36H31+TDR | 13 | 16 | 9.6 | Yes | Yes | 2015-05-13 |  | 2
FALSE | 4A6H6030H1 | 3333 | 7784591 | AMERICAN STANDARD | 4A6H6030H1 | HP | Split System: Heat Pump with Remote Outdoor Unit-Air-Source | 4A6H6030H1 |  | *AM8C0C36V31+BAYCC24V | 13 | 17 | 9.6 | Yes | Yes | 2015-05-13 |  | 2
FALSE | 4A6H6042H1 | 3335 | 7784597 | AMERICAN STANDARD | 4A6H6042H1 | HP | Split System: Heat Pump with Remote Outdoor Unit-Air-Source | 4A6H6042H1 |  | *AM8C0C48V41+BAYCC24V | 13 | 16.75 | 9.6 | Yes | Yes | 2015-05-13 |  | 2
TRUE | 4A6H6030H1 | 3333 | 7560466 | AMERICAN STANDARD | 4A6H6030H1 | HP | Split System: Heat Pump with Remote Outdoor Unit-Air-Source | 4A6H6030H1 |  | TEM6A0B30H21+TDR | 13 | 16 | 9 | Yes | Yes | 2015-05-13 |  | 2
TRUE | 4A6H6024H1 | 3332 | 7560059 | AMERICAN STANDARD | 4A6H6024H1 | HP | Split System: Heat Pump with Remote Outdoor Unit-Air-Source | 4A6H6024H1 |  | TEM6A0B24H21+TDR | 13 | 16 | 9 | Yes | Yes | 2015-05-13 |  | 2
FALSE | 4A6H6024H1 | 3332 | 7560061 | AMERICAN STANDARD | 4A6H6024H1 | HP | Split System: Heat Pump with Remote Outdoor Unit-Air-Source | 4A6H6024H1 |  | TEM6A0C36H31+TDR | 13 | 16 | 9.6 | Yes | Yes | 2015-05-13 |  | 2
FALSE | 4A6H6030H1 | 3333 | 8050071 | AMERICAN STANDARD | 4A6H6030H1 | HP | Split System: Heat Pump with Remote Outdoor Unit-Air-Source | 4A6H6030H1 |  | 4PX*CU36AC3 | 13 | 16 | 9 | Yes | Yes | 2015-05-13 |  | 2
FALSE | 4A6H6024H1 | 3332 | 8068123 | AMERICAN STANDARD | 4A6H6024H1 | HP | Split System: Heat Pump with Remote Outdoor Unit with No Indoor Fan --Air Source | 4A6H6024H1 |  | 4PX*BD36AC3 | 12 | 14.5 | 8.2 | Yes | Yes | 2015-05-13 |  | Below V5.0 Req.
FALSE | 4A6H6024H1 | 3332 | 8068124 | AMERICAN STANDARD | 4A6H6024H1 | HP | Split System: Heat Pump with Remote Outdoor Unit with No Indoor Fan --Air Source | 4A6H6024H1 |  | 4PX*BU36AC3 | 12 | 14.5 | 8.5 | Yes | Yes | 2015-05-13 |  | 0
FALSE | 4A6H6024H1 | 3332 | 8068125 | AMERICAN STANDARD | 4A6H6024H1 | HP | Split System: Heat Pump with Remote Outdoor Unit with No Indoor Fan --Air Source | 4A6H6024H1 |  | 4PX*CD36AC3 | 12 | 14.5 | 8.2 | Yes | Yes | 2015-05-13 |  | Below V5.0 Req.
FALSE | 4A6H6024H1 | 3332 | 8068126 | AMERICAN STANDARD | 4A6H6024H1 | HP | Split System: Heat Pump with Remote Outdoor Unit with No Indoor Fan --Air Source | 4A6H6024H1 |  | 4PX*CU36AC3 | 12 | 14.5 | 8.5 | Yes | Yes | 2015-05-13 |  | 0
FALSE | 4A6H6048H1 | 3336 | 8064107 | AMERICAN STANDARD | 4A6H6048H1 | HP | Split System: Heat Pump with Remote Outdoor Unit with No Indoor Fan --Air Source | 4A6H6048H1 |  | 4PX*CU48AC3 | 12 | 14.5 | 8.2 | Yes | Yes | 2015-05-13 |  | Below V5.0 Req.
FALSE | 4A6H6060H1 | 3337 | 7566481 | TRANE | 4TWX6060H1 | HP | Split System: Heat Pump with Remote Outdoor Unit-Air-Source | 4A6H6060H1 |  | 4PX*DD60AC3+HORIZ-RT | 12 | 14.75 | 8.5 | Yes | Yes | 2015-05-13 |  | 0
FALSE | 4A6H6060H1 | 3337 | 7566478 | TRANE | 4TWX6060H1 | HP | Split System: Heat Pump with Remote Outdoor Unit-Air-Source | 4A6H6060H1 |  | 4PX*DD60AC3+HORIZ-RT | 12 | 14.5 | 8.5 | Yes | Yes | 2015-05-13 |  | 0
FALSE | 4A6H6048H1 | 3336 | 7565207 | TRANE | 4TWX6048H1 | HP | Split System: Heat Pump with Remote Outdoor Unit-Air-Source | 4A6H6048H1 |  | 4PX*DD60AC3 | 13 | 16 | 9 | Yes | Yes | 2015-05-13 |  | 2
FALSE | 4A6H6048H1 | 3336 | 7565199 | TRANE | 4TWX6048H1 | HP | Split System: Heat Pump with Remote Outdoor Unit-Air-Source | 4A6H6048H1 |  | 4PX*DD60AC3 | 13 | 16 | 8.5 | Yes | Yes | 2015-05-13 |  | 1
FALSE | 4A6H6036H1 | 3334 | 7564618 | TRANE | 4TWX6036H1 | HP | Split System: Heat Pump with Remote Outdoor Unit-Air-Source | 4A6H6036H1 |  | 4PX*DD48AC3 | 13 | 16 | 9 | Yes | Yes | 2015-05-13 |  | 2
FALSE | 4A6H6036H1 | 3334 | 7564617 | TRANE | 4TWX6036H1 | HP | Split System: Heat Pump with Remote Outdoor Unit-Air-Source | 4A6H6036H1 |  | 4PX*DD48AC3 | 13 | 16 | 9 | Yes | Yes | 2015-05-13 |  | 2
FALSE | 4A6H6036H1 | 3334 | 7564616 | TRANE | 4TWX6036H1 | HP | Split System: Heat Pump with Remote Outdoor Unit-Air-Source | 4A6H6036H1 |  | 4PX*DD48AC3 | 13 | 16 | 9 | Yes | Yes | 2015-05-13 |  | 2
FALSE | 4A6H6036H1 | 3334 | 7564614 | TRANE | 4TWX6036H1 | HP | Split System: Heat Pump with Remote Outdoor Unit-Air-Source | 4A6H6036H1 |  | 4PX*DD48AC3 | 13 | 16 | 9 | Yes | Yes | 2015-05-13 |  | 2
FALSE | 4A6H6036H1 | 3334 | 7566378 | TRANE | 4TWX6036H1 | HP | Split System: Heat Pump with Remote Outdoor Unit-Air-Source | 4A6H6036H1 |  | 4PX*DD48AC3+HORIZ-RT | 13 | 16 | 9.5 | Yes | Yes | 2015-05-13 |  | 2
FALSE | 4A6H6036H1 | 3334 | 7566395 | TRANE | 4TWX6036H1 | HP | Split System: Heat Pump with Remote Outdoor Unit-Air-Source | 4A6H6036H1 |  | 4PX*DD48AC3+HORIZ-RT | 13 | 16 | 9.5 | Yes | Yes | 2015-05-13 |  | 2
FALSE | 4A6H6036H1 | 3334 | 7566380 | TRANE | 4TWX6036H1 | HP | Split System: Heat Pump with Remote Outdoor Unit-Air-Source | 4A6H6036H1 |  | 4PX*DD48AC3+HORIZ-RT | 13 | 16 | 9 | Yes | Yes | 2015-05-13 |  | 2
FALSE | 4A6H6048H1 | 3336 | 7565231 | TRANE | 4TWX6048H1 | HP | Split System: Heat Pump with Remote Outdoor Unit-Air-Source | 4A6H6048H1 |  | 4PX*DU48AC3 | 12.5 | 15.5 | 8.5 | Yes | Yes | 2015-05-13 |  | 1
FALSE | 4A6H6048H1 | 3336 | 7565214 | TRANE | 4TWX6048H1 | HP | Split System: Heat Pump with Remote Outdoor Unit-Air-Source | 4A6H6048H1 |  | 4PX*DU48AC3 | 13 | 16 | 9 | Yes | Yes | 2015-05-13 |  | 2
FALSE | 4A6H6048H1 | 3336 | 7565248 | TRANE | 4TWX6048H1 | HP | Split System: Heat Pump with Remote Outdoor Unit-Air-Source | 4A6H6048H1 |  | 4PX*DU60AC3 | 13 | 16 | 9 | Yes | Yes | 2015-05-13 |  | 2
FALSE | 4A6H6048H1 | 3336 | 7565249 | TRANE | 4TWX6048H1 | HP | Split System: Heat Pump with Remote Outdoor Unit-Air-Source | 4A6H6048H1 |  | 4PX*DU60AC3 | 13 | 16 | 9 | Yes | Yes | 2015-05-13 |  | 2
FALSE | 4A6H6048H1 | 3336 | 7565147 | TRANE | 4TWX6048H1 | HP | Split System: Heat Pump with Remote Outdoor Unit-Air-Source | 4A6H6048H1 |  | 4PX*CU36AC3 | 12.5 | 15.5 | 8.2 | Yes | Yes | 2015-05-13 |  | Below V5.0 Req.
FALSE | 4A6H6048H1 | 3336 | 7565144 | TRANE | 4TWX6048H1 | HP | Split System: Heat Pump with Remote Outdoor Unit-Air-Source | 4A6H6048H1 |  | 4PX*CU36AC3 | 12.5 | 15.5 | 8.2 | Yes | Yes | 2015-05-13 |  | Below V5.0 Req.
FALSE | 4A6H6042H1 | 3335 | 7564957 | TRANE | 4TWX6042H1 | HP | Split System: Heat Pump with Remote Outdoor Unit-Air-Source | 4A6H6042H1 |  | 4PX*DU48AC3 | 13 | 16 | 9.5 | Yes | Yes | 2015-05-13 |  | 2
FALSE | 4A6H6048H1 | 3336 | 7566164 | TRANE | 4TWX6048H1 | HP | Split System: Heat Pump with Remote Outdoor Unit-Air-Source | 4A6H6048H1 |  | 4PX*CD42AC3+HORIZ-RT | 13 | 16 | 8.2 | Yes | Yes | 2015-05-13 |  | Below V5.0 Req.
FALSE | 4A6H6048H1 | 3336 | 7566198 | TRANE | 4TWX6048H1 | HP | Split System: Heat Pump with Remote Outdoor Unit-Air-Source | 4A6H6048H1 |  | 4PX*DD60AC3+HORIZ-RT | 13 | 16 | 9 | Yes | Yes | 2015-05-13 |  | 2
FALSE | 4A6H6048H1 | 3336 | 7566199 | TRANE | 4TWX6048H1 | HP | Split System: Heat Pump with Remote Outdoor Unit-Air-Source | 4A6H6048H1 |  | 4PX*DD60AC3+HORIZ-RT | 13 | 16 | 9 | Yes | Yes | 2015-05-13 |  | 2
FALSE | 4A6H6048H1 | 3336 | 7566200 | TRANE | 4TWX6048H1 | HP | Split System: Heat Pump with Remote Outdoor Unit-Air-Source | 4A6H6048H1 |  | 4PX*DD60AC3+HORIZ-RT | 13 | 16 | 9 | Yes | Yes | 2015-05-13 |  | 2
FALSE | 4A6H6048H1 | 3336 | 7566201 | TRANE | 4TWX6048H1 | HP | Split System: Heat Pump with Remote Outdoor Unit-Air-Source | 4A6H6048H1 |  | 4PX*DD60AC3+HORIZ-RT | 13 | 16 | 9 | Yes | Yes | 2015-05-13 |  | 2
FALSE | 4A6H6048H1 | 3336 | 7566203 | TRANE | 4TWX6048H1 | HP | Split System: Heat Pump with Remote Outdoor Unit-Air-Source | 4A6H6048H1 |  | 4PX*DD60AC3+HORIZ-RT | 13 | 16 | 9 | Yes | Yes | 2015-05-13 |  | 2
FALSE | 4A6H6048H1 | 3336 | 7566169 | TRANE | 4TWX6048H1 | HP | Split System: Heat Pump with Remote Outdoor Unit-Air-Source | 4A6H6048H1 |  | 4PX*CD42AC3+HORIZ-RT | 13 | 16 | 8.2 | Yes | Yes | 2015-05-13 |  | Below V5.0 Req.
FALSE | 4A6H6048H1 | 3336 | 7566183 | TRANE | 4TWX6048H1 | HP | Split System: Heat Pump with Remote Outdoor Unit-Air-Source | 4A6H6048H1 |  | 4PX*CD60AC3+HORIZ-RT | 13 | 16 | 9 | Yes | Yes | 2015-05-13 |  | 2
FALSE | 4A6H6048H1 | 3336 | 7566182 | TRANE | 4TWX6048H1 | HP | Split System: Heat Pump with Remote Outdoor Unit-Air-Source | 4A6H6048H1 |  | 4PX*CD60AC3+HORIZ-RT | 13 | 16 | 9 | Yes | Yes | 2015-05-13 |  | 2
FALSE | 4A6H6048H1 | 3336 | 7566165 | TRANE | 4TWX6048H1 | HP | Split System: Heat Pump with Remote Outdoor Unit-Air-Source | 4A6H6048H1 |  | 4PX*CD42AC3+HORIZ-RT | 13 | 16 | 8.2 | Yes | Yes | 2015-05-13 |  | Below V5.0 Req.
FALSE | 4A6H6048H1 | 3336 | 7566180 | TRANE | 4TWX6048H1 | HP | Split System: Heat Pump with Remote Outdoor Unit-Air-Source | 4A6H6048H1 |  | 4PX*CD60AC3+HORIZ-RT | 13 | 16 | 9 | Yes | Yes | 2015-05-13 |  | 2
FALSE | 4A6H6048H1 | 3336 | 7566178 | TRANE | 4TWX6048H1 | HP | Split System: Heat Pump with Remote Outdoor Unit-Air-Source | 4A6H6048H1 |  | 4PX*CD60AC3+HORIZ-RT | 13 | 16 | 9 | Yes | Yes | 2015-05-13 |  | 2
FALSE | 4A6H6048H1 | 3336 | 7566177 | TRANE | 4TWX6048H1 | HP | Split System: Heat Pump with Remote Outdoor Unit-Air-Source | 4A6H6048H1 |  | 4PX*CD60AC3+HORIZ-RT | 12.5 | 15.5 | 8.5 | Yes | Yes | 2015-05-13 |  | 1
FALSE | 4A6H6048H1 | 3336 | 7566176 | TRANE | 4TWX6048H1 | HP | Split System: Heat Pump with Remote Outdoor Unit-Air-Source | 4A6H6048H1 |  | 4PX*CD60AC3+HORIZ-RT | 13 | 16 | 9 | Yes | Yes | 2015-05-13 |  | 2
FALSE | 4A6H6042H1 | 3335 | 7564993 | TRANE | 4TWX6042H1 | HP | Split System: Heat Pump with Remote Outdoor Unit-Air-Source | 4A6H6042H1 |  | 4PX*DU60AC3 | 13 | 16 | 9.6 | Yes | Yes | 2015-05-13 |  | 2
FALSE | 4A6H6042H1 | 3335 | 7564992 | TRANE | 4TWX6042H1 | HP | Split System: Heat Pump with Remote Outdoor Unit-Air-Source | 4A6H6042H1 |  | 4PX*DU60AC3 | 13 | 16 | 9.5 | Yes | Yes | 2015-05-13 |  | 2
FALSE | 4A6H6042H1 | 3335 | 7564991 | TRANE | 4TWX6042H1 | HP | Split System: Heat Pump with Remote Outdoor Unit-Air-Source | 4A6H6042H1 |  | 4PX*DU60AC3 | 13 | 16 | 9.5 | Yes | Yes | 2015-05-13 |  | 2
FALSE | 4A6H6042H1 | 3335 | 7564990 | TRANE | 4TWX6042H1 | HP | Split System: Heat Pump with Remote Outdoor Unit-Air-Source | 4A6H6042H1 |  | 4PX*DU60AC3 | 13 | 16 | 9.5 | Yes | Yes | 2015-05-13 |  | 2
FALSE | 4A6H6042H1 | 3335 | 7564989 | TRANE | 4TWX6042H1 | HP | Split System: Heat Pump with Remote Outdoor Unit-Air-Source | 4A6H6042H1 |  | 4PX*DU60AC3 | 13 | 16 | 9.6 | Yes | Yes | 2015-05-13 |  | 2
FALSE | 4A6H6042H1 | 3335 | 7564988 | TRANE | 4TWX6042H1 | HP | Split System: Heat Pump with Remote Outdoor Unit-Air-Source | 4A6H6042H1 |  | 4PX*DU60AC3 | 13 | 16 | 9.5 | Yes | Yes | 2015-05-13 |  | 2
FALSE | 4A6H6048H1 | 3336 | 7565133 | TRANE | 4TWX6048H1 | HP | Split System: Heat Pump with Remote Outdoor Unit-Air-Source | 4A6H6048H1 |  | 4PX*BU48AC3 | 12.5 | 14.5 | 8.5 | Yes | Yes | 2015-05-13 |  | 0
FALSE | 4A6H6048H1 | 3336 | 7565134 | TRANE | 4TWX6048H1 | HP | Split System: Heat Pump with Remote Outdoor Unit-Air-Source | 4A6H6048H1 |  | 4PX*CD42AC3 | 13 | 16 | 8.2 | Yes | Yes | 2015-05-13 |  | Below V5.0 Req.
FALSE | 4A6H6048H1 | 3336 | 7566196 | TRANE | 4TWX6048H1 | HP | Split System: Heat Pump with Remote Outdoor Unit-Air-Source | 4A6H6048H1 |  | 4PX*DD60AC3+HORIZ-RT | 13 | 16 | 9 | Yes | Yes | 2015-05-13 |  | 2
FALSE | 4A6H6048H1 | 3336 | 7566197 | TRANE | 4TWX6048H1 | HP | Split System: Heat Pump with Remote Outdoor Unit-Air-Source | 4A6H6048H1 |  | 4PX*DD60AC3+HORIZ-RT | 13 | 16 | 9 | Yes | Yes | 2015-05-13 |  | 2
FALSE | 4A6H6036H1 | 3334 | 7564411 | TRANE | 4TWX6036H1 | HP | Split System: Heat Pump with Remote Outdoor Unit-Air-Source | 4A6H6036H1 |  | 4PX*BU42AC3 | 12.5 | 15.5 | 9 | Yes | Yes | 2015-05-13 |  | 1
FALSE | 4A6H6036H1 | 3334 | 7564408 | TRANE | 4TWX6036H1 | HP | Split System: Heat Pump with Remote Outdoor Unit-Air-Source | 4A6H6036H1 |  | 4PX*BU42AC3 | 12.5 | 15.5 | 9 | Yes | Yes | 2015-05-13 |  | 1
FALSE | 4A6H6036H1 | 3334 | 7564445 | TRANE | 4TWX6036H1 | HP | Split System: Heat Pump with Remote Outdoor Unit-Air-Source | 4A6H6036H1 |  | 4PX*CD36AC3 | 12.5 | 15.25 | 8.5 | Yes | Yes | 2015-05-13 |  | 1
FALSE | 4A6H6036H1 | 3334 | 7564405 | TRANE | 4TWX6036H1 | HP | Split System: Heat Pump with Remote Outdoor Unit-Air-Source | 4A6H6036H1 |  | 4PX*BU42AC3 | 13 | 16 | 9.5 | Yes | Yes | 2015-05-13 |  | 2
FALSE | 4A6H6036H1 | 3334 | 7566328 | TRANE | 4TWX6036H1 | HP | Split System: Heat Pump with Remote Outdoor Unit-Air-Source | 4A6H6036H1 |  | 4PX*CD42AC3+HORIZ-RT | 13 | 16 | 9 | Yes | Yes | 2015-05-13 |  | 2
FALSE | 4A6H6036H1 | 3334 | 7564475 | TRANE | 4TWX6036H1 | HP | Split System: Heat Pump with Remote Outdoor Unit-Air-Source | 4A6H6036H1 |  | 4PX*CD42AC3 | 13 | 16 | 9 | Yes | Yes | 2015-05-13 |  | 2
FALSE | 4A6H6036H1 | 3334 | 7564590 | TRANE | 4TWX6036H1 | HP | Split System: Heat Pump with Remote Outdoor Unit-Air-Source | 4A6H6036H1 |  | 4PX*CU48AC3 | 13 | 16 | 9.5 | Yes | Yes | 2015-05-13 |  | 2
FALSE | 4A6H6036H1 | 3334 | 7564591 | TRANE | 4TWX6036H1 | HP | Split System: Heat Pump with Remote Outdoor Unit-Air-Source | 4A6H6036H1 |  | 4PX*CU48AC3 | 13 | 16 | 9.6 | Yes | Yes | 2015-05-13 |  | 2
FALSE | 4A6H6036H1 | 3334 | 7564613 | TRANE | 4TWX6036H1 | HP | Split System: Heat Pump with Remote Outdoor Unit-Air-Source | 4A6H6036H1 |  | 4PX*DD48AC3 | 13 | 16 | 9 | Yes | Yes | 2015-05-13 |  | 2
FALSE | 4A6H6036H1 | 3334 | 7564619 | TRANE | 4TWX6036H1 | HP | Split System: Heat Pump with Remote Outdoor Unit-Air-Source | 4A6H6036H1 |  | 4PX*DD48AC3 | 13 | 16 | 9 | Yes | Yes | 2015-05-13 |  | 2
FALSE | 4A6H6048H1 | 3336 | 7565217 | TRANE | 4TWX6048H1 | HP | Split System: Heat Pump with Remote Outdoor Unit-Air-Source | 4A6H6048H1 |  | 4PX*DU48AC3 | 13 | 16 | 9 | Yes | Yes | 2015-05-13 |  | 2
FALSE | 4A6H6048H1 | 3336 | 7565219 | TRANE | 4TWX6048H1 | HP | Split System: Heat Pump with Remote Outdoor Unit-Air-Source | 4A6H6048H1 |  | 4PX*DU48AC3 | 13 | 16 | 9 | Yes | Yes | 2015-05-13 |  | 2
FALSE | 4A6H6048H1 | 3336 | 7565204 | TRANE | 4TWX6048H1 | HP | Split System: Heat Pump with Remote Outdoor Unit-Air-Source | 4A6H6048H1 |  | 4PX*DD60AC3 | 12.5 | 15.5 | 8.5 | Yes | Yes | 2015-05-13 |  | 1
FALSE | 4A6H6048H1 | 3336 | 7565201 | TRANE | 4TWX6048H1 | HP | Split System: Heat Pump with Remote Outdoor Unit-Air-Source | 4A6H6048H1 |  | 4PX*DD60AC3 | 12.5 | 15.5 | 8.5 | Yes | Yes | 2015-05-13 |  | 1
FALSE | 4A6H6024H1 | 3332 | 7563875 | TRANE | 4TWX6024H1 | HP | Split System: Heat Pump with Remote Outdoor Unit-Air-Source | 4A6H6024H1 |  | 4PX*BD36AC3 | 13 | 16 | 9 | Yes | Yes | 2015-05-13 |  | 2
FALSE | 4A6H6036H1 | 3334 | 7564330 | TRANE | 4TWX6036H1 | HP | Split System: Heat Pump with Remote Outdoor Unit-Air-Source | 4A6H6036H1 |  | 4PX*BD36AC3 | 12.5 | 15 | 8.5 | Yes | Yes | 2015-05-13 |  | 1
FALSE | 4A6H6036H1 | 3334 | 7564326 | TRANE | 4TWX6036H1 | HP | Split System: Heat Pump with Remote Outdoor Unit-Air-Source | 4A6H6036H1 |  | 4PX*BD36AC3 | 12.5 | 15.5 | 8.5 | Yes | Yes | 2015-05-13 |  | 1
FALSE | 4A6H6024H1 | 3332 | 7563881 | TRANE | 4TWX6024H1 | HP | Split System: Heat Pump with Remote Outdoor Unit-Air-Source | 4A6H6024H1 |  | 4PX*BD36AC3 | 13 | 16 | 8.5 | Yes | Yes | 2015-05-13 |  | 1
FALSE | 4A6H6024H1 | 3332 | 7563880 | TRANE | 4TWX6024H1 | HP | Split System: Heat Pump with Remote Outdoor Unit-Air-Source | 4A6H6024H1 |  | 4PX*BD36AC3 | 12.5 | 15.5 | 8.5 | Yes | Yes | 2015-05-13 |  | 1
FALSE | 4A6H6024H1 | 3332 | 7563879 | TRANE | 4TWX6024H1 | HP | Split System: Heat Pump with Remote Outdoor Unit-Air-Source | 4A6H6024H1 |  | 4PX*BD36AC3 | 13 | 16 | 8.5 | Yes | Yes | 2015-05-13 |  | 1
FALSE | 4A6H6024H1 | 3332 | 7563878 | TRANE | 4TWX6024H1 | HP | Split System: Heat Pump with Remote Outdoor Unit-Air-Source | 4A6H6024H1 |  | 4PX*BD36AC3 | 12.5 | 15.5 | 8.5 | Yes | Yes | 2015-05-13 |  | 1
FALSE | 4A6H6024H1 | 3332 | 7563876 | TRANE | 4TWX6024H1 | HP | Split System: Heat Pump with Remote Outdoor Unit-Air-Source | 4A6H6024H1 |  | 4PX*BD36AC3 | 13 | 16 | 9 | Yes | Yes | 2015-05-13 |  | 2
FALSE | 4A6H6036H1 | 3334 | 7564325 | TRANE | 4TWX6036H1 | HP | Split System: Heat Pump with Remote Outdoor Unit-Air-Source | 4A6H6036H1 |  | 4PX*BD36AC3 | 12.5 | 15.5 | 8.5 | Yes | Yes | 2015-05-13 |  | 1
FALSE | 4A6H6024H1 | 3332 | 7566242 | TRANE | 4TWX6024H1 | HP | Split System: Heat Pump with Remote Outdoor Unit-Air-Source | 4A6H6024H1 |  | 4PX*BD36AC3+HORIZ-RT | 13 | 16 | 8.5 | Yes | Yes | 2015-05-13 |  | 1
FALSE | 4A6H6024H1 | 3332 | 7566243 | TRANE | 4TWX6024H1 | HP | Split System: Heat Pump with Remote Outdoor Unit-Air-Source | 4A6H6024H1 |  | 4PX*BD36AC3+HORIZ-RT | 13 | 16 | 8.5 | Yes | Yes | 2015-05-13 |  | 1
FALSE | 4A6H6024H1 | 3332 | 7566253 | TRANE | 4TWX6024H1 | HP | Split System: Heat Pump with Remote Outdoor Unit-Air-Source | 4A6H6024H1 |  | 4PX*BD36AC3+HORIZ-RT | 13 | 16 | 9 | Yes | Yes | 2015-05-13 |  | 2
FALSE | 4A6H6024H1 | 3332 | 7566252 | TRANE | 4TWX6024H1 | HP | Split System: Heat Pump with Remote Outdoor Unit-Air-Source | 4A6H6024H1 |  | 4PX*BD36AC3+HORIZ-RT | 13 | 16 | 9 | Yes | Yes | 2015-05-13 |  | 2
FALSE | 4A6H6024H1 | 3332 | 7566251 | TRANE | 4TWX6024H1 | HP | Split System: Heat Pump with Remote Outdoor Unit-Air-Source | 4A6H6024H1 |  | 4PX*BD36AC3+HORIZ-RT | 13 | 16 | 8.5 | Yes | Yes | 2015-05-13 |  | 1
FALSE | 4A6H6024H1 | 3332 | 7566250 | TRANE | 4TWX6024H1 | HP | Split System: Heat Pump with Remote Outdoor Unit-Air-Source | 4A6H6024H1 |  | 4PX*BD36AC3+HORIZ-RT | 13 | 16 | 9 | Yes | Yes | 2015-05-13 |  | 2
FALSE | 4A6H6042H1 | 3335 | 7564870 | TRANE | 4TWX6042H1 | HP | Split System: Heat Pump with Remote Outdoor Unit-Air-Source | 4A6H6042H1 |  | 4PX*CU36AC3 | 12.5 | 15.5 | 9 | Yes | Yes | 2015-05-13 |  | 1
FALSE | 4A6H6042H1 | 3335 | 7564869 | TRANE | 4TWX6042H1 | HP | Split System: Heat Pump with Remote Outdoor Unit-Air-Source | 4A6H6042H1 |  | 4PX*CU36AC3 | 12.5 | 15.5 | 9 | Yes | Yes | 2015-05-13 |  | 1
FALSE | 4A6H6042H1 | 3335 | 7564849 | TRANE | 4TWX6042H1 | HP | Split System: Heat Pump with Remote Outdoor Unit-Air-Source | 4A6H6042H1 |  | 4PX*CD42AC3 | 13 | 16 | 8.5 | Yes | Yes | 2015-05-13 |  | 1
FALSE | 4A6H6042H1 | 3335 | 7566397 | TRANE | 4TWX6042H1 | HP | Split System: Heat Pump with Remote Outdoor Unit-Air-Source | 4A6H6042H1 |  | 4PX*CD42AC3+HORIZ-RT | 13 | 16 | 8.5 | Yes | Yes | 2015-05-13 |  | 1
FALSE | 4A6H6042H1 | 3335 | 7566429 | TRANE | 4TWX6042H1 | HP | Split System: Heat Pump with Remote Outdoor Unit-Air-Source | 4A6H6042H1 |  | 4PX*DD60AC3+HORIZ-RT | 13 | 16 | 9.5 | Yes | Yes | 2015-05-13 |  | 2
FALSE | 4A6H6042H1 | 3335 | 7566428 | TRANE | 4TWX6042H1 | HP | Split System: Heat Pump with Remote Outdoor Unit-Air-Source | 4A6H6042H1 |  | 4PX*DD60AC3+HORIZ-RT | 13 | 16 | 9 | Yes | Yes | 2015-05-13 |  | 2
FALSE | 4A6H6042H1 | 3335 | 7566449 | TRANE | 4TWX6042H1 | HP | Split System: Heat Pump with Remote Outdoor Unit-Air-Source | 4A6H6042H1 |  | 4PX*DD60AC3+HORIZ-RT | 13 | 16 | 9 | Yes | Yes | 2015-05-13 |  | 2
FALSE | 4A6H6042H1 | 3335 | 7566430 | TRANE | 4TWX6042H1 | HP | Split System: Heat Pump with Remote Outdoor Unit-Air-Source | 4A6H6042H1 |  | 4PX*DD60AC3+HORIZ-RT | 13 | 16 | 9 | Yes | Yes | 2015-05-13 |  | 2
FALSE | 4A6H6042H1 | 3335 | 7566431 | TRANE | 4TWX6042H1 | HP | Split System: Heat Pump with Remote Outdoor Unit-Air-Source | 4A6H6042H1 |  | 4PX*DD60AC3+HORIZ-RT | 13 | 16 | 9 | Yes | Yes | 2015-05-13 |  | 2
FALSE | 4A6H6048H1 | 3336 | 7565151 | TRANE | 4TWX6048H1 | HP | Split System: Heat Pump with Remote Outdoor Unit-Air-Source | 4A6H6048H1 |  | 4PX*CU36AC3 | 12.5 | 15 | 8.2 | Yes | Yes | 2015-05-13 |  | Below V5.0 Req.
FALSE | 4A6H6048H1 | 3336 | 7566167 | TRANE | 4TWX6048H1 | HP | Split System: Heat Pump with Remote Outdoor Unit-Air-Source | 4A6H6048H1 |  | 4PX*CD42AC3+HORIZ-RT | 13 | 16 | 8.2 | Yes | Yes | 2015-05-13 |  | Below V5.0 Req.
FALSE | 4A6H6048H1 | 3336 | 7565233 | TRANE | 4TWX6048H1 | HP | Split System: Heat Pump with Remote Outdoor Unit-Air-Source | 4A6H6048H1 |  | 4PX*DU48AC3 | 13 | 16 | 9 | Yes | Yes | 2015-05-13 |  | 2
FALSE | 4A6H6048H1 | 3336 | 7565237 | TRANE | 4TWX6048H1 | HP | Split System: Heat Pump with Remote Outdoor Unit-Air-Source | 4A6H6048H1 |  | 4PX*DU48AC3 | 13 | 16 | 9 | Yes | Yes | 2015-05-13 |  | 2
FALSE | 4A6H6036H1 | 3334 | 7564349 | TRANE | 4TWX6036H1 | HP | Split System: Heat Pump with Remote Outdoor Unit-Air-Source | 4A6H6036H1 |  | 4PX*BD48AC3 | 12.5 | 15 | 8.5 | Yes | Yes | 2015-05-13 |  | 1
FALSE | 4A6H6036H1 | 3334 | 7564351 | TRANE | 4TWX6036H1 | HP | Split System: Heat Pump with Remote Outdoor Unit-Air-Source | 4A6H6036H1 |  | 4PX*BD48AC3 | 12.5 | 15.5 | 9 | Yes | Yes | 2015-05-13 |  | 1
FALSE | 4A6H6036H1 | 3334 | 7566285 | TRANE | 4TWX6036H1 | HP | Split System: Heat Pump with Remote Outdoor Unit-Air-Source | 4A6H6036H1 |  | 4PX*BD42AC3+HORIZ-RT | 12.5 | 15.5 | 8.5 | Yes | Yes | 2015-05-13 |  | 1
FALSE | 4A6H6036H1 | 3334 | 7566278 | TRANE | 4TWX6036H1 | HP | Split System: Heat Pump with Remote Outdoor Unit-Air-Source | 4A6H6036H1 |  | 4PX*BD42AC3+HORIZ-RT | 13 | 16 | 9 | Yes | Yes | 2015-05-13 |  | 2
FALSE | 4A6H6036H1 | 3334 | 7566277 | TRANE | 4TWX6036H1 | HP | Split System: Heat Pump with Remote Outdoor Unit-Air-Source | 4A6H6036H1 |  | 4PX*BD42AC3+HORIZ-RT | 13 | 16 | 9 | Yes | Yes | 2015-05-13 |  | 2
FALSE | 4A6H6036H1 | 3334 | 7564341 | TRANE | 4TWX6036H1 | HP | Split System: Heat Pump with Remote Outdoor Unit-Air-Source | 4A6H6036H1 |  | 4PX*BD42AC3 | 12.5 | 15.5 | 8.5 | Yes | Yes | 2015-05-13 |  | 1
FALSE | 4A6H6036H1 | 3334 | 7564338 | TRANE | 4TWX6036H1 | HP | Split System: Heat Pump with Remote Outdoor Unit-Air-Source | 4A6H6036H1 |  | 4PX*BD42AC3 | 12.5 | 15.5 | 8.5 | Yes | Yes | 2015-05-13 |  | 1
FALSE | 4A6H6036H1 | 3334 | 7564337 | TRANE | 4TWX6036H1 | HP | Split System: Heat Pump with Remote Outdoor Unit-Air-Source | 4A6H6036H1 |  | 4PX*BD42AC3 | 12.5 | 15.5 | 8.5 | Yes | Yes | 2015-05-13 |  | 1
FALSE | 4A6H6036H1 | 3334 | 7564348 | TRANE | 4TWX6036H1 | HP | Split System: Heat Pump with Remote Outdoor Unit-Air-Source | 4A6H6036H1 |  | 4PX*BD42AC3 | 13 | 16 | 8.5 | Yes | Yes | 2015-05-13 |  | 1
FALSE | 4A6H6048H1 | 3336 | 7565194 | TRANE | 4TWX6048H1 | HP | Split System: Heat Pump with Remote Outdoor Unit-Air-Source | 4A6H6048H1 |  | 4PX*DD60AC3 | 13 | 16 | 9 | Yes | Yes | 2015-05-13 |  | 2
FALSE | 4A6H6036H1 | 3334 | 7566266 | TRANE | 4TWX6036H1 | HP | Split System: Heat Pump with Remote Outdoor Unit-Air-Source | 4A6H6036H1 |  | 4PX*BD36AC3+HORIZ-RT | 12.5 | 15.25 | 8.5 | Yes | Yes | 2015-05-13 |  | 1
FALSE | 4A6H6036H1 | 3334 | 7566273 | TRANE | 4TWX6036H1 | HP | Split System: Heat Pump with Remote Outdoor Unit-Air-Source | 4A6H6036H1 |  | 4PX*BD36AC3+HORIZ-RT | 12.5 | 15.5 | 8.5 | Yes | Yes | 2015-05-13 |  | 1
FALSE | 4A6H6036H1 | 3334 | 7566265 | TRANE | 4TWX6036H1 | HP | Split System: Heat Pump with Remote Outdoor Unit-Air-Source | 4A6H6036H1 |  | 4PX*BD36AC3+HORIZ-RT | 12.5 | 15.25 | 8.5 | Yes | Yes | 2015-05-13 |  | 1
FALSE | 4A6H6036H1 | 3334 | 7566264 | TRANE | 4TWX6036H1 | HP | Split System: Heat Pump with Remote Outdoor Unit-Air-Source | 4A6H6036H1 |  | 4PX*BD36AC3+HORIZ-RT | 12.5 | 15.5 | 8.5 | Yes | Yes | 2015-05-13 |  | 1
FALSE | 4A6H6036H1 | 3334 | 7566271 | TRANE | 4TWX6036H1 | HP | Split System: Heat Pump with Remote Outdoor Unit-Air-Source | 4A6H6036H1 |  | 4PX*BD36AC3+HORIZ-RT | 13 | 16 | 8.5 | Yes | Yes | 2015-05-13 |  | 1
FALSE | 4A6H6036H1 | 3334 | 7564623 | TRANE | 4TWX6036H1 | HP | Split System: Heat Pump with Remote Outdoor Unit-Air-Source | 4A6H6036H1 |  | 4PX*DU48AC3 | 13 | 16 | 9.6 | Yes | Yes | 2015-05-13 |  | 2
FALSE | 4A6H6036H1 | 3334 | 7564624 | TRANE | 4TWX6036H1 | HP | Split System: Heat Pump with Remote Outdoor Unit-Air-Source | 4A6H6036H1 |  | 4PX*DU48AC3 | 13 | 16 | 9.6 | Yes | Yes | 2015-05-13 |  | 2
FALSE | 4A6H6036H1 | 3334 | 7564625 | TRANE | 4TWX6036H1 | HP | Split System: Heat Pump with Remote Outdoor Unit-Air-Source | 4A6H6036H1 |  | 4PX*DU48AC3 | 13 | 16 | 9.6 | Yes | Yes | 2015-05-13 |  | 2
FALSE | 4A6H6036H1 | 3334 | 7564628 | TRANE | 4TWX6036H1 | HP | Split System: Heat Pump with Remote Outdoor Unit-Air-Source | 4A6H6036H1 |  | 4PX*DU48AC3 | 13 | 16 | 9.5 | Yes | Yes | 2015-05-13 |  | 2
FALSE | 4A6H6036H1 | 3334 | 7564598 | TRANE | 4TWX6036H1 | HP | Split System: Heat Pump with Remote Outdoor Unit-Air-Source | 4A6H6036H1 |  | 4PX*CU48AC3 | 12.5 | 15.5 | 9.5 | Yes | Yes | 2015-05-13 |  | 1
FALSE | 4A6H6036H1 | 3334 | 7564599 | TRANE | 4TWX6036H1 | HP | Split System: Heat Pump with Remote Outdoor Unit-Air-Source | 4A6H6036H1 |  | 4PX*CU48AC3 | 13 | 16 | 9.6 | Yes | Yes | 2015-05-13 |  | 2
FALSE | 4A6H6036H1 | 3334 | 7564601 | TRANE | 4TWX6036H1 | HP | Split System: Heat Pump with Remote Outdoor Unit-Air-Source | 4A6H6036H1 |  | 4PX*CU48AC3 | 12.5 | 15.5 | 9 | Yes | Yes | 2015-05-13 |  | 1
FALSE | 4A6H6048H1 | 3336 | 7565251 | TRANE | 4TWX6048H1 | HP | Split System: Heat Pump with Remote Outdoor Unit-Air-Source | 4A6H6048H1 |  | 4PX*DU60AC3 | 13 | 16 | 9 | Yes | Yes | 2015-05-13 |  | 2
FALSE | 4A6H6048H1 | 3336 | 7565262 | TRANE | 4TWX6048H1 | HP | Split System: Heat Pump with Remote Outdoor Unit-Air-Source | 4A6H6048H1 |  | 4PX*DU60AC3 | 13 | 16 | 9 | Yes | Yes | 2015-05-13 |  | 2
FALSE | 4A6H6048H1 | 3336 | 7565263 | TRANE | 4TWX6048H1 | HP | Split System: Heat Pump with Remote Outdoor Unit-Air-Source | 4A6H6048H1 |  | 4PX*DU60AC3 | 13 | 16 | 9 | Yes | Yes | 2015-05-13 |  | 2
FALSE | 4A6H6048H1 | 3336 | 7565264 | TRANE | 4TWX6048H1 | HP | Split System: Heat Pump with Remote Outdoor Unit-Air-Source | 4A6H6048H1 |  | 4PX*DU60AC3 | 13 | 16 | 9 | Yes | Yes | 2015-05-13 |  | 2
FALSE | 4A6H6048H1 | 3336 | 7565265 | TRANE | 4TWX6048H1 | HP | Split System: Heat Pump with Remote Outdoor Unit-Air-Source | 4A6H6048H1 |  | 4PX*DU60AC3 | 13 | 16 | 9 | Yes | Yes | 2015-05-13 |  | 2
FALSE | 4A6H6048H1 | 3336 | 7565268 | TRANE | 4TWX6048H1 | HP | Split System: Heat Pump with Remote Outdoor Unit-Air-Source | 4A6H6048H1 |  | 4PX*DU60AC3 | 13 | 16 | 9 | Yes | Yes | 2015-05-13 |  | 2
FALSE | 4A6H6048H1 | 3336 | 7565269 | TRANE | 4TWX6048H1 | HP | Split System: Heat Pump with Remote Outdoor Unit-Air-Source | 4A6H6048H1 |  | 4PX*DU60AC3 | 13 | 16 | 9 | Yes | Yes | 2015-05-13 |  | 2
FALSE | 4A6H6048H1 | 3336 | 7565270 | TRANE | 4TWX6048H1 | HP | Split System: Heat Pump with Remote Outdoor Unit-Air-Source | 4A6H6048H1 |  | 4PX*DU60AC3 | 13 | 16 | 9 | Yes | Yes | 2015-05-13 |  | 2
FALSE | 4A6H6042H1 | 3335 | 7564947 | TRANE | 4TWX6042H1 | HP | Split System: Heat Pump with Remote Outdoor Unit-Air-Source | 4A6H6042H1 |  | 4PX*DU48AC3 | 13 | 16 | 9 | Yes | Yes | 2015-05-13 |  | 2
FALSE | 4A6H6042H1 | 3335 | 7564943 | TRANE | 4TWX6042H1 | HP | Split System: Heat Pump with Remote Outdoor Unit-Air-Source | 4A6H6042H1 |  | 4PX*DU48AC3 | 13 | 16 | 9 | Yes | Yes | 2015-05-13 |  | 2
FALSE | 4A6H6042H1 | 3335 | 7564987 | TRANE | 4TWX6042H1 | HP | Split System: Heat Pump with Remote Outdoor Unit-Air-Source | 4A6H6042H1 |  | 4PX*DU60AC3 | 13 | 16 | 9.5 | Yes | Yes | 2015-05-13 |  | 2
FALSE | 4A6H6042H1 | 3335 | 7564985 | TRANE | 4TWX6042H1 | HP | Split System: Heat Pump with Remote Outdoor Unit-Air-Source | 4A6H6042H1 |  | 4PX*DU60AC3 | 13 | 16 | 9.6 | Yes | Yes | 2015-05-13 |  | 2
FALSE | 4A6H6042H1 | 3335 | 7564983 | TRANE | 4TWX6042H1 | HP | Split System: Heat Pump with Remote Outdoor Unit-Air-Source | 4A6H6042H1 |  | 4PX*DU60AC3 | 13 | 16 | 9.6 | Yes | Yes | 2015-05-13 |  | 2
FALSE | 4A6H6042H1 | 3335 | 7564982 | TRANE | 4TWX6042H1 | HP | Split System: Heat Pump with Remote Outdoor Unit-Air-Source | 4A6H6042H1 |  | 4PX*DU60AC3 | 13 | 16 | 9.6 | Yes | Yes | 2015-05-13 |  | 2
FALSE | 4A6H6042H1 | 3335 | 7564980 | TRANE | 4TWX6042H1 | HP | Split System: Heat Pump with Remote Outdoor Unit-Air-Source | 4A6H6042H1 |  | 4PX*DU60AC3 | 13 | 16 | 9.6 | Yes | Yes | 2015-05-13 |  | 2
FALSE | 4A6H6048H1 | 3336 | 7565137 | TRANE | 4TWX6048H1 | HP | Split System: Heat Pump with Remote Outdoor Unit-Air-Source | 4A6H6048H1 |  | 4PX*CD60AC3 | 13 | 16 | 9 | Yes | Yes | 2015-05-13 |  | 2
FALSE | 4A6H6048H1 | 3336 | 7565143 | TRANE | 4TWX6048H1 | HP | Split System: Heat Pump with Remote Outdoor Unit-Air-Source | 4A6H6048H1 |  | 4PX*CD60AC3 | 13 | 16 | 9 | Yes | Yes | 2015-05-13 |  | 2
FALSE | 4A6H6048H1 | 3336 | 7565139 | TRANE | 4TWX6048H1 | HP | Split System: Heat Pump with Remote Outdoor Unit-Air-Source | 4A6H6048H1 |  | 4PX*CD60AC3 | 13 | 16 | 8.5 | Yes | Yes | 2015-05-13 |  | 1
FALSE | 4A6H6048H1 | 3336 | 7565140 | TRANE | 4TWX6048H1 | HP | Split System: Heat Pump with Remote Outdoor Unit-Air-Source | 4A6H6048H1 |  | 4PX*CD60AC3 | 12.5 | 15 | 8.5 | Yes | Yes | 2015-05-13 |  | 1
FALSE | 4A6H6048H1 | 3336 | 7565141 | TRANE | 4TWX6048H1 | HP | Split System: Heat Pump with Remote Outdoor Unit-Air-Source | 4A6H6048H1 |  | 4PX*CD60AC3 | 12.5 | 15.5 | 8.5 | Yes | Yes | 2015-05-13 |  | 1
FALSE | 4A6H6048H1 | 3336 | 7565153 | TRANE | 4TWX6048H1 | HP | Split System: Heat Pump with Remote Outdoor Unit-Air-Source | 4A6H6048H1 |  | 4PX*CU36AC3 | 12.5 | 15.5 | 8.2 | Yes | Yes | 2015-05-13 |  | Below V5.0 Req.
FALSE | 4A6H6036H1 | 3334 | 7566270 | TRANE | 4TWX6036H1 | HP | Split System: Heat Pump with Remote Outdoor Unit-Air-Source | 4A6H6036H1 |  | 4PX*BD36AC3+HORIZ-RT | 13 | 16 | 8.5 | Yes | Yes | 2015-05-13 |  | 1
FALSE | 4A6H6036H1 | 3334 | 7564469 | TRANE | 4TWX6036H1 | HP | Split System: Heat Pump with Remote Outdoor Unit-Air-Source | 4A6H6036H1 |  | 4PX*CD42AC3 | 12.5 | 15.5 | 8.5 | Yes | Yes | 2015-05-13 |  | 1
FALSE | 4A6H6036H1 | 3334 | 7564471 | TRANE | 4TWX6036H1 | HP | Split System: Heat Pump with Remote Outdoor Unit-Air-Source | 4A6H6036H1 |  | 4PX*CD42AC3 | 12.5 | 15.25 | 8.5 | Yes | Yes | 2015-05-13 |  | 1
FALSE | 4A6H6036H1 | 3334 | 7564472 | TRANE | 4TWX6036H1 | HP | Split System: Heat Pump with Remote Outdoor Unit-Air-Source | 4A6H6036H1 |  | 4PX*CD42AC3 | 13 | 16 | 9 | Yes | Yes | 2015-05-13 |  | 2
FALSE | 4A6H6036H1 | 3334 | 7566350 | TRANE | 4TWX6036H1 | HP | Split System: Heat Pump with Remote Outdoor Unit-Air-Source | 4A6H6036H1 |  | 4PX*CD42AC3+HORIZ-RT | 13 | 16 | 9 | Yes | Yes | 2015-05-13 |  | 2
FALSE | 4A6H6036H1 | 3334 | 7566330 | TRANE | 4TWX6036H1 | HP | Split System: Heat Pump with Remote Outdoor Unit-Air-Source | 4A6H6036H1 |  | 4PX*CD42AC3+HORIZ-RT | 13 | 16 | 9 | Yes | Yes | 2015-05-13 |  | 2
FALSE | 4A6H6036H1 | 3334 | 7566331 | TRANE | 4TWX6036H1 | HP | Split System: Heat Pump with Remote Outdoor Unit-Air-Source | 4A6H6036H1 |  | 4PX*CD42AC3+HORIZ-RT | 13 | 16 | 9 | Yes | Yes | 2015-05-13 |  | 2
FALSE | 4A6H6036H1 | 3334 | 7566332 | TRANE | 4TWX6036H1 | HP | Split System: Heat Pump with Remote Outdoor Unit-Air-Source | 4A6H6036H1 |  | 4PX*CD42AC3+HORIZ-RT | 13 | 16 | 9 | Yes | Yes | 2015-05-13 |  | 2
FALSE | 4A6H6036H1 | 3334 | 7566333 | TRANE | 4TWX6036H1 | HP | Split System: Heat Pump with Remote Outdoor Unit-Air-Source | 4A6H6036H1 |  | 4PX*CD42AC3+HORIZ-RT | 12.5 | 15.5 | 8.5 | Yes | Yes | 2015-05-13 |  | 1
FALSE | 4A6H6036H1 | 3334 | 7566334 | TRANE | 4TWX6036H1 | HP | Split System: Heat Pump with Remote Outdoor Unit-Air-Source | 4A6H6036H1 |  | 4PX*CD42AC3+HORIZ-RT | 13 | 16 | 8.5 | Yes | Yes | 2015-05-13 |  | 1
FALSE | 4A6H6036H1 | 3334 | 7566335 | TRANE | 4TWX6036H1 | HP | Split System: Heat Pump with Remote Outdoor Unit-Air-Source | 4A6H6036H1 |  | 4PX*CD42AC3+HORIZ-RT | 12.5 | 15.5 | 8.5 | Yes | Yes | 2015-05-13 |  | 1
FALSE | 4A6H6036H1 | 3334 | 7566336 | TRANE | 4TWX6036H1 | HP | Split System: Heat Pump with Remote Outdoor Unit-Air-Source | 4A6H6036H1 |  | 4PX*CD42AC3+HORIZ-RT | 12.5 | 15.5 | 8.5 | Yes | Yes | 2015-05-13 |  | 1
FALSE | 4A6H6042H1 | 3335 | 7564850 | TRANE | 4TWX6042H1 | HP | Split System: Heat Pump with Remote Outdoor Unit-Air-Source | 4A6H6042H1 |  | 4PX*CD42AC3 | 12.5 | 15.25 | 8.5 | Yes | Yes | 2015-05-13 |  | 1
FALSE | 4A6H6042H1 | 3335 | 7564847 | TRANE | 4TWX6042H1 | HP | Split System: Heat Pump with Remote Outdoor Unit-Air-Source | 4A6H6042H1 |  | 4PX*CD42AC3 | 13 | 16 | 8.5 | Yes | Yes | 2015-05-13 |  | 1
FALSE | 4A6H6042H1 | 3335 | 7564845 | TRANE | 4TWX6042H1 | HP | Split System: Heat Pump with Remote Outdoor Unit-Air-Source | 4A6H6042H1 |  | 4PX*CD42AC3 | 13 | 16 | 9 | Yes | Yes | 2015-05-13 |  | 2
FALSE | 4A6H6042H1 | 3335 | 7564840 | TRANE | 4TWX6042H1 | HP | Split System: Heat Pump with Remote Outdoor Unit-Air-Source | 4A6H6042H1 |  | 4PX*BU42AC3 | 13 | 16 | 9 | Yes | Yes | 2015-05-13 |  | 2
FALSE | 4A6H6042H1 | 3335 | 7564841 | TRANE | 4TWX6042H1 | HP | Split System: Heat Pump with Remote Outdoor Unit-Air-Source | 4A6H6042H1 |  | 4PX*BU42AC3 | 12.5 | 15.5 | 9 | Yes | Yes | 2015-05-13 |  | 1
FALSE | 4A6H6042H1 | 3335 | 7564838 | TRANE | 4TWX6042H1 | HP | Split System: Heat Pump with Remote Outdoor Unit-Air-Source | 4A6H6042H1 |  | 4PX*BD42AC3 | 12.5 | 15 | 8.5 | Yes | Yes | 2015-05-13 |  | 1
FALSE | 4A6H6036H1 | 3334 | 7564629 | TRANE | 4TWX6036H1 | HP | Split System: Heat Pump with Remote Outdoor Unit-Air-Source | 4A6H6036H1 |  | 4PX*DU48AC3 | 13 | 16 | 9.6 | Yes | Yes | 2015-05-13 |  | 2
FALSE | 4A6H6036H1 | 3334 | 7564630 | TRANE | 4TWX6036H1 | HP | Split System: Heat Pump with Remote Outdoor Unit-Air-Source | 4A6H6036H1 |  | 4PX*DU48AC3 | 13 | 16 | 9.5 | Yes | Yes | 2015-05-13 |  | 2
FALSE | 4A6H6042H1 | 3335 | 7566438 | TRANE | 4TWX6042H1 | HP | Split System: Heat Pump with Remote Outdoor Unit-Air-Source | 4A6H6042H1 |  | 4PX*DD60AC3+HORIZ-RT | 13 | 16 | 9 | Yes | Yes | 2015-05-13 |  | 2
FALSE | 4A6H6042H1 | 3335 | 7566439 | TRANE | 4TWX6042H1 | HP | Split System: Heat Pump with Remote Outdoor Unit-Air-Source | 4A6H6042H1 |  | 4PX*DD60AC3+HORIZ-RT | 13 | 16 | 9 | Yes | Yes | 2015-05-13 |  | 2
FALSE | 4A6H6042H1 | 3335 | 7566440 | TRANE | 4TWX6042H1 | HP | Split System: Heat Pump with Remote Outdoor Unit-Air-Source | 4A6H6042H1 |  | 4PX*DD60AC3+HORIZ-RT | 13 | 16 | 9 | Yes | Yes | 2015-05-13 |  | 2
FALSE | 4A6H6042H1 | 3335 | 7566441 | TRANE | 4TWX6042H1 | HP | Split System: Heat Pump with Remote Outdoor Unit-Air-Source | 4A6H6042H1 |  | 4PX*DD60AC3+HORIZ-RT | 13 | 16 | 9 | Yes | Yes | 2015-05-13 |  | 2
FALSE | 4A6H6042H1 | 3335 | 7566442 | TRANE | 4TWX6042H1 | HP | Split System: Heat Pump with Remote Outdoor Unit-Air-Source | 4A6H6042H1 |  | 4PX*DD60AC3+HORIZ-RT | 13 | 16 | 9 | Yes | Yes | 2015-05-13 |  | 2
FALSE | 4A6H6042H1 | 3335 | 7566443 | TRANE | 4TWX6042H1 | HP | Split System: Heat Pump with Remote Outdoor Unit-Air-Source | 4A6H6042H1 |  | 4PX*DD60AC3+HORIZ-RT | 13 | 16 | 9 | Yes | Yes | 2015-05-13 |  | 2
FALSE | 4A6H6042H1 | 3335 | 7566444 | TRANE | 4TWX6042H1 | HP | Split System: Heat Pump with Remote Outdoor Unit-Air-Source | 4A6H6042H1 |  | 4PX*DD60AC3+HORIZ-RT | 13 | 16 | 9 | Yes | Yes | 2015-05-13 |  | 2
FALSE | 4A6H6042H1 | 3335 | 7564963 | TRANE | 4TWX6042H1 | HP | Split System: Heat Pump with Remote Outdoor Unit-Air-Source | 4A6H6042H1 |  | 4PX*DU48AC3 | 13 | 16 | 9.6 | Yes | Yes | 2015-05-13 |  | 2
FALSE | 4A6H6042H1 | 3335 | 7564961 | TRANE | 4TWX6042H1 | HP | Split System: Heat Pump with Remote Outdoor Unit-Air-Source | 4A6H6042H1 |  | 4PX*DU48AC3 | 13 | 16 | 9.5 | Yes | Yes | 2015-05-13 |  | 2
FALSE | 4A6H6036H1 | 3334 | 7564396 | TRANE | 4TWX6036H1 | HP | Split System: Heat Pump with Remote Outdoor Unit-Air-Source | 4A6H6036H1 |  | 4PX*BU42AC3 | 13 | 16 | 9.5 | Yes | Yes | 2015-05-13 |  | 2
FALSE | 4A6H6036H1 | 3334 | 7564435 | TRANE | 4TWX6036H1 | HP | Split System: Heat Pump with Remote Outdoor Unit-Air-Source | 4A6H6036H1 |  | 4PX*BU48AC3 | 13 | 16 | 9.5 | Yes | Yes | 2015-05-13 |  | 2
FALSE | 4A6H6042H1 | 3335 | 7566400 | TRANE | 4TWX6042H1 | HP | Split System: Heat Pump with Remote Outdoor Unit-Air-Source | 4A6H6042H1 |  | 4PX*CD42AC3+HORIZ-RT | 13 | 16 | 8.5 | Yes | Yes | 2015-05-13 |  | 1
FALSE | 4A6H6042H1 | 3335 | 7566403 | TRANE | 4TWX6042H1 | HP | Split System: Heat Pump with Remote Outdoor Unit-Air-Source | 4A6H6042H1 |  | 4PX*CD42AC3+HORIZ-RT | 13 | 16 | 8.5 | Yes | Yes | 2015-05-13 |  | 1
FALSE | 4A6H6042H1 | 3335 | 7566405 | TRANE | 4TWX6042H1 | HP | Split System: Heat Pump with Remote Outdoor Unit-Air-Source | 4A6H6042H1 |  | 4PX*CD42AC3+HORIZ-RT | 13 | 16 | 8.5 | Yes | Yes | 2015-05-13 |  | 1
FALSE | 4A6H6042H1 | 3335 | 7566417 | TRANE | 4TWX6042H1 | HP | Split System: Heat Pump with Remote Outdoor Unit-Air-Source | 4A6H6042H1 |  | 4PX*CD42AC3+HORIZ-RT | 13 | 16 | 8.5 | Yes | Yes | 2015-05-13 |  | 1
FALSE | 4A6H6042H1 | 3335 | 7566415 | TRANE | 4TWX6042H1 | HP | Split System: Heat Pump with Remote Outdoor Unit-Air-Source | 4A6H6042H1 |  | 4PX*CD42AC3+HORIZ-RT | 13 | 16 | 8.5 | Yes | Yes | 2015-05-13 |  | 1
FALSE | 4A6H6042H1 | 3335 | 7564894 | TRANE | 4TWX6042H1 | HP | Split System: Heat Pump with Remote Outdoor Unit-Air-Source | 4A6H6042H1 |  | 4PX*CU48AC3 | 13 | 16 | 9 | Yes | Yes | 2015-05-13 |  | 2
FALSE | 4A6H6042H1 | 3335 | 7564925 | TRANE | 4TWX6042H1 | HP | Split System: Heat Pump with Remote Outdoor Unit-Air-Source | 4A6H6042H1 |  | 4PX*CU60AC3 | 13 | 16 | 9.6 | Yes | Yes | 2015-05-13 |  | 2
FALSE | 4A6H6042H1 | 3335 | 7564913 | TRANE | 4TWX6042H1 | HP | Split System: Heat Pump with Remote Outdoor Unit-Air-Source | 4A6H6042H1 |  | 4PX*CU60AC3 | 13 | 16 | 9.5 | Yes | Yes | 2015-05-13 |  | 2
FALSE | 4A6H6042H1 | 3335 | 7564941 | TRANE | 4TWX6042H1 | HP | Split System: Heat Pump with Remote Outdoor Unit-Air-Source | 4A6H6042H1 |  | 4PX*DU48AC3 | 13 | 16 | 9 | Yes | Yes | 2015-05-13 |  | 2
FALSE | 4A6H6042H1 | 3335 | 7564967 | TRANE | 4TWX6042H1 | HP | Split System: Heat Pump with Remote Outdoor Unit-Air-Source | 4A6H6042H1 |  | 4PX*DU48AC3 | 13 | 16 | 9.5 | Yes | Yes | 2015-05-13 |  | 2
FALSE | 4A6H6042H1 | 3335 | 7564940 | TRANE | 4TWX6042H1 | HP | Split System: Heat Pump with Remote Outdoor Unit-Air-Source | 4A6H6042H1 |  | 4PX*DU48AC3 | 13 | 16 | 9.5 | Yes | Yes | 2015-05-13 |  | 2
FALSE | 4A6H6042H1 | 3335 | 7564965 | TRANE | 4TWX6042H1 | HP | Split System: Heat Pump with Remote Outdoor Unit-Air-Source | 4A6H6042H1 |  | 4PX*DU48AC3 | 13 | 16 | 9.5 | Yes | Yes | 2015-05-13 |  | 2
FALSE | 4A6H6042H1 | 3335 | 7564964 | TRANE | 4TWX6042H1 | HP | Split System: Heat Pump with Remote Outdoor Unit-Air-Source | 4A6H6042H1 |  | 4PX*DU48AC3 | 13 | 16 | 9.5 | Yes | Yes | 2015-05-13 |  | 2
FALSE | 4A6H6042H1 | 3335 | 7564951 | TRANE | 4TWX6042H1 | HP | Split System: Heat Pump with Remote Outdoor Unit-Air-Source | 4A6H6042H1 |  | 4PX*DU48AC3 | 13 | 16 | 9.5 | Yes | Yes | 2015-05-13 |  | 2
FALSE | 4A6H6042H1 | 3335 | 7564934 | TRANE | 4TWX6042H1 | HP | Split System: Heat Pump with Remote Outdoor Unit-Air-Source | 4A6H6042H1 |  | 4PX*DD60AC3 | 13 | 16 | 9 | Yes | Yes | 2015-05-13 |  | 2
FALSE | 4A6H6036H1 | 3334 | 7564522 | TRANE | 4TWX6036H1 | HP | Split System: Heat Pump with Remote Outdoor Unit-Air-Source | 4A6H6036H1 |  | 4PX*CU36AC3 | 12.5 | 15.25 | 9 | Yes | Yes | 2015-05-13 |  | 1
FALSE | 4A6H6036H1 | 3334 | 7564525 | TRANE | 4TWX6036H1 | HP | Split System: Heat Pump with Remote Outdoor Unit-Air-Source | 4A6H6036H1 |  | 4PX*CU36AC3 | 12.5 | 15.5 | 9 | Yes | Yes | 2015-05-13 |  | 1
FALSE | 4A6H6036H1 | 3334 | 7564563 | TRANE | 4TWX6036H1 | HP | Split System: Heat Pump with Remote Outdoor Unit-Air-Source | 4A6H6036H1 |  | 4PX*CU42AC3 | 13 | 16 | 9.5 | Yes | Yes | 2015-05-13 |  | 2
FALSE | 4A6H6030H1 | 3333 | 7564046 | TRANE | 4TWX6030H1 | HP | Split System: Heat Pump with Remote Outdoor Unit-Air-Source | 4A6H6030H1 |  | 4PX*BU36AC3 | 13 | 16 | 9 | Yes | Yes | 2015-05-13 |  | 2
FALSE | 4A6H6030H1 | 3333 | 7564045 | TRANE | 4TWX6030H1 | HP | Split System: Heat Pump with Remote Outdoor Unit-Air-Source | 4A6H6030H1 |  | 4PX*BU36AC3 | 13 | 16 | 9 | Yes | Yes | 2015-05-13 |  | 2
FALSE | 4A6H6030H1 | 3333 | 7564066 | TRANE | 4TWX6030H1 | HP | Split System: Heat Pump with Remote Outdoor Unit-Air-Source | 4A6H6030H1 |  | 4PX*CU36AC3 | 13 | 16 | 9.5 | Yes | Yes | 2015-05-13 |  | 2
FALSE | 4A6H6030H1 | 3333 | 7564042 | TRANE | 4TWX6030H1 | HP | Split System: Heat Pump with Remote Outdoor Unit-Air-Source | 4A6H6030H1 |  | 4PX*BU36AC3 | 13 | 16 | 9 | Yes | Yes | 2015-05-13 |  | 2
FALSE | 4A6H6030H1 | 3333 | 7564069 | TRANE | 4TWX6030H1 | HP | Split System: Heat Pump with Remote Outdoor Unit-Air-Source | 4A6H6030H1 |  | 4PX*CU36AC3 | 13 | 16 | 9 | Yes | Yes | 2015-05-13 |  | 2
FALSE | 4A6H6030H1 | 3333 | 7564070 | TRANE | 4TWX6030H1 | HP | Split System: Heat Pump with Remote Outdoor Unit-Air-Source | 4A6H6030H1 |  | 4PX*CU36AC3 | 13 | 16 | 9 | Yes | Yes | 2015-05-13 |  | 2
FALSE | 4A6H6030H1 | 3333 | 7564095 | TRANE | 4TWX6030H1 | HP | Split System: Heat Pump with Remote Outdoor Unit-Air-Source | 4A6H6030H1 |  | 4PX*CU36AC3 | 13 | 16 | 9 | Yes | Yes | 2015-05-13 |  | 2
FALSE | 4A6H6030H1 | 3333 | 7564097 | TRANE | 4TWX6030H1 | HP | Split System: Heat Pump with Remote Outdoor Unit-Air-Source | 4A6H6030H1 |  | 4PX*CU36AC3 | 13 | 16 | 9 | Yes | Yes | 2015-05-13 |  | 2
FALSE | 4A6H6024H1 | 3332 | 7563931 | TRANE | 4TWX6024H1 | HP | Split System: Heat Pump with Remote Outdoor Unit-Air-Source | 4A6H6024H1 |  | 4PX*CU36AC3 | 13 | 16 | 9 | Yes | Yes | 2015-05-13 |  | 2
FALSE | 4A6H6024H1 | 3332 | 7563930 | TRANE | 4TWX6024H1 | HP | Split System: Heat Pump with Remote Outdoor Unit-Air-Source | 4A6H6024H1 |  | 4PX*CU36AC3 | 13 | 16 | 9 | Yes | Yes | 2015-05-13 |  | 2
FALSE | 4A6H6024H1 | 3332 | 7566263 | TRANE | 4TWX6024H1 | HP | Split System: Heat Pump with Remote Outdoor Unit-Air-Source | 4A6H6024H1 |  | 4PX*CD36AC3+HORIZ-RT | 13 | 16 | 9 | Yes | Yes | 2015-05-13 |  | 2
FALSE | 4A6H6024H1 | 3332 | 7563928 | TRANE | 4TWX6024H1 | HP | Split System: Heat Pump with Remote Outdoor Unit-Air-Source | 4A6H6024H1 |  | 4PX*CU36AC3 | 13 | 16 | 9 | Yes | Yes | 2015-05-13 |  | 2
FALSE | 4A6H6024H1 | 3332 | 7563921 | TRANE | 4TWX6024H1 | HP | Split System: Heat Pump with Remote Outdoor Unit-Air-Source | 4A6H6024H1 |  | 4PX*CU36AC3 | 13 | 16 | 9 | Yes | Yes | 2015-05-13 |  | 2
FALSE | 4A6H6024H1 | 3332 | 7566257 | TRANE | 4TWX6024H1 | HP | Split System: Heat Pump with Remote Outdoor Unit-Air-Source | 4A6H6024H1 |  | 4PX*CD36AC3+HORIZ-RT | 13 | 16 | 9 | Yes | Yes | 2015-05-13 |  | 2
FALSE | 4A6H6024H1 | 3332 | 7563923 | TRANE | 4TWX6024H1 | HP | Split System: Heat Pump with Remote Outdoor Unit-Air-Source | 4A6H6024H1 |  | 4PX*CU36AC3 | 13 | 16 | 9 | Yes | Yes | 2015-05-13 |  | 2
FALSE | 4A6H6024H1 | 3332 | 7563924 | TRANE | 4TWX6024H1 | HP | Split System: Heat Pump with Remote Outdoor Unit-Air-Source | 4A6H6024H1 |  | 4PX*CU36AC3 | 13 | 16 | 8.5 | Yes | Yes | 2015-05-13 |  | 1
FALSE | 4A6H6036H1 | 3334 | 7564381 | TRANE | 4TWX6036H1 | HP | Split System: Heat Pump with Remote Outdoor Unit-Air-Source | 4A6H6036H1 |  | 4PX*BU36AC3 | 12.5 | 15.25 | 9 | Yes | Yes | 2015-05-13 |  | 1
FALSE | 4A6H6036H1 | 3334 | 7564398 | TRANE | 4TWX6036H1 | HP | Split System: Heat Pump with Remote Outdoor Unit-Air-Source | 4A6H6036H1 |  | 4PX*BU42AC3 | 13 | 16 | 9.6 | Yes | Yes | 2015-05-13 |  | 2
FALSE | 4A6H6036H1 | 3334 | 7564376 | TRANE | 4TWX6036H1 | HP | Split System: Heat Pump with Remote Outdoor Unit-Air-Source | 4A6H6036H1 |  | 4PX*BU36AC3 | 12.5 | 15.5 | 9 | Yes | Yes | 2015-05-13 |  | 1
FALSE | 4A6H6036H1 | 3334 | 7566297 | TRANE | 4TWX6036H1 | HP | Split System: Heat Pump with Remote Outdoor Unit-Air-Source | 4A6H6036H1 |  | 4PX*BD48AC3+HORIZ-RT | 12.5 | 15.5 | 9 | Yes | Yes | 2015-05-13 |  | 1
FALSE | 4A6H6024H1 | 3332 | 7563901 | TRANE | 4TWX6024H1 | HP | Split System: Heat Pump with Remote Outdoor Unit-Air-Source | 4A6H6024H1 |  | 4PX*BU36AC3 | 13 | 16 | 9 | Yes | Yes | 2015-05-13 |  | 2
FALSE | 4A6H6036H1 | 3334 | 7566294 | TRANE | 4TWX6036H1 | HP | Split System: Heat Pump with Remote Outdoor Unit-Air-Source | 4A6H6036H1 |  | 4PX*BD48AC3+HORIZ-RT | 13 | 16 | 9 | Yes | Yes | 2015-05-13 |  | 2
FALSE | 4A6H6030H1 | 3333 | 7564094 | TRANE | 4TWX6030H1 | HP | Split System: Heat Pump with Remote Outdoor Unit-Air-Source | 4A6H6030H1 |  | 4PX*CU36AC3 | 13 | 16 | 9.6 | Yes | Yes | 2015-05-13 |  | 2
FALSE | 4A6H6030H1 | 3333 | 7564044 | TRANE | 4TWX6030H1 | HP | Split System: Heat Pump with Remote Outdoor Unit-Air-Source | 4A6H6030H1 |  | 4PX*BU36AC3 | 13 | 16 | 9 | Yes | Yes | 2015-05-13 |  | 2
FALSE | 4A6H6030H1 | 3333 | 7564061 | TRANE | 4TWX6030H1 | HP | Split System: Heat Pump with Remote Outdoor Unit-Air-Source | 4A6H6030H1 |  | 4PX*BU36AC3 | 13 | 16 | 9 | Yes | Yes | 2015-05-13 |  | 2
FALSE | 4A6H6030H1 | 3333 | 7564060 | TRANE | 4TWX6030H1 | HP | Split System: Heat Pump with Remote Outdoor Unit-Air-Source | 4A6H6030H1 |  | 4PX*BU36AC3 | 13 | 16 | 9 | Yes | Yes | 2015-05-13 |  | 2
FALSE | 4A6H6030H1 | 3333 | 7564058 | TRANE | 4TWX6030H1 | HP | Split System: Heat Pump with Remote Outdoor Unit-Air-Source | 4A6H6030H1 |  | 4PX*BU36AC3 | 13 | 16 | 9 | Yes | Yes | 2015-05-13 |  | 2
FALSE | 4A6H6036H1 | 3334 | 7564397 | TRANE | 4TWX6036H1 | HP | Split System: Heat Pump with Remote Outdoor Unit-Air-Source | 4A6H6036H1 |  | 4PX*BU42AC3 | 12.5 | 15.5 | 9 | Yes | Yes | 2015-05-13 |  | 1
FALSE | 4A6H6036H1 | 3334 | 7564545 | TRANE | 4TWX6036H1 | HP | Split System: Heat Pump with Remote Outdoor Unit-Air-Source | 4A6H6036H1 |  | 4PX*CU42AC3 | 13 | 16 | 9.5 | Yes | Yes | 2015-05-13 |  | 2
FALSE | 4A6H6036H1 | 3334 | 7564546 | TRANE | 4TWX6036H1 | HP | Split System: Heat Pump with Remote Outdoor Unit-Air-Source | 4A6H6036H1 |  | 4PX*CU42AC3 | 13 | 16 | 9.5 | Yes | Yes | 2015-05-13 |  | 2
FALSE | 4A6H6036H1 | 3334 | 7564506 | TRANE | 4TWX6036H1 | HP | Split System: Heat Pump with Remote Outdoor Unit-Air-Source | 4A6H6036H1 |  | 4PX*CU36AC3 | 12.5 | 15.25 | 9 | Yes | Yes | 2015-05-13 |  | 1
FALSE | 4A6H6036H1 | 3334 | 7564577 | TRANE | 4TWX6036H1 | HP | Split System: Heat Pump with Remote Outdoor Unit-Air-Source | 4A6H6036H1 |  | 4PX*CU48AC3 | 13 | 16 | 9 | Yes | Yes | 2015-05-13 |  | 2
FALSE | 4A6H6036H1 | 3334 | 7564578 | TRANE | 4TWX6036H1 | HP | Split System: Heat Pump with Remote Outdoor Unit-Air-Source | 4A6H6036H1 |  | 4PX*CU48AC3 | 12.5 | 15.5 | 9.5 | Yes | Yes | 2015-05-13 |  | 1
FALSE | 4A6H6048H1 | 3336 | 7565225 | TRANE | 4TWX6048H1 | HP | Split System: Heat Pump with Remote Outdoor Unit-Air-Source | 4A6H6048H1 |  | 4PX*DU48AC3 | 13 | 16 | 8.5 | Yes | Yes | 2015-05-13 |  | 1
FALSE | 4A6H6060H1 | 3337 | 7565501 | TRANE | 4TWX6060H1 | HP | Split System: Heat Pump with Remote Outdoor Unit-Air-Source | 4A6H6060H1 |  | 4PX*DU48AC3 | 12 | 14.5 | 8.5 | Yes | Yes | 2015-05-13 |  | 0
FALSE | 4A6H6060H1 | 3337 | 7565496 | TRANE | 4TWX6060H1 | HP | Split System: Heat Pump with Remote Outdoor Unit-Air-Source | 4A6H6060H1 |  | 4PX*DU48AC3 | 12 | 14.5 | 8.5 | Yes | Yes | 2015-05-13 |  | 0
FALSE | 4A6H6030H1 | 3333 | 7564041 | TRANE | 4TWX6030H1 | HP | Split System: Heat Pump with Remote Outdoor Unit-Air-Source | 4A6H6030H1 |  | 4PX*BU36AC3 | 13 | 16 | 9 | Yes | Yes | 2015-05-13 |  | 2
FALSE | 4A6H6030H1 | 3333 | 7564040 | TRANE | 4TWX6030H1 | HP | Split System: Heat Pump with Remote Outdoor Unit-Air-Source | 4A6H6030H1 |  | 4PX*BU36AC3 | 12.5 | 15.5 | 9 | Yes | Yes | 2015-05-13 |  | 1
FALSE | 4A6H6030H1 | 3333 | 7564038 | TRANE | 4TWX6030H1 | HP | Split System: Heat Pump with Remote Outdoor Unit-Air-Source | 4A6H6030H1 |  | 4PX*BU36AC3 | 13 | 16 | 9 | Yes | Yes | 2015-05-13 |  | 2
FALSE | 4A6H6030H1 | 3333 | 7564039 | TRANE | 4TWX6030H1 | HP | Split System: Heat Pump with Remote Outdoor Unit-Air-Source | 4A6H6030H1 |  | 4PX*BU36AC3 | 13 | 16 | 9 | Yes | Yes | 2015-05-13 |  | 2
FALSE | 4A6H6030H1 | 3333 | 7564080 | TRANE | 4TWX6030H1 | HP | Split System: Heat Pump with Remote Outdoor Unit-Air-Source | 4A6H6030H1 |  | 4PX*CU36AC3 | 13 | 16 | 9.5 | Yes | Yes | 2015-05-13 |  | 2
FALSE | 4A6H6030H1 | 3333 | 7564078 | TRANE | 4TWX6030H1 | HP | Split System: Heat Pump with Remote Outdoor Unit-Air-Source | 4A6H6030H1 |  | 4PX*CU36AC3 | 13 | 16 | 9.5 | Yes | Yes | 2015-05-13 |  | 2
FALSE | 4A6H6030H1 | 3333 | 7564076 | TRANE | 4TWX6030H1 | HP | Split System: Heat Pump with Remote Outdoor Unit-Air-Source | 4A6H6030H1 |  | 4PX*CU36AC3 | 13 | 16 | 9 | Yes | Yes | 2015-05-13 |  | 2
FALSE | 4A6H6030H1 | 3333 | 7564075 | TRANE | 4TWX6030H1 | HP | Split System: Heat Pump with Remote Outdoor Unit-Air-Source | 4A6H6030H1 |  | 4PX*CU36AC3 | 13 | 16 | 9 | Yes | Yes | 2015-05-13 |  | 2
FALSE | 4A6H6030H1 | 3333 | 7564073 | TRANE | 4TWX6030H1 | HP | Split System: Heat Pump with Remote Outdoor Unit-Air-Source | 4A6H6030H1 |  | 4PX*CU36AC3 | 13 | 16 | 9 | Yes | Yes | 2015-05-13 |  | 2
FALSE | 4A6H6030H1 | 3333 | 7564072 | TRANE | 4TWX6030H1 | HP | Split System: Heat Pump with Remote Outdoor Unit-Air-Source | 4A6H6030H1 |  | 4PX*CU36AC3 | 13 | 16 | 9 | Yes | Yes | 2015-05-13 |  | 2
FALSE | 4A6H6030H1 | 3333 | 7564064 | TRANE | 4TWX6030H1 | HP | Split System: Heat Pump with Remote Outdoor Unit-Air-Source | 4A6H6030H1 |  | 4PX*CU36AC3 | 13 | 16 | 9 | Yes | Yes | 2015-05-13 |  | 2
FALSE | 4A6H6024H1 | 3332 | 7563900 | TRANE | 4TWX6024H1 | HP | Split System: Heat Pump with Remote Outdoor Unit-Air-Source | 4A6H6024H1 |  | 4PX*BU36AC3 | 13 | 16 | 9 | Yes | Yes | 2015-05-13 |  | 2
FALSE | 4A6H6024H1 | 3332 | 7563899 | TRANE | 4TWX6024H1 | HP | Split System: Heat Pump with Remote Outdoor Unit-Air-Source | 4A6H6024H1 |  | 4PX*BU36AC3 | 12.5 | 15.5 | 8.5 | Yes | Yes | 2015-05-13 |  | 1
FALSE | 4A6H6024H1 | 3332 | 7563898 | TRANE | 4TWX6024H1 | HP | Split System: Heat Pump with Remote Outdoor Unit-Air-Source | 4A6H6024H1 |  | 4PX*BU36AC3 | 12.5 | 15.5 | 8.5 | Yes | Yes | 2015-05-13 |  | 1
FALSE | 4A6H6024H1 | 3332 | 7563897 | TRANE | 4TWX6024H1 | HP | Split System: Heat Pump with Remote Outdoor Unit-Air-Source | 4A6H6024H1 |  | 4PX*BU36AC3 | 13 | 16 | 9 | Yes | Yes | 2015-05-13 |  | 2
FALSE | 4A6H6024H1 | 3332 | 7563896 | TRANE | 4TWX6024H1 | HP | Split System: Heat Pump with Remote Outdoor Unit-Air-Source | 4A6H6024H1 |  | 4PX*BU36AC3 | 13 | 16 | 9 | Yes | Yes | 2015-05-13 |  | 2
FALSE | 4A6H6024H1 | 3332 | 7563911 | TRANE | 4TWX6024H1 | HP | Split System: Heat Pump with Remote Outdoor Unit-Air-Source | 4A6H6024H1 |  | 4PX*CD36AC3 | 13 | 16 | 8.5 | Yes | Yes | 2015-05-13 |  | 1
FALSE | 4A6H6024H1 | 3332 | 7563912 | TRANE | 4TWX6024H1 | HP | Split System: Heat Pump with Remote Outdoor Unit-Air-Source | 4A6H6024H1 |  | 4PX*CD36AC3 | 13 | 16 | 8.5 | Yes | Yes | 2015-05-13 |  | 1
FALSE | 4A6H6024H1 | 3332 | 7563895 | TRANE | 4TWX6024H1 | HP | Split System: Heat Pump with Remote Outdoor Unit-Air-Source | 4A6H6024H1 |  | 4PX*BU36AC3 | 13 | 16 | 9 | Yes | Yes | 2015-05-13 |  | 2
FALSE | 4A6H6024H1 | 3332 | 7563913 | TRANE | 4TWX6024H1 | HP | Split System: Heat Pump with Remote Outdoor Unit-Air-Source | 4A6H6024H1 |  | 4PX*CD36AC3 | 13 | 16 | 9 | Yes | Yes | 2015-05-13 |  | 2
FALSE | 4A6H6036H1 | 3334 | 7566352 | TRANE | 4TWX6036H1 | HP | Split System: Heat Pump with Remote Outdoor Unit-Air-Source | 4A6H6036H1 |  | 4PX*CD48AC3+HORIZ-RT | 13 | 16 | 9 | Yes | Yes | 2015-05-13 |  | 2
FALSE | 4A6H6036H1 | 3334 | 7566353 | TRANE | 4TWX6036H1 | HP | Split System: Heat Pump with Remote Outdoor Unit-Air-Source | 4A6H6036H1 |  | 4PX*CD48AC3+HORIZ-RT | 13 | 16 | 9 | Yes | Yes | 2015-05-13 |  | 2
FALSE | 4A6H6036H1 | 3334 | 7566354 | TRANE | 4TWX6036H1 | HP | Split System: Heat Pump with Remote Outdoor Unit-Air-Source | 4A6H6036H1 |  | 4PX*CD48AC3+HORIZ-RT | 13 | 16 | 9 | Yes | Yes | 2015-05-13 |  | 2
FALSE | 4A6H6036H1 | 3334 | 7566355 | TRANE | 4TWX6036H1 | HP | Split System: Heat Pump with Remote Outdoor Unit-Air-Source | 4A6H6036H1 |  | 4PX*CD48AC3+HORIZ-RT | 13 | 16 | 9 | Yes | Yes | 2015-05-13 |  | 2
FALSE | 4A6H6036H1 | 3334 | 7566356 | TRANE | 4TWX6036H1 | HP | Split System: Heat Pump with Remote Outdoor Unit-Air-Source | 4A6H6036H1 |  | 4PX*CD48AC3+HORIZ-RT | 13 | 16 | 9 | Yes | Yes | 2015-05-13 |  | 2
FALSE | 4A6H6036H1 | 3334 | 7566357 | TRANE | 4TWX6036H1 | HP | Split System: Heat Pump with Remote Outdoor Unit-Air-Source | 4A6H6036H1 |  | 4PX*CD48AC3+HORIZ-RT | 13 | 16 | 9 | Yes | Yes | 2015-05-13 |  | 2
FALSE | 4A6H6036H1 | 3334 | 7566358 | TRANE | 4TWX6036H1 | HP | Split System: Heat Pump with Remote Outdoor Unit-Air-Source | 4A6H6036H1 |  | 4PX*CD48AC3+HORIZ-RT | 13 | 16 | 9 | Yes | Yes | 2015-05-13 |  | 2
FALSE | 4A6H6036H1 | 3334 | 7566359 | TRANE | 4TWX6036H1 | HP | Split System: Heat Pump with Remote Outdoor Unit-Air-Source | 4A6H6036H1 |  | 4PX*CD48AC3+HORIZ-RT | 13 | 16 | 9 | Yes | Yes | 2015-05-13 |  | 2
FALSE | 4A6H6036H1 | 3334 | 7564538 | TRANE | 4TWX6036H1 | HP | Split System: Heat Pump with Remote Outdoor Unit-Air-Source | 4A6H6036H1 |  | 4PX*CU42AC3 | 13 | 16 | 9.5 | Yes | Yes | 2015-05-13 |  | 2
FALSE | 4A6H6060H1 | 3337 | 7566453 | TRANE | 4TWX6060H1 | HP | Split System: Heat Pump with Remote Outdoor Unit-Air-Source | 4A6H6060H1 |  | 4PX*CD60AC3+HORIZ-RT | 12 | 14.5 | 8.5 | Yes | Yes | 2015-05-13 |  | 0
FALSE | 4A6H6036H1 | 3334 | 7564323 | TRANE | 4TWX6036H1 | HP | Split System: Heat Pump with Remote Outdoor Unit-Air-Source | 4A6H6036H1 |  | 4PX*BD36AC3 | 12.5 | 15.5 | 8.5 | Yes | Yes | 2015-05-13 |  | 1
FALSE | 4A6H6036H1 | 3334 | 7564334 | TRANE | 4TWX6036H1 | HP | Split System: Heat Pump with Remote Outdoor Unit-Air-Source | 4A6H6036H1 |  | 4PX*BD36AC3 | 12.5 | 15.5 | 8.5 | Yes | Yes | 2015-05-13 |  | 1
FALSE | 4A6H6036H1 | 3334 | 7564324 | TRANE | 4TWX6036H1 | HP | Split System: Heat Pump with Remote Outdoor Unit-Air-Source | 4A6H6036H1 |  | 4PX*BD36AC3 | 12.5 | 15.5 | 8.5 | Yes | Yes | 2015-05-13 |  | 1
FALSE | 4A6H6036H1 | 3334 | 7566289 | TRANE | 4TWX6036H1 | HP | Split System: Heat Pump with Remote Outdoor Unit-Air-Source | 4A6H6036H1 |  | 4PX*BD48AC3+HORIZ-RT | 13 | 16 | 9 | Yes | Yes | 2015-05-13 |  | 2
FALSE | 4A6H6024H1 | 3332 | 7563884 | TRANE | 4TWX6024H1 | HP | Split System: Heat Pump with Remote Outdoor Unit-Air-Source | 4A6H6024H1 |  | 4PX*BD36AC3 | 13 | 16 | 9 | Yes | Yes | 2015-05-13 |  | 2
FALSE | 4A6H6024H1 | 3332 | 7563885 | TRANE | 4TWX6024H1 | HP | Split System: Heat Pump with Remote Outdoor Unit-Air-Source | 4A6H6024H1 |  | 4PX*BD36AC3 | 13 | 16 | 9 | Yes | Yes | 2015-05-13 |  | 2
FALSE | 4A6H6024H1 | 3332 | 7563886 | TRANE | 4TWX6024H1 | HP | Split System: Heat Pump with Remote Outdoor Unit-Air-Source | 4A6H6024H1 |  | 4PX*BD36AC3 | 13 | 16 | 8.5 | Yes | Yes | 2015-05-13 |  | 1
FALSE | 4A6H6024H1 | 3332 | 7563894 | TRANE | 4TWX6024H1 | HP | Split System: Heat Pump with Remote Outdoor Unit-Air-Source | 4A6H6024H1 |  | 4PX*BU36AC3 | 13 | 16 | 8.5 | Yes | Yes | 2015-05-13 |  | 1
FALSE | 4A6H6024H1 | 3332 | 7566249 | TRANE | 4TWX6024H1 | HP | Split System: Heat Pump with Remote Outdoor Unit-Air-Source | 4A6H6024H1 |  | 4PX*BD36AC3+HORIZ-RT | 13 | 16 | 8.5 | Yes | Yes | 2015-05-13 |  | 1
FALSE | 4A6H6048H1 | 3336 | 7565202 | TRANE | 4TWX6048H1 | HP | Split System: Heat Pump with Remote Outdoor Unit-Air-Source | 4A6H6048H1 |  | 4PX*DD60AC3 | 13 | 16 | 9 | Yes | Yes | 2015-05-13 |  | 2
FALSE | 4A6H6048H1 | 3336 | 7566205 | TRANE | 4TWX6048H1 | HP | Split System: Heat Pump with Remote Outdoor Unit-Air-Source | 4A6H6048H1 |  | 4PX*DD60AC3+HORIZ-RT | 13 | 16 | 9 | Yes | Yes | 2015-05-13 |  | 2
FALSE | 4A6H6048H1 | 3336 | 7566206 | TRANE | 4TWX6048H1 | HP | Split System: Heat Pump with Remote Outdoor Unit-Air-Source | 4A6H6048H1 |  | 4PX*DD60AC3+HORIZ-RT | 13 | 16 | 9 | Yes | Yes | 2015-05-13 |  | 2
FALSE | 4A6H6048H1 | 3336 | 7566207 | TRANE | 4TWX6048H1 | HP | Split System: Heat Pump with Remote Outdoor Unit-Air-Source | 4A6H6048H1 |  | 4PX*DD60AC3+HORIZ-RT | 13 | 16 | 9 | Yes | Yes | 2015-05-13 |  | 2
FALSE | 4A6H6048H1 | 3336 | 7566208 | TRANE | 4TWX6048H1 | HP | Split System: Heat Pump with Remote Outdoor Unit-Air-Source | 4A6H6048H1 |  | 4PX*DD60AC3+HORIZ-RT | 13 | 16 | 9 | Yes | Yes | 2015-05-13 |  | 2
FALSE | 4A6H6048H1 | 3336 | 7566209 | TRANE | 4TWX6048H1 | HP | Split System: Heat Pump with Remote Outdoor Unit-Air-Source | 4A6H6048H1 |  | 4PX*DD60AC3+HORIZ-RT | 13 | 16 | 9 | Yes | Yes | 2015-05-13 |  | 2
FALSE | 4A6H6048H1 | 3336 | 7566185 | TRANE | 4TWX6048H1 | HP | Split System: Heat Pump with Remote Outdoor Unit-Air-Source | 4A6H6048H1 |  | 4PX*DD60AC3+HORIZ-RT | 13 | 16 | 9 | Yes | Yes | 2015-05-13 |  | 2
FALSE | 4A6H6042H1 | 3335 | 7564916 | TRANE | 4TWX6042H1 | HP | Split System: Heat Pump with Remote Outdoor Unit-Air-Source | 4A6H6042H1 |  | 4PX*CU60AC3 | 13 | 16 | 9.6 | Yes | Yes | 2015-05-13 |  | 2
FALSE | 4A6H6036H1 | 3334 | 7564549 | TRANE | 4TWX6036H1 | HP | Split System: Heat Pump with Remote Outdoor Unit-Air-Source | 4A6H6036H1 |  | 4PX*CU42AC3 | 13 | 16 | 9.6 | Yes | Yes | 2015-05-13 |  | 2
FALSE | 4A6H6036H1 | 3334 | 7564551 | TRANE | 4TWX6036H1 | HP | Split System: Heat Pump with Remote Outdoor Unit-Air-Source | 4A6H6036H1 |  | 4PX*CU42AC3 | 13 | 16 | 9.5 | Yes | Yes | 2015-05-13 |  | 2
FALSE | 4A6H6036H1 | 3334 | 7564553 | TRANE | 4TWX6036H1 | HP | Split System: Heat Pump with Remote Outdoor Unit-Air-Source | 4A6H6036H1 |  | 4PX*CU42AC3 | 13 | 16 | 9.6 | Yes | Yes | 2015-05-13 |  | 2
FALSE | 4A6H6036H1 | 3334 | 7564554 | TRANE | 4TWX6036H1 | HP | Split System: Heat Pump with Remote Outdoor Unit-Air-Source | 4A6H6036H1 |  | 4PX*CU42AC3 | 12.5 | 15.5 | 9 | Yes | Yes | 2015-05-13 |  | 1
FALSE | 4A6H6042H1 | 3335 | 7564893 | TRANE | 4TWX6042H1 | HP | Split System: Heat Pump with Remote Outdoor Unit-Air-Source | 4A6H6042H1 |  | 4PX*CU42AC3 | 13 | 16 | 9 | Yes | Yes | 2015-05-13 |  | 2
FALSE | 4A6H6042H1 | 3335 | 7564861 | TRANE | 4TWX6042H1 | HP | Split System: Heat Pump with Remote Outdoor Unit-Air-Source | 4A6H6042H1 |  | 4PX*CU36AC3 | 13 | 16 | 9 | Yes | Yes | 2015-05-13 |  | 2
FALSE | 4A6H6042H1 | 3335 | 7564876 | TRANE | 4TWX6042H1 | HP | Split System: Heat Pump with Remote Outdoor Unit-Air-Source | 4A6H6042H1 |  | 4PX*CU36AC3 | 12.5 | 15.5 | 9 | Yes | Yes | 2015-05-13 |  | 1
FALSE | 4A6H6042H1 | 3335 | 7564862 | TRANE | 4TWX6042H1 | HP | Split System: Heat Pump with Remote Outdoor Unit-Air-Source | 4A6H6042H1 |  | 4PX*CU36AC3 | 12.5 | 15.25 | 9 | Yes | Yes | 2015-05-13 |  | 1
FALSE | 4A6H6042H1 | 3335 | 7564873 | TRANE | 4TWX6042H1 | HP | Split System: Heat Pump with Remote Outdoor Unit-Air-Source | 4A6H6042H1 |  | 4PX*CU36AC3 | 12.5 | 15.5 | 9 | Yes | Yes | 2015-05-13 |  | 1
FALSE | 4A6H6042H1 | 3335 | 7564868 | TRANE | 4TWX6042H1 | HP | Split System: Heat Pump with Remote Outdoor Unit-Air-Source | 4A6H6042H1 |  | 4PX*CU36AC3 | 12.5 | 15.5 | 9 | Yes | Yes | 2015-05-13 |  | 1
FALSE | 4A6H6042H1 | 3335 | 7564889 | TRANE | 4TWX6042H1 | HP | Split System: Heat Pump with Remote Outdoor Unit-Air-Source | 4A6H6042H1 |  | 4PX*CU42AC3 | 13 | 16 | 9 | Yes | Yes | 2015-05-13 |  | 2
FALSE | 4A6H6042H1 | 3335 | 7564888 | TRANE | 4TWX6042H1 | HP | Split System: Heat Pump with Remote Outdoor Unit-Air-Source | 4A6H6042H1 |  | 4PX*CU42AC3 | 13 | 16 | 9 | Yes | Yes | 2015-05-13 |  | 2
FALSE | 4A6H6042H1 | 3335 | 7564887 | TRANE | 4TWX6042H1 | HP | Split System: Heat Pump with Remote Outdoor Unit-Air-Source | 4A6H6042H1 |  | 4PX*CU42AC3 | 13 | 16 | 9 | Yes | Yes | 2015-05-13 |  | 2
FALSE | 4A6H6042H1 | 3335 | 7564884 | TRANE | 4TWX6042H1 | HP | Split System: Heat Pump with Remote Outdoor Unit-Air-Source | 4A6H6042H1 |  | 4PX*CU42AC3 | 13 | 16 | 9 | Yes | Yes | 2015-05-13 |  | 2
FALSE | 4A6H6042H1 | 3335 | 7564883 | TRANE | 4TWX6042H1 | HP | Split System: Heat Pump with Remote Outdoor Unit-Air-Source | 4A6H6042H1 |  | 4PX*CU42AC3 | 12.5 | 15.5 | 9 | Yes | Yes | 2015-05-13 |  | 1
FALSE | 4A6H6042H1 | 3335 | 7564880 | TRANE | 4TWX6042H1 | HP | Split System: Heat Pump with Remote Outdoor Unit-Air-Source | 4A6H6042H1 |  | 4PX*CU42AC3 | 13 | 16 | 9 | Yes | Yes | 2015-05-13 |  | 2
FALSE | 4A6H6042H1 | 3335 | 7564879 | TRANE | 4TWX6042H1 | HP | Split System: Heat Pump with Remote Outdoor Unit-Air-Source | 4A6H6042H1 |  | 4PX*CU42AC3 | 13 | 16 | 9 | Yes | Yes | 2015-05-13 |  | 2
FALSE | 4A6H6036H1 | 3334 | 7564561 | TRANE | 4TWX6036H1 | HP | Split System: Heat Pump with Remote Outdoor Unit-Air-Source | 4A6H6036H1 |  | 4PX*CU42AC3 | 13 | 16 | 9.5 | Yes | Yes | 2015-05-13 |  | 2
FALSE | 4A6H6036H1 | 3334 | 7566351 | TRANE | 4TWX6036H1 | HP | Split System: Heat Pump with Remote Outdoor Unit-Air-Source | 4A6H6036H1 |  | 4PX*CD48AC3+HORIZ-RT | 13 | 16 | 9 | Yes | Yes | 2015-05-13 |  | 2
FALSE | 4A6H6036H1 | 3334 | 7564496 | TRANE | 4TWX6036H1 | HP | Split System: Heat Pump with Remote Outdoor Unit-Air-Source | 4A6H6036H1 |  | 4PX*CD48AC3 | 13 | 16 | 9 | Yes | Yes | 2015-05-13 |  | 2
FALSE | 4A6H6024H1 | 3332 | 7566248 | TRANE | 4TWX6024H1 | HP | Split System: Heat Pump with Remote Outdoor Unit-Air-Source | 4A6H6024H1 |  | 4PX*BD36AC3+HORIZ-RT | 13 | 16 | 8.5 | Yes | Yes | 2015-05-13 |  | 1
FALSE | 4A6H6024H1 | 3332 | 7566247 | TRANE | 4TWX6024H1 | HP | Split System: Heat Pump with Remote Outdoor Unit-Air-Source | 4A6H6024H1 |  | 4PX*BD36AC3+HORIZ-RT | 13 | 16 | 9 | Yes | Yes | 2015-05-13 |  | 2
FALSE | 4A6H6024H1 | 3332 | 7566246 | TRANE | 4TWX6024H1 | HP | Split System: Heat Pump with Remote Outdoor Unit-Air-Source | 4A6H6024H1 |  | 4PX*BD36AC3+HORIZ-RT | 13 | 16 | 8.5 | Yes | Yes | 2015-05-13 |  | 1
FALSE | 4A6H6024H1 | 3332 | 7566245 | TRANE | 4TWX6024H1 | HP | Split System: Heat Pump with Remote Outdoor Unit-Air-Source | 4A6H6024H1 |  | 4PX*BD36AC3+HORIZ-RT | 13 | 16 | 9 | Yes | Yes | 2015-05-13 |  | 2
FALSE | 4A6H6024H1 | 3332 | 7563887 | TRANE | 4TWX6024H1 | HP | Split System: Heat Pump with Remote Outdoor Unit-Air-Source | 4A6H6024H1 |  | 4PX*BU30AC3 | 13 | 16 | 8.5 | Yes | Yes | 2015-05-13 |  | 1
FALSE | 4A6H6024H1 | 3332 | 7563891 | TRANE | 4TWX6024H1 | HP | Split System: Heat Pump with Remote Outdoor Unit-Air-Source | 4A6H6024H1 |  | 4PX*BU36AC3 | 13 | 16 | 9 | Yes | Yes | 2015-05-13 |  | 2
FALSE | 4A6H6024H1 | 3332 | 7563889 | TRANE | 4TWX6024H1 | HP | Split System: Heat Pump with Remote Outdoor Unit-Air-Source | 4A6H6024H1 |  | 4PX*BU36AC3 | 13 | 16 | 9 | Yes | Yes | 2015-05-13 |  | 2
FALSE | 4A6H6036H1 | 3334 | 7564355 | TRANE | 4TWX6036H1 | HP | Split System: Heat Pump with Remote Outdoor Unit-Air-Source | 4A6H6036H1 |  | 4PX*BD48AC3 | 13 | 16 | 9 | Yes | Yes | 2015-05-13 |  | 2
FALSE | 4A6H6036H1 | 3334 | 7564358 | TRANE | 4TWX6036H1 | HP | Split System: Heat Pump with Remote Outdoor Unit-Air-Source | 4A6H6036H1 |  | 4PX*BD48AC3 | 12.5 | 15.5 | 9 | Yes | Yes | 2015-05-13 |  | 1
FALSE | 4A6H6036H1 | 3334 | 7564360 | TRANE | 4TWX6036H1 | HP | Split System: Heat Pump with Remote Outdoor Unit-Air-Source | 4A6H6036H1 |  | 4PX*BD48AC3 | 12.5 | 15.5 | 9 | Yes | Yes | 2015-05-13 |  | 1
FALSE | 4A6H6036H1 | 3334 | 7564361 | TRANE | 4TWX6036H1 | HP | Split System: Heat Pump with Remote Outdoor Unit-Air-Source | 4A6H6036H1 |  | 4PX*BD48AC3 | 12.5 | 15.5 | 9 | Yes | Yes | 2015-05-13 |  | 1
FALSE | 4A6H6036H1 | 3334 | 7566281 | TRANE | 4TWX6036H1 | HP | Split System: Heat Pump with Remote Outdoor Unit-Air-Source | 4A6H6036H1 |  | 4PX*BD42AC3+HORIZ-RT | 12.5 | 15.5 | 8.5 | Yes | Yes | 2015-05-13 |  | 1
FALSE | 4A6H6036H1 | 3334 | 7566287 | TRANE | 4TWX6036H1 | HP | Split System: Heat Pump with Remote Outdoor Unit-Air-Source | 4A6H6036H1 |  | 4PX*BD42AC3+HORIZ-RT | 12.5 | 15.5 | 8.5 | Yes | Yes | 2015-05-13 |  | 1
FALSE | 4A6H6036H1 | 3334 | 7566284 | TRANE | 4TWX6036H1 | HP | Split System: Heat Pump with Remote Outdoor Unit-Air-Source | 4A6H6036H1 |  | 4PX*BD42AC3+HORIZ-RT | 12.5 | 15.5 | 8.5 | Yes | Yes | 2015-05-13 |  | 1
FALSE | 4A6H6048H1 | 3336 | 7566186 | TRANE | 4TWX6048H1 | HP | Split System: Heat Pump with Remote Outdoor Unit-Air-Source | 4A6H6048H1 |  | 4PX*DD60AC3+HORIZ-RT | 13 | 16 | 9 | Yes | Yes | 2015-05-13 |  | 2
FALSE | 4A6H6048H1 | 3336 | 7566189 | TRANE | 4TWX6048H1 | HP | Split System: Heat Pump with Remote Outdoor Unit-Air-Source | 4A6H6048H1 |  | 4PX*DD60AC3+HORIZ-RT | 13 | 16 | 9 | Yes | Yes | 2015-05-13 |  | 2
FALSE | 4A6H6048H1 | 3336 | 7566191 | TRANE | 4TWX6048H1 | HP | Split System: Heat Pump with Remote Outdoor Unit-Air-Source | 4A6H6048H1 |  | 4PX*DD60AC3+HORIZ-RT | 13 | 16 | 9 | Yes | Yes | 2015-05-13 |  | 2
FALSE | 4A6H6048H1 | 3336 | 7566193 | TRANE | 4TWX6048H1 | HP | Split System: Heat Pump with Remote Outdoor Unit-Air-Source | 4A6H6048H1 |  | 4PX*DD60AC3+HORIZ-RT | 13 | 16 | 9 | Yes | Yes | 2015-05-13 |  | 2
FALSE | 4A6H6048H1 | 3336 | 7566194 | TRANE | 4TWX6048H1 | HP | Split System: Heat Pump with Remote Outdoor Unit-Air-Source | 4A6H6048H1 |  | 4PX*DD60AC3+HORIZ-RT | 13 | 16 | 9 | Yes | Yes | 2015-05-13 |  | 2
FALSE | 4A6H6048H1 | 3336 | 7565223 | TRANE | 4TWX6048H1 | HP | Split System: Heat Pump with Remote Outdoor Unit-Air-Source | 4A6H6048H1 |  | 4PX*DU48AC3 | 13 | 16 | 9 | Yes | Yes | 2015-05-13 |  | 2
FALSE | 4A6H6048H1 | 3336 | 7565205 | TRANE | 4TWX6048H1 | HP | Split System: Heat Pump with Remote Outdoor Unit-Air-Source | 4A6H6048H1 |  | 4PX*DD60AC3 | 13 | 16 | 9 | Yes | Yes | 2015-05-13 |  | 2
FALSE | 4A6H6036H1 | 3334 | 7564424 | TRANE | 4TWX6036H1 | HP | Split System: Heat Pump with Remote Outdoor Unit-Air-Source | 4A6H6036H1 |  | 4PX*BU48AC3 | 13 | 16 | 9.6 | Yes | Yes | 2015-05-13 |  | 2
FALSE | 4A6H6036H1 | 3334 | 7564427 | TRANE | 4TWX6036H1 | HP | Split System: Heat Pump with Remote Outdoor Unit-Air-Source | 4A6H6036H1 |  | 4PX*BU48AC3 | 13 | 16 | 9 | Yes | Yes | 2015-05-13 |  | 2
FALSE | 4A6H6036H1 | 3334 | 7564404 | TRANE | 4TWX6036H1 | HP | Split System: Heat Pump with Remote Outdoor Unit-Air-Source | 4A6H6036H1 |  | 4PX*BU42AC3 | 13 | 16 | 9.5 | Yes | Yes | 2015-05-13 |  | 2
FALSE | 4A6H6036H1 | 3334 | 7566337 | TRANE | 4TWX6036H1 | HP | Split System: Heat Pump with Remote Outdoor Unit-Air-Source | 4A6H6036H1 |  | 4PX*CD42AC3+HORIZ-RT | 13 | 16 | 8.5 | Yes | Yes | 2015-05-13 |  | 1
FALSE | 4A6H6036H1 | 3334 | 7566338 | TRANE | 4TWX6036H1 | HP | Split System: Heat Pump with Remote Outdoor Unit-Air-Source | 4A6H6036H1 |  | 4PX*CD42AC3+HORIZ-RT | 12.5 | 15.5 | 8.5 | Yes | Yes | 2015-05-13 |  | 1
FALSE | 4A6H6036H1 | 3334 | 7566339 | TRANE | 4TWX6036H1 | HP | Split System: Heat Pump with Remote Outdoor Unit-Air-Source | 4A6H6036H1 |  | 4PX*CD42AC3+HORIZ-RT | 12.5 | 15.5 | 8.5 | Yes | Yes | 2015-05-13 |  | 1
FALSE | 4A6H6036H1 | 3334 | 7564571 | TRANE | 4TWX6036H1 | HP | Split System: Heat Pump with Remote Outdoor Unit-Air-Source | 4A6H6036H1 |  | 4PX*CU42AC3 | 12.5 | 15.5 | 9 | Yes | Yes | 2015-05-13 |  | 1
FALSE | 4A6H6036H1 | 3334 | 7564542 | TRANE | 4TWX6036H1 | HP | Split System: Heat Pump with Remote Outdoor Unit-Air-Source | 4A6H6036H1 |  | 4PX*CU42AC3 | 12.5 | 15.5 | 9 | Yes | Yes | 2015-05-13 |  | 1
FALSE | 4A6H6024H1 | 3332 | 7563938 | TRANE | 4TWX6024H1 | HP | Split System: Heat Pump with Remote Outdoor Unit-Air-Source | 4A6H6024H1 |  | 4PX*CU36AC3 | 13 | 16 | 9 | Yes | Yes | 2015-05-13 |  | 2
FALSE | 4A6H6030H1 | 3333 | 7564051 | TRANE | 4TWX6030H1 | HP | Split System: Heat Pump with Remote Outdoor Unit-Air-Source | 4A6H6030H1 |  | 4PX*BU36AC3 | 13 | 16 | 9 | Yes | Yes | 2015-05-13 |  | 2
FALSE | 4A6H6024H1 | 3332 | 7563939 | TRANE | 4TWX6024H1 | HP | Split System: Heat Pump with Remote Outdoor Unit-Air-Source | 4A6H6024H1 |  | 4PX*CU36AC3 | 13 | 16 | 9 | Yes | Yes | 2015-05-13 |  | 2
FALSE | 4A6H6024H1 | 3332 | 7563936 | TRANE | 4TWX6024H1 | HP | Split System: Heat Pump with Remote Outdoor Unit-Air-Source | 4A6H6024H1 |  | 4PX*CU36AC3 | 13 | 16 | 9 | Yes | Yes | 2015-05-13 |  | 2
FALSE | 4A6H6024H1 | 3332 | 7563935 | TRANE | 4TWX6024H1 | HP | Split System: Heat Pump with Remote Outdoor Unit-Air-Source | 4A6H6024H1 |  | 4PX*CU36AC3 | 13 | 16 | 9 | Yes | Yes | 2015-05-13 |  | 2
FALSE | 4A6H6024H1 | 3332 | 7563934 | TRANE | 4TWX6024H1 | HP | Split System: Heat Pump with Remote Outdoor Unit-Air-Source | 4A6H6024H1 |  | 4PX*CU36AC3 | 12.5 | 15.5 | 9 | Yes | Yes | 2015-05-13 |  | 1
FALSE | 4A6H6024H1 | 3332 | 7563933 | TRANE | 4TWX6024H1 | HP | Split System: Heat Pump with Remote Outdoor Unit-Air-Source | 4A6H6024H1 |  | 4PX*CU36AC3 | 12.5 | 15.5 | 8.5 | Yes | Yes | 2015-05-13 |  | 1
FALSE | 4A6H6048H1 | 3336 | 7565178 | TRANE | 4TWX6048H1 | HP | Split System: Heat Pump with Remote Outdoor Unit-Air-Source | 4A6H6048H1 |  | 4PX*CU60AC3 | 13 | 16 | 9 | Yes | Yes | 2015-05-13 |  | 2
FALSE | 4A6H6048H1 | 3336 | 7565167 | TRANE | 4TWX6048H1 | HP | Split System: Heat Pump with Remote Outdoor Unit-Air-Source | 4A6H6048H1 |  | 4PX*CU48AC3 | 12.5 | 15.5 | 9 | Yes | Yes | 2015-05-13 |  | 1
FALSE | 4A6H6048H1 | 3336 | 7565168 | TRANE | 4TWX6048H1 | HP | Split System: Heat Pump with Remote Outdoor Unit-Air-Source | 4A6H6048H1 |  | 4PX*CU48AC3 | 12.5 | 15.5 | 9 | Yes | Yes | 2015-05-13 |  | 1
FALSE | 4A6H6048H1 | 3336 | 7565172 | TRANE | 4TWX6048H1 | HP | Split System: Heat Pump with Remote Outdoor Unit-Air-Source | 4A6H6048H1 |  | 4PX*CU48AC3 | 12.5 | 15.5 | 9 | Yes | Yes | 2015-05-13 |  | 1
FALSE | 4A6H6036H1 | 3334 | 7566275 | TRANE | 4TWX6036H1 | HP | Split System: Heat Pump with Remote Outdoor Unit-Air-Source | 4A6H6036H1 |  | 4PX*BD36AC3+HORIZ-RT | 12.5 | 15.5 | 8.5 | Yes | Yes | 2015-05-13 |  | 1
FALSE | 4A6H6030H1 | 3333 | 7564049 | TRANE | 4TWX6030H1 | HP | Split System: Heat Pump with Remote Outdoor Unit-Air-Source | 4A6H6030H1 |  | 4PX*BU36AC3 | 13 | 16 | 9 | Yes | Yes | 2015-05-13 |  | 2
FALSE | 4A6H6036H1 | 3334 | 7564449 | TRANE | 4TWX6036H1 | HP | Split System: Heat Pump with Remote Outdoor Unit-Air-Source | 4A6H6036H1 |  | 4PX*CD36AC3 | 12.5 | 15.5 | 8.5 | Yes | Yes | 2015-05-13 |  | 1
FALSE | 4A6H6036H1 | 3334 | 7564457 | TRANE | 4TWX6036H1 | HP | Split System: Heat Pump with Remote Outdoor Unit-Air-Source | 4A6H6036H1 |  | 4PX*CD36AC3 | 13 | 16 | 9 | Yes | Yes | 2015-05-13 |  | 2
FALSE | 4A6H6036H1 | 3334 | 7564452 | TRANE | 4TWX6036H1 | HP | Split System: Heat Pump with Remote Outdoor Unit-Air-Source | 4A6H6036H1 |  | 4PX*CD36AC3 | 12.5 | 15.25 | 8.5 | Yes | Yes | 2015-05-13 |  | 1
FALSE | 4A6H6036H1 | 3334 | 7564450 | TRANE | 4TWX6036H1 | HP | Split System: Heat Pump with Remote Outdoor Unit-Air-Source | 4A6H6036H1 |  | 4PX*CD36AC3 | 12.5 | 15.5 | 9 | Yes | Yes | 2015-05-13 |  | 1
FALSE | 4A6H6036H1 | 3334 | 7564394 | TRANE | 4TWX6036H1 | HP | Split System: Heat Pump with Remote Outdoor Unit-Air-Source | 4A6H6036H1 |  | 4PX*BU42AC3 | 12.5 | 15.5 | 9 | Yes | Yes | 2015-05-13 |  | 1
FALSE | 4A6H6036H1 | 3334 | 7564436 | TRANE | 4TWX6036H1 | HP | Split System: Heat Pump with Remote Outdoor Unit-Air-Source | 4A6H6036H1 |  | 4PX*BU48AC3 | 12.5 | 15.5 | 9 | Yes | Yes | 2015-05-13 |  | 1
FALSE | 4A6H6036H1 | 3334 | 7564437 | TRANE | 4TWX6036H1 | HP | Split System: Heat Pump with Remote Outdoor Unit-Air-Source | 4A6H6036H1 |  | 4PX*BU48AC3 | 12.5 | 15.5 | 9 | Yes | Yes | 2015-05-13 |  | 1
FALSE | 4A6H6042H1 | 3335 | 7564906 | TRANE | 4TWX6042H1 | HP | Split System: Heat Pump with Remote Outdoor Unit-Air-Source | 4A6H6042H1 |  | 4PX*CU48AC3 | 13 | 16 | 9.5 | Yes | Yes | 2015-05-13 |  | 2
FALSE | 4A6H6042H1 | 3335 | 7564907 | TRANE | 4TWX6042H1 | HP | Split System: Heat Pump with Remote Outdoor Unit-Air-Source | 4A6H6042H1 |  | 4PX*CU48AC3 | 12.5 | 15.5 | 9 | Yes | Yes | 2015-05-13 |  | 1
FALSE | 4A6H6042H1 | 3335 | 7564908 | TRANE | 4TWX6042H1 | HP | Split System: Heat Pump with Remote Outdoor Unit-Air-Source | 4A6H6042H1 |  | 4PX*CU48AC3 | 12.5 | 15.5 | 9 | Yes | Yes | 2015-05-13 |  | 1
FALSE | 4A6H6036H1 | 3334 | 7566365 | TRANE | 4TWX6036H1 | HP | Split System: Heat Pump with Remote Outdoor Unit-Air-Source | 4A6H6036H1 |  | 4PX*CD48AC3+HORIZ-RT | 12.5 | 15.5 | 9 | Yes | Yes | 2015-05-13 |  | 1
FALSE | 4A6H6036H1 | 3334 | 7566366 | TRANE | 4TWX6036H1 | HP | Split System: Heat Pump with Remote Outdoor Unit-Air-Source | 4A6H6036H1 |  | 4PX*CD48AC3+HORIZ-RT | 12.5 | 15.5 | 9 | Yes | Yes | 2015-05-13 |  | 1
FALSE | 4A6H6036H1 | 3334 | 7566367 | TRANE | 4TWX6036H1 | HP | Split System: Heat Pump with Remote Outdoor Unit-Air-Source | 4A6H6036H1 |  | 4PX*CD48AC3+HORIZ-RT | 12.5 | 15.5 | 9 | Yes | Yes | 2015-05-13 |  | 1
FALSE | 4A6H6036H1 | 3334 | 7566369 | TRANE | 4TWX6036H1 | HP | Split System: Heat Pump with Remote Outdoor Unit-Air-Source | 4A6H6036H1 |  | 4PX*CD48AC3+HORIZ-RT | 13 | 16 | 9 | Yes | Yes | 2015-05-13 |  | 2
FALSE | 4A6H6036H1 | 3334 | 7566370 | TRANE | 4TWX6036H1 | HP | Split System: Heat Pump with Remote Outdoor Unit-Air-Source | 4A6H6036H1 |  | 4PX*CD48AC3+HORIZ-RT | 13 | 16 | 9 | Yes | Yes | 2015-05-13 |  | 2
FALSE | 4A6H6036H1 | 3334 | 7564495 | TRANE | 4TWX6036H1 | HP | Split System: Heat Pump with Remote Outdoor Unit-Air-Source | 4A6H6036H1 |  | 4PX*CD48AC3 | 13 | 16 | 9 | Yes | Yes | 2015-05-13 |  | 2
FALSE | 4A6H6036H1 | 3334 | 7566371 | TRANE | 4TWX6036H1 | HP | Split System: Heat Pump with Remote Outdoor Unit-Air-Source | 4A6H6036H1 |  | 4PX*CD48AC3+HORIZ-RT | 13 | 16 | 9 | Yes | Yes | 2015-05-13 |  | 2
FALSE | 4A6H6036H1 | 3334 | 7566372 | TRANE | 4TWX6036H1 | HP | Split System: Heat Pump with Remote Outdoor Unit-Air-Source | 4A6H6036H1 |  | 4PX*CD48AC3+HORIZ-RT | 13 | 16 | 9 | Yes | Yes | 2015-05-13 |  | 2
FALSE | 4A6H6036H1 | 3334 | 7566373 | TRANE | 4TWX6036H1 | HP | Split System: Heat Pump with Remote Outdoor Unit-Air-Source | 4A6H6036H1 |  | 4PX*CD48AC3+HORIZ-RT | 13 | 16 | 9 | Yes | Yes | 2015-05-13 |  | 2
FALSE | 4A6H6036H1 | 3334 | 7566374 | TRANE | 4TWX6036H1 | HP | Split System: Heat Pump with Remote Outdoor Unit-Air-Source | 4A6H6036H1 |  | 4PX*CD48AC3+HORIZ-RT | 13 | 16 | 9 | Yes | Yes | 2015-05-13 |  | 2
FALSE | 4A6H6048H1 | 3336 | 7565254 | TRANE | 4TWX6048H1 | HP | Split System: Heat Pump with Remote Outdoor Unit-Air-Source | 4A6H6048H1 |  | 4PX*DU60AC3 | 12.5 | 15.5 | 9 | Yes | Yes | 2015-05-13 |  | 1
FALSE | 4A6H6060H1 | 3337 | 7565524 | TRANE | 4TWX6060H1 | HP | Split System: Heat Pump with Remote Outdoor Unit-Air-Source | 4A6H6060H1 |  | 4PX*DU60AC3 | 12 | 14.5 | 9 | Yes | Yes | 2015-05-13 |  | 0
FALSE | 4A6H6060H1 | 3337 | 7565522 | TRANE | 4TWX6060H1 | HP | Split System: Heat Pump with Remote Outdoor Unit-Air-Source | 4A6H6060H1 |  | 4PX*DU60AC3 | 12 | 14.75 | 8.5 | Yes | Yes | 2015-05-13 |  | 0
FALSE | 4A6H6030H1 | 3333 | 7564082 | TRANE | 4TWX6030H1 | HP | Split System: Heat Pump with Remote Outdoor Unit-Air-Source | 4A6H6030H1 |  | 4PX*CU36AC3 | 13 | 16 | 9 | Yes | Yes | 2015-05-13 |  | 2
FALSE | 4A6H6030H1 | 3333 | 7564091 | TRANE | 4TWX6030H1 | HP | Split System: Heat Pump with Remote Outdoor Unit-Air-Source | 4A6H6030H1 |  | 4PX*CU36AC3 | 13 | 16 | 9 | Yes | Yes | 2015-05-13 |  | 2
FALSE | 4A6H6030H1 | 3333 | 7564088 | TRANE | 4TWX6030H1 | HP | Split System: Heat Pump with Remote Outdoor Unit-Air-Source | 4A6H6030H1 |  | 4PX*CU36AC3 | 13 | 16 | 9.5 | Yes | Yes | 2015-05-13 |  | 2
FALSE | 4A6H6030H1 | 3333 | 7564087 | TRANE | 4TWX6030H1 | HP | Split System: Heat Pump with Remote Outdoor Unit-Air-Source | 4A6H6030H1 |  | 4PX*CU36AC3 | 13 | 16 | 9 | Yes | Yes | 2015-05-13 |  | 2
FALSE | 4A6H6030H1 | 3333 | 7564086 | TRANE | 4TWX6030H1 | HP | Split System: Heat Pump with Remote Outdoor Unit-Air-Source | 4A6H6030H1 |  | 4PX*CU36AC3 | 13 | 16 | 9 | Yes | Yes | 2015-05-13 |  | 2
FALSE | 4A6H6030H1 | 3333 | 7564085 | TRANE | 4TWX6030H1 | HP | Split System: Heat Pump with Remote Outdoor Unit-Air-Source | 4A6H6030H1 |  | 4PX*CU36AC3 | 13 | 16 | 9 | Yes | Yes | 2015-05-13 |  | 2
FALSE | 4A6H6030H1 | 3333 | 7564084 | TRANE | 4TWX6030H1 | HP | Split System: Heat Pump with Remote Outdoor Unit-Air-Source | 4A6H6030H1 |  | 4PX*CU36AC3 | 13 | 16 | 9 | Yes | Yes | 2015-05-13 |  | 2
FALSE | 4A6H6030H1 | 3333 | 7564083 | TRANE | 4TWX6030H1 | HP | Split System: Heat Pump with Remote Outdoor Unit-Air-Source | 4A6H6030H1 |  | 4PX*CU36AC3 | 13 | 16 | 9 | Yes | Yes | 2015-05-13 |  | 2
FALSE | 4A6H6024H1 | 3332 | 7563916 | TRANE | 4TWX6024H1 | HP | Split System: Heat Pump with Remote Outdoor Unit-Air-Source | 4A6H6024H1 |  | 4PX*CD36AC3 | 12.5 | 15.5 | 8.5 | Yes | Yes | 2015-05-13 |  | 1
FALSE | 4A6H6024H1 | 3332 | 7563917 | TRANE | 4TWX6024H1 | HP | Split System: Heat Pump with Remote Outdoor Unit-Air-Source | 4A6H6024H1 |  | 4PX*CD36AC3 | 13 | 16 | 8.5 | Yes | Yes | 2015-05-13 |  | 1
FALSE | 4A6H6024H1 | 3332 | 7563918 | TRANE | 4TWX6024H1 | HP | Split System: Heat Pump with Remote Outdoor Unit-Air-Source | 4A6H6024H1 |  | 4PX*CD36AC3 | 12.5 | 15.5 | 8.5 | Yes | Yes | 2015-05-13 |  | 1
FALSE | 4A6H6024H1 | 3332 | 7563919 | TRANE | 4TWX6024H1 | HP | Split System: Heat Pump with Remote Outdoor Unit-Air-Source | 4A6H6024H1 |  | 4PX*CD36AC3 | 13 | 16 | 8.5 | Yes | Yes | 2015-05-13 |  | 1
FALSE | 4A6H6024H1 | 3332 | 7563909 | TRANE | 4TWX6024H1 | HP | Split System: Heat Pump with Remote Outdoor Unit-Air-Source | 4A6H6024H1 |  | 4PX*CD36AC3 | 13 | 16 | 9 | Yes | Yes | 2015-05-13 |  | 2
FALSE | 4A6H6036H1 | 3334 | 7564439 | TRANE | 4TWX6036H1 | HP | Split System: Heat Pump with Remote Outdoor Unit-Air-Source | 4A6H6036H1 |  | 4PX*BU48AC3 | 12.5 | 15.5 | 9 | Yes | Yes | 2015-05-13 |  | 1
FALSE | 4A6H6036H1 | 3334 | 7564420 | TRANE | 4TWX6036H1 | HP | Split System: Heat Pump with Remote Outdoor Unit-Air-Source | 4A6H6036H1 |  | 4PX*BU48AC3 | 12.5 | 15.5 | 9 | Yes | Yes | 2015-05-13 |  | 1
FALSE | 4A6H6036H1 | 3334 | 7564421 | TRANE | 4TWX6036H1 | HP | Split System: Heat Pump with Remote Outdoor Unit-Air-Source | 4A6H6036H1 |  | 4PX*BU48AC3 | 12.5 | 15.25 | 9 | Yes | Yes | 2015-05-13 |  | 1
FALSE | 4A6H6036H1 | 3334 | 7564422 | TRANE | 4TWX6036H1 | HP | Split System: Heat Pump with Remote Outdoor Unit-Air-Source | 4A6H6036H1 |  | 4PX*BU48AC3 | 13 | 16 | 9.5 | Yes | Yes | 2015-05-13 |  | 2
FALSE | 4A6H6036H1 | 3334 | 7564455 | TRANE | 4TWX6036H1 | HP | Split System: Heat Pump with Remote Outdoor Unit-Air-Source | 4A6H6036H1 |  | 4PX*CD36AC3 | 12.5 | 15.5 | 8.5 | Yes | Yes | 2015-05-13 |  | 1
FALSE | 4A6H6036H1 | 3334 | 7564416 | TRANE | 4TWX6036H1 | HP | Split System: Heat Pump with Remote Outdoor Unit-Air-Source | 4A6H6036H1 |  | 4PX*BU42AC3 | 13 | 16 | 9.5 | Yes | Yes | 2015-05-13 |  | 2
FALSE | 4A6H6036H1 | 3334 | 7566389 | TRANE | 4TWX6036H1 | HP | Split System: Heat Pump with Remote Outdoor Unit-Air-Source | 4A6H6036H1 |  | 4PX*DD48AC3+HORIZ-RT | 13 | 16 | 9 | Yes | Yes | 2015-05-13 |  | 2
FALSE | 4A6H6036H1 | 3334 | 7566390 | TRANE | 4TWX6036H1 | HP | Split System: Heat Pump with Remote Outdoor Unit-Air-Source | 4A6H6036H1 |  | 4PX*DD48AC3+HORIZ-RT | 13 | 16 | 9 | Yes | Yes | 2015-05-13 |  | 2
FALSE | 4A6H6036H1 | 3334 | 7566391 | TRANE | 4TWX6036H1 | HP | Split System: Heat Pump with Remote Outdoor Unit-Air-Source | 4A6H6036H1 |  | 4PX*DD48AC3+HORIZ-RT | 13 | 16 | 9 | Yes | Yes | 2015-05-13 |  | 2
FALSE | 4A6H6036H1 | 3334 | 7566392 | TRANE | 4TWX6036H1 | HP | Split System: Heat Pump with Remote Outdoor Unit-Air-Source | 4A6H6036H1 |  | 4PX*DD48AC3+HORIZ-RT | 13 | 16 | 9 | Yes | Yes | 2015-05-13 |  | 2
FALSE | 4A6H6036H1 | 3334 | 7564632 | TRANE | 4TWX6036H1 | HP | Split System: Heat Pump with Remote Outdoor Unit-Air-Source | 4A6H6036H1 |  | 4PX*DU48AC3 | 13 | 16 | 9.6 | Yes | Yes | 2015-05-13 |  | 2
FALSE | 4A6H6036H1 | 3334 | 7564634 | TRANE | 4TWX6036H1 | HP | Split System: Heat Pump with Remote Outdoor Unit-Air-Source | 4A6H6036H1 |  | 4PX*DU48AC3 | 13 | 16 | 9.6 | Yes | Yes | 2015-05-13 |  | 2
FALSE | 4A6H6036H1 | 3334 | 7564635 | TRANE | 4TWX6036H1 | HP | Split System: Heat Pump with Remote Outdoor Unit-Air-Source | 4A6H6036H1 |  | 4PX*DU48AC3 | 13 | 16 | 9.5 | Yes | Yes | 2015-05-13 |  | 2
FALSE | 4A6H6036H1 | 3334 | 7564636 | TRANE | 4TWX6036H1 | HP | Split System: Heat Pump with Remote Outdoor Unit-Air-Source | 4A6H6036H1 |  | 4PX*DU48AC3 | 13 | 16 | 9.6 | Yes | Yes | 2015-05-13 |  | 2
FALSE | 4A6H6036H1 | 3334 | 7564573 | TRANE | 4TWX6036H1 | HP | Split System: Heat Pump with Remote Outdoor Unit-Air-Source | 4A6H6036H1 |  | 4PX*CU48AC3 | 12.5 | 15.5 | 9.5 | Yes | Yes | 2015-05-13 |  | 1
FALSE | 4A6H6042H1 | 3335 | 7564852 | TRANE | 4TWX6042H1 | HP | Split System: Heat Pump with Remote Outdoor Unit-Air-Source | 4A6H6042H1 |  | 4PX*CD42AC3 | 13 | 16 | 8.5 | Yes | Yes | 2015-05-13 |  | 1
FALSE | 4A6H6042H1 | 3335 | 7564891 | TRANE | 4TWX6042H1 | HP | Split System: Heat Pump with Remote Outdoor Unit-Air-Source | 4A6H6042H1 |  | 4PX*CU42AC3 | 13 | 16 | 9 | Yes | Yes | 2015-05-13 |  | 2
FALSE | 4A6H6042H1 | 3335 | 7564848 | TRANE | 4TWX6042H1 | HP | Split System: Heat Pump with Remote Outdoor Unit-Air-Source | 4A6H6042H1 |  | 4PX*CD42AC3 | 13 | 16 | 8.5 | Yes | Yes | 2015-05-13 |  | 1
FALSE | 4A6H6042H1 | 3335 | 7566425 | TRANE | 4TWX6042H1 | HP | Split System: Heat Pump with Remote Outdoor Unit-Air-Source | 4A6H6042H1 |  | 4PX*CD60AC3+HORIZ-RT | 13 | 16 | 9 | Yes | Yes | 2015-05-13 |  | 2
FALSE | 4A6H6042H1 | 3335 | 7566424 | TRANE | 4TWX6042H1 | HP | Split System: Heat Pump with Remote Outdoor Unit-Air-Source | 4A6H6042H1 |  | 4PX*CD60AC3+HORIZ-RT | 13 | 16 | 9 | Yes | Yes | 2015-05-13 |  | 2
FALSE | 4A6H6042H1 | 3335 | 7566422 | TRANE | 4TWX6042H1 | HP | Split System: Heat Pump with Remote Outdoor Unit-Air-Source | 4A6H6042H1 |  | 4PX*CD60AC3+HORIZ-RT | 13 | 16 | 9 | Yes | Yes | 2015-05-13 |  | 2
FALSE | 4A6H6042H1 | 3335 | 7566421 | TRANE | 4TWX6042H1 | HP | Split System: Heat Pump with Remote Outdoor Unit-Air-Source | 4A6H6042H1 |  | 4PX*CD60AC3+HORIZ-RT | 13 | 16 | 9 | Yes | Yes | 2015-05-13 |  | 2
FALSE | 4A6H6042H1 | 3335 | 7566420 | TRANE | 4TWX6042H1 | HP | Split System: Heat Pump with Remote Outdoor Unit-Air-Source | 4A6H6042H1 |  | 4PX*CD60AC3+HORIZ-RT | 13 | 16 | 9 | Yes | Yes | 2015-05-13 |  | 2
FALSE | 4A6H6042H1 | 3335 | 7566419 | TRANE | 4TWX6042H1 | HP | Split System: Heat Pump with Remote Outdoor Unit-Air-Source | 4A6H6042H1 |  | 4PX*CD60AC3+HORIZ-RT | 13 | 16 | 9 | Yes | Yes | 2015-05-13 |  | 2
FALSE | 4A6H6042H1 | 3335 | 7566418 | TRANE | 4TWX6042H1 | HP | Split System: Heat Pump with Remote Outdoor Unit-Air-Source | 4A6H6042H1 |  | 4PX*CD60AC3+HORIZ-RT | 13 | 16 | 9 | Yes | Yes | 2015-05-13 |  | 2
FALSE | 4A6H6042H1 | 3335 | 7564853 | TRANE | 4TWX6042H1 | HP | Split System: Heat Pump with Remote Outdoor Unit-Air-Source | 4A6H6042H1 |  | 4PX*CD60AC3 | 13 | 16 | 9 | Yes | Yes | 2015-05-13 |  | 2
FALSE | 4A6H6042H1 | 3335 | 7564909 | TRANE | 4TWX6042H1 | HP | Split System: Heat Pump with Remote Outdoor Unit-Air-Source | 4A6H6042H1 |  | 4PX*CU48AC3 | 13 | 16 | 9 | Yes | Yes | 2015-05-13 |  | 2
FALSE | 4A6H6042H1 | 3335 | 7564924 | TRANE | 4TWX6042H1 | HP | Split System: Heat Pump with Remote Outdoor Unit-Air-Source | 4A6H6042H1 |  | 4PX*CU60AC3 | 13 | 16 | 9.6 | Yes | Yes | 2015-05-13 |  | 2
FALSE | 4A6H6042H1 | 3335 | 7564977 | TRANE | 4TWX6042H1 | HP | Split System: Heat Pump with Remote Outdoor Unit-Air-Source | 4A6H6042H1 |  | 4PX*DU60AC3 | 13 | 16 | 9.6 | Yes | Yes | 2015-05-13 |  | 2
FALSE | 4A6H6024H1 | 3332 | 7563908 | TRANE | 4TWX6024H1 | HP | Split System: Heat Pump with Remote Outdoor Unit-Air-Source | 4A6H6024H1 |  | 4PX*BU36AC3 | 13 | 16 | 9 | Yes | Yes | 2015-05-13 |  | 2
FALSE | 4A6H6024H1 | 3332 | 7563904 | TRANE | 4TWX6024H1 | HP | Split System: Heat Pump with Remote Outdoor Unit-Air-Source | 4A6H6024H1 |  | 4PX*BU36AC3 | 13 | 16 | 9 | Yes | Yes | 2015-05-13 |  | 2
FALSE | 4A6H6024H1 | 3332 | 7563903 | TRANE | 4TWX6024H1 | HP | Split System: Heat Pump with Remote Outdoor Unit-Air-Source | 4A6H6024H1 |  | 4PX*BU36AC3 | 13 | 16 | 9 | Yes | Yes | 2015-05-13 |  | 2
FALSE | 4A6H6036H1 | 3334 | 7566276 | TRANE | 4TWX6036H1 | HP | Split System: Heat Pump with Remote Outdoor Unit-Air-Source | 4A6H6036H1 |  | 4PX*BD36AC3+HORIZ-RT | 12.5 | 15.5 | 8.5 | Yes | Yes | 2015-05-13 |  | 1
FALSE | 4A6H6036H1 | 3334 | 7566282 | TRANE | 4TWX6036H1 | HP | Split System: Heat Pump with Remote Outdoor Unit-Air-Source | 4A6H6036H1 |  | 4PX*BD42AC3+HORIZ-RT | 12.5 | 15.5 | 8.5 | Yes | Yes | 2015-05-13 |  | 1
FALSE | 4A6H6036H1 | 3334 | 7566288 | TRANE | 4TWX6036H1 | HP | Split System: Heat Pump with Remote Outdoor Unit-Air-Source | 4A6H6036H1 |  | 4PX*BD48AC3+HORIZ-RT | 13 | 16 | 9 | Yes | Yes | 2015-05-13 |  | 2
FALSE | 4A6H6036H1 | 3334 | 7566296 | TRANE | 4TWX6036H1 | HP | Split System: Heat Pump with Remote Outdoor Unit-Air-Source | 4A6H6036H1 |  | 4PX*BD48AC3+HORIZ-RT | 13 | 16 | 9 | Yes | Yes | 2015-05-13 |  | 2
FALSE | 4A6H6036H1 | 3334 | 7564582 | TRANE | 4TWX6036H1 | HP | Split System: Heat Pump with Remote Outdoor Unit-Air-Source | 4A6H6036H1 |  | 4PX*CU48AC3 | 12.5 | 15.5 | 9 | Yes | Yes | 2015-05-13 |  | 1
FALSE | 4A6H6036H1 | 3334 | 7564585 | TRANE | 4TWX6036H1 | HP | Split System: Heat Pump with Remote Outdoor Unit-Air-Source | 4A6H6036H1 |  | 4PX*CU48AC3 | 13 | 16 | 9.6 | Yes | Yes | 2015-05-13 |  | 2
FALSE | 4A6H6036H1 | 3334 | 7564586 | TRANE | 4TWX6036H1 | HP | Split System: Heat Pump with Remote Outdoor Unit-Air-Source | 4A6H6036H1 |  | 4PX*CU48AC3 | 13 | 16 | 9.6 | Yes | Yes | 2015-05-13 |  | 2
FALSE | 4A6H6036H1 | 3334 | 7564587 | TRANE | 4TWX6036H1 | HP | Split System: Heat Pump with Remote Outdoor Unit-Air-Source | 4A6H6036H1 |  | 4PX*CU48AC3 | 13 | 16 | 9.6 | Yes | Yes | 2015-05-13 |  | 2
FALSE | 4A6H6036H1 | 3334 | 7564608 | TRANE | 4TWX6036H1 | HP | Split System: Heat Pump with Remote Outdoor Unit-Air-Source | 4A6H6036H1 |  | 4PX*CU48AC3 | 13 | 16 | 9.6 | Yes | Yes | 2015-05-13 |  | 2
FALSE | 4A6H6036H1 | 3334 | 7564609 | TRANE | 4TWX6036H1 | HP | Split System: Heat Pump with Remote Outdoor Unit-Air-Source | 4A6H6036H1 |  | 4PX*CU48AC3 | 13 | 16 | 9.6 | Yes | Yes | 2015-05-13 |  | 2
FALSE | 4A6H6036H1 | 3334 | 7564610 | TRANE | 4TWX6036H1 | HP | Split System: Heat Pump with Remote Outdoor Unit-Air-Source | 4A6H6036H1 |  | 4PX*CU48AC3 | 13 | 16 | 9.5 | Yes | Yes | 2015-05-13 |  | 2
FALSE | 4A6H6042H1 | 3335 | 7564858 | TRANE | 4TWX6042H1 | HP | Split System: Heat Pump with Remote Outdoor Unit-Air-Source | 4A6H6042H1 |  | 4PX*CD60AC3 | 12.5 | 15.25 | 9 | Yes | Yes | 2015-05-13 |  | 1
FALSE | 4A6H6042H1 | 3335 | 7564857 | TRANE | 4TWX6042H1 | HP | Split System: Heat Pump with Remote Outdoor Unit-Air-Source | 4A6H6042H1 |  | 4PX*CD60AC3 | 13 | 16 | 9 | Yes | Yes | 2015-05-13 |  | 2
FALSE | 4A6H6042H1 | 3335 | 7564855 | TRANE | 4TWX6042H1 | HP | Split System: Heat Pump with Remote Outdoor Unit-Air-Source | 4A6H6042H1 |  | 4PX*CD60AC3 | 13 | 16 | 9 | Yes | Yes | 2015-05-13 |  | 2
FALSE | 4A6H6042H1 | 3335 | 7564854 | TRANE | 4TWX6042H1 | HP | Split System: Heat Pump with Remote Outdoor Unit-Air-Source | 4A6H6042H1 |  | 4PX*CD60AC3 | 13 | 16 | 9 | Yes | Yes | 2015-05-13 |  | 2
FALSE | 4A6H6042H1 | 3335 | 7564859 | TRANE | 4TWX6042H1 | HP | Split System: Heat Pump with Remote Outdoor Unit-Air-Source | 4A6H6042H1 |  | 4PX*CD60AC3 | 13 | 16 | 9 | Yes | Yes | 2015-05-13 |  | 2
FALSE | 4A6H6024H1 | 3332 | 7566256 | TRANE | 4TWX6024H1 | HP | Split System: Heat Pump with Remote Outdoor Unit-Air-Source | 4A6H6024H1 |  | 4PX*CD36AC3+HORIZ-RT | 13 | 16 | 9 | Yes | Yes | 2015-05-13 |  | 2
FALSE | 4A6H6024H1 | 3332 | 7566255 | TRANE | 4TWX6024H1 | HP | Split System: Heat Pump with Remote Outdoor Unit-Air-Source | 4A6H6024H1 |  | 4PX*CD36AC3+HORIZ-RT | 13 | 16 | 8.5 | Yes | Yes | 2015-05-13 |  | 1
FALSE | 4A6H6024H1 | 3332 | 7566254 | TRANE | 4TWX6024H1 | HP | Split System: Heat Pump with Remote Outdoor Unit-Air-Source | 4A6H6024H1 |  | 4PX*CD36AC3+HORIZ-RT | 13 | 16 | 9 | Yes | Yes | 2015-05-13 |  | 2
FALSE | 4A6H6024H1 | 3332 | 7566262 | TRANE | 4TWX6024H1 | HP | Split System: Heat Pump with Remote Outdoor Unit-Air-Source | 4A6H6024H1 |  | 4PX*CD36AC3+HORIZ-RT | 13 | 16 | 8.5 | Yes | Yes | 2015-05-13 |  | 1
FALSE | 4A6H6024H1 | 3332 | 7566261 | TRANE | 4TWX6024H1 | HP | Split System: Heat Pump with Remote Outdoor Unit-Air-Source | 4A6H6024H1 |  | 4PX*CD36AC3+HORIZ-RT | 13 | 16 | 8.5 | Yes | Yes | 2015-05-13 |  | 1
FALSE | 4A6H6024H1 | 3332 | 7563910 | TRANE | 4TWX6024H1 | HP | Split System: Heat Pump with Remote Outdoor Unit-Air-Source | 4A6H6024H1 |  | 4PX*CD36AC3 | 13 | 16 | 8.5 | Yes | Yes | 2015-05-13 |  | 1
FALSE | 4A6H6024H1 | 3332 | 7566260 | TRANE | 4TWX6024H1 | HP | Split System: Heat Pump with Remote Outdoor Unit-Air-Source | 4A6H6024H1 |  | 4PX*CD36AC3+HORIZ-RT | 13 | 16 | 8.5 | Yes | Yes | 2015-05-13 |  | 1
FALSE | 4A6H6024H1 | 3332 | 7566258 | TRANE | 4TWX6024H1 | HP | Split System: Heat Pump with Remote Outdoor Unit-Air-Source | 4A6H6024H1 |  | 4PX*CD36AC3+HORIZ-RT | 13 | 16 | 9 | Yes | Yes | 2015-05-13 |  | 2
FALSE | 4A6H6024H1 | 3332 | 7563907 | TRANE | 4TWX6024H1 | HP | Split System: Heat Pump with Remote Outdoor Unit-Air-Source | 4A6H6024H1 |  | 4PX*BU36AC3 | 13 | 16 | 9 | Yes | Yes | 2015-05-13 |  | 2
FALSE | 4A6H6030H1 | 3333 | 7564055 | TRANE | 4TWX6030H1 | HP | Split System: Heat Pump with Remote Outdoor Unit-Air-Source | 4A6H6030H1 |  | 4PX*BU36AC3 | 13 | 16 | 9.5 | Yes | Yes | 2015-05-13 |  | 2
FALSE | 4A6H6048H1 | 3336 | 7565159 | TRANE | 4TWX6048H1 | HP | Split System: Heat Pump with Remote Outdoor Unit-Air-Source | 4A6H6048H1 |  | 4PX*CU48AC3 | 12.5 | 15.5 | 9 | Yes | Yes | 2015-05-13 |  | 1
FALSE | 4A6H6048H1 | 3336 | 7565161 | TRANE | 4TWX6048H1 | HP | Split System: Heat Pump with Remote Outdoor Unit-Air-Source | 4A6H6048H1 |  | 4PX*CU48AC3 | 12.5 | 15.5 | 8.5 | Yes | Yes | 2015-05-13 |  | 1
FALSE | 4A6H6048H1 | 3336 | 7565163 | TRANE | 4TWX6048H1 | HP | Split System: Heat Pump with Remote Outdoor Unit-Air-Source | 4A6H6048H1 |  | 4PX*CU48AC3 | 12.5 | 15.5 | 9 | Yes | Yes | 2015-05-13 |  | 1
FALSE | 4A6H6048H1 | 3336 | 7565177 | TRANE | 4TWX6048H1 | HP | Split System: Heat Pump with Remote Outdoor Unit-Air-Source | 4A6H6048H1 |  | 4PX*CU60AC3 | 13 | 16 | 9 | Yes | Yes | 2015-05-13 |  | 2
FALSE | 4A6H6048H1 | 3336 | 7565179 | TRANE | 4TWX6048H1 | HP | Split System: Heat Pump with Remote Outdoor Unit-Air-Source | 4A6H6048H1 |  | 4PX*CU60AC3 | 13 | 16 | 9 | Yes | Yes | 2015-05-13 |  | 2
FALSE | 4A6H6048H1 | 3336 | 7565180 | TRANE | 4TWX6048H1 | HP | Split System: Heat Pump with Remote Outdoor Unit-Air-Source | 4A6H6048H1 |  | 4PX*CU60AC3 | 13 | 16 | 9 | Yes | Yes | 2015-05-13 |  | 2
FALSE | 4A6H6036H1 | 3334 | 7564378 | TRANE | 4TWX6036H1 | HP | Split System: Heat Pump with Remote Outdoor Unit-Air-Source | 4A6H6036H1 |  | 4PX*BU36AC3 | 12.5 | 15.5 | 9 | Yes | Yes | 2015-05-13 |  | 1
FALSE | 4A6H6036H1 | 3334 | 7564375 | TRANE | 4TWX6036H1 | HP | Split System: Heat Pump with Remote Outdoor Unit-Air-Source | 4A6H6036H1 |  | 4PX*BU36AC3 | 12.5 | 15.5 | 9 | Yes | Yes | 2015-05-13 |  | 1
FALSE | 4A6H6036H1 | 3334 | 7564374 | TRANE | 4TWX6036H1 | HP | Split System: Heat Pump with Remote Outdoor Unit-Air-Source | 4A6H6036H1 |  | 4PX*BU36AC3 | 12.5 | 15 | 9 | Yes | Yes | 2015-05-13 |  | 1
FALSE | 4A6H6036H1 | 3334 | 7564368 | TRANE | 4TWX6036H1 | HP | Split System: Heat Pump with Remote Outdoor Unit-Air-Source | 4A6H6036H1 |  | 4PX*BU36AC3 | 12.5 | 15 | 9 | Yes | Yes | 2015-05-13 |  | 1
FALSE | 4A6H6036H1 | 3334 | 7564412 | TRANE | 4TWX6036H1 | HP | Split System: Heat Pump with Remote Outdoor Unit-Air-Source | 4A6H6036H1 |  | 4PX*BU42AC3 | 13 | 16 | 9.5 | Yes | Yes | 2015-05-13 |  | 2
FALSE | 4A6H6036H1 | 3334 | 7564384 | TRANE | 4TWX6036H1 | HP | Split System: Heat Pump with Remote Outdoor Unit-Air-Source | 4A6H6036H1 |  | 4PX*BU42AC3 | 13 | 16 | 9.5 | Yes | Yes | 2015-05-13 |  | 2
FALSE | 4A6H6036H1 | 3334 | 7564385 | TRANE | 4TWX6036H1 | HP | Split System: Heat Pump with Remote Outdoor Unit-Air-Source | 4A6H6036H1 |  | 4PX*BU42AC3 | 13 | 16 | 9.5 | Yes | Yes | 2015-05-13 |  | 2
FALSE | 4A6H6036H1 | 3334 | 7564388 | TRANE | 4TWX6036H1 | HP | Split System: Heat Pump with Remote Outdoor Unit-Air-Source | 4A6H6036H1 |  | 4PX*BU42AC3 | 12.5 | 15 | 9 | Yes | Yes | 2015-05-13 |  | 1
FALSE | 4A6H6036H1 | 3334 | 7564389 | TRANE | 4TWX6036H1 | HP | Split System: Heat Pump with Remote Outdoor Unit-Air-Source | 4A6H6036H1 |  | 4PX*BU42AC3 | 12.5 | 15.5 | 9 | Yes | Yes | 2015-05-13 |  | 1
FALSE | 4A6H6036H1 | 3334 | 7564390 | TRANE | 4TWX6036H1 | HP | Split System: Heat Pump with Remote Outdoor Unit-Air-Source | 4A6H6036H1 |  | 4PX*BU42AC3 | 12.5 | 15.5 | 9 | Yes | Yes | 2015-05-13 |  | 1
FALSE | 4A6H6036H1 | 3334 | 7564391 | TRANE | 4TWX6036H1 | HP | Split System: Heat Pump with Remote Outdoor Unit-Air-Source | 4A6H6036H1 |  | 4PX*BU42AC3 | 12.5 | 15.5 | 9 | Yes | Yes | 2015-05-13 |  | 1
FALSE | 4A6H6036H1 | 3334 | 7564393 | TRANE | 4TWX6036H1 | HP | Split System: Heat Pump with Remote Outdoor Unit-Air-Source | 4A6H6036H1 |  | 4PX*BU42AC3 | 12.5 | 15.5 | 9 | Yes | Yes | 2015-05-13 |  | 1
FALSE | 4A6H6042H1 | 3335 | 7564860 | TRANE | 4TWX6042H1 | HP | Split System: Heat Pump with Remote Outdoor Unit-Air-Source | 4A6H6042H1 |  | 4PX*CD60AC3 | 13 | 16 | 9.5 | Yes | Yes | 2015-05-13 |  | 2
FALSE | 4A6H6036H1 | 3334 | 7564631 | TRANE | 4TWX6036H1 | HP | Split System: Heat Pump with Remote Outdoor Unit-Air-Source | 4A6H6036H1 |  | 4PX*DU48AC3 | 13 | 16 | 9.5 | Yes | Yes | 2015-05-13 |  | 2
FALSE | 4A6H6042H1 | 3335 | 7566448 | TRANE | 4TWX6042H1 | HP | Split System: Heat Pump with Remote Outdoor Unit-Air-Source | 4A6H6042H1 |  | 4PX*DD60AC3+HORIZ-RT | 13 | 16 | 9 | Yes | Yes | 2015-05-13 |  | 2
FALSE | 4A6H6042H1 | 3335 | 7564935 | TRANE | 4TWX6042H1 | HP | Split System: Heat Pump with Remote Outdoor Unit-Air-Source | 4A6H6042H1 |  | 4PX*DD60AC3 | 13 | 16 | 9.5 | Yes | Yes | 2015-05-13 |  | 2
FALSE | 4A6H6042H1 | 3335 | 7564936 | TRANE | 4TWX6042H1 | HP | Split System: Heat Pump with Remote Outdoor Unit-Air-Source | 4A6H6042H1 |  | 4PX*DD60AC3 | 13 | 16 | 9 | Yes | Yes | 2015-05-13 |  | 2
FALSE | 4A6H6042H1 | 3335 | 7564937 | TRANE | 4TWX6042H1 | HP | Split System: Heat Pump with Remote Outdoor Unit-Air-Source | 4A6H6042H1 |  | 4PX*DD60AC3 | 13 | 16 | 9 | Yes | Yes | 2015-05-13 |  | 2
FALSE | 4A6H6036H1 | 3334 | 7564539 | TRANE | 4TWX6036H1 | HP | Split System: Heat Pump with Remote Outdoor Unit-Air-Source | 4A6H6036H1 |  | 4PX*CU42AC3 | 13 | 16 | 9.5 | Yes | Yes | 2015-05-13 |  | 2
FALSE | 4A6H6042H1 | 3335 | 7564950 | TRANE | 4TWX6042H1 | HP | Split System: Heat Pump with Remote Outdoor Unit-Air-Source | 4A6H6042H1 |  | 4PX*DU48AC3 | 13 | 16 | 9.5 | Yes | Yes | 2015-05-13 |  | 2
FALSE | 4A6H6036H1 | 3334 | 7566379 | TRANE | 4TWX6036H1 | HP | Split System: Heat Pump with Remote Outdoor Unit-Air-Source | 4A6H6036H1 |  | 4PX*DD48AC3+HORIZ-RT | 13 | 16 | 9 | Yes | Yes | 2015-05-13 |  | 2
FALSE | 4A6H6036H1 | 3334 | 7564572 | TRANE | 4TWX6036H1 | HP | Split System: Heat Pump with Remote Outdoor Unit-Air-Source | 4A6H6036H1 |  | 4PX*CU48AC3 | 12.5 | 15.5 | 9.5 | Yes | Yes | 2015-05-13 |  | 1
FALSE | 4A6H6036H1 | 3334 | 7564579 | TRANE | 4TWX6036H1 | HP | Split System: Heat Pump with Remote Outdoor Unit-Air-Source | 4A6H6036H1 |  | 4PX*CU48AC3 | 13 | 16 | 9 | Yes | Yes | 2015-05-13 |  | 2
FALSE | 4A6H6060H1 | 3337 | 7565456 | TRANE | 4TWX6060H1 | HP | Split System: Heat Pump with Remote Outdoor Unit-Air-Source | 4A6H6060H1 |  | 4PX*CU60AC3 | 12 | 14.5 | 9 | Yes | Yes | 2015-05-13 |  | 0
FALSE | 4A6H6060H1 | 3337 | 7565457 | TRANE | 4TWX6060H1 | HP | Split System: Heat Pump with Remote Outdoor Unit-Air-Source | 4A6H6060H1 |  | 4PX*CU60AC3 | 12 | 14.75 | 9 | Yes | Yes | 2015-05-13 |  | 0
FALSE | 4A6H6060H1 | 3337 | 7566465 | TRANE | 4TWX6060H1 | HP | Split System: Heat Pump with Remote Outdoor Unit-Air-Source | 4A6H6060H1 |  | 4PX*DD60AC3+HORIZ-RT | 12.5 | 15 | 8.5 | Yes | Yes | 2015-05-13 |  | 1
FALSE | 4A6H6048H1 | 3336 | 7565184 | TRANE | 4TWX6048H1 | HP | Split System: Heat Pump with Remote Outdoor Unit-Air-Source | 4A6H6048H1 |  | 4PX*CU60AC3 | 13 | 16 | 9 | Yes | Yes | 2015-05-13 |  | 2
FALSE | 4A6H6048H1 | 3336 | 7565185 | TRANE | 4TWX6048H1 | HP | Split System: Heat Pump with Remote Outdoor Unit-Air-Source | 4A6H6048H1 |  | 4PX*CU60AC3 | 13 | 16 | 9 | Yes | Yes | 2015-05-13 |  | 2
FALSE | 4A6H6048H1 | 3336 | 7565188 | TRANE | 4TWX6048H1 | HP | Split System: Heat Pump with Remote Outdoor Unit-Air-Source | 4A6H6048H1 |  | 4PX*CU60AC3 | 13 | 16 | 9 | Yes | Yes | 2015-05-13 |  | 2
FALSE | 4A6H6048H1 | 3336 | 7565200 | TRANE | 4TWX6048H1 | HP | Split System: Heat Pump with Remote Outdoor Unit-Air-Source | 4A6H6048H1 |  | 4PX*DD60AC3 | 13 | 16 | 9 | Yes | Yes | 2015-05-13 |  | 2
FALSE | 4A6H6048H1 | 3336 | 7565198 | TRANE | 4TWX6048H1 | HP | Split System: Heat Pump with Remote Outdoor Unit-Air-Source | 4A6H6048H1 |  | 4PX*DD60AC3 | 13 | 16 | 9 | Yes | Yes | 2015-05-13 |  | 2
FALSE | 4A6H6048H1 | 3336 | 7565196 | TRANE | 4TWX6048H1 | HP | Split System: Heat Pump with Remote Outdoor Unit-Air-Source | 4A6H6048H1 |  | 4PX*DD60AC3 | 13 | 16 | 9 | Yes | Yes | 2015-05-13 |  | 2
FALSE | 4A6H6036H1 | 3334 | 7564695 | TRANE | 4TWX6036H1 | HP | Split System: Heat Pump with Remote Outdoor Unit-Air-Source | 4A6H6036H1 |  | 4TXCC005CC3 | 13 | 15.5 | 9 | Yes | Yes | 2015-05-13 |  | 1
FALSE | 4A6H6036H1 | 3334 | 7564696 | TRANE | 4TWX6036H1 | HP | Split System: Heat Pump with Remote Outdoor Unit-Air-Source | 4A6H6036H1 |  | 4TXCC005CC3 | 12.5 | 15 | 9 | Yes | Yes | 2015-05-13 |  | 1
FALSE | 4A6H6036H1 | 3334 | 7564698 | TRANE | 4TWX6036H1 | HP | Split System: Heat Pump with Remote Outdoor Unit-Air-Source | 4A6H6036H1 |  | 4TXCC005CC3 | 12.5 | 15 | 9 | Yes | Yes | 2015-05-13 |  | 1
FALSE | 4A6H6036H1 | 3334 | 7564700 | TRANE | 4TWX6036H1 | HP | Split System: Heat Pump with Remote Outdoor Unit-Air-Source | 4A6H6036H1 |  | 4TXCC005CC3 | 12.5 | 15 | 9 | Yes | Yes | 2015-05-13 |  | 1
FALSE | 4A6H6036H1 | 3334 | 7564701 | TRANE | 4TWX6036H1 | HP | Split System: Heat Pump with Remote Outdoor Unit-Air-Source | 4A6H6036H1 |  | 4TXCC005CC3 | 12.5 | 15 | 9 | Yes | Yes | 2015-05-13 |  | 1
FALSE | 4A6H6036H1 | 3334 | 7564702 | TRANE | 4TWX6036H1 | HP | Split System: Heat Pump with Remote Outdoor Unit-Air-Source | 4A6H6036H1 |  | 4TXCC005CC3 | 12.5 | 15 | 9 | Yes | Yes | 2015-05-13 |  | 1
FALSE | 4A6H6036H1 | 3334 | 7564705 | TRANE | 4TWX6036H1 | HP | Split System: Heat Pump with Remote Outdoor Unit-Air-Source | 4A6H6036H1 |  | 4TXCC005CC3 | 12.5 | 15 | 9 | Yes | Yes | 2015-05-13 |  | 1
FALSE | 4A6H6042H1 | 3335 | 7565021 | TRANE | 4TWX6042H1 | HP | Split System: Heat Pump with Remote Outdoor Unit-Air-Source | 4A6H6042H1 |  | 4TXCC008CC3 | 13 | 15.5 | 9 | Yes | Yes | 2015-05-13 |  | 1
FALSE | 4A6H6048H1 | 3336 | 7565297 | TRANE | 4TWX6048H1 | HP | Split System: Heat Pump with Remote Outdoor Unit-Air-Source | 4A6H6048H1 |  | 4TXCC008CC3 | 12.5 | 15.5 | 8.5 | Yes | Yes | 2015-05-13 |  | 1
FALSE | 4A6H6036H1 | 3334 | 7564818 | TRANE | 4TWX6036H1 | HP | Split System: Heat Pump with Remote Outdoor Unit-Air-Source | 4A6H6036H1 |  | GAM5B0C42M31 | 12.5 | 16 | 9 | Yes | Yes | 2015-05-13 |  | 1
FALSE | 4A6H6036H1 | 3334 | 7564277 | TRANE | 4TWX6036H1 | HP | Split System: Heat Pump with Remote Outdoor Unit-Air-Source | 4A6H6036H1 |  | *AM7A0C36H31 | 13 | 16 | 9 | Yes | Yes | 2015-05-13 |  | 2
FALSE | 4A6H6036H1 | 3334 | 7564481 | TRANE | 4TWX6036H1 | HP | Split System: Heat Pump with Remote Outdoor Unit-Air-Source | 4A6H6036H1 |  | 4PX*CD48AC3 | 13 | 16 | 9 | Yes | Yes | 2015-05-13 |  | 2
FALSE | 4A6H6036H1 | 3334 | 7564482 | TRANE | 4TWX6036H1 | HP | Split System: Heat Pump with Remote Outdoor Unit-Air-Source | 4A6H6036H1 |  | 4PX*CD48AC3 | 12.5 | 15.5 | 9 | Yes | Yes | 2015-05-13 |  | 1
FALSE | 4A6H6036H1 | 3334 | 7564484 | TRANE | 4TWX6036H1 | HP | Split System: Heat Pump with Remote Outdoor Unit-Air-Source | 4A6H6036H1 |  | 4PX*CD48AC3 | 13 | 16 | 9 | Yes | Yes | 2015-05-13 |  | 2
FALSE | 4A6H6036H1 | 3334 | 7564485 | TRANE | 4TWX6036H1 | HP | Split System: Heat Pump with Remote Outdoor Unit-Air-Source | 4A6H6036H1 |  | 4PX*CD48AC3 | 13 | 16 | 9 | Yes | Yes | 2015-05-13 |  | 2
FALSE | 4A6H6036H1 | 3334 | 7564487 | TRANE | 4TWX6036H1 | HP | Split System: Heat Pump with Remote Outdoor Unit-Air-Source | 4A6H6036H1 |  | 4PX*CD48AC3 | 13 | 16 | 9 | Yes | Yes | 2015-05-13 |  | 2
FALSE | 4A6H6036H1 | 3334 | 7564488 | TRANE | 4TWX6036H1 | HP | Split System: Heat Pump with Remote Outdoor Unit-Air-Source | 4A6H6036H1 |  | 4PX*CD48AC3 | 12.5 | 15.5 | 9 | Yes | Yes | 2015-05-13 |  | 1
FALSE | 4A6H6036H1 | 3334 | 7564489 | TRANE | 4TWX6036H1 | HP | Split System: Heat Pump with Remote Outdoor Unit-Air-Source | 4A6H6036H1 |  | 4PX*CD48AC3 | 12.5 | 15.5 | 9 | Yes | Yes | 2015-05-13 |  | 1
FALSE | 4A6H6036H1 | 3334 | 7564493 | TRANE | 4TWX6036H1 | HP | Split System: Heat Pump with Remote Outdoor Unit-Air-Source | 4A6H6036H1 |  | 4PX*CD48AC3 | 12.5 | 15.5 | 9 | Yes | Yes | 2015-05-13 |  | 1
FALSE | 4A6H6036H1 | 3334 | 7566302 | TRANE | 4TWX6036H1 | HP | Split System: Heat Pump with Remote Outdoor Unit-Air-Source | 4A6H6036H1 |  | 4PX*CD36AC3+HORIZ-RT | 13 | 16 | 9 | Yes | Yes | 2015-05-13 |  | 2
FALSE | 4A6H6036H1 | 3334 | 7566303 | TRANE | 4TWX6036H1 | HP | Split System: Heat Pump with Remote Outdoor Unit-Air-Source | 4A6H6036H1 |  | 4PX*CD36AC3+HORIZ-RT | 13 | 16 | 9 | Yes | Yes | 2015-05-13 |  | 2
FALSE | 4A6H6036H1 | 3334 | 7566304 | TRANE | 4TWX6036H1 | HP | Split System: Heat Pump with Remote Outdoor Unit-Air-Source | 4A6H6036H1 |  | 4PX*CD36AC3+HORIZ-RT | 13 | 16 | 9 | Yes | Yes | 2015-05-13 |  | 2
FALSE | 4A6H6036H1 | 3334 | 7566305 | TRANE | 4TWX6036H1 | HP | Split System: Heat Pump with Remote Outdoor Unit-Air-Source | 4A6H6036H1 |  | 4PX*CD36AC3+HORIZ-RT | 13 | 16 | 9 | Yes | Yes | 2015-05-13 |  | 2
FALSE | 4A6H6036H1 | 3334 | 7566309 | TRANE | 4TWX6036H1 | HP | Split System: Heat Pump with Remote Outdoor Unit-Air-Source | 4A6H6036H1 |  | 4PX*CD36AC3+HORIZ-RT | 12.5 | 15.5 | 8.5 | Yes | Yes | 2015-05-13 |  | 1
FALSE | 4A6H6036H1 | 3334 | 7566312 | TRANE | 4TWX6036H1 | HP | Split System: Heat Pump with Remote Outdoor Unit-Air-Source | 4A6H6036H1 |  | 4PX*CD36AC3+HORIZ-RT | 13 | 16 | 9 | Yes | Yes | 2015-05-13 |  | 2
FALSE | 4A6H6060H1 | 3337 | 7565623 | TRANE | 4TWX6060H1 | HP | Split System: Heat Pump with Remote Outdoor Unit-Air-Source | 4A6H6060H1 |  | 4TXFH063CZ3 | 12 | 14.5 | 8.5 | Yes | Yes | 2015-05-13 |  | 0
FALSE | 4A6H6036H1 | 3334 | 7564291 | TRANE | 4TWX6036H1 | HP | Split System: Heat Pump with Remote Outdoor Unit-Air-Source | 4A6H6036H1 |  | 4NXCC005AS3 | 12.5 | 15 | 9 | Yes | Yes | 2015-05-13 |  | 1
FALSE | 4A6H6036H1 | 3334 | 7564293 | TRANE | 4TWX6036H1 | HP | Split System: Heat Pump with Remote Outdoor Unit-Air-Source | 4A6H6036H1 |  | 4NXCC005AS3 | 13 | 15.5 | 9 | Yes | Yes | 2015-05-13 |  | 1
FALSE | 4A6H6036H1 | 3334 | 7564477 | TRANE | 4TWX6036H1 | HP | Split System: Heat Pump with Remote Outdoor Unit-Air-Source | 4A6H6036H1 |  | 4PX*CD48AC3 | 13 | 16 | 9 | Yes | Yes | 2015-05-13 |  | 2
FALSE | 4A6H6036H1 | 3334 | 7564497 | TRANE | 4TWX6036H1 | HP | Split System: Heat Pump with Remote Outdoor Unit-Air-Source | 4A6H6036H1 |  | 4PX*CD48AC3 | 13 | 16 | 9 | Yes | Yes | 2015-05-13 |  | 2
FALSE | 4A6H6036H1 | 3334 | 7566348 | TRANE | 4TWX6036H1 | HP | Split System: Heat Pump with Remote Outdoor Unit-Air-Source | 4A6H6036H1 |  | 4PX*CD42AC3+HORIZ-RT | 13 | 16 | 9 | Yes | Yes | 2015-05-13 |  | 2
FALSE | 4A6H6036H1 | 3334 | 7566349 | TRANE | 4TWX6036H1 | HP | Split System: Heat Pump with Remote Outdoor Unit-Air-Source | 4A6H6036H1 |  | 4PX*CD42AC3+HORIZ-RT | 13 | 16 | 9 | Yes | Yes | 2015-05-13 |  | 2
FALSE | 4A6H6036H1 | 3334 | 7566329 | TRANE | 4TWX6036H1 | HP | Split System: Heat Pump with Remote Outdoor Unit-Air-Source | 4A6H6036H1 |  | 4PX*CD42AC3+HORIZ-RT | 13 | 16 | 9 | Yes | Yes | 2015-05-13 |  | 2
FALSE | 4A6H6036H1 | 3334 | 7564476 | TRANE | 4TWX6036H1 | HP | Split System: Heat Pump with Remote Outdoor Unit-Air-Source | 4A6H6036H1 |  | 4PX*CD42AC3 | 13 | 16 | 9 | Yes | Yes | 2015-05-13 |  | 2
FALSE | 4A6H6036H1 | 3334 | 7566325 | TRANE | 4TWX6036H1 | HP | Split System: Heat Pump with Remote Outdoor Unit-Air-Source | 4A6H6036H1 |  | 4PX*CD36AC3+HORIZ-RT | 12.5 | 15.5 | 8.5 | Yes | Yes | 2015-05-13 |  | 1
FALSE | 4A6H6036H1 | 3334 | 7566326 | TRANE | 4TWX6036H1 | HP | Split System: Heat Pump with Remote Outdoor Unit-Air-Source | 4A6H6036H1 |  | 4PX*CD36AC3+HORIZ-RT | 13 | 16 | 9 | Yes | Yes | 2015-05-13 |  | 2
FALSE | 4A6H6036H1 | 3334 | 7564459 | TRANE | 4TWX6036H1 | HP | Split System: Heat Pump with Remote Outdoor Unit-Air-Source | 4A6H6036H1 |  | 4PX*CD36AC3 | 12.5 | 15.5 | 8.5 | Yes | Yes | 2015-05-13 |  | 1
FALSE | 4A6H6036H1 | 3334 | 7564676 | TRANE | 4TWX6036H1 | HP | Split System: Heat Pump with Remote Outdoor Unit-Air-Source | 4A6H6036H1 |  | 4TXCC005CC3 | 13 | 15.5 | 9 | Yes | Yes | 2015-05-13 |  | 1
FALSE | 4A6H6036H1 | 3334 | 7564677 | TRANE | 4TWX6036H1 | HP | Split System: Heat Pump with Remote Outdoor Unit-Air-Source | 4A6H6036H1 |  | 4TXCC005CC3 | 13 | 15.5 | 9 | Yes | Yes | 2015-05-13 |  | 1
FALSE | 4A6H6036H1 | 3334 | 7564678 | TRANE | 4TWX6036H1 | HP | Split System: Heat Pump with Remote Outdoor Unit-Air-Source | 4A6H6036H1 |  | 4TXCC005CC3 | 13 | 15.5 | 9 | Yes | Yes | 2015-05-13 |  | 1
FALSE | 4A6H6036H1 | 3334 | 7564681 | TRANE | 4TWX6036H1 | HP | Split System: Heat Pump with Remote Outdoor Unit-Air-Source | 4A6H6036H1 |  | 4TXCC005CC3 | 13 | 15.5 | 9 | Yes | Yes | 2015-05-13 |  | 1
FALSE | 4A6H6036H1 | 3334 | 7564682 | TRANE | 4TWX6036H1 | HP | Split System: Heat Pump with Remote Outdoor Unit-Air-Source | 4A6H6036H1 |  | 4TXCC005CC3 | 13 | 15.5 | 9 | Yes | Yes | 2015-05-13 |  | 1
FALSE | 4A6H6036H1 | 3334 | 7564683 | TRANE | 4TWX6036H1 | HP | Split System: Heat Pump with Remote Outdoor Unit-Air-Source | 4A6H6036H1 |  | 4TXCC005CC3 | 13 | 15.5 | 9 | Yes | Yes | 2015-05-13 |  | 1
FALSE | 4A6H6030H1 | 3333 | 7564219 | TRANE | 4TWX6030H1 | HP | Split System: Heat Pump with Remote Outdoor Unit-Air-Source | 4A6H6030H1 |  | 4TXCC007CC3 | 13 | 16 | 9 | Yes | Yes | 2015-05-13 |  | 2
FALSE | 4A6H6030H1 | 3333 | 7564220 | TRANE | 4TWX6030H1 | HP | Split System: Heat Pump with Remote Outdoor Unit-Air-Source | 4A6H6030H1 |  | 4TXCC007CC3 | 12.5 | 16 | 9 | Yes | Yes | 2015-05-13 |  | 1
FALSE | 4A6H6030H1 | 3333 | 7564221 | TRANE | 4TWX6030H1 | HP | Split System: Heat Pump with Remote Outdoor Unit-Air-Source | 4A6H6030H1 |  | 4TXCC007CC3 | 12.5 | 16 | 9 | Yes | Yes | 2015-05-13 |  | 1
FALSE | 4A6H6048H1 | 3336 | 7565120 | TRANE | 4TWX6048H1 | HP | Split System: Heat Pump with Remote Outdoor Unit-Air-Source | 4A6H6048H1 |  | 4NXCD009AS3 | 13 | 15.5 | 8.2 | Yes | Yes | 2015-05-13 |  | Below V5.0 Req.
FALSE | 4A6H6042H1 | 3335 | 7565107 | TRANE | 4TWX6042H1 | HP | Split System: Heat Pump with Remote Outdoor Unit-Air-Source | 4A6H6042H1 |  | 4TXFH054CC3 | 13 | 15.5 | 8.5 | Yes | Yes | 2015-05-13 |  | 1
FALSE | 4A6H6042H1 | 3335 | 7565108 | TRANE | 4TWX6042H1 | HP | Split System: Heat Pump with Remote Outdoor Unit-Air-Source | 4A6H6042H1 |  | 4TXFH054CC3 | 13 | 15.5 | 8.5 | Yes | Yes | 2015-05-13 |  | 1
FALSE | 4A6H6042H1 | 3335 | 7565102 | TRANE | 4TWX6042H1 | HP | Split System: Heat Pump with Remote Outdoor Unit-Air-Source | 4A6H6042H1 |  | 4TXFH054CC3 | 13 | 15.5 | 8.5 | Yes | Yes | 2015-05-13 |  | 1
FALSE | 4A6H6030H1 | 3333 | 7564225 | TRANE | 4TWX6030H1 | HP | Split System: Heat Pump with Remote Outdoor Unit-Air-Source | 4A6H6030H1 |  | 4TXCC007CC3 | 12.5 | 16 | 9 | Yes | Yes | 2015-05-13 |  | 1
FALSE | 4A6H6048H1 | 3336 | 7565291 | TRANE | 4TWX6048H1 | HP | Split System: Heat Pump with Remote Outdoor Unit-Air-Source | 4A6H6048H1 |  | 4TXCC008CC3 | 13 | 15.5 | 8.5 | Yes | Yes | 2015-05-13 |  | 1
FALSE | 4A6H6048H1 | 3336 | 7565295 | TRANE | 4TWX6048H1 | HP | Split System: Heat Pump with Remote Outdoor Unit-Air-Source | 4A6H6048H1 |  | 4TXCC008CC3 | 12.5 | 15 | 8.2 | Yes | Yes | 2015-05-13 |  | Below V5.0 Req.
FALSE | 4A6H6048H1 | 3336 | 7565296 | TRANE | 4TWX6048H1 | HP | Split System: Heat Pump with Remote Outdoor Unit-Air-Source | 4A6H6048H1 |  | 4TXCC008CC3 | 12.5 | 15 | 8.5 | Yes | Yes | 2015-05-13 |  | 1
FALSE | 4A6H6024H1 | 3332 | 7563996 | TRANE | 4TWX6024H1 | HP | Split System: Heat Pump with Remote Outdoor Unit-Air-Source | 4A6H6024H1 |  | 4TXCC006CC3 | 13 | 15.5 | 9 | Yes | Yes | 2015-05-13 |  | 1
FALSE | 4A6H6048H1 | 3336 | 7565346 | TRANE | 4TWX6048H1 | HP | Split System: Heat Pump with Remote Outdoor Unit-Air-Source | 4A6H6048H1 |  | 4TXCD009CC3 | 13 | 15.5 | 8.5 | Yes | Yes | 2015-05-13 |  | 1
FALSE | 4A6H6036H1 | 3334 | 7564305 | TRANE | 4TWX6036H1 | HP | Split System: Heat Pump with Remote Outdoor Unit-Air-Source | 4A6H6036H1 |  | 4NXCC005AS3 | 12.5 | 15 | 9 | Yes | Yes | 2015-05-13 |  | 1
FALSE | 4A6H6030H1 | 3333 | 7564178 | TRANE | 4TWX6030H1 | HP | Split System: Heat Pump with Remote Outdoor Unit-Air-Source | 4A6H6030H1 |  | 4TXCC005CC3 | 12.5 | 15 | 8.5 | Yes | Yes | 2015-05-13 |  | 1
FALSE | 4A6H6048H1 | 3336 | 7565125 | TRANE | 4TWX6048H1 | HP | Split System: Heat Pump with Remote Outdoor Unit-Air-Source | 4A6H6048H1 |  | 4NXCD009AS3 | 12.5 | 16 | 8.2 | Yes | Yes | 2015-05-13 |  | Below V5.0 Req.
FALSE | 4A6H6048H1 | 3336 | 7565127 | TRANE | 4TWX6048H1 | HP | Split System: Heat Pump with Remote Outdoor Unit-Air-Source | 4A6H6048H1 |  | 4NXCD009AS3 | 13 | 16 | 8.2 | Yes | Yes | 2015-05-13 |  | Below V5.0 Req.
FALSE | 4A6H6048H1 | 3336 | 7565128 | TRANE | 4TWX6048H1 | HP | Split System: Heat Pump with Remote Outdoor Unit-Air-Source | 4A6H6048H1 |  | 4NXCD009AS3 | 13 | 15.5 | 8.2 | Yes | Yes | 2015-05-13 |  | Below V5.0 Req.
FALSE | 4A6H6048H1 | 3336 | 7565276 | TRANE | 4TWX6048H1 | HP | Split System: Heat Pump with Remote Outdoor Unit-Air-Source | 4A6H6048H1 |  | 4TXCC008CC3 | 12.5 | 15 | 8.5 | Yes | Yes | 2015-05-13 |  | 1
FALSE | 4A6H6048H1 | 3336 | 7565277 | TRANE | 4TWX6048H1 | HP | Split System: Heat Pump with Remote Outdoor Unit-Air-Source | 4A6H6048H1 |  | 4TXCC008CC3 | 13 | 15.5 | 8.5 | Yes | Yes | 2015-05-13 |  | 1
FALSE | 4A6H6048H1 | 3336 | 7565301 | TRANE | 4TWX6048H1 | HP | Split System: Heat Pump with Remote Outdoor Unit-Air-Source | 4A6H6048H1 |  | 4TXCD009CC3 | 12.5 | 16 | 8.5 | Yes | Yes | 2015-05-13 |  | 1
FALSE | 4A6H6048H1 | 3336 | 7565302 | TRANE | 4TWX6048H1 | HP | Split System: Heat Pump with Remote Outdoor Unit-Air-Source | 4A6H6048H1 |  | 4TXCD009CC3 | 12.5 | 15.5 | 8.5 | Yes | Yes | 2015-05-13 |  | 1
FALSE | 4A6H6048H1 | 3336 | 7565304 | TRANE | 4TWX6048H1 | HP | Split System: Heat Pump with Remote Outdoor Unit-Air-Source | 4A6H6048H1 |  | 4TXCD009CC3 | 12.5 | 16 | 8.5 | Yes | Yes | 2015-05-13 |  | 1
FALSE | 4A6H6048H1 | 3336 | 7565306 | TRANE | 4TWX6048H1 | HP | Split System: Heat Pump with Remote Outdoor Unit-Air-Source | 4A6H6048H1 |  | 4TXCD009CC3 | 12.5 | 15.5 | 8.5 | Yes | Yes | 2015-05-13 |  | 1
FALSE | 4A6H6048H1 | 3336 | 7565116 | TRANE | 4TWX6048H1 | HP | Split System: Heat Pump with Remote Outdoor Unit-Air-Source | 4A6H6048H1 |  | *AM4A0C60S51+TDR | 12 | 15 | 8.5 | Yes | Yes | 2015-05-13 |  | 0
FALSE | 4A6H6048H1 | 3336 | 7565117 | TRANE | 4TWX6048H1 | HP | Split System: Heat Pump with Remote Outdoor Unit-Air-Source | 4A6H6048H1 |  | *AM7A0C42H31 | 13 | 16 | 8.2 | Yes | Yes | 2015-05-13 |  | Below V5.0 Req.
FALSE | 4A6H6030H1 | 3333 | 7564006 | TRANE | 4TWX6030H1 | HP | Split System: Heat Pump with Remote Outdoor Unit-Air-Source | 4A6H6030H1 |  | *AM7A0C36H31 | 13.5 | 17 | 9.6 | Yes | Yes | 2015-05-13 |  | 2
FALSE | 4A6H6030H1 | 3333 | 7564007 | TRANE | 4TWX6030H1 | HP | Split System: Heat Pump with Remote Outdoor Unit-Air-Source | 4A6H6030H1 |  | *AM7A0C42H31 | 13 | 17 | 9 | Yes | Yes | 2015-05-13 |  | 2
FALSE | 4A6H6036H1 | 3334 | 7564817 | TRANE | 4TWX6036H1 | HP | Split System: Heat Pump with Remote Outdoor Unit-Air-Source | 4A6H6036H1 |  | GAM5B0B36M31 | 12.5 | 15.5 | 8.5 | Yes | Yes | 2015-05-13 |  | 1
FALSE | 4A6H6036H1 | 3334 | 7564763 | TRANE | 4TWX6036H1 | HP | Split System: Heat Pump with Remote Outdoor Unit-Air-Source | 4A6H6036H1 |  | 4TXCC007CC3 | 12.5 | 15 | 9 | Yes | Yes | 2015-05-13 |  | 1
FALSE | 4A6H6036H1 | 3334 | 7564764 | TRANE | 4TWX6036H1 | HP | Split System: Heat Pump with Remote Outdoor Unit-Air-Source | 4A6H6036H1 |  | 4TXCC007CC3 | 12.5 | 15 | 9 | Yes | Yes | 2015-05-13 |  | 1
FALSE | 4A6H6036H1 | 3334 | 7564797 | TRANE | 4TWX6036H1 | HP | Split System: Heat Pump with Remote Outdoor Unit-Air-Source | 4A6H6036H1 |  | 4TXFH036CZ3 | 12.5 | 15 | 9 | Yes | Yes | 2015-05-13 |  | 1
FALSE | 4A6H6036H1 | 3334 | 7564814 | TRANE | 4TWX6036H1 | HP | Split System: Heat Pump with Remote Outdoor Unit-Air-Source | 4A6H6036H1 |  | 4TXFH054CC3 | 13 | 15.5 | 9 | Yes | Yes | 2015-05-13 |  | 1
FALSE | 4A6H6036H1 | 3334 | 7564798 | TRANE | 4TWX6036H1 | HP | Split System: Heat Pump with Remote Outdoor Unit-Air-Source | 4A6H6036H1 |  | 4TXFH036CZ3 | 12 | 14.5 | 9 | Yes | Yes | 2015-05-13 |  | 0
FALSE | 4A6H6036H1 | 3334 | 7564799 | TRANE | 4TWX6036H1 | HP | Split System: Heat Pump with Remote Outdoor Unit-Air-Source | 4A6H6036H1 |  | 4TXFH036CZ3 | 13 | 15.5 | 9 | Yes | Yes | 2015-05-13 |  | 1
FALSE | 4A6H6036H1 | 3334 | 7564383 | TRANE | 4TWX6036H1 | HP | Split System: Heat Pump with Remote Outdoor Unit-Air-Source | 4A6H6036H1 |  | 4PX*BU36AC3 | 12.5 | 15.5 | 9 | Yes | Yes | 2015-05-13 |  | 1
FALSE | 4A6H6036H1 | 3334 | 7566318 | TRANE | 4TWX6036H1 | HP | Split System: Heat Pump with Remote Outdoor Unit-Air-Source | 4A6H6036H1 |  | 4PX*CD36AC3+HORIZ-RT | 13 | 16 | 9 | Yes | Yes | 2015-05-13 |  | 2
FALSE | 4A6H6036H1 | 3334 | 7564461 | TRANE | 4TWX6036H1 | HP | Split System: Heat Pump with Remote Outdoor Unit-Air-Source | 4A6H6036H1 |  | 4PX*CD42AC3 | 13 | 16 | 9 | Yes | Yes | 2015-05-13 |  | 2
FALSE | 4A6H6036H1 | 3334 | 7564464 | TRANE | 4TWX6036H1 | HP | Split System: Heat Pump with Remote Outdoor Unit-Air-Source | 4A6H6036H1 |  | 4PX*CD42AC3 | 13 | 16 | 9 | Yes | Yes | 2015-05-13 |  | 2
FALSE | 4A6H6036H1 | 3334 | 7564301 | TRANE | 4TWX6036H1 | HP | Split System: Heat Pump with Remote Outdoor Unit-Air-Source | 4A6H6036H1 |  | 4NXCC005AS3 | 13 | 15.5 | 9 | Yes | Yes | 2015-05-13 |  | 1
FALSE | 4A6H6036H1 | 3334 | 7564298 | TRANE | 4TWX6036H1 | HP | Split System: Heat Pump with Remote Outdoor Unit-Air-Source | 4A6H6036H1 |  | 4NXCC005AS3 | 13 | 15.5 | 9 | Yes | Yes | 2015-05-13 |  | 1
FALSE | 4A6H6036H1 | 3334 | 7564757 | TRANE | 4TWX6036H1 | HP | Split System: Heat Pump with Remote Outdoor Unit-Air-Source | 4A6H6036H1 |  | 4TXCC007CC3 | 12.5 | 15 | 9 | Yes | Yes | 2015-05-13 |  | 1
FALSE | 4A6H6036H1 | 3334 | 7564758 | TRANE | 4TWX6036H1 | HP | Split System: Heat Pump with Remote Outdoor Unit-Air-Source | 4A6H6036H1 |  | 4TXCC007CC3 | 12.5 | 15 | 9 | Yes | Yes | 2015-05-13 |  | 1
FALSE | 4A6H6036H1 | 3334 | 7564761 | TRANE | 4TWX6036H1 | HP | Split System: Heat Pump with Remote Outdoor Unit-Air-Source | 4A6H6036H1 |  | 4TXCC007CC3 | 12.5 | 15 | 9 | Yes | Yes | 2015-05-13 |  | 1
FALSE | 4A6H6036H1 | 3334 | 7564770 | TRANE | 4TWX6036H1 | HP | Split System: Heat Pump with Remote Outdoor Unit-Air-Source | 4A6H6036H1 |  | 4TXCC007CC3 | 12.5 | 15 | 9 | Yes | Yes | 2015-05-13 |  | 1
FALSE | 4A6H6036H1 | 3334 | 7564772 | TRANE | 4TWX6036H1 | HP | Split System: Heat Pump with Remote Outdoor Unit-Air-Source | 4A6H6036H1 |  | 4TXCC007CC3 | 12.5 | 15 | 9 | Yes | Yes | 2015-05-13 |  | 1
FALSE | 4A6H6048H1 | 3336 | 7565408 | TRANE | 4TWX6048H1 | HP | Split System: Heat Pump with Remote Outdoor Unit-Air-Source | 4A6H6048H1 |  | 4TXFH063CZ3 | 13 | 15.5 | 8.5 | Yes | Yes | 2015-05-13 |  | 1
FALSE | 4A6H6048H1 | 3336 | 7565410 | TRANE | 4TWX6048H1 | HP | Split System: Heat Pump with Remote Outdoor Unit-Air-Source | 4A6H6048H1 |  | 4TXFH063CZ3 | 13 | 15.5 | 8.5 | Yes | Yes | 2015-05-13 |  | 1
FALSE | 4A6H6048H1 | 3336 | 7565414 | TRANE | 4TWX6048H1 | HP | Split System: Heat Pump with Remote Outdoor Unit-Air-Source | 4A6H6048H1 |  | 4TXFH063CZ3 | 12.5 | 16 | 8.5 | Yes | Yes | 2015-05-13 |  | 1
FALSE | 4A6H6048H1 | 3336 | 7565416 | TRANE | 4TWX6048H1 | HP | Split System: Heat Pump with Remote Outdoor Unit-Air-Source | 4A6H6048H1 |  | 4TXFH063CZ3 | 12.5 | 16 | 8.5 | Yes | Yes | 2015-05-13 |  | 1
FALSE | 4A6H6024H1 | 3332 | 7563980 | TRANE | 4TWX6024H1 | HP | Split System: Heat Pump with Remote Outdoor Unit-Air-Source | 4A6H6024H1 |  | 4TXCB004CC3 | 12.5 | 16 | 9 | Yes | Yes | 2015-05-13 |  | 1
FALSE | 4A6H6024H1 | 3332 | 7563951 | TRANE | 4TWX6024H1 | HP | Split System: Heat Pump with Remote Outdoor Unit-Air-Source | 4A6H6024H1 |  | 4TXCB003CC3 | 13 | 15.5 | 9 | Yes | Yes | 2015-05-13 |  | 1
FALSE | 4A6H6030H1 | 3333 | 7564033 | TRANE | 4TWX6030H1 | HP | Split System: Heat Pump with Remote Outdoor Unit-Air-Source | 4A6H6030H1 |  | 4NXCC005AS3 | 13 | 16 | 9 | Yes | Yes | 2015-05-13 |  | 2
FALSE | 4A6H6030H1 | 3333 | 7564034 | TRANE | 4TWX6030H1 | HP | Split System: Heat Pump with Remote Outdoor Unit-Air-Source | 4A6H6030H1 |  | 4NXCC005AS3 | 13 | 16 | 9 | Yes | Yes | 2015-05-13 |  | 2
FALSE | 4A6H6030H1 | 3333 | 7564035 | TRANE | 4TWX6030H1 | HP | Split System: Heat Pump with Remote Outdoor Unit-Air-Source | 4A6H6030H1 |  | 4NXCC005AS3 | 13 | 16 | 9 | Yes | Yes | 2015-05-13 |  | 2
FALSE | 4A6H6030H1 | 3333 | 7564036 | TRANE | 4TWX6030H1 | HP | Split System: Heat Pump with Remote Outdoor Unit-Air-Source | 4A6H6030H1 |  | 4NXCC005AS3 | 13 | 16 | 9 | Yes | Yes | 2015-05-13 |  | 2
FALSE | 4A6H6030H1 | 3333 | 7564037 | TRANE | 4TWX6030H1 | HP | Split System: Heat Pump with Remote Outdoor Unit-Air-Source | 4A6H6030H1 |  | 4NXCC005AS3 | 12.5 | 16 | 9 | Yes | Yes | 2015-05-13 |  | 1
FALSE | 4A6H6030H1 | 3333 | 7564021 | TRANE | 4TWX6030H1 | HP | Split System: Heat Pump with Remote Outdoor Unit-Air-Source | 4A6H6030H1 |  | 4NXCC005AS3 | 12.5 | 16 | 9 | Yes | Yes | 2015-05-13 |  | 1
FALSE | 4A6H6030H1 | 3333 | 7564022 | TRANE | 4TWX6030H1 | HP | Split System: Heat Pump with Remote Outdoor Unit-Air-Source | 4A6H6030H1 |  | 4NXCC005AS3 | 12.5 | 16 | 9 | Yes | Yes | 2015-05-13 |  | 1
FALSE | 4A6H6030H1 | 3333 | 7564023 | TRANE | 4TWX6030H1 | HP | Split System: Heat Pump with Remote Outdoor Unit-Air-Source | 4A6H6030H1 |  | 4NXCC005AS3 | 13 | 16 | 9 | Yes | Yes | 2015-05-13 |  | 2
FALSE | 4A6H6030H1 | 3333 | 7564024 | TRANE | 4TWX6030H1 | HP | Split System: Heat Pump with Remote Outdoor Unit-Air-Source | 4A6H6030H1 |  | 4NXCC005AS3 | 13 | 16 | 9 | Yes | Yes | 2015-05-13 |  | 2
FALSE | 4A6H6036H1 | 3334 | 7566322 | TRANE | 4TWX6036H1 | HP | Split System: Heat Pump with Remote Outdoor Unit-Air-Source | 4A6H6036H1 |  | 4PX*CD36AC3+HORIZ-RT | 12.5 | 15.5 | 8.5 | Yes | Yes | 2015-05-13 |  | 1
FALSE | 4A6H6036H1 | 3334 | 7564468 | TRANE | 4TWX6036H1 | HP | Split System: Heat Pump with Remote Outdoor Unit-Air-Source | 4A6H6036H1 |  | 4PX*CD42AC3 | 13 | 16 | 9 | Yes | Yes | 2015-05-13 |  | 2
FALSE | 4A6H6036H1 | 3334 | 7564425 | TRANE | 4TWX6036H1 | HP | Split System: Heat Pump with Remote Outdoor Unit-Air-Source | 4A6H6036H1 |  | 4PX*BU48AC3 | 12.5 | 15.5 | 9.5 | Yes | Yes | 2015-05-13 |  | 1
FALSE | 4A6H6030H1 | 3333 | 7564096 | TRANE | 4TWX6030H1 | HP | Split System: Heat Pump with Remote Outdoor Unit-Air-Source | 4A6H6030H1 |  | 4PX*CU36AC3 | 13 | 16 | 9.5 | Yes | Yes | 2015-05-13 |  | 2
FALSE | 4A6H6036H1 | 3334 | 7564751 | TRANE | 4TWX6036H1 | HP | Split System: Heat Pump with Remote Outdoor Unit-Air-Source | 4A6H6036H1 |  | 4TXCC007CC3 | 12.5 | 15 | 9 | Yes | Yes | 2015-05-13 |  | 1
FALSE | 4A6H6036H1 | 3334 | 7564753 | TRANE | 4TWX6036H1 | HP | Split System: Heat Pump with Remote Outdoor Unit-Air-Source | 4A6H6036H1 |  | 4TXCC007CC3 | 12.5 | 15 | 9 | Yes | Yes | 2015-05-13 |  | 1
FALSE | 4A6H6036H1 | 3334 | 7564754 | TRANE | 4TWX6036H1 | HP | Split System: Heat Pump with Remote Outdoor Unit-Air-Source | 4A6H6036H1 |  | 4TXCC007CC3 | 13 | 15.5 | 9 | Yes | Yes | 2015-05-13 |  | 1
FALSE | 4A6H6048H1 | 3336 | 7565395 | TRANE | 4TWX6048H1 | HP | Split System: Heat Pump with Remote Outdoor Unit-Air-Source | 4A6H6048H1 |  | 4TXFH063CZ3 | 12.5 | 15 | 8.5 | Yes | Yes | 2015-05-13 |  | 1
FALSE | 4A6H6048H1 | 3336 | 7565396 | TRANE | 4TWX6048H1 | HP | Split System: Heat Pump with Remote Outdoor Unit-Air-Source | 4A6H6048H1 |  | 4TXFH063CZ3 | 12.5 | 15 | 8.5 | Yes | Yes | 2015-05-13 |  | 1
FALSE | 4A6H6048H1 | 3336 | 7565397 | TRANE | 4TWX6048H1 | HP | Split System: Heat Pump with Remote Outdoor Unit-Air-Source | 4A6H6048H1 |  | 4TXFH063CZ3 | 12.5 | 14.5 | 8.5 | Yes | Yes | 2015-05-13 |  | 0
FALSE | 4A6H6048H1 | 3336 | 7565400 | TRANE | 4TWX6048H1 | HP | Split System: Heat Pump with Remote Outdoor Unit-Air-Source | 4A6H6048H1 |  | 4TXFH063CZ3 | 13 | 15.5 | 8.5 | Yes | Yes | 2015-05-13 |  | 1
FALSE | 4A6H6048H1 | 3336 | 7565401 | TRANE | 4TWX6048H1 | HP | Split System: Heat Pump with Remote Outdoor Unit-Air-Source | 4A6H6048H1 |  | 4TXFH063CZ3 | 13 | 16 | 9 | Yes | Yes | 2015-05-13 |  | 2
FALSE | 4A6H6024H1 | 3332 | 7563979 | TRANE | 4TWX6024H1 | HP | Split System: Heat Pump with Remote Outdoor Unit-Air-Source | 4A6H6024H1 |  | 4TXCB004CC3 | 12.5 | 16 | 8.5 | Yes | Yes | 2015-05-13 |  | 1
FALSE | 4A6H6048H1 | 3336 | 7565402 | TRANE | 4TWX6048H1 | HP | Split System: Heat Pump with Remote Outdoor Unit-Air-Source | 4A6H6048H1 |  | 4TXFH063CZ3 | 13 | 15.5 | 8.5 | Yes | Yes | 2015-05-13 |  | 1
FALSE | 4A6H6048H1 | 3336 | 7565403 | TRANE | 4TWX6048H1 | HP | Split System: Heat Pump with Remote Outdoor Unit-Air-Source | 4A6H6048H1 |  | 4TXFH063CZ3 | 12.5 | 16 | 9 | Yes | Yes | 2015-05-13 |  | 1
FALSE | 4A6H6048H1 | 3336 | 7565404 | TRANE | 4TWX6048H1 | HP | Split System: Heat Pump with Remote Outdoor Unit-Air-Source | 4A6H6048H1 |  | 4TXFH063CZ3 | 12.5 | 16 | 9 | Yes | Yes | 2015-05-13 |  | 1
FALSE | 4A6H6030H1 | 3333 | 7564011 | TRANE | 4TWX6030H1 | HP | Split System: Heat Pump with Remote Outdoor Unit-Air-Source | 4A6H6030H1 |  | 4NXCB004AS3 | 13 | 16 | 9 | Yes | Yes | 2015-05-13 |  | 2
FALSE | 4A6H6030H1 | 3333 | 7564012 | TRANE | 4TWX6030H1 | HP | Split System: Heat Pump with Remote Outdoor Unit-Air-Source | 4A6H6030H1 |  | 4NXCB004AS3 | 13 | 16 | 9 | Yes | Yes | 2015-05-13 |  | 2
FALSE | 4A6H6030H1 | 3333 | 7564013 | TRANE | 4TWX6030H1 | HP | Split System: Heat Pump with Remote Outdoor Unit-Air-Source | 4A6H6030H1 |  | 4NXCB004AS3 | 13 | 16 | 9 | Yes | Yes | 2015-05-13 |  | 2
FALSE | 4A6H6030H1 | 3333 | 7564020 | TRANE | 4TWX6030H1 | HP | Split System: Heat Pump with Remote Outdoor Unit-Air-Source | 4A6H6030H1 |  | 4NXCB004AS3 | 12.5 | 15.5 | 9 | Yes | Yes | 2015-05-13 |  | 1
FALSE | 4A6H6030H1 | 3333 | 7564018 | TRANE | 4TWX6030H1 | HP | Split System: Heat Pump with Remote Outdoor Unit-Air-Source | 4A6H6030H1 |  | 4NXCB004AS3 | 13 | 15 | 9 | Yes | Yes | 2015-05-13 |  | 1
FALSE | 4A6H6030H1 | 3333 | 7564019 | TRANE | 4TWX6030H1 | HP | Split System: Heat Pump with Remote Outdoor Unit-Air-Source | 4A6H6030H1 |  | 4NXCB004AS3 | 13 | 15.5 | 9 | Yes | Yes | 2015-05-13 |  | 1
FALSE | 4A6H6030H1 | 3333 | 7564032 | TRANE | 4TWX6030H1 | HP | Split System: Heat Pump with Remote Outdoor Unit-Air-Source | 4A6H6030H1 |  | 4NXCC005AS3 | 12.5 | 16 | 9 | Yes | Yes | 2015-05-13 |  | 1
FALSE | 4A6H6024H1 | 3332 | 7563998 | TRANE | 4TWX6024H1 | HP | Split System: Heat Pump with Remote Outdoor Unit-Air-Source | 4A6H6024H1 |  | 4TXCC007CC3 | 13 | 16 | 9 | Yes | Yes | 2015-05-13 |  | 2
FALSE | 4A6H6060H1 | 3337 | 7565565 | TRANE | 4TWX6060H1 | HP | Split System: Heat Pump with Remote Outdoor Unit-Air-Source | 4A6H6060H1 |  | 4TXCD009CC3 | 12 | 14.5 | 8.5 | Yes | Yes | 2015-05-13 |  | 0
FALSE | 4A6H6060H1 | 3337 | 7565570 | TRANE | 4TWX6060H1 | HP | Split System: Heat Pump with Remote Outdoor Unit-Air-Source | 4A6H6060H1 |  | 4TXCD009CC3 | 12 | 14.5 | 8.5 | Yes | Yes | 2015-05-13 |  | 0
FALSE | 4A6H6042H1 | 3335 | 7565023 | TRANE | 4TWX6042H1 | HP | Split System: Heat Pump with Remote Outdoor Unit-Air-Source | 4A6H6042H1 |  | 4TXCD009CC3 | 12.5 | 15 | 9 | Yes | Yes | 2015-05-13 |  | 1
FALSE | 4A6H6036H1 | 3334 | 7564755 | TRANE | 4TWX6036H1 | HP | Split System: Heat Pump with Remote Outdoor Unit-Air-Source | 4A6H6036H1 |  | 4TXCC007CC3 | 12.5 | 15 | 9 | Yes | Yes | 2015-05-13 |  | 1
FALSE | 4A6H6030H1 | 3333 | 7564025 | TRANE | 4TWX6030H1 | HP | Split System: Heat Pump with Remote Outdoor Unit-Air-Source | 4A6H6030H1 |  | 4NXCC005AS3 | 13 | 16 | 9 | Yes | Yes | 2015-05-13 |  | 2
FALSE | 4A6H6030H1 | 3333 | 7564026 | TRANE | 4TWX6030H1 | HP | Split System: Heat Pump with Remote Outdoor Unit-Air-Source | 4A6H6030H1 |  | 4NXCC005AS3 | 13 | 16 | 9 | Yes | Yes | 2015-05-13 |  | 2
FALSE | 4A6H6030H1 | 3333 | 7564028 | TRANE | 4TWX6030H1 | HP | Split System: Heat Pump with Remote Outdoor Unit-Air-Source | 4A6H6030H1 |  | 4NXCC005AS3 | 13 | 16 | 9 | Yes | Yes | 2015-05-13 |  | 2
FALSE | 4A6H6060H1 | 3337 | 7565642 | TRANE | 4TWX6060H1 | HP | Split System: Heat Pump with Remote Outdoor Unit-Air-Source | 4A6H6060H1 |  | 4TXFH063CZ3 | 12 | 14.5 | 8.5 | Yes | Yes | 2015-05-13 |  | 0
FALSE | 4A6H6060H1 | 3337 | 7565538 | TRANE | 4TWX6060H1 | HP | Split System: Heat Pump with Remote Outdoor Unit-Air-Source | 4A6H6060H1 |  | 4TXCC008CC3 | 12 | 14.5 | 8.5 | Yes | Yes | 2015-05-13 |  | 0
FALSE | 4A6H6036H1 | 3334 | 7564728 | TRANE | 4TWX6036H1 | HP | Split System: Heat Pump with Remote Outdoor Unit-Air-Source | 4A6H6036H1 |  | 4TXCC005CC3 | 13 | 16 | 9 | Yes | Yes | 2015-05-13 |  | 2
FALSE | 4A6H6036H1 | 3334 | 7564729 | TRANE | 4TWX6036H1 | HP | Split System: Heat Pump with Remote Outdoor Unit-Air-Source | 4A6H6036H1 |  | 4TXCC005CC3 | 13 | 15.5 | 9 | Yes | Yes | 2015-05-13 |  | 1
FALSE | 4A6H6036H1 | 3334 | 7564672 | TRANE | 4TWX6036H1 | HP | Split System: Heat Pump with Remote Outdoor Unit-Air-Source | 4A6H6036H1 |  | 4TXCB004CC3 | 12.5 | 14.5 | 9 | Yes | Yes | 2015-05-13 |  | 0
FALSE | 4A6H6036H1 | 3334 | 7564774 | TRANE | 4TWX6036H1 | HP | Split System: Heat Pump with Remote Outdoor Unit-Air-Source | 4A6H6036H1 |  | 4TXCC007CC3 | 12.5 | 15 | 9 | Yes | Yes | 2015-05-13 |  | 1
FALSE | 4A6H6036H1 | 3334 | 7564775 | TRANE | 4TWX6036H1 | HP | Split System: Heat Pump with Remote Outdoor Unit-Air-Source | 4A6H6036H1 |  | 4TXCC007CC3 | 12.5 | 15 | 9 | Yes | Yes | 2015-05-13 |  | 1
FALSE | 4A6H6036H1 | 3334 | 7564776 | TRANE | 4TWX6036H1 | HP | Split System: Heat Pump with Remote Outdoor Unit-Air-Source | 4A6H6036H1 |  | 4TXCC007CC3 | 12.5 | 15 | 9 | Yes | Yes | 2015-05-13 |  | 1
FALSE | 4A6H6036H1 | 3334 | 7564779 | TRANE | 4TWX6036H1 | HP | Split System: Heat Pump with Remote Outdoor Unit-Air-Source | 4A6H6036H1 |  | 4TXCC007CC3 | 12.5 | 15 | 9 | Yes | Yes | 2015-05-13 |  | 1
FALSE | 4A6H6036H1 | 3334 | 7564782 | TRANE | 4TWX6036H1 | HP | Split System: Heat Pump with Remote Outdoor Unit-Air-Source | 4A6H6036H1 |  | 4TXCC007CC3 | 13 | 15.5 | 9 | Yes | Yes | 2015-05-13 |  | 1
FALSE | 4A6H6036H1 | 3334 | 7564783 | TRANE | 4TWX6036H1 | HP | Split System: Heat Pump with Remote Outdoor Unit-Air-Source | 4A6H6036H1 |  | 4TXCC007CC3 | 13 | 15.5 | 9 | Yes | Yes | 2015-05-13 |  | 1
FALSE | 4A6H6036H1 | 3334 | 7564784 | TRANE | 4TWX6036H1 | HP | Split System: Heat Pump with Remote Outdoor Unit-Air-Source | 4A6H6036H1 |  | 4TXCC007CC3 | 13 | 15.5 | 9 | Yes | Yes | 2015-05-13 |  | 1
FALSE | 4A6H6024H1 | 3332 | 7563953 | TRANE | 4TWX6024H1 | HP | Split System: Heat Pump with Remote Outdoor Unit-Air-Source | 4A6H6024H1 |  | 4TXCB003CC3 | 12.5 | 15.5 | 9 | Yes | Yes | 2015-05-13 |  | 1
FALSE | 4A6H6024H1 | 3332 | 7563958 | TRANE | 4TWX6024H1 | HP | Split System: Heat Pump with Remote Outdoor Unit-Air-Source | 4A6H6024H1 |  | 4TXCB003CC3 | 13 | 15.5 | 9 | Yes | Yes | 2015-05-13 |  | 1
FALSE | 4A6H6024H1 | 3332 | 7563960 | TRANE | 4TWX6024H1 | HP | Split System: Heat Pump with Remote Outdoor Unit-Air-Source | 4A6H6024H1 |  | 4TXCB003CC3 | 13 | 15.5 | 9 | Yes | Yes | 2015-05-13 |  | 1
FALSE | 4A6H6024H1 | 3332 | 7563961 | TRANE | 4TWX6024H1 | HP | Split System: Heat Pump with Remote Outdoor Unit-Air-Source | 4A6H6024H1 |  | 4TXCB003CC3 | 13 | 15.5 | 9 | Yes | Yes | 2015-05-13 |  | 1
FALSE | 4A6H6024H1 | 3332 | 7563941 | TRANE | 4TWX6024H1 | HP | Split System: Heat Pump with Remote Outdoor Unit-Air-Source | 4A6H6024H1 |  | 4TXCB003CC3 | 12.5 | 15.5 | 9 | Yes | Yes | 2015-05-13 |  | 1
FALSE | 4A6H6024H1 | 3332 | 7563942 | TRANE | 4TWX6024H1 | HP | Split System: Heat Pump with Remote Outdoor Unit-Air-Source | 4A6H6024H1 |  | 4TXCB003CC3 | 12.5 | 15.5 | 9 | Yes | Yes | 2015-05-13 |  | 1
FALSE | 4A6H6024H1 | 3332 | 7563943 | TRANE | 4TWX6024H1 | HP | Split System: Heat Pump with Remote Outdoor Unit-Air-Source | 4A6H6024H1 |  | 4TXCB003CC3 | 13 | 15.5 | 9 | Yes | Yes | 2015-05-13 |  | 1
FALSE | 4A6H6030H1 | 3333 | 7564030 | TRANE | 4TWX6030H1 | HP | Split System: Heat Pump with Remote Outdoor Unit-Air-Source | 4A6H6030H1 |  | 4NXCC005AS3 | 13 | 15.5 | 8.5 | Yes | Yes | 2015-05-13 |  | 1
FALSE | 4A6H6030H1 | 3333 | 7564160 | TRANE | 4TWX6030H1 | HP | Split System: Heat Pump with Remote Outdoor Unit-Air-Source | 4A6H6030H1 |  | 4TXCC005CC3 | 12.5 | 16 | 9 | Yes | Yes | 2015-05-13 |  | 1
FALSE | 4A6H6024H1 | 3332 | 7563999 | TRANE | 4TWX6024H1 | HP | Split System: Heat Pump with Remote Outdoor Unit-Air-Source | 4A6H6024H1 |  | 4TXCC007CC3 | 12.5 | 16 | 9 | Yes | Yes | 2015-05-13 |  | 1
FALSE | 4A6H6030H1 | 3333 | 7564162 | TRANE | 4TWX6030H1 | HP | Split System: Heat Pump with Remote Outdoor Unit-Air-Source | 4A6H6030H1 |  | 4TXCC005CC3 | 13 | 16 | 9 | Yes | Yes | 2015-05-13 |  | 2
FALSE | 4A6H6030H1 | 3333 | 7564163 | TRANE | 4TWX6030H1 | HP | Split System: Heat Pump with Remote Outdoor Unit-Air-Source | 4A6H6030H1 |  | 4TXCC005CC3 | 13 | 16 | 9 | Yes | Yes | 2015-05-13 |  | 2
FALSE | 4A6H6030H1 | 3333 | 7564165 | TRANE | 4TWX6030H1 | HP | Split System: Heat Pump with Remote Outdoor Unit-Air-Source | 4A6H6030H1 |  | 4TXCC005CC3 | 13 | 16 | 9 | Yes | Yes | 2015-05-13 |  | 2
FALSE | 4A6H6030H1 | 3333 | 7564110 | TRANE | 4TWX6030H1 | HP | Split System: Heat Pump with Remote Outdoor Unit-Air-Source | 4A6H6030H1 |  | 4TXCB004CC3 | 12.5 | 16 | 9 | Yes | Yes | 2015-05-13 |  | 1
FALSE | 4A6H6030H1 | 3333 | 7564112 | TRANE | 4TWX6030H1 | HP | Split System: Heat Pump with Remote Outdoor Unit-Air-Source | 4A6H6030H1 |  | 4TXCB004CC3 | 12.5 | 16 | 9 | Yes | Yes | 2015-05-13 |  | 1
FALSE | 4A6H6030H1 | 3333 | 7564113 | TRANE | 4TWX6030H1 | HP | Split System: Heat Pump with Remote Outdoor Unit-Air-Source | 4A6H6030H1 |  | 4TXCB004CC3 | 12.5 | 16 | 9 | Yes | Yes | 2015-05-13 |  | 1
FALSE | 4A6H6030H1 | 3333 | 7564115 | TRANE | 4TWX6030H1 | HP | Split System: Heat Pump with Remote Outdoor Unit-Air-Source | 4A6H6030H1 |  | 4TXCB004CC3 | 13 | 16 | 9 | Yes | Yes | 2015-05-13 |  | 2
FALSE | 4A6H6030H1 | 3333 | 7564116 | TRANE | 4TWX6030H1 | HP | Split System: Heat Pump with Remote Outdoor Unit-Air-Source | 4A6H6030H1 |  | 4TXCB004CC3 | 13 | 16 | 9 | Yes | Yes | 2015-05-13 |  | 2
FALSE | 4A6H6030H1 | 3333 | 7564098 | TRANE | 4TWX6030H1 | HP | Split System: Heat Pump with Remote Outdoor Unit-Air-Source | 4A6H6030H1 |  | 4TXCB004CC3 | 13 | 16 | 9 | Yes | Yes | 2015-05-13 |  | 2
FALSE | 4A6H6030H1 | 3333 | 7564099 | TRANE | 4TWX6030H1 | HP | Split System: Heat Pump with Remote Outdoor Unit-Air-Source | 4A6H6030H1 |  | 4TXCB004CC3 | 13 | 16 | 9 | Yes | Yes | 2015-05-13 |  | 2
FALSE | 4A6H6030H1 | 3333 | 7564101 | TRANE | 4TWX6030H1 | HP | Split System: Heat Pump with Remote Outdoor Unit-Air-Source | 4A6H6030H1 |  | 4TXCB004CC3 | 13 | 16 | 9 | Yes | Yes | 2015-05-13 |  | 2
FALSE | 4A6H6036H1 | 3334 | 7564643 | TRANE | 4TWX6036H1 | HP | Split System: Heat Pump with Remote Outdoor Unit-Air-Source | 4A6H6036H1 |  | 4TXCB004CC3 | 12.5 | 15 | 9 | Yes | Yes | 2015-05-13 |  | 1
FALSE | 4A6H6036H1 | 3334 | 7564644 | TRANE | 4TWX6036H1 | HP | Split System: Heat Pump with Remote Outdoor Unit-Air-Source | 4A6H6036H1 |  | 4TXCB004CC3 | 12.5 | 15 | 9 | Yes | Yes | 2015-05-13 |  | 1
FALSE | 4A6H6036H1 | 3334 | 7564669 | TRANE | 4TWX6036H1 | HP | Split System: Heat Pump with Remote Outdoor Unit-Air-Source | 4A6H6036H1 |  | 4TXCB004CC3 | 13 | 15.5 | 9 | Yes | Yes | 2015-05-13 |  | 1
FALSE | 4A6H6036H1 | 3334 | 7564316 | TRANE | 4TWX6036H1 | HP | Split System: Heat Pump with Remote Outdoor Unit-Air-Source | 4A6H6036H1 |  | 4NXCC008AS3 | 12.5 | 15 | 8.2 | Yes | Yes | 2015-05-13 |  | Below V5.0 Req.
FALSE | 4A6H6036H1 | 3334 | 7564317 | TRANE | 4TWX6036H1 | HP | Split System: Heat Pump with Remote Outdoor Unit-Air-Source | 4A6H6036H1 |  | 4NXCC008AS3 | 12 | 14.5 | 8.2 | Yes | Yes | 2015-05-13 |  | Below V5.0 Req.
FALSE | 4A6H6036H1 | 3334 | 7564318 | TRANE | 4TWX6036H1 | HP | Split System: Heat Pump with Remote Outdoor Unit-Air-Source | 4A6H6036H1 |  | 4NXCC008AS3 | 13 | 15.5 | 8.5 | Yes | Yes | 2015-05-13 |  | 1
FALSE | 4A6H6036H1 | 3334 | 7564320 | TRANE | 4TWX6036H1 | HP | Split System: Heat Pump with Remote Outdoor Unit-Air-Source | 4A6H6036H1 |  | 4NXCC008AS3 | 13 | 15.5 | 8.5 | Yes | Yes | 2015-05-13 |  | 1
FALSE | 4A6H6036H1 | 3334 | 7564322 | TRANE | 4TWX6036H1 | HP | Split System: Heat Pump with Remote Outdoor Unit-Air-Source | 4A6H6036H1 |  | 4NXCC008AS3 | 13 | 15.5 | 8.5 | Yes | Yes | 2015-05-13 |  | 1
FALSE | 4A6H6036H1 | 3334 | 7564664 | TRANE | 4TWX6036H1 | HP | Split System: Heat Pump with Remote Outdoor Unit-Air-Source | 4A6H6036H1 |  | 4TXCB004CC3 | 12.5 | 15 | 9 | Yes | Yes | 2015-05-13 |  | 1
FALSE | 4A6H6036H1 | 3334 | 7564307 | TRANE | 4TWX6036H1 | HP | Split System: Heat Pump with Remote Outdoor Unit-Air-Source | 4A6H6036H1 |  | 4NXCC005AS3 | 13 | 15.5 | 9 | Yes | Yes | 2015-05-13 |  | 1
FALSE | 4A6H6036H1 | 3334 | 7564787 | TRANE | 4TWX6036H1 | HP | Split System: Heat Pump with Remote Outdoor Unit-Air-Source | 4A6H6036H1 |  | 4TXFH036CZ3 | 13 | 16 | 9 | Yes | Yes | 2015-05-13 |  | 2
FALSE | 4A6H6030H1 | 3333 | 7564243 | TRANE | 4TWX6030H1 | HP | Split System: Heat Pump with Remote Outdoor Unit-Air-Source | 4A6H6030H1 |  | 4TXCC008CC3 | 13 | 16 | 9 | Yes | Yes | 2015-05-13 |  | 2
FALSE | 4A6H6024H1 | 3332 | 7563965 | TRANE | 4TWX6024H1 | HP | Split System: Heat Pump with Remote Outdoor Unit-Air-Source | 4A6H6024H1 |  | 4TXCB004CC3 | 12.5 | 16 | 9 | Yes | Yes | 2015-05-13 |  | 1
FALSE | 4A6H6024H1 | 3332 | 7563967 | TRANE | 4TWX6024H1 | HP | Split System: Heat Pump with Remote Outdoor Unit-Air-Source | 4A6H6024H1 |  | 4TXCB004CC3 | 13 | 16 | 9 | Yes | Yes | 2015-05-13 |  | 2
FALSE | 4A6H6024H1 | 3332 | 7563970 | TRANE | 4TWX6024H1 | HP | Split System: Heat Pump with Remote Outdoor Unit-Air-Source | 4A6H6024H1 |  | 4TXCB004CC3 | 13 | 16 | 9 | Yes | Yes | 2015-05-13 |  | 2
FALSE | 4A6H6030H1 | 3333 | 7564108 | TRANE | 4TWX6030H1 | HP | Split System: Heat Pump with Remote Outdoor Unit-Air-Source | 4A6H6030H1 |  | 4TXCB004CC3 | 13 | 15.5 | 9 | Yes | Yes | 2015-05-13 |  | 1
FALSE | 4A6H6030H1 | 3333 | 7564134 | TRANE | 4TWX6030H1 | HP | Split System: Heat Pump with Remote Outdoor Unit-Air-Source | 4A6H6030H1 |  | 4TXCC005CC3 | 13 | 16 | 9.5 | Yes | Yes | 2015-05-13 |  | 2
FALSE | 4A6H6030H1 | 3333 | 7564137 | TRANE | 4TWX6030H1 | HP | Split System: Heat Pump with Remote Outdoor Unit-Air-Source | 4A6H6030H1 |  | 4TXCC005CC3 | 13 | 16 | 9 | Yes | Yes | 2015-05-13 |  | 2
FALSE | 4A6H6030H1 | 3333 | 7564138 | TRANE | 4TWX6030H1 | HP | Split System: Heat Pump with Remote Outdoor Unit-Air-Source | 4A6H6030H1 |  | 4TXCC005CC3 | 13 | 16 | 9 | Yes | Yes | 2015-05-13 |  | 2
FALSE | 4A6H6030H1 | 3333 | 7564139 | TRANE | 4TWX6030H1 | HP | Split System: Heat Pump with Remote Outdoor Unit-Air-Source | 4A6H6030H1 |  | 4TXCC005CC3 | 13 | 16 | 9 | Yes | Yes | 2015-05-13 |  | 2
FALSE | 4A6H6030H1 | 3333 | 7564140 | TRANE | 4TWX6030H1 | HP | Split System: Heat Pump with Remote Outdoor Unit-Air-Source | 4A6H6030H1 |  | 4TXCC005CC3 | 13 | 16 | 9 | Yes | Yes | 2015-05-13 |  | 2
FALSE | 4A6H6030H1 | 3333 | 7564141 | TRANE | 4TWX6030H1 | HP | Split System: Heat Pump with Remote Outdoor Unit-Air-Source | 4A6H6030H1 |  | 4TXCC005CC3 | 12.5 | 16 | 9 | Yes | Yes | 2015-05-13 |  | 1
FALSE | 4A6H6030H1 | 3333 | 7564142 | TRANE | 4TWX6030H1 | HP | Split System: Heat Pump with Remote Outdoor Unit-Air-Source | 4A6H6030H1 |  | 4TXCC005CC3 | 12.5 | 16 | 9 | Yes | Yes | 2015-05-13 |  | 1
FALSE | 4A6H6060H1 | 3337 | 7565615 | TRANE | 4TWX6060H1 | HP | Split System: Heat Pump with Remote Outdoor Unit-Air-Source | 4A6H6060H1 |  | 4TXFH063CZ3 | 12.5 | 15 | 8.5 | Yes | Yes | 2015-05-13 |  | 1
FALSE | 4A6H6060H1 | 3337 | 7565616 | TRANE | 4TWX6060H1 | HP | Split System: Heat Pump with Remote Outdoor Unit-Air-Source | 4A6H6060H1 |  | 4TXFH063CZ3 | 12.5 | 15 | 8.5 | Yes | Yes | 2015-05-13 |  | 1
FALSE | 4A6H6042H1 | 3335 | 7564828 | TRANE | 4TWX6042H1 | HP | Split System: Heat Pump with Remote Outdoor Unit-Air-Source | 4A6H6042H1 |  | 4NXCC008AS3 | 13 | 15.5 | 8.5 | Yes | Yes | 2015-05-13 |  | 1
FALSE | 4A6H6036H1 | 3334 | 7564310 | TRANE | 4TWX6036H1 | HP | Split System: Heat Pump with Remote Outdoor Unit-Air-Source | 4A6H6036H1 |  | 4NXCC008AS3 | 12.5 | 15 | 8.2 | Yes | Yes | 2015-05-13 |  | Below V5.0 Req.
FALSE | 4A6H6036H1 | 3334 | 7564800 | TRANE | 4TWX6036H1 | HP | Split System: Heat Pump with Remote Outdoor Unit-Air-Source | 4A6H6036H1 |  | 4TXFH036CZ3 | 13 | 15.5 | 9 | Yes | Yes | 2015-05-13 |  | 1
FALSE | 4A6H6036H1 | 3334 | 7564805 | TRANE | 4TWX6036H1 | HP | Split System: Heat Pump with Remote Outdoor Unit-Air-Source | 4A6H6036H1 |  | 4TXFH036CZ3 | 13 | 15.5 | 9 | Yes | Yes | 2015-05-13 |  | 1
FALSE | 4A6H6036H1 | 3334 | 7564807 | TRANE | 4TWX6036H1 | HP | Split System: Heat Pump with Remote Outdoor Unit-Air-Source | 4A6H6036H1 |  | 4TXFH036CZ3 | 13 | 15.5 | 9 | Yes | Yes | 2015-05-13 |  | 1
FALSE | 4A6H6036H1 | 3334 | 7564810 | TRANE | 4TWX6036H1 | HP | Split System: Heat Pump with Remote Outdoor Unit-Air-Source | 4A6H6036H1 |  | 4TXFH036CZ3 | 13 | 15.5 | 9 | Yes | Yes | 2015-05-13 |  | 1
FALSE | 4A6H6036H1 | 3334 | 7564811 | TRANE | 4TWX6036H1 | HP | Split System: Heat Pump with Remote Outdoor Unit-Air-Source | 4A6H6036H1 |  | 4TXFH036CZ3 | 13 | 15.5 | 9 | Yes | Yes | 2015-05-13 |  | 1
FALSE | 4A6H6036H1 | 3334 | 7564812 | TRANE | 4TWX6036H1 | HP | Split System: Heat Pump with Remote Outdoor Unit-Air-Source | 4A6H6036H1 |  | 4TXFH036CZ3 | 13 | 15.5 | 9 | Yes | Yes | 2015-05-13 |  | 1
FALSE | 4A6H6024H1 | 3332 | 7563972 | TRANE | 4TWX6024H1 | HP | Split System: Heat Pump with Remote Outdoor Unit-Air-Source | 4A6H6024H1 |  | 4TXCB004CC3 | 13 | 16 | 9 | Yes | Yes | 2015-05-13 |  | 2
FALSE | 4A6H6024H1 | 3332 | 7563973 | TRANE | 4TWX6024H1 | HP | Split System: Heat Pump with Remote Outdoor Unit-Air-Source | 4A6H6024H1 |  | 4TXCB004CC3 | 13 | 16 | 9 | Yes | Yes | 2015-05-13 |  | 2
FALSE | 4A6H6030H1 | 3333 | 7564253 | TRANE | 4TWX6030H1 | HP | Split System: Heat Pump with Remote Outdoor Unit-Air-Source | 4A6H6030H1 |  | 4TXCC008CC3 | 13 | 16 | 9 | Yes | Yes | 2015-05-13 |  | 2
FALSE | 4A6H6030H1 | 3333 | 7564255 | TRANE | 4TWX6030H1 | HP | Split System: Heat Pump with Remote Outdoor Unit-Air-Source | 4A6H6030H1 |  | 4TXCC008CC3 | 13 | 16 | 9 | Yes | Yes | 2015-05-13 |  | 2
FALSE | 4A6H6030H1 | 3333 | 7564244 | TRANE | 4TWX6030H1 | HP | Split System: Heat Pump with Remote Outdoor Unit-Air-Source | 4A6H6030H1 |  | 4TXCC008CC3 | 13 | 16 | 9 | Yes | Yes | 2015-05-13 |  | 2
FALSE | 4A6H6030H1 | 3333 | 7564245 | TRANE | 4TWX6030H1 | HP | Split System: Heat Pump with Remote Outdoor Unit-Air-Source | 4A6H6030H1 |  | 4TXCC008CC3 | 13 | 16 | 9 | Yes | Yes | 2015-05-13 |  | 2
FALSE | 4A6H6030H1 | 3333 | 7564145 | TRANE | 4TWX6030H1 | HP | Split System: Heat Pump with Remote Outdoor Unit-Air-Source | 4A6H6030H1 |  | 4TXCC005CC3 | 13 | 16 | 9.5 | Yes | Yes | 2015-05-13 |  | 2
FALSE | 4A6H6030H1 | 3333 | 7564241 | TRANE | 4TWX6030H1 | HP | Split System: Heat Pump with Remote Outdoor Unit-Air-Source | 4A6H6030H1 |  | 4TXCC008CC3 | 13 | 16 | 9 | Yes | Yes | 2015-05-13 |  | 2
FALSE | 4A6H6030H1 | 3333 | 7564240 | TRANE | 4TWX6030H1 | HP | Split System: Heat Pump with Remote Outdoor Unit-Air-Source | 4A6H6030H1 |  | 4TXCC008CC3 | 13 | 16 | 9 | Yes | Yes | 2015-05-13 |  | 2
FALSE | 4A6H6030H1 | 3333 | 7564238 | TRANE | 4TWX6030H1 | HP | Split System: Heat Pump with Remote Outdoor Unit-Air-Source | 4A6H6030H1 |  | 4TXCC008CC3 | 13 | 16 | 9 | Yes | Yes | 2015-05-13 |  | 2
FALSE | 4A6H6030H1 | 3333 | 7564237 | TRANE | 4TWX6030H1 | HP | Split System: Heat Pump with Remote Outdoor Unit-Air-Source | 4A6H6030H1 |  | 4TXCC008CC3 | 13 | 16 | 9 | Yes | Yes | 2015-05-13 |  | 2
FALSE | 4A6H6030H1 | 3333 | 7564235 | TRANE | 4TWX6030H1 | HP | Split System: Heat Pump with Remote Outdoor Unit-Air-Source | 4A6H6030H1 |  | 4TXCC008CC3 | 13 | 16 | 9 | Yes | Yes | 2015-05-13 |  | 2
FALSE | 4A6H6030H1 | 3333 | 7564232 | TRANE | 4TWX6030H1 | HP | Split System: Heat Pump with Remote Outdoor Unit-Air-Source | 4A6H6030H1 |  | 4TXCC008CC3 | 12.5 | 16 | 9 | Yes | Yes | 2015-05-13 |  | 1
FALSE | 4A6H6030H1 | 3333 | 7564102 | TRANE | 4TWX6030H1 | HP | Split System: Heat Pump with Remote Outdoor Unit-Air-Source | 4A6H6030H1 |  | 4TXCB004CC3 | 13 | 16 | 9 | Yes | Yes | 2015-05-13 |  | 2
FALSE | 4A6H6030H1 | 3333 | 7564103 | TRANE | 4TWX6030H1 | HP | Split System: Heat Pump with Remote Outdoor Unit-Air-Source | 4A6H6030H1 |  | 4TXCB004CC3 | 12.5 | 16 | 9 | Yes | Yes | 2015-05-13 |  | 1
FALSE | 4A6H6030H1 | 3333 | 7564105 | TRANE | 4TWX6030H1 | HP | Split System: Heat Pump with Remote Outdoor Unit-Air-Source | 4A6H6030H1 |  | 4TXCB004CC3 | 12.5 | 16 | 9 | Yes | Yes | 2015-05-13 |  | 1
FALSE | 4A6H6030H1 | 3333 | 7564106 | TRANE | 4TWX6030H1 | HP | Split System: Heat Pump with Remote Outdoor Unit-Air-Source | 4A6H6030H1 |  | 4TXCB004CC3 | 13 | 16 | 9 | Yes | Yes | 2015-05-13 |  | 2
FALSE | 4A6H6030H1 | 3333 | 7564107 | TRANE | 4TWX6030H1 | HP | Split System: Heat Pump with Remote Outdoor Unit-Air-Source | 4A6H6030H1 |  | 4TXCB004CC3 | 13 | 16 | 9 | Yes | Yes | 2015-05-13 |  | 2
FALSE | 4A6H6048H1 | 3336 | 7565324 | TRANE | 4TWX6048H1 | HP | Split System: Heat Pump with Remote Outdoor Unit-Air-Source | 4A6H6048H1 |  | 4TXCD009CC3 | 12.5 | 15 | 8.2 | Yes | Yes | 2015-05-13 |  | Below V5.0 Req.
FALSE | 4A6H6048H1 | 3336 | 7565325 | TRANE | 4TWX6048H1 | HP | Split System: Heat Pump with Remote Outdoor Unit-Air-Source | 4A6H6048H1 |  | 4TXCD009CC3 | 12 | 14.5 | 8.2 | Yes | Yes | 2015-05-13 |  | Below V5.0 Req.
FALSE | 4A6H6036H1 | 3334 | 7564665 | TRANE | 4TWX6036H1 | HP | Split System: Heat Pump with Remote Outdoor Unit-Air-Source | 4A6H6036H1 |  | 4TXCB004CC3 | 13 | 15.5 | 9 | Yes | Yes | 2015-05-13 |  | 1
FALSE | 4A6H6036H1 | 3334 | 7564667 | TRANE | 4TWX6036H1 | HP | Split System: Heat Pump with Remote Outdoor Unit-Air-Source | 4A6H6036H1 |  | 4TXCB004CC3 | 13 | 15.5 | 9 | Yes | Yes | 2015-05-13 |  | 1
FALSE | 4A6H6036H1 | 3334 | 7564308 | TRANE | 4TWX6036H1 | HP | Split System: Heat Pump with Remote Outdoor Unit-Air-Source | 4A6H6036H1 |  | 4NXCC008AS3 | 12.5 | 14.5 | 8.2 | Yes | Yes | 2015-05-13 |  | Below V5.0 Req.
FALSE | 4A6H6060H1 | 3337 | 7565598 | TRANE | 4TWX6060H1 | HP | Split System: Heat Pump with Remote Outdoor Unit-Air-Source | 4A6H6060H1 |  | 4TXCD010CC3 | 12 | 14.5 | 8.5 | Yes | Yes | 2015-05-13 |  | 0
FALSE | 4A6H6060H1 | 3337 | 7565427 | TRANE | 4TWX6060H1 | HP | Split System: Heat Pump with Remote Outdoor Unit-Air-Source | 4A6H6060H1 |  | 4NXCD009AS3 | 12.5 | 15 | 8.2 | Yes | Yes | 2015-05-13 |  | Below V5.0 Req.
FALSE | 4A6H6060H1 | 3337 | 7565433 | TRANE | 4TWX6060H1 | HP | Split System: Heat Pump with Remote Outdoor Unit-Air-Source | 4A6H6060H1 |  | 4NXCD009AS3 | 12 | 14.5 | 8.2 | Yes | Yes | 2015-05-13 |  | Below V5.0 Req.
FALSE | 4A6H6036H1 | 3334 | 7564280 | TRANE | 4TWX6036H1 | HP | Split System: Heat Pump with Remote Outdoor Unit-Air-Source | 4A6H6036H1 |  | 4NXCB004AS3 | 12 | 14.5 | 8.5 | Yes | Yes | 2015-05-13 |  | 0
FALSE | 4A6H6036H1 | 3334 | 7564288 | TRANE | 4TWX6036H1 | HP | Split System: Heat Pump with Remote Outdoor Unit-Air-Source | 4A6H6036H1 |  | 4NXCB004AS3 | 12.5 | 15 | 9 | Yes | Yes | 2015-05-13 |  | 1
FALSE | 4A6H6042H1 | 3335 | 7565051 | TRANE | 4TWX6042H1 | HP | Split System: Heat Pump with Remote Outdoor Unit-Air-Source | 4A6H6042H1 |  | 4TXCD009CC3 | 13 | 15.5 | 8.5 | Yes | Yes | 2015-05-13 |  | 1
FALSE | 4A6H6042H1 | 3335 | 7565053 | TRANE | 4TWX6042H1 | HP | Split System: Heat Pump with Remote Outdoor Unit-Air-Source | 4A6H6042H1 |  | 4TXCD009CC3 | 13 | 15.5 | 8.5 | Yes | Yes | 2015-05-13 |  | 1
FALSE | 4A6H6060H1 | 3337 | 7565599 | TRANE | 4TWX6060H1 | HP | Split System: Heat Pump with Remote Outdoor Unit-Air-Source | 4A6H6060H1 |  | 4TXCD010CC3 | 12 | 14.5 | 8.5 | Yes | Yes | 2015-05-13 |  | 0
FALSE | 4A6H6042H1 | 3335 | 7565095 | TRANE | 4TWX6042H1 | HP | Split System: Heat Pump with Remote Outdoor Unit-Air-Source | 4A6H6042H1 |  | 4TXFH054CC3 | 13 | 15.5 | 8.5 | Yes | Yes | 2015-05-13 |  | 1
FALSE | 4A6H6030H1 | 3333 | 7564226 | TRANE | 4TWX6030H1 | HP | Split System: Heat Pump with Remote Outdoor Unit-Air-Source | 4A6H6030H1 |  | 4TXCC007CC3 | 12.5 | 15 | 8.5 | Yes | Yes | 2015-05-13 |  | 1
FALSE | 4A6H6030H1 | 3333 | 7564230 | TRANE | 4TWX6030H1 | HP | Split System: Heat Pump with Remote Outdoor Unit-Air-Source | 4A6H6030H1 |  | 4TXCC007CC3 | 13 | 16 | 9 | Yes | Yes | 2015-05-13 |  | 2
FALSE | 4A6H6030H1 | 3333 | 7564231 | TRANE | 4TWX6030H1 | HP | Split System: Heat Pump with Remote Outdoor Unit-Air-Source | 4A6H6030H1 |  | 4TXCC007CC3 | 13 | 15.5 | 8.5 | Yes | Yes | 2015-05-13 |  | 1
FALSE | 4A6H6042H1 | 3335 | 7565078 | TRANE | 4TWX6042H1 | HP | Split System: Heat Pump with Remote Outdoor Unit-Air-Source | 4A6H6042H1 |  | 4TXFH054CC3 | 13 | 16 | 8.5 | Yes | Yes | 2015-05-13 |  | 1
FALSE | 4A6H6042H1 | 3335 | 7565080 | TRANE | 4TWX6042H1 | HP | Split System: Heat Pump with Remote Outdoor Unit-Air-Source | 4A6H6042H1 |  | 4TXFH054CC3 | 13 | 16 | 8.5 | Yes | Yes | 2015-05-13 |  | 1
FALSE | 4A6H6024H1 | 3332 | 7563977 | TRANE | 4TWX6024H1 | HP | Split System: Heat Pump with Remote Outdoor Unit-Air-Source | 4A6H6024H1 |  | 4TXCB004CC3 | 13 | 15.5 | 8.5 | Yes | Yes | 2015-05-13 |  | 1
FALSE | 4A6H6024H1 | 3332 | 7563978 | TRANE | 4TWX6024H1 | HP | Split System: Heat Pump with Remote Outdoor Unit-Air-Source | 4A6H6024H1 |  | 4TXCB004CC3 | 13 | 15.5 | 8.5 | Yes | Yes | 2015-05-13 |  | 1
FALSE | 4A6H6024H1 | 3332 | 7563983 | TRANE | 4TWX6024H1 | HP | Split System: Heat Pump with Remote Outdoor Unit-Air-Source | 4A6H6024H1 |  | 4TXCC005CC3 | 12.5 | 16 | 9 | Yes | Yes | 2015-05-13 |  | 1
FALSE | 4A6H6024H1 | 3332 | 7563870 | TRANE | 4TWX6024H1 | HP | Split System: Heat Pump with Remote Outdoor Unit-Air-Source | 4A6H6024H1 |  | 4NXCC005AS3 | 13 | 16 | 9 | Yes | Yes | 2015-05-13 |  | 2
FALSE | 4A6H6030H1 | 3333 | 7564195 | TRANE | 4TWX6030H1 | HP | Split System: Heat Pump with Remote Outdoor Unit-Air-Source | 4A6H6030H1 |  | 4TXCC007CC3 | 13 | 16 | 9 | Yes | Yes | 2015-05-13 |  | 2
FALSE | 4A6H6030H1 | 3333 | 7564196 | TRANE | 4TWX6030H1 | HP | Split System: Heat Pump with Remote Outdoor Unit-Air-Source | 4A6H6030H1 |  | 4TXCC007CC3 | 13 | 16 | 9.5 | Yes | Yes | 2015-05-13 |  | 2
FALSE | 4A6H6030H1 | 3333 | 7564197 | TRANE | 4TWX6030H1 | HP | Split System: Heat Pump with Remote Outdoor Unit-Air-Source | 4A6H6030H1 |  | 4TXCC007CC3 | 13 | 16 | 9 | Yes | Yes | 2015-05-13 |  | 2
FALSE | 4A6H6030H1 | 3333 | 7564198 | TRANE | 4TWX6030H1 | HP | Split System: Heat Pump with Remote Outdoor Unit-Air-Source | 4A6H6030H1 |  | 4TXCC007CC3 | 12.5 | 16 | 9 | Yes | Yes | 2015-05-13 |  | 1
FALSE | 4A6H6030H1 | 3333 | 7564199 | TRANE | 4TWX6030H1 | HP | Split System: Heat Pump with Remote Outdoor Unit-Air-Source | 4A6H6030H1 |  | 4TXCC007CC3 | 13 | 16 | 9 | Yes | Yes | 2015-05-13 |  | 2
FALSE | 4A6H6030H1 | 3333 | 7564200 | TRANE | 4TWX6030H1 | HP | Split System: Heat Pump with Remote Outdoor Unit-Air-Source | 4A6H6030H1 |  | 4TXCC007CC3 | 13 | 16 | 9 | Yes | Yes | 2015-05-13 |  | 2
FALSE | 4A6H6030H1 | 3333 | 7564202 | TRANE | 4TWX6030H1 | HP | Split System: Heat Pump with Remote Outdoor Unit-Air-Source | 4A6H6030H1 |  | 4TXCC007CC3 | 13 | 16 | 9 | Yes | Yes | 2015-05-13 |  | 2
FALSE | 4A6H6030H1 | 3333 | 7564203 | TRANE | 4TWX6030H1 | HP | Split System: Heat Pump with Remote Outdoor Unit-Air-Source | 4A6H6030H1 |  | 4TXCC007CC3 | 13 | 16 | 9 | Yes | Yes | 2015-05-13 |  | 2
FALSE | 4A6H6036H1 | 3334 | 7564716 | TRANE | 4TWX6036H1 | HP | Split System: Heat Pump with Remote Outdoor Unit-Air-Source | 4A6H6036H1 |  | 4TXCC005CC3 | 12.5 | 15 | 9 | Yes | Yes | 2015-05-13 |  | 1
FALSE | 4A6H6036H1 | 3334 | 7564722 | TRANE | 4TWX6036H1 | HP | Split System: Heat Pump with Remote Outdoor Unit-Air-Source | 4A6H6036H1 |  | 4TXCC005CC3 | 13 | 15.5 | 9 | Yes | Yes | 2015-05-13 |  | 1
FALSE | 4A6H6042H1 | 3335 | 7564837 | TRANE | 4TWX6042H1 | HP | Split System: Heat Pump with Remote Outdoor Unit-Air-Source | 4A6H6042H1 |  | 4NXCD009AS3 | 12.5 | 16 | 9 | Yes | Yes | 2015-05-13 |  | 1
FALSE | 4A6H6042H1 | 3335 | 7564836 | TRANE | 4TWX6042H1 | HP | Split System: Heat Pump with Remote Outdoor Unit-Air-Source | 4A6H6042H1 |  | 4NXCD009AS3 | 13 | 16 | 8.5 | Yes | Yes | 2015-05-13 |  | 1
FALSE | 4A6H6042H1 | 3335 | 7564835 | TRANE | 4TWX6042H1 | HP | Split System: Heat Pump with Remote Outdoor Unit-Air-Source | 4A6H6042H1 |  | 4NXCD009AS3 | 13 | 16 | 8.5 | Yes | Yes | 2015-05-13 |  | 1
FALSE | 4A6H6030H1 | 3333 | 7564267 | TRANE | 4TWX6030H1 | HP | Split System: Heat Pump with Remote Outdoor Unit-Air-Source | 4A6H6030H1 |  | 4TXFH036CZ3 | 13 | 15.5 | 9 | Yes | Yes | 2015-05-13 |  | 1
FALSE | 4A6H6042H1 | 3335 | 7565063 | TRANE | 4TWX6042H1 | HP | Split System: Heat Pump with Remote Outdoor Unit-Air-Source | 4A6H6042H1 |  | 4TXCD009CC3 | 12.5 | 16 | 9 | Yes | Yes | 2015-05-13 |  | 1
FALSE | 4A6H6024H1 | 3332 | 7563975 | TRANE | 4TWX6024H1 | HP | Split System: Heat Pump with Remote Outdoor Unit-Air-Source | 4A6H6024H1 |  | 4TXCB004CC3 | 13 | 16 | 9 | Yes | Yes | 2015-05-13 |  | 2
FALSE | 4A6H6024H1 | 3332 | 7563976 | TRANE | 4TWX6024H1 | HP | Split System: Heat Pump with Remote Outdoor Unit-Air-Source | 4A6H6024H1 |  | 4TXCB004CC3 | 13 | 16 | 9 | Yes | Yes | 2015-05-13 |  | 2
FALSE | 4A6H6042H1 | 3335 | 7565100 | TRANE | 4TWX6042H1 | HP | Split System: Heat Pump with Remote Outdoor Unit-Air-Source | 4A6H6042H1 |  | 4TXFH054CC3 | 13 | 15.5 | 8.5 | Yes | Yes | 2015-05-13 |  | 1
FALSE | 4A6H6042H1 | 3335 | 7565064 | TRANE | 4TWX6042H1 | HP | Split System: Heat Pump with Remote Outdoor Unit-Air-Source | 4A6H6042H1 |  | 4TXCD009CC3 | 13 | 15.5 | 8.5 | Yes | Yes | 2015-05-13 |  | 1
FALSE | 4A6H6042H1 | 3335 | 7565065 | TRANE | 4TWX6042H1 | HP | Split System: Heat Pump with Remote Outdoor Unit-Air-Source | 4A6H6042H1 |  | 4TXCD009CC3 | 12.5 | 15 | 8.5 | Yes | Yes | 2015-05-13 |  | 1
FALSE | 4A6H6042H1 | 3335 | 7565066 | TRANE | 4TWX6042H1 | HP | Split System: Heat Pump with Remote Outdoor Unit-Air-Source | 4A6H6042H1 |  | 4TXCD009CC3 | 12.5 | 14.5 | 8.5 | Yes | Yes | 2015-05-13 |  | 0
FALSE | 4A6H6060H1 | 3337 | 7565602 | TRANE | 4TWX6060H1 | HP | Split System: Heat Pump with Remote Outdoor Unit-Air-Source | 4A6H6060H1 |  | 4TXCD010CC3 | 12 | 14.5 | 8.5 | Yes | Yes | 2015-05-13 |  | 0
FALSE | 4A6H6030H1 | 3333 | 7564247 | TRANE | 4TWX6030H1 | HP | Split System: Heat Pump with Remote Outdoor Unit-Air-Source | 4A6H6030H1 |  | 4TXCC008CC3 | 12.5 | 16 | 9 | Yes | Yes | 2015-05-13 |  | 1
FALSE | 4A6H6030H1 | 3333 | 7564194 | TRANE | 4TWX6030H1 | HP | Split System: Heat Pump with Remote Outdoor Unit-Air-Source | 4A6H6030H1 |  | 4TXCC007CC3 | 13 | 16 | 9 | Yes | Yes | 2015-05-13 |  | 2
FALSE | 4A6H6030H1 | 3333 | 7564268 | TRANE | 4TWX6030H1 | HP | Split System: Heat Pump with Remote Outdoor Unit-Air-Source | 4A6H6030H1 |  | 4TXFH036CZ3 | 12.5 | 16 | 9 | Yes | Yes | 2015-05-13 |  | 1
FALSE | 4A6H6024H1 | 3332 | 7563858 | TRANE | 4TWX6024H1 | HP | Split System: Heat Pump with Remote Outdoor Unit-Air-Source | 4A6H6024H1 |  | 4NXCB003AS3 | 12.5 | 15 | 9 | Yes | Yes | 2015-05-13 |  | 1
FALSE | 4A6H6024H1 | 3332 | 7563860 | TRANE | 4TWX6024H1 | HP | Split System: Heat Pump with Remote Outdoor Unit-Air-Source | 4A6H6024H1 |  | 4NXCB003AS3 | 12.5 | 15 | 9 | Yes | Yes | 2015-05-13 |  | 1
FALSE | 4A6H6024H1 | 3332 | 7563861 | TRANE | 4TWX6024H1 | HP | Split System: Heat Pump with Remote Outdoor Unit-Air-Source | 4A6H6024H1 |  | 4NXCB003AS3 | 12.5 | 14.5 | 8.5 | Yes | Yes | 2015-05-13 |  | 0
FALSE | 4A6H6042H1 | 3335 | 7564830 | TRANE | 4TWX6042H1 | HP | Split System: Heat Pump with Remote Outdoor Unit-Air-Source | 4A6H6042H1 |  | 4NXCC008AS3 | 12.5 | 16 | 8.5 | Yes | Yes | 2015-05-13 |  | 1
FALSE | 4A6H6042H1 | 3335 | 7564832 | TRANE | 4TWX6042H1 | HP | Split System: Heat Pump with Remote Outdoor Unit-Air-Source | 4A6H6042H1 |  | 4NXCC008AS3 | 13 | 16 | 8.2 | Yes | Yes | 2015-05-13 |  | Below V5.0 Req.
FALSE | 4A6H6048H1 | 3336 | 7565340 | TRANE | 4TWX6048H1 | HP | Split System: Heat Pump with Remote Outdoor Unit-Air-Source | 4A6H6048H1 |  | 4TXCD009CC3 | 12.5 | 15 | 8.5 | Yes | Yes | 2015-05-13 |  | 1
FALSE | 4A6H6048H1 | 3336 | 7565341 | TRANE | 4TWX6048H1 | HP | Split System: Heat Pump with Remote Outdoor Unit-Air-Source | 4A6H6048H1 |  | 4TXCD009CC3 | 12.5 | 15 | 8.2 | Yes | Yes | 2015-05-13 |  | Below V5.0 Req.
FALSE | 4A6H6048H1 | 3336 | 7565342 | TRANE | 4TWX6048H1 | HP | Split System: Heat Pump with Remote Outdoor Unit-Air-Source | 4A6H6048H1 |  | 4TXCD009CC3 | 12.5 | 15.5 | 8.5 | Yes | Yes | 2015-05-13 |  | 1
FALSE | 4A6H6048H1 | 3336 | 7565312 | TRANE | 4TWX6048H1 | HP | Split System: Heat Pump with Remote Outdoor Unit-Air-Source | 4A6H6048H1 |  | 4TXCD009CC3 | 13 | 15.5 | 8.5 | Yes | Yes | 2015-05-13 |  | 1
FALSE | 4A6H6048H1 | 3336 | 7565313 | TRANE | 4TWX6048H1 | HP | Split System: Heat Pump with Remote Outdoor Unit-Air-Source | 4A6H6048H1 |  | 4TXCD009CC3 | 13 | 15.5 | 8.5 | Yes | Yes | 2015-05-13 |  | 1
FALSE | 4A6H6048H1 | 3336 | 7565314 | TRANE | 4TWX6048H1 | HP | Split System: Heat Pump with Remote Outdoor Unit-Air-Source | 4A6H6048H1 |  | 4TXCD009CC3 | 13 | 15.5 | 8.5 | Yes | Yes | 2015-05-13 |  | 1
FALSE | 4A6H6048H1 | 3336 | 7565317 | TRANE | 4TWX6048H1 | HP | Split System: Heat Pump with Remote Outdoor Unit-Air-Source | 4A6H6048H1 |  | 4TXCD009CC3 | 13 | 15.5 | 8.5 | Yes | Yes | 2015-05-13 |  | 1
FALSE | 4A6H6048H1 | 3336 | 7565318 | TRANE | 4TWX6048H1 | HP | Split System: Heat Pump with Remote Outdoor Unit-Air-Source | 4A6H6048H1 |  | 4TXCD009CC3 | 13 | 15.5 | 8.5 | Yes | Yes | 2015-05-13 |  | 1
FALSE | 4A6H6042H1 | 3335 | 7565068 | TRANE | 4TWX6042H1 | HP | Split System: Heat Pump with Remote Outdoor Unit-Air-Source | 4A6H6042H1 |  | 4TXFH054CC3 | 13 | 16 | 8.5 | Yes | Yes | 2015-05-13 |  | 1
FALSE | 4A6H6042H1 | 3335 | 7565070 | TRANE | 4TWX6042H1 | HP | Split System: Heat Pump with Remote Outdoor Unit-Air-Source | 4A6H6042H1 |  | 4TXFH054CC3 | 13 | 16 | 8.5 | Yes | Yes | 2015-05-13 |  | 1
FALSE | 4A6H6042H1 | 3335 | 7565074 | TRANE | 4TWX6042H1 | HP | Split System: Heat Pump with Remote Outdoor Unit-Air-Source | 4A6H6042H1 |  | 4TXFH054CC3 | 13 | 16 | 8.5 | Yes | Yes | 2015-05-13 |  | 1
FALSE | 4A6H6042H1 | 3335 | 7565075 | TRANE | 4TWX6042H1 | HP | Split System: Heat Pump with Remote Outdoor Unit-Air-Source | 4A6H6042H1 |  | 4TXFH054CC3 | 13 | 16 | 8.5 | Yes | Yes | 2015-05-13 |  | 1
FALSE | 4A6H6030H1 | 3333 | 7564266 | TRANE | 4TWX6030H1 | HP | Split System: Heat Pump with Remote Outdoor Unit-Air-Source | 4A6H6030H1 |  | 4TXFH036CZ3 | 13 | 16 | 9.5 | Yes | Yes | 2015-05-13 |  | 2
FALSE | 4A6H6042H1 | 3335 | 7565081 | TRANE | 4TWX6042H1 | HP | Split System: Heat Pump with Remote Outdoor Unit-Air-Source | 4A6H6042H1 |  | 4TXFH054CC3 | 12.5 | 16 | 8.5 | Yes | Yes | 2015-05-13 |  | 1
FALSE | 4A6H6030H1 | 3333 | 7564265 | TRANE | 4TWX6030H1 | HP | Split System: Heat Pump with Remote Outdoor Unit-Air-Source | 4A6H6030H1 |  | 4TXFH036CZ3 | 13 | 16 | 9 | Yes | Yes | 2015-05-13 |  | 2
FALSE | 4A6H6030H1 | 3333 | 7564264 | TRANE | 4TWX6030H1 | HP | Split System: Heat Pump with Remote Outdoor Unit-Air-Source | 4A6H6030H1 |  | 4TXFH036CZ3 | 13 | 16 | 9 | Yes | Yes | 2015-05-13 |  | 2
FALSE | 4A6H6030H1 | 3333 | 7564263 | TRANE | 4TWX6030H1 | HP | Split System: Heat Pump with Remote Outdoor Unit-Air-Source | 4A6H6030H1 |  | 4TXFH036CZ3 | 12.5 | 16 | 9 | Yes | Yes | 2015-05-13 |  | 1
FALSE | 4A6H6030H1 | 3333 | 7564260 | TRANE | 4TWX6030H1 | HP | Split System: Heat Pump with Remote Outdoor Unit-Air-Source | 4A6H6030H1 |  | 4TXFH036CZ3 | 13 | 16 | 9 | Yes | Yes | 2015-05-13 |  | 2
FALSE | 4A6H6030H1 | 3333 | 7564259 | TRANE | 4TWX6030H1 | HP | Split System: Heat Pump with Remote Outdoor Unit-Air-Source | 4A6H6030H1 |  | 4TXFH036CZ3 | 13 | 16 | 9 | Yes | Yes | 2015-05-13 |  | 2
FALSE | 4A6H6048H1 | 3336 | 7565319 | TRANE | 4TWX6048H1 | HP | Split System: Heat Pump with Remote Outdoor Unit-Air-Source | 4A6H6048H1 |  | 4TXCD009CC3 | 13 | 15.5 | 8.5 | Yes | Yes | 2015-05-13 |  | 1
FALSE | 4A6H6048H1 | 3336 | 7565322 | TRANE | 4TWX6048H1 | HP | Split System: Heat Pump with Remote Outdoor Unit-Air-Source | 4A6H6048H1 |  | 4TXCD009CC3 | 13 | 15.5 | 8.5 | Yes | Yes | 2015-05-13 |  | 1
FALSE | 4A6H6048H1 | 3336 | 7565381 | TRANE | 4TWX6048H1 | HP | Split System: Heat Pump with Remote Outdoor Unit-Air-Source | 4A6H6048H1 |  | 4TXCD010CC3 | 12 | 14.5 | 8.5 | Yes | Yes | 2015-05-13 |  | 0
FALSE | 4A6H6048H1 | 3336 | 7565385 | TRANE | 4TWX6048H1 | HP | Split System: Heat Pump with Remote Outdoor Unit-Air-Source | 4A6H6048H1 |  | 4TXCD010CC3 | 12.5 | 14.5 | 8.5 | Yes | Yes | 2015-05-13 |  | 0
FALSE | 4A6H6042H1 | 3335 | 7565082 | TRANE | 4TWX6042H1 | HP | Split System: Heat Pump with Remote Outdoor Unit-Air-Source | 4A6H6042H1 |  | 4TXFH054CC3 | 13 | 16 | 8.5 | Yes | Yes | 2015-05-13 |  | 1
FALSE | 4A6H6042H1 | 3335 | 7565083 | TRANE | 4TWX6042H1 | HP | Split System: Heat Pump with Remote Outdoor Unit-Air-Source | 4A6H6042H1 |  | 4TXFH054CC3 | 13 | 16 | 8.5 | Yes | Yes | 2015-05-13 |  | 1
FALSE | 4A6H6042H1 | 3335 | 7565085 | TRANE | 4TWX6042H1 | HP | Split System: Heat Pump with Remote Outdoor Unit-Air-Source | 4A6H6042H1 |  | 4TXFH054CC3 | 13 | 16 | 8.5 | Yes | Yes | 2015-05-13 |  | 1
FALSE | 4A6H6024H1 | 3332 | 7563950 | TRANE | 4TWX6024H1 | HP | Split System: Heat Pump with Remote Outdoor Unit-Air-Source | 4A6H6024H1 |  | 4TXCB003CC3 | 12.5 | 16 | 9 | Yes | Yes | 2015-05-13 |  | 1
FALSE | 4A6H6030H1 | 3333 | 7564205 | TRANE | 4TWX6030H1 | HP | Split System: Heat Pump with Remote Outdoor Unit-Air-Source | 4A6H6030H1 |  | 4TXCC007CC3 | 13 | 16 | 9 | Yes | Yes | 2015-05-13 |  | 2
FALSE | 4A6H6030H1 | 3333 | 7564206 | TRANE | 4TWX6030H1 | HP | Split System: Heat Pump with Remote Outdoor Unit-Air-Source | 4A6H6030H1 |  | 4TXCC007CC3 | 13 | 16 | 9 | Yes | Yes | 2015-05-13 |  | 2
FALSE | 4A6H6030H1 | 3333 | 7564208 | TRANE | 4TWX6030H1 | HP | Split System: Heat Pump with Remote Outdoor Unit-Air-Source | 4A6H6030H1 |  | 4TXCC007CC3 | 12.5 | 16 | 9 | Yes | Yes | 2015-05-13 |  | 1
FALSE | 4A6H6030H1 | 3333 | 7564210 | TRANE | 4TWX6030H1 | HP | Split System: Heat Pump with Remote Outdoor Unit-Air-Source | 4A6H6030H1 |  | 4TXCC007CC3 | 12.5 | 16 | 9 | Yes | Yes | 2015-05-13 |  | 1
FALSE | 4A6H6030H1 | 3333 | 7564183 | TRANE | 4TWX6030H1 | HP | Split System: Heat Pump with Remote Outdoor Unit-Air-Source | 4A6H6030H1 |  | 4TXCC007CC3 | 12.5 | 16 | 9 | Yes | Yes | 2015-05-13 |  | 1
FALSE | 4A6H6042H1 | 3335 | 7565016 | TRANE | 4TWX6042H1 | HP | Split System: Heat Pump with Remote Outdoor Unit-Air-Source | 4A6H6042H1 |  | 4TXCC008CC3 | 12.5 | 16 | 9 | Yes | Yes | 2015-05-13 |  | 1
FALSE | 4A6H6030H1 | 3333 | 7564185 | TRANE | 4TWX6030H1 | HP | Split System: Heat Pump with Remote Outdoor Unit-Air-Source | 4A6H6030H1 |  | 4TXCC007CC3 | 12.5 | 16 | 9 | Yes | Yes | 2015-05-13 |  | 1
FALSE | 4A6H6036H1 | 3334 | 7564656 | TRANE | 4TWX6036H1 | HP | Split System: Heat Pump with Remote Outdoor Unit-Air-Source | 4A6H6036H1 |  | 4TXCB004CC3 | 12 | 14.5 | 9 | Yes | Yes | 2015-05-13 |  | 0
FALSE | 4A6H6036H1 | 3334 | 7564658 | TRANE | 4TWX6036H1 | HP | Split System: Heat Pump with Remote Outdoor Unit-Air-Source | 4A6H6036H1 |  | 4TXCB004CC3 | 12.5 | 15 | 9 | Yes | Yes | 2015-05-13 |  | 1
FALSE | 4A6H6036H1 | 3334 | 7564662 | TRANE | 4TWX6036H1 | HP | Split System: Heat Pump with Remote Outdoor Unit-Air-Source | 4A6H6036H1 |  | 4TXCB004CC3 | 12.5 | 15 | 9 | Yes | Yes | 2015-05-13 |  | 1
FALSE | 4A6H6036H1 | 3334 | 7564726 | TRANE | 4TWX6036H1 | HP | Split System: Heat Pump with Remote Outdoor Unit-Air-Source | 4A6H6036H1 |  | 4TXCC005CC3 | 12.5 | 15 | 9 | Yes | Yes | 2015-05-13 |  | 1
FALSE | 4A6H6036H1 | 3334 | 7564727 | TRANE | 4TWX6036H1 | HP | Split System: Heat Pump with Remote Outdoor Unit-Air-Source | 4A6H6036H1 |  | 4TXCC005CC3 | 12.5 | 15 | 9 | Yes | Yes | 2015-05-13 |  | 1
FALSE | 4A6H6030H1 | 3333 | 7564270 | TRANE | 4TWX6030H1 | HP | Split System: Heat Pump with Remote Outdoor Unit-Air-Source | 4A6H6030H1 |  | 4TXFH036CZ3 | 13 | 16 | 9 | Yes | Yes | 2015-05-13 |  | 2
FALSE | 4A6H6042H1 | 3335 | 7565011 | TRANE | 4TWX6042H1 | HP | Split System: Heat Pump with Remote Outdoor Unit-Air-Source | 4A6H6042H1 |  | 4TXCC008CC3 | 12.5 | 16 | 9 | Yes | Yes | 2015-05-13 |  | 1
FALSE | 4A6H6042H1 | 3335 | 7565013 | TRANE | 4TWX6042H1 | HP | Split System: Heat Pump with Remote Outdoor Unit-Air-Source | 4A6H6042H1 |  | 4TXCC008CC3 | 13 | 15.5 | 8.5 | Yes | Yes | 2015-05-13 |  | 1
FALSE | 4A6H6042H1 | 3335 | 7565014 | TRANE | 4TWX6042H1 | HP | Split System: Heat Pump with Remote Outdoor Unit-Air-Source | 4A6H6042H1 |  | 4TXCC008CC3 | 13 | 15.5 | 8.5 | Yes | Yes | 2015-05-13 |  | 1
FALSE | 4A6H6048H1 | 3336 | 7565377 | TRANE | 4TWX6048H1 | HP | Split System: Heat Pump with Remote Outdoor Unit-Air-Source | 4A6H6048H1 |  | 4TXCD010CC3 | 12.5 | 15 | 8.5 | Yes | Yes | 2015-05-13 |  | 1
FALSE | 4A6H6048H1 | 3336 | 7565379 | TRANE | 4TWX6048H1 | HP | Split System: Heat Pump with Remote Outdoor Unit-Air-Source | 4A6H6048H1 |  | 4TXCD010CC3 | 12.5 | 15.5 | 8.5 | Yes | Yes | 2015-05-13 |  | 1
FALSE | 4A6H6048H1 | 3336 | 7565398 | TRANE | 4TWX6048H1 | HP | Split System: Heat Pump with Remote Outdoor Unit-Air-Source | 4A6H6048H1 |  | 4TXFH063CZ3 | 12.5 | 16 | 8.5 | Yes | Yes | 2015-05-13 |  | 1
FALSE | 4A6H6024H1 | 3332 | 7563991 | TRANE | 4TWX6024H1 | HP | Split System: Heat Pump with Remote Outdoor Unit-Air-Source | 4A6H6024H1 |  | 4TXCC006CC3 | 13 | 16 | 9 | Yes | Yes | 2015-05-13 |  | 2
FALSE | 4A6H6024H1 | 3332 | 7563985 | TRANE | 4TWX6024H1 | HP | Split System: Heat Pump with Remote Outdoor Unit-Air-Source | 4A6H6024H1 |  | 4TXCC006CC3 | 13 | 15.5 | 9 | Yes | Yes | 2015-05-13 |  | 1
FALSE | 4A6H6024H1 | 3332 | 7563987 | TRANE | 4TWX6024H1 | HP | Split System: Heat Pump with Remote Outdoor Unit-Air-Source | 4A6H6024H1 |  | 4TXCC006CC3 | 13 | 15.5 | 9 | Yes | Yes | 2015-05-13 |  | 1
FALSE | 4A6H6030H1 | 3333 | 7564124 | TRANE | 4TWX6030H1 | HP | Split System: Heat Pump with Remote Outdoor Unit-Air-Source | 4A6H6030H1 |  | 4TXCB004CC3 | 13 | 16 | 9 | Yes | Yes | 2015-05-13 |  | 2
FALSE | 4A6H6030H1 | 3333 | 7564127 | TRANE | 4TWX6030H1 | HP | Split System: Heat Pump with Remote Outdoor Unit-Air-Source | 4A6H6030H1 |  | 4TXCB004CC3 | 13 | 15.5 | 9 | Yes | Yes | 2015-05-13 |  | 1
FALSE | 4A6H6030H1 | 3333 | 7564128 | TRANE | 4TWX6030H1 | HP | Split System: Heat Pump with Remote Outdoor Unit-Air-Source | 4A6H6030H1 |  | 4TXCB004CC3 | 13 | 15.5 | 9 | Yes | Yes | 2015-05-13 |  | 1
FALSE | 4A6H6030H1 | 3333 | 7564129 | TRANE | 4TWX6030H1 | HP | Split System: Heat Pump with Remote Outdoor Unit-Air-Source | 4A6H6030H1 |  | 4TXCB004CC3 | 13 | 15 | 8.5 | Yes | Yes | 2015-05-13 |  | 1
FALSE | 4A6H6030H1 | 3333 | 7564130 | TRANE | 4TWX6030H1 | HP | Split System: Heat Pump with Remote Outdoor Unit-Air-Source | 4A6H6030H1 |  | 4TXCB004CC3 | 12.5 | 15 | 8.5 | Yes | Yes | 2015-05-13 |  | 1
FALSE | 4A6H6030H1 | 3333 | 7564131 | TRANE | 4TWX6030H1 | HP | Split System: Heat Pump with Remote Outdoor Unit-Air-Source | 4A6H6030H1 |  | 4TXCB004CC3 | 13 | 15.5 | 8.5 | Yes | Yes | 2015-05-13 |  | 1
FALSE | 4A6H6030H1 | 3333 | 7564132 | TRANE | 4TWX6030H1 | HP | Split System: Heat Pump with Remote Outdoor Unit-Air-Source | 4A6H6030H1 |  | 4TXCB004CC3 | 12.5 | 15 | 8.5 | Yes | Yes | 2015-05-13 |  | 1
FALSE | 4A6H6030H1 | 3333 | 7564150 | TRANE | 4TWX6030H1 | HP | Split System: Heat Pump with Remote Outdoor Unit-Air-Source | 4A6H6030H1 |  | 4TXCC005CC3 | 12.5 | 16 | 9 | Yes | Yes | 2015-05-13 |  | 1
FALSE | 4A6H6030H1 | 3333 | 7564151 | TRANE | 4TWX6030H1 | HP | Split System: Heat Pump with Remote Outdoor Unit-Air-Source | 4A6H6030H1 |  | 4TXCC005CC3 | 12.5 | 16 | 9 | Yes | Yes | 2015-05-13 |  | 1
FALSE | 4A6H6048H1 | 3336 | 7565119 | TRANE | 4TWX6048H1 | HP | Split System: Heat Pump with Remote Outdoor Unit-Air-Source | 4A6H6048H1 |  | *AM7B0C60H51 | 13 | 16.5 | 9 | Yes | Yes | 2015-05-13 |  | 2
FALSE | 4A6H6060H1 | 3337 | 7565645 | TRANE | 4TWX6060H1 | HP | Split System: Heat Pump with Remote Outdoor Unit-Air-Source | 4A6H6060H1 |  | GAM5B0C48M41 | 12 | 14.5 | 8.2 | Yes | Yes | 2015-05-13 |  | Below V5.0 Req.
FALSE | 4A6H6030H1 | 3333 | 7564147 | TRANE | 4TWX6030H1 | HP | Split System: Heat Pump with Remote Outdoor Unit-Air-Source | 4A6H6030H1 |  | 4TXCC005CC3 | 12.5 | 16 | 9 | Yes | Yes | 2015-05-13 |  | 1
FALSE | 4A6H6030H1 | 3333 | 7564148 | TRANE | 4TWX6030H1 | HP | Split System: Heat Pump with Remote Outdoor Unit-Air-Source | 4A6H6030H1 |  | 4TXCC005CC3 | 13 | 16 | 9 | Yes | Yes | 2015-05-13 |  | 2
FALSE | 4A6H6036H1 | 3334 | 7564741 | TRANE | 4TWX6036H1 | HP | Split System: Heat Pump with Remote Outdoor Unit-Air-Source | 4A6H6036H1 |  | 4TXCC007CC3 | 12.5 | 15 | 9 | Yes | Yes | 2015-05-13 |  | 1
FALSE | 4A6H6036H1 | 3334 | 7564743 | TRANE | 4TWX6036H1 | HP | Split System: Heat Pump with Remote Outdoor Unit-Air-Source | 4A6H6036H1 |  | 4TXCC007CC3 | 13 | 16 | 9 | Yes | Yes | 2015-05-13 |  | 2
FALSE | 4A6H6036H1 | 3334 | 7564745 | TRANE | 4TWX6036H1 | HP | Split System: Heat Pump with Remote Outdoor Unit-Air-Source | 4A6H6036H1 |  | 4TXCC007CC3 | 13 | 15.5 | 9 | Yes | Yes | 2015-05-13 |  | 1
FALSE | 4A6H6036H1 | 3334 | 7564749 | TRANE | 4TWX6036H1 | HP | Split System: Heat Pump with Remote Outdoor Unit-Air-Source | 4A6H6036H1 |  | 4TXCC007CC3 | 13 | 15.5 | 9 | Yes | Yes | 2015-05-13 |  | 1
FALSE | 4A6H6036H1 | 3334 | 7564687 | TRANE | 4TWX6036H1 | HP | Split System: Heat Pump with Remote Outdoor Unit-Air-Source | 4A6H6036H1 |  | 4TXCC005CC3 | 12 | 14.5 | 9 | Yes | Yes | 2015-05-13 |  | 0
FALSE | 4A6H6024H1 | 3332 | 7563866 | TRANE | 4TWX6024H1 | HP | Split System: Heat Pump with Remote Outdoor Unit-Air-Source | 4A6H6024H1 |  | 4NXCC005AS3 | 13 | 16 | 9 | Yes | Yes | 2015-05-13 |  | 2
FALSE | 4A6H6024H1 | 3332 | 7563867 | TRANE | 4TWX6024H1 | HP | Split System: Heat Pump with Remote Outdoor Unit-Air-Source | 4A6H6024H1 |  | 4NXCC005AS3 | 13 | 16 | 9 | Yes | Yes | 2015-05-13 |  | 2
FALSE | 4A6H6024H1 | 3332 | 7563868 | TRANE | 4TWX6024H1 | HP | Split System: Heat Pump with Remote Outdoor Unit-Air-Source | 4A6H6024H1 |  | 4NXCC005AS3 | 12.5 | 16 | 9 | Yes | Yes | 2015-05-13 |  | 1
FALSE | 4A6H6024H1 | 3332 | 7563869 | TRANE | 4TWX6024H1 | HP | Split System: Heat Pump with Remote Outdoor Unit-Air-Source | 4A6H6024H1 |  | 4NXCC005AS3 | 13 | 16 | 9 | Yes | Yes | 2015-05-13 |  | 2
FALSE | 4A6H6024H1 | 3332 | 7563874 | TRANE | 4TWX6024H1 | HP | Split System: Heat Pump with Remote Outdoor Unit-Air-Source | 4A6H6024H1 |  | 4NXCC005AS3 | 13 | 15.5 | 8.5 | Yes | Yes | 2015-05-13 |  | 1
FALSE | 4A6H6024H1 | 3332 | 7563871 | TRANE | 4TWX6024H1 | HP | Split System: Heat Pump with Remote Outdoor Unit-Air-Source | 4A6H6024H1 |  | 4NXCC005AS3 | 13 | 16 | 9 | Yes | Yes | 2015-05-13 |  | 2
FALSE | 4A6H6024H1 | 3332 | 7563873 | TRANE | 4TWX6024H1 | HP | Split System: Heat Pump with Remote Outdoor Unit-Air-Source | 4A6H6024H1 |  | 4NXCC005AS3 | 13 | 15.5 | 8.5 | Yes | Yes | 2015-05-13 |  | 1
FALSE | 4A6H6048H1 | 3336 | 7565367 | TRANE | 4TWX6048H1 | HP | Split System: Heat Pump with Remote Outdoor Unit-Air-Source | 4A6H6048H1 |  | 4TXCD010CC3 | 12.5 | 15 | 8.5 | Yes | Yes | 2015-05-13 |  | 1
FALSE | 4A6H6048H1 | 3336 | 7565370 | TRANE | 4TWX6048H1 | HP | Split System: Heat Pump with Remote Outdoor Unit-Air-Source | 4A6H6048H1 |  | 4TXCD010CC3 | 12.5 | 15 | 8.5 | Yes | Yes | 2015-05-13 |  | 1
FALSE | 4A6H6048H1 | 3336 | 7565371 | TRANE | 4TWX6048H1 | HP | Split System: Heat Pump with Remote Outdoor Unit-Air-Source | 4A6H6048H1 |  | 4TXCD010CC3 | 12.5 | 15 | 8.5 | Yes | Yes | 2015-05-13 |  | 1
FALSE | 4A6H6030H1 | 3333 | 7564120 | TRANE | 4TWX6030H1 | HP | Split System: Heat Pump with Remote Outdoor Unit-Air-Source | 4A6H6030H1 |  | 4TXCB004CC3 | 12.5 | 16 | 9 | Yes | Yes | 2015-05-13 |  | 1
FALSE | 4A6H6030H1 | 3333 | 7564122 | TRANE | 4TWX6030H1 | HP | Split System: Heat Pump with Remote Outdoor Unit-Air-Source | 4A6H6030H1 |  | 4TXCB004CC3 | 13 | 16 | 9 | Yes | Yes | 2015-05-13 |  | 2
FALSE | 4A6H6036H1 | 3334 | 7564690 | TRANE | 4TWX6036H1 | HP | Split System: Heat Pump with Remote Outdoor Unit-Air-Source | 4A6H6036H1 |  | 4TXCC005CC3 | 12.5 | 15 | 9 | Yes | Yes | 2015-05-13 |  | 1
FALSE | 4A6H6036H1 | 3334 | 7564707 | TRANE | 4TWX6036H1 | HP | Split System: Heat Pump with Remote Outdoor Unit-Air-Source | 4A6H6036H1 |  | 4TXCC005CC3 | 12.5 | 15 | 9 | Yes | Yes | 2015-05-13 |  | 1
FALSE | 4A6H6036H1 | 3334 | 7564710 | TRANE | 4TWX6036H1 | HP | Split System: Heat Pump with Remote Outdoor Unit-Air-Source | 4A6H6036H1 |  | 4TXCC005CC3 | 12.5 | 15 | 9 | Yes | Yes | 2015-05-13 |  | 1
FALSE | 4A6H6036H1 | 3334 | 7564711 | TRANE | 4TWX6036H1 | HP | Split System: Heat Pump with Remote Outdoor Unit-Air-Source | 4A6H6036H1 |  | 4TXCC005CC3 | 12.5 | 15 | 9 | Yes | Yes | 2015-05-13 |  | 1
FALSE | 4A6H6036H1 | 3334 | 7564712 | TRANE | 4TWX6036H1 | HP | Split System: Heat Pump with Remote Outdoor Unit-Air-Source | 4A6H6036H1 |  | 4TXCC005CC3 | 12.5 | 15 | 9 | Yes | Yes | 2015-05-13 |  | 1
FALSE | 4A6H6036H1 | 3334 | 7564713 | TRANE | 4TWX6036H1 | HP | Split System: Heat Pump with Remote Outdoor Unit-Air-Source | 4A6H6036H1 |  | 4TXCC005CC3 | 12.5 | 15 | 9 | Yes | Yes | 2015-05-13 |  | 1
FALSE | 4A6H6024H1 | 3332 | 7563864 | TRANE | 4TWX6024H1 | HP | Split System: Heat Pump with Remote Outdoor Unit-Air-Source | 4A6H6024H1 |  | 4NXCB003AS3 | 12.5 | 14.5 | 8.5 | Yes | Yes | 2015-05-13 |  | 0
FALSE | 4A6H6042H1 | 3335 | 7565007 | TRANE | 4TWX6042H1 | HP | Split System: Heat Pump with Remote Outdoor Unit-Air-Source | 4A6H6042H1 |  | 4TXCC008CC3 | 13 | 15.5 | 9 | Yes | Yes | 2015-05-13 |  | 1
FALSE | 4A6H6042H1 | 3335 | 7565008 | TRANE | 4TWX6042H1 | HP | Split System: Heat Pump with Remote Outdoor Unit-Air-Source | 4A6H6042H1 |  | 4TXCC008CC3 | 13 | 16 | 9 | Yes | Yes | 2015-05-13 |  | 2
FALSE | 4A6H6048H1 | 3336 | 7565118 | TRANE | 4TWX6048H1 | HP | Split System: Heat Pump with Remote Outdoor Unit-Air-Source | 4A6H6048H1 |  | *AM7A0C48H41 | 13 | 16 | 9.5 | Yes | Yes | 2015-05-13 |  | 2
FALSE | 4A6H6024H1 | 3332 | 7564000 | TRANE | 4TWX6024H1 | HP | Split System: Heat Pump with Remote Outdoor Unit-Air-Source | 4A6H6024H1 |  | GAM5B0A18M11 | 12.5 | 16 | 8.2 | Yes | Yes | 2015-05-13 |  | Below V5.0 Req.
FALSE | 4A6H6024H1 | 3332 | 7564002 | TRANE | 4TWX6024H1 | HP | Split System: Heat Pump with Remote Outdoor Unit-Air-Source | 4A6H6024H1 |  | GAM5B0B30M21 | 12.5 | 16 | 9 | Yes | Yes | 2015-05-13 |  | 1
FALSE | 4A6H6024H1 | 3332 | 7563853 | TRANE | 4TWX6024H1 | HP | Split System: Heat Pump with Remote Outdoor Unit-Air-Source | 4A6H6024H1 |  | *AM7A0A24H21 | 13 | 15.5 | 8.2 | Yes | Yes | 2015-05-13 |  | Below V5.0 Req.
FALSE | 4A6H6024H1 | 3332 | 7563854 | TRANE | 4TWX6024H1 | HP | Split System: Heat Pump with Remote Outdoor Unit-Air-Source | 4A6H6024H1 |  | *AM7A0B30H21 | 13 | 16 | 9.5 | Yes | Yes | 2015-05-13 |  | 2
FALSE | 4A6H6030H1 | 3333 | 7564272 | TRANE | 4TWX6030H1 | HP | Split System: Heat Pump with Remote Outdoor Unit-Air-Source | 4A6H6030H1 |  | GAM5B0B30M21 | 12.5 | 16 | 9 | Yes | Yes | 2015-05-13 |  | 1
FALSE | 4A6H6030H1 | 3333 | 7564273 | TRANE | 4TWX6030H1 | HP | Split System: Heat Pump with Remote Outdoor Unit-Air-Source | 4A6H6030H1 |  | GAM5B0B36M31 | 12.5 | 16 | 8.5 | Yes | Yes | 2015-05-13 |  | 1
FALSE | 4A6H6024H1 | 3332 | 7784610 | TRANE | 4TWX6024H1 | HP | Split System: Heat Pump with Remote Outdoor Unit-Air-Source | 4A6H6024H1 |  | *AM8C0A24V21+BAYCC24V | 12.5 | 15.75 | 8.2 | Yes | Yes | 2015-05-13 |  | Below V5.0 Req.
FALSE | 4A6H6024H1 | 3332 | 7784614 | TRANE | 4TWX6024H1 | HP | Split System: Heat Pump with Remote Outdoor Unit-Air-Source | 4A6H6024H1 |  | *AM8C0C36V31+BAYCC24V | 13 | 17 | 9.5 | Yes | Yes | 2015-05-13 |  | 2
FALSE | 4A6H6060H1 | 3337 | 7565647 | TRANE | 4TWX6060H1 | HP | Split System: Heat Pump with Remote Outdoor Unit-Air-Source | 4A6H6060H1 |  | TEM6A0D48H41+TDR | 12.5 | 15 | 9.6 | Yes | Yes | 2015-05-13 |  | 1
FALSE | 4A6H6048H1 | 3336 | 7565424 | TRANE | 4TWX6048H1 | HP | Split System: Heat Pump with Remote Outdoor Unit-Air-Source | 4A6H6048H1 |  | TEM6A0D60H51+TDR | 13 | 16 | 9.6 | Yes | Yes | 2015-05-13 |  | 2
TRUE | 4A6H6048H1 | 3336 | 7565423 | TRANE | 4TWX6048H1 | HP | Split System: Heat Pump with Remote Outdoor Unit-Air-Source | 4A6H6048H1 |  | TEM6A0D48H41+TDR | 13 | 16 | 9 | Yes | Yes | 2015-05-13 |  | 2
FALSE | 4A6H6042H1 | 3335 | 7565113 | TRANE | 4TWX6042H1 | HP | Split System: Heat Pump with Remote Outdoor Unit-Air-Source | 4A6H6042H1 |  | TEM6A0D48H41+TDR | 13 | 16 | 9.6 | Yes | Yes | 2015-05-13 |  | 2
TRUE | 4A6H6042H1 | 3335 | 7565112 | TRANE | 4TWX6042H1 | HP | Split System: Heat Pump with Remote Outdoor Unit-Air-Source | 4A6H6042H1 |  | TEM6A0C42H41+TDR | 13 | 16 | 9 | Yes | Yes | 2015-05-13 |  | 2
FALSE | 4A6H6036H1 | 3334 | 7564820 | TRANE | 4TWX6036H1 | HP | Split System: Heat Pump with Remote Outdoor Unit-Air-Source | 4A6H6036H1 |  | TEM6A0C42H41+TDR | 13 | 16 | 9.6 | Yes | Yes | 2015-05-13 |  | 2
FALSE | 4A6H6030H1 | 3333 | 7564275 | TRANE | 4TWX6030H1 | HP | Split System: Heat Pump with Remote Outdoor Unit-Air-Source | 4A6H6030H1 |  | TEM6A0C36H31+TDR | 13 | 16 | 9.6 | Yes | Yes | 2015-05-13 |  | 2
FALSE | 4A6H6030H1 | 3333 | 7784617 | TRANE | 4TWX6030H1 | HP | Split System: Heat Pump with Remote Outdoor Unit-Air-Source | 4A6H6030H1 |  | *AM8C0C36V31+BAYCC24V | 13 | 17 | 9.6 | Yes | Yes | 2015-05-13 |  | 2
FALSE | 4A6H6042H1 | 3335 | 7784624 | TRANE | 4TWX6042H1 | HP | Split System: Heat Pump with Remote Outdoor Unit-Air-Source | 4A6H6042H1 |  | *AM8C0C48V41+BAYCC24V | 13 | 16.75 | 9.6 | Yes | Yes | 2015-05-13 |  | 2
TRUE | 4A6H6030H1 | 3333 | 7564274 | TRANE | 4TWX6030H1 | HP | Split System: Heat Pump with Remote Outdoor Unit-Air-Source | 4A6H6030H1 |  | TEM6A0B30H21+TDR | 13 | 16 | 9 | Yes | Yes | 2015-05-13 |  | 2
TRUE | 4A6H6024H1 | 3332 | 7564003 | TRANE | 4TWX6024H1 | HP | Split System: Heat Pump with Remote Outdoor Unit-Air-Source | 4A6H6024H1 |  | TEM6A0B24H21+TDR | 13 | 16 | 9 | Yes | Yes | 2015-05-13 |  | 2
FALSE | 4A6H6024H1 | 3332 | 7564004 | TRANE | 4TWX6024H1 | HP | Split System: Heat Pump with Remote Outdoor Unit-Air-Source | 4A6H6024H1 |  | TEM6A0C36H31+TDR | 13 | 16 | 9.6 | Yes | Yes | 2015-05-13 |  | 2
FALSE | 4A6H6030H1 | 3333 | 8050072 | TRANE | 4TWX6030H1 | HP | Split System: Heat Pump with Remote Outdoor Unit-Air-Source | 4A6H6030H1 |  | 4PX*CU36AC3 | 13 | 16 | 9 | Yes | Yes | 2015-05-13 |  | 2
FALSE | 4A6H6024H1 | 3332 | 8068127 | TRANE | 4TWX6024H1 | HP | Split System: Heat Pump with Remote Outdoor Unit with No Indoor Fan --Air Source | 4A6H6024H1 |  | 4PX*BD36AC3 | 12 | 14.5 | 8.2 | Yes | Yes | 2015-05-13 |  | Below V5.0 Req.
FALSE | 4A6H6024H1 | 3332 | 8068128 | TRANE | 4TWX6024H1 | HP | Split System: Heat Pump with Remote Outdoor Unit with No Indoor Fan --Air Source | 4A6H6024H1 |  | 4PX*BU36AC3 | 12 | 14.5 | 8.5 | Yes | Yes | 2015-05-13 |  | 0
FALSE | 4A6H6024H1 | 3332 | 8068129 | TRANE | 4TWX6024H1 | HP | Split System: Heat Pump with Remote Outdoor Unit with No Indoor Fan --Air Source | 4A6H6024H1 |  | 4PX*CD36AC3 | 12 | 14.5 | 8.2 | Yes | Yes | 2015-05-13 |  | Below V5.0 Req.
FALSE | 4A6H6024H1 | 3332 | 8068130 | TRANE | 4TWX6024H1 | HP | Split System: Heat Pump with Remote Outdoor Unit with No Indoor Fan --Air Source | 4A6H6024H1 |  | 4PX*CU36AC3 | 12 | 14.5 | 8.5 | Yes | Yes | 2015-05-13 |  | 0
FALSE | 4A6H6048H1 | 3336 | 8064108 | TRANE | 4TWX6048H1 | HP | Split System: Heat Pump with Remote Outdoor Unit with No Indoor Fan --Air Source | 4A6H6048H1 |  | 4PX*CU48AC3 | 12 | 14.5 | 8.2 | Yes | Yes | 2015-05-13 |  | Below V5.0 Req.
FALSE | 4A6H6060H1 | 3337 | 7566241 | TRANE | 4TWR6060H1 | HP | Split System: Heat Pump with Remote Outdoor Unit-Air-Source | 4A6H6060H1 |  | 4PX*DD60AC3+HORIZ-RT | 12 | 14.75 | 8.5 | Yes | Yes | 2015-05-13 |  | 0
FALSE | 4A6H6048H1 | 3336 | 7563421 | TRANE | 4TWR6048H1 | HP | Split System: Heat Pump with Remote Outdoor Unit-Air-Source | 4A6H6048H1 |  | 4PX*DU48AC3 | 13 | 16 | 9 | Yes | Yes | 2015-05-13 |  | 2
FALSE | 4A6H6048H1 | 3336 | 7563423 | TRANE | 4TWR6048H1 | HP | Split System: Heat Pump with Remote Outdoor Unit-Air-Source | 4A6H6048H1 |  | 4PX*DU48AC3 | 13 | 16 | 9 | Yes | Yes | 2015-05-13 |  | 2
FALSE | 4A6H6048H1 | 3336 | 7563408 | TRANE | 4TWR6048H1 | HP | Split System: Heat Pump with Remote Outdoor Unit-Air-Source | 4A6H6048H1 |  | 4PX*DD60AC3 | 12.5 | 15.5 | 8.5 | Yes | Yes | 2015-05-13 |  | 1
FALSE | 4A6H6048H1 | 3336 | 7563405 | TRANE | 4TWR6048H1 | HP | Split System: Heat Pump with Remote Outdoor Unit-Air-Source | 4A6H6048H1 |  | 4PX*DD60AC3 | 12.5 | 15.5 | 8.5 | Yes | Yes | 2015-05-13 |  | 1
FALSE | 4A6H6024H1 | 3332 | 7561967 | TRANE | 4TWR6024H1 | HP | Split System: Heat Pump with Remote Outdoor Unit-Air-Source | 4A6H6024H1 |  | 4PX*BD36AC3 | 13 | 16 | 9 | Yes | Yes | 2015-05-13 |  | 2
FALSE | 4A6H6036H1 | 3334 | 7562450 | TRANE | 4TWR6036H1 | HP | Split System: Heat Pump with Remote Outdoor Unit-Air-Source | 4A6H6036H1 |  | 4PX*BD36AC3 | 12.5 | 15 | 8.5 | Yes | Yes | 2015-05-13 |  | 1
FALSE | 4A6H6036H1 | 3334 | 7562446 | TRANE | 4TWR6036H1 | HP | Split System: Heat Pump with Remote Outdoor Unit-Air-Source | 4A6H6036H1 |  | 4PX*BD36AC3 | 12.5 | 15.5 | 8.5 | Yes | Yes | 2015-05-13 |  | 1
FALSE | 4A6H6024H1 | 3332 | 7561973 | TRANE | 4TWR6024H1 | HP | Split System: Heat Pump with Remote Outdoor Unit-Air-Source | 4A6H6024H1 |  | 4PX*BD36AC3 | 13 | 16 | 8.5 | Yes | Yes | 2015-05-13 |  | 1
FALSE | 4A6H6024H1 | 3332 | 7561972 | TRANE | 4TWR6024H1 | HP | Split System: Heat Pump with Remote Outdoor Unit-Air-Source | 4A6H6024H1 |  | 4PX*BD36AC3 | 12.5 | 15.5 | 8.5 | Yes | Yes | 2015-05-13 |  | 1
FALSE | 4A6H6024H1 | 3332 | 7561971 | TRANE | 4TWR6024H1 | HP | Split System: Heat Pump with Remote Outdoor Unit-Air-Source | 4A6H6024H1 |  | 4PX*BD36AC3 | 13 | 16 | 8.5 | Yes | Yes | 2015-05-13 |  | 1
FALSE | 4A6H6024H1 | 3332 | 7561970 | TRANE | 4TWR6024H1 | HP | Split System: Heat Pump with Remote Outdoor Unit-Air-Source | 4A6H6024H1 |  | 4PX*BD36AC3 | 12.5 | 15.5 | 8.5 | Yes | Yes | 2015-05-13 |  | 1
FALSE | 4A6H6024H1 | 3332 | 7561968 | TRANE | 4TWR6024H1 | HP | Split System: Heat Pump with Remote Outdoor Unit-Air-Source | 4A6H6024H1 |  | 4PX*BD36AC3 | 13 | 16 | 9 | Yes | Yes | 2015-05-13 |  | 2
FALSE | 4A6H6036H1 | 3334 | 7562445 | TRANE | 4TWR6036H1 | HP | Split System: Heat Pump with Remote Outdoor Unit-Air-Source | 4A6H6036H1 |  | 4PX*BD36AC3 | 12.5 | 15.5 | 8.5 | Yes | Yes | 2015-05-13 |  | 1
FALSE | 4A6H6024H1 | 3332 | 7565931 | TRANE | 4TWR6024H1 | HP | Split System: Heat Pump with Remote Outdoor Unit-Air-Source | 4A6H6024H1 |  | 4PX*BD36AC3+HORIZ-RT | 13 | 16 | 8.5 | Yes | Yes | 2015-05-13 |  | 1
FALSE | 4A6H6024H1 | 3332 | 7565932 | TRANE | 4TWR6024H1 | HP | Split System: Heat Pump with Remote Outdoor Unit-Air-Source | 4A6H6024H1 |  | 4PX*BD36AC3+HORIZ-RT | 13 | 16 | 8.5 | Yes | Yes | 2015-05-13 |  | 1
FALSE | 4A6H6024H1 | 3332 | 7565942 | TRANE | 4TWR6024H1 | HP | Split System: Heat Pump with Remote Outdoor Unit-Air-Source | 4A6H6024H1 |  | 4PX*BD36AC3+HORIZ-RT | 13 | 16 | 9 | Yes | Yes | 2015-05-13 |  | 2
FALSE | 4A6H6024H1 | 3332 | 7565941 | TRANE | 4TWR6024H1 | HP | Split System: Heat Pump with Remote Outdoor Unit-Air-Source | 4A6H6024H1 |  | 4PX*BD36AC3+HORIZ-RT | 13 | 16 | 9 | Yes | Yes | 2015-05-13 |  | 2
FALSE | 4A6H6024H1 | 3332 | 7565940 | TRANE | 4TWR6024H1 | HP | Split System: Heat Pump with Remote Outdoor Unit-Air-Source | 4A6H6024H1 |  | 4PX*BD36AC3+HORIZ-RT | 13 | 16 | 8.5 | Yes | Yes | 2015-05-13 |  | 1
FALSE | 4A6H6024H1 | 3332 | 7565939 | TRANE | 4TWR6024H1 | HP | Split System: Heat Pump with Remote Outdoor Unit-Air-Source | 4A6H6024H1 |  | 4PX*BD36AC3+HORIZ-RT | 13 | 16 | 9 | Yes | Yes | 2015-05-13 |  | 2
FALSE | 4A6H6042H1 | 3335 | 7563046 | TRANE | 4TWR6042H1 | HP | Split System: Heat Pump with Remote Outdoor Unit-Air-Source | 4A6H6042H1 |  | 4PX*CU36AC3 | 12.5 | 15.5 | 9 | Yes | Yes | 2015-05-13 |  | 1
FALSE | 4A6H6042H1 | 3335 | 7563167 | TRANE | 4TWR6042H1 | HP | Split System: Heat Pump with Remote Outdoor Unit-Air-Source | 4A6H6042H1 |  | 4PX*DU60AC3 | 13 | 16 | 9.5 | Yes | Yes | 2015-05-13 |  | 2
FALSE | 4A6H6042H1 | 3335 | 7563166 | TRANE | 4TWR6042H1 | HP | Split System: Heat Pump with Remote Outdoor Unit-Air-Source | 4A6H6042H1 |  | 4PX*DU60AC3 | 13 | 16 | 9.5 | Yes | Yes | 2015-05-13 |  | 2
FALSE | 4A6H6042H1 | 3335 | 7563165 | TRANE | 4TWR6042H1 | HP | Split System: Heat Pump with Remote Outdoor Unit-Air-Source | 4A6H6042H1 |  | 4PX*DU60AC3 | 13 | 16 | 9.6 | Yes | Yes | 2015-05-13 |  | 2
FALSE | 4A6H6048H1 | 3336 | 7563338 | TRANE | 4TWR6048H1 | HP | Split System: Heat Pump with Remote Outdoor Unit-Air-Source | 4A6H6048H1 |  | 4PX*CD42AC3 | 13 | 16 | 8.2 | Yes | Yes | 2015-05-13 |  | Below V5.0 Req.
FALSE | 4A6H6036H1 | 3334 | 7562531 | TRANE | 4TWR6036H1 | HP | Split System: Heat Pump with Remote Outdoor Unit-Air-Source | 4A6H6036H1 |  | 4PX*BU42AC3 | 12.5 | 15.5 | 9 | Yes | Yes | 2015-05-13 |  | 1
FALSE | 4A6H6036H1 | 3334 | 7562528 | TRANE | 4TWR6036H1 | HP | Split System: Heat Pump with Remote Outdoor Unit-Air-Source | 4A6H6036H1 |  | 4PX*BU42AC3 | 12.5 | 15.5 | 9 | Yes | Yes | 2015-05-13 |  | 1
FALSE | 4A6H6036H1 | 3334 | 7562565 | TRANE | 4TWR6036H1 | HP | Split System: Heat Pump with Remote Outdoor Unit-Air-Source | 4A6H6036H1 |  | 4PX*CD36AC3 | 12.5 | 15.25 | 8.5 | Yes | Yes | 2015-05-13 |  | 1
FALSE | 4A6H6036H1 | 3334 | 7562525 | TRANE | 4TWR6036H1 | HP | Split System: Heat Pump with Remote Outdoor Unit-Air-Source | 4A6H6036H1 |  | 4PX*BU42AC3 | 13 | 16 | 9.5 | Yes | Yes | 2015-05-13 |  | 2
FALSE | 4A6H6036H1 | 3334 | 7566053 | TRANE | 4TWR6036H1 | HP | Split System: Heat Pump with Remote Outdoor Unit-Air-Source | 4A6H6036H1 |  | 4PX*CD42AC3+HORIZ-RT | 13 | 16 | 9 | Yes | Yes | 2015-05-13 |  | 2
FALSE | 4A6H6036H1 | 3334 | 7562595 | TRANE | 4TWR6036H1 | HP | Split System: Heat Pump with Remote Outdoor Unit-Air-Source | 4A6H6036H1 |  | 4PX*CD42AC3 | 13 | 16 | 9 | Yes | Yes | 2015-05-13 |  | 2
FALSE | 4A6H6036H1 | 3334 | 7562724 | TRANE | 4TWR6036H1 | HP | Split System: Heat Pump with Remote Outdoor Unit-Air-Source | 4A6H6036H1 |  | 4PX*CU48AC3 | 13 | 16 | 9.5 | Yes | Yes | 2015-05-13 |  | 2
FALSE | 4A6H6036H1 | 3334 | 7562725 | TRANE | 4TWR6036H1 | HP | Split System: Heat Pump with Remote Outdoor Unit-Air-Source | 4A6H6036H1 |  | 4PX*CU48AC3 | 13 | 16 | 9.6 | Yes | Yes | 2015-05-13 |  | 2
FALSE | 4A6H6036H1 | 3334 | 7562761 | TRANE | 4TWR6036H1 | HP | Split System: Heat Pump with Remote Outdoor Unit-Air-Source | 4A6H6036H1 |  | 4PX*DD48AC3 | 13 | 16 | 9 | Yes | Yes | 2015-05-13 |  | 2
FALSE | 4A6H6036H1 | 3334 | 7562767 | TRANE | 4TWR6036H1 | HP | Split System: Heat Pump with Remote Outdoor Unit-Air-Source | 4A6H6036H1 |  | 4PX*DD48AC3 | 13 | 16 | 9 | Yes | Yes | 2015-05-13 |  | 2
FALSE | 4A6H6036H1 | 3334 | 7562766 | TRANE | 4TWR6036H1 | HP | Split System: Heat Pump with Remote Outdoor Unit-Air-Source | 4A6H6036H1 |  | 4PX*DD48AC3 | 13 | 16 | 9 | Yes | Yes | 2015-05-13 |  | 2
FALSE | 4A6H6036H1 | 3334 | 7562765 | TRANE | 4TWR6036H1 | HP | Split System: Heat Pump with Remote Outdoor Unit-Air-Source | 4A6H6036H1 |  | 4PX*DD48AC3 | 13 | 16 | 9 | Yes | Yes | 2015-05-13 |  | 2
FALSE | 4A6H6036H1 | 3334 | 7562764 | TRANE | 4TWR6036H1 | HP | Split System: Heat Pump with Remote Outdoor Unit-Air-Source | 4A6H6036H1 |  | 4PX*DD48AC3 | 13 | 16 | 9 | Yes | Yes | 2015-05-13 |  | 2
FALSE | 4A6H6036H1 | 3334 | 7562762 | TRANE | 4TWR6036H1 | HP | Split System: Heat Pump with Remote Outdoor Unit-Air-Source | 4A6H6036H1 |  | 4PX*DD48AC3 | 13 | 16 | 9 | Yes | Yes | 2015-05-13 |  | 2
FALSE | 4A6H6036H1 | 3334 | 7566103 | TRANE | 4TWR6036H1 | HP | Split System: Heat Pump with Remote Outdoor Unit-Air-Source | 4A6H6036H1 |  | 4PX*DD48AC3+HORIZ-RT | 13 | 16 | 9.5 | Yes | Yes | 2015-05-13 |  | 2
FALSE | 4A6H6036H1 | 3334 | 7566118 | TRANE | 4TWR6036H1 | HP | Split System: Heat Pump with Remote Outdoor Unit-Air-Source | 4A6H6036H1 |  | 4PX*DD48AC3+HORIZ-RT | 13 | 16 | 9.5 | Yes | Yes | 2015-05-13 |  | 2
FALSE | 4A6H6036H1 | 3334 | 7566105 | TRANE | 4TWR6036H1 | HP | Split System: Heat Pump with Remote Outdoor Unit-Air-Source | 4A6H6036H1 |  | 4PX*DD48AC3+HORIZ-RT | 13 | 16 | 9 | Yes | Yes | 2015-05-13 |  | 2
FALSE | 4A6H6048H1 | 3336 | 7563435 | TRANE | 4TWR6048H1 | HP | Split System: Heat Pump with Remote Outdoor Unit-Air-Source | 4A6H6048H1 |  | 4PX*DU48AC3 | 12.5 | 15.5 | 8.5 | Yes | Yes | 2015-05-13 |  | 1
FALSE | 4A6H6048H1 | 3336 | 7563418 | TRANE | 4TWR6048H1 | HP | Split System: Heat Pump with Remote Outdoor Unit-Air-Source | 4A6H6048H1 |  | 4PX*DU48AC3 | 13 | 16 | 9 | Yes | Yes | 2015-05-13 |  | 2
FALSE | 4A6H6048H1 | 3336 | 7563452 | TRANE | 4TWR6048H1 | HP | Split System: Heat Pump with Remote Outdoor Unit-Air-Source | 4A6H6048H1 |  | 4PX*DU60AC3 | 13 | 16 | 9 | Yes | Yes | 2015-05-13 |  | 2
FALSE | 4A6H6048H1 | 3336 | 7563453 | TRANE | 4TWR6048H1 | HP | Split System: Heat Pump with Remote Outdoor Unit-Air-Source | 4A6H6048H1 |  | 4PX*DU60AC3 | 13 | 16 | 9 | Yes | Yes | 2015-05-13 |  | 2
FALSE | 4A6H6048H1 | 3336 | 7563351 | TRANE | 4TWR6048H1 | HP | Split System: Heat Pump with Remote Outdoor Unit-Air-Source | 4A6H6048H1 |  | 4PX*CU36AC3 | 12.5 | 15.5 | 8.2 | Yes | Yes | 2015-05-13 |  | Below V5.0 Req.
FALSE | 4A6H6048H1 | 3336 | 7563348 | TRANE | 4TWR6048H1 | HP | Split System: Heat Pump with Remote Outdoor Unit-Air-Source | 4A6H6048H1 |  | 4PX*CU36AC3 | 12.5 | 15.5 | 8.2 | Yes | Yes | 2015-05-13 |  | Below V5.0 Req.
FALSE | 4A6H6042H1 | 3335 | 7563133 | TRANE | 4TWR6042H1 | HP | Split System: Heat Pump with Remote Outdoor Unit-Air-Source | 4A6H6042H1 |  | 4PX*DU48AC3 | 13 | 16 | 9.5 | Yes | Yes | 2015-05-13 |  | 2
FALSE | 4A6H6042H1 | 3335 | 7563045 | TRANE | 4TWR6042H1 | HP | Split System: Heat Pump with Remote Outdoor Unit-Air-Source | 4A6H6042H1 |  | 4PX*CU36AC3 | 12.5 | 15.5 | 9 | Yes | Yes | 2015-05-13 |  | 1
FALSE | 4A6H6042H1 | 3335 | 7563011 | TRANE | 4TWR6042H1 | HP | Split System: Heat Pump with Remote Outdoor Unit-Air-Source | 4A6H6042H1 |  | 4PX*CD42AC3 | 13 | 16 | 8.5 | Yes | Yes | 2015-05-13 |  | 1
FALSE | 4A6H6042H1 | 3335 | 7566119 | TRANE | 4TWR6042H1 | HP | Split System: Heat Pump with Remote Outdoor Unit-Air-Source | 4A6H6042H1 |  | 4PX*CD42AC3+HORIZ-RT | 13 | 16 | 8.5 | Yes | Yes | 2015-05-13 |  | 1
FALSE | 4A6H6042H1 | 3335 | 7566140 | TRANE | 4TWR6042H1 | HP | Split System: Heat Pump with Remote Outdoor Unit-Air-Source | 4A6H6042H1 |  | 4PX*DD60AC3+HORIZ-RT | 13 | 16 | 9.5 | Yes | Yes | 2015-05-13 |  | 2
FALSE | 4A6H6042H1 | 3335 | 7566139 | TRANE | 4TWR6042H1 | HP | Split System: Heat Pump with Remote Outdoor Unit-Air-Source | 4A6H6042H1 |  | 4PX*DD60AC3+HORIZ-RT | 13 | 16 | 9 | Yes | Yes | 2015-05-13 |  | 2
FALSE | 4A6H6042H1 | 3335 | 7566160 | TRANE | 4TWR6042H1 | HP | Split System: Heat Pump with Remote Outdoor Unit-Air-Source | 4A6H6042H1 |  | 4PX*DD60AC3+HORIZ-RT | 13 | 16 | 9 | Yes | Yes | 2015-05-13 |  | 2
FALSE | 4A6H6042H1 | 3335 | 7566141 | TRANE | 4TWR6042H1 | HP | Split System: Heat Pump with Remote Outdoor Unit-Air-Source | 4A6H6042H1 |  | 4PX*DD60AC3+HORIZ-RT | 13 | 16 | 9 | Yes | Yes | 2015-05-13 |  | 2
FALSE | 4A6H6042H1 | 3335 | 7566142 | TRANE | 4TWR6042H1 | HP | Split System: Heat Pump with Remote Outdoor Unit-Air-Source | 4A6H6042H1 |  | 4PX*DD60AC3+HORIZ-RT | 13 | 16 | 9 | Yes | Yes | 2015-05-13 |  | 2
FALSE | 4A6H6042H1 | 3335 | 7566143 | TRANE | 4TWR6042H1 | HP | Split System: Heat Pump with Remote Outdoor Unit-Air-Source | 4A6H6042H1 |  | 4PX*DD60AC3+HORIZ-RT | 13 | 16 | 9 | Yes | Yes | 2015-05-13 |  | 2
FALSE | 4A6H6042H1 | 3335 | 7566144 | TRANE | 4TWR6042H1 | HP | Split System: Heat Pump with Remote Outdoor Unit-Air-Source | 4A6H6042H1 |  | 4PX*DD60AC3+HORIZ-RT | 13 | 16 | 9 | Yes | Yes | 2015-05-13 |  | 2
FALSE | 4A6H6042H1 | 3335 | 7566145 | TRANE | 4TWR6042H1 | HP | Split System: Heat Pump with Remote Outdoor Unit-Air-Source | 4A6H6042H1 |  | 4PX*DD60AC3+HORIZ-RT | 13 | 16 | 9 | Yes | Yes | 2015-05-13 |  | 2
FALSE | 4A6H6042H1 | 3335 | 7566146 | TRANE | 4TWR6042H1 | HP | Split System: Heat Pump with Remote Outdoor Unit-Air-Source | 4A6H6042H1 |  | 4PX*DD60AC3+HORIZ-RT | 13 | 16 | 9 | Yes | Yes | 2015-05-13 |  | 2
FALSE | 4A6H6042H1 | 3335 | 7566147 | TRANE | 4TWR6042H1 | HP | Split System: Heat Pump with Remote Outdoor Unit-Air-Source | 4A6H6042H1 |  | 4PX*DD60AC3+HORIZ-RT | 13 | 16 | 9 | Yes | Yes | 2015-05-13 |  | 2
FALSE | 4A6H6042H1 | 3335 | 7563102 | TRANE | 4TWR6042H1 | HP | Split System: Heat Pump with Remote Outdoor Unit-Air-Source | 4A6H6042H1 |  | 4PX*DD60AC3 | 13 | 16 | 9 | Yes | Yes | 2015-05-13 |  | 2
FALSE | 4A6H6042H1 | 3335 | 7566148 | TRANE | 4TWR6042H1 | HP | Split System: Heat Pump with Remote Outdoor Unit-Air-Source | 4A6H6042H1 |  | 4PX*DD60AC3+HORIZ-RT | 13 | 16 | 9 | Yes | Yes | 2015-05-13 |  | 2
FALSE | 4A6H6042H1 | 3335 | 7563087 | TRANE | 4TWR6042H1 | HP | Split System: Heat Pump with Remote Outdoor Unit-Air-Source | 4A6H6042H1 |  | 4PX*CU60AC3 | 13 | 16 | 9.5 | Yes | Yes | 2015-05-13 |  | 2
FALSE | 4A6H6042H1 | 3335 | 7563103 | TRANE | 4TWR6042H1 | HP | Split System: Heat Pump with Remote Outdoor Unit-Air-Source | 4A6H6042H1 |  | 4PX*DD60AC3 | 13 | 16 | 9.5 | Yes | Yes | 2015-05-13 |  | 2
FALSE | 4A6H6042H1 | 3335 | 7563104 | TRANE | 4TWR6042H1 | HP | Split System: Heat Pump with Remote Outdoor Unit-Air-Source | 4A6H6042H1 |  | 4PX*DD60AC3 | 13 | 16 | 9.5 | Yes | Yes | 2015-05-13 |  | 2
FALSE | 4A6H6042H1 | 3335 | 7563068 | TRANE | 4TWR6042H1 | HP | Split System: Heat Pump with Remote Outdoor Unit-Air-Source | 4A6H6042H1 |  | 4PX*CU42AC3 | 13 | 16 | 9 | Yes | Yes | 2015-05-13 |  | 2
FALSE | 4A6H6042H1 | 3335 | 7563118 | TRANE | 4TWR6042H1 | HP | Split System: Heat Pump with Remote Outdoor Unit-Air-Source | 4A6H6042H1 |  | 4PX*DU48AC3 | 13 | 16 | 9.5 | Yes | Yes | 2015-05-13 |  | 2
FALSE | 4A6H6036H1 | 3334 | 7562632 | TRANE | 4TWR6036H1 | HP | Split System: Heat Pump with Remote Outdoor Unit-Air-Source | 4A6H6036H1 |  | 4PX*CU36AC3 | 12.5 | 15.5 | 9 | Yes | Yes | 2015-05-13 |  | 1
FALSE | 4A6H6036H1 | 3334 | 7562662 | TRANE | 4TWR6036H1 | HP | Split System: Heat Pump with Remote Outdoor Unit-Air-Source | 4A6H6036H1 |  | 4PX*CU36AC3 | 12.5 | 15.5 | 9 | Yes | Yes | 2015-05-13 |  | 1
FALSE | 4A6H6036H1 | 3334 | 7566106 | TRANE | 4TWR6036H1 | HP | Split System: Heat Pump with Remote Outdoor Unit-Air-Source | 4A6H6036H1 |  | 4PX*DD48AC3+HORIZ-RT | 13 | 16 | 9 | Yes | Yes | 2015-05-13 |  | 2
FALSE | 4A6H6036H1 | 3334 | 7566107 | TRANE | 4TWR6036H1 | HP | Split System: Heat Pump with Remote Outdoor Unit-Air-Source | 4A6H6036H1 |  | 4PX*DD48AC3+HORIZ-RT | 13 | 16 | 9 | Yes | Yes | 2015-05-13 |  | 2
FALSE | 4A6H6036H1 | 3334 | 7566108 | TRANE | 4TWR6036H1 | HP | Split System: Heat Pump with Remote Outdoor Unit-Air-Source | 4A6H6036H1 |  | 4PX*DD48AC3+HORIZ-RT | 13 | 16 | 9 | Yes | Yes | 2015-05-13 |  | 2
FALSE | 4A6H6036H1 | 3334 | 7566109 | TRANE | 4TWR6036H1 | HP | Split System: Heat Pump with Remote Outdoor Unit-Air-Source | 4A6H6036H1 |  | 4PX*DD48AC3+HORIZ-RT | 13 | 16 | 9 | Yes | Yes | 2015-05-13 |  | 2
FALSE | 4A6H6036H1 | 3334 | 7566110 | TRANE | 4TWR6036H1 | HP | Split System: Heat Pump with Remote Outdoor Unit-Air-Source | 4A6H6036H1 |  | 4PX*DD48AC3+HORIZ-RT | 13 | 16 | 9 | Yes | Yes | 2015-05-13 |  | 2
FALSE | 4A6H6036H1 | 3334 | 7562771 | TRANE | 4TWR6036H1 | HP | Split System: Heat Pump with Remote Outdoor Unit-Air-Source | 4A6H6036H1 |  | 4PX*DU48AC3 | 13 | 16 | 9.6 | Yes | Yes | 2015-05-13 |  | 2
FALSE | 4A6H6036H1 | 3334 | 7562589 | TRANE | 4TWR6036H1 | HP | Split System: Heat Pump with Remote Outdoor Unit-Air-Source | 4A6H6036H1 |  | 4PX*CD42AC3 | 12.5 | 15.5 | 8.5 | Yes | Yes | 2015-05-13 |  | 1
FALSE | 4A6H6036H1 | 3334 | 7562591 | TRANE | 4TWR6036H1 | HP | Split System: Heat Pump with Remote Outdoor Unit-Air-Source | 4A6H6036H1 |  | 4PX*CD42AC3 | 12.5 | 15.25 | 8.5 | Yes | Yes | 2015-05-13 |  | 1
FALSE | 4A6H6036H1 | 3334 | 7562592 | TRANE | 4TWR6036H1 | HP | Split System: Heat Pump with Remote Outdoor Unit-Air-Source | 4A6H6036H1 |  | 4PX*CD42AC3 | 13 | 16 | 9 | Yes | Yes | 2015-05-13 |  | 2
FALSE | 4A6H6036H1 | 3334 | 7566075 | TRANE | 4TWR6036H1 | HP | Split System: Heat Pump with Remote Outdoor Unit-Air-Source | 4A6H6036H1 |  | 4PX*CD42AC3+HORIZ-RT | 13 | 16 | 9 | Yes | Yes | 2015-05-13 |  | 2
FALSE | 4A6H6036H1 | 3334 | 7566055 | TRANE | 4TWR6036H1 | HP | Split System: Heat Pump with Remote Outdoor Unit-Air-Source | 4A6H6036H1 |  | 4PX*CD42AC3+HORIZ-RT | 13 | 16 | 9 | Yes | Yes | 2015-05-13 |  | 2
FALSE | 4A6H6036H1 | 3334 | 7566056 | TRANE | 4TWR6036H1 | HP | Split System: Heat Pump with Remote Outdoor Unit-Air-Source | 4A6H6036H1 |  | 4PX*CD42AC3+HORIZ-RT | 13 | 16 | 9 | Yes | Yes | 2015-05-13 |  | 2
FALSE | 4A6H6036H1 | 3334 | 7566057 | TRANE | 4TWR6036H1 | HP | Split System: Heat Pump with Remote Outdoor Unit-Air-Source | 4A6H6036H1 |  | 4PX*CD42AC3+HORIZ-RT | 13 | 16 | 9 | Yes | Yes | 2015-05-13 |  | 2
FALSE | 4A6H6036H1 | 3334 | 7566058 | TRANE | 4TWR6036H1 | HP | Split System: Heat Pump with Remote Outdoor Unit-Air-Source | 4A6H6036H1 |  | 4PX*CD42AC3+HORIZ-RT | 12.5 | 15.5 | 8.5 | Yes | Yes | 2015-05-13 |  | 1
FALSE | 4A6H6036H1 | 3334 | 7566059 | TRANE | 4TWR6036H1 | HP | Split System: Heat Pump with Remote Outdoor Unit-Air-Source | 4A6H6036H1 |  | 4PX*CD42AC3+HORIZ-RT | 13 | 16 | 8.5 | Yes | Yes | 2015-05-13 |  | 1
FALSE | 4A6H6036H1 | 3334 | 7566060 | TRANE | 4TWR6036H1 | HP | Split System: Heat Pump with Remote Outdoor Unit-Air-Source | 4A6H6036H1 |  | 4PX*CD42AC3+HORIZ-RT | 12.5 | 15.5 | 8.5 | Yes | Yes | 2015-05-13 |  | 1
FALSE | 4A6H6036H1 | 3334 | 7566061 | TRANE | 4TWR6036H1 | HP | Split System: Heat Pump with Remote Outdoor Unit-Air-Source | 4A6H6036H1 |  | 4PX*CD42AC3+HORIZ-RT | 12.5 | 15.5 | 8.5 | Yes | Yes | 2015-05-13 |  | 1
FALSE | 4A6H6042H1 | 3335 | 7563012 | TRANE | 4TWR6042H1 | HP | Split System: Heat Pump with Remote Outdoor Unit-Air-Source | 4A6H6042H1 |  | 4PX*CD42AC3 | 12.5 | 15.25 | 8.5 | Yes | Yes | 2015-05-13 |  | 1
FALSE | 4A6H6042H1 | 3335 | 7563009 | TRANE | 4TWR6042H1 | HP | Split System: Heat Pump with Remote Outdoor Unit-Air-Source | 4A6H6042H1 |  | 4PX*CD42AC3 | 13 | 16 | 8.5 | Yes | Yes | 2015-05-13 |  | 1
FALSE | 4A6H6042H1 | 3335 | 7563007 | TRANE | 4TWR6042H1 | HP | Split System: Heat Pump with Remote Outdoor Unit-Air-Source | 4A6H6042H1 |  | 4PX*CD42AC3 | 13 | 16 | 9 | Yes | Yes | 2015-05-13 |  | 2
FALSE | 4A6H6042H1 | 3335 | 7563002 | TRANE | 4TWR6042H1 | HP | Split System: Heat Pump with Remote Outdoor Unit-Air-Source | 4A6H6042H1 |  | 4PX*BU42AC3 | 13 | 16 | 9 | Yes | Yes | 2015-05-13 |  | 2
FALSE | 4A6H6042H1 | 3335 | 7563003 | TRANE | 4TWR6042H1 | HP | Split System: Heat Pump with Remote Outdoor Unit-Air-Source | 4A6H6042H1 |  | 4PX*BU42AC3 | 12.5 | 15.5 | 9 | Yes | Yes | 2015-05-13 |  | 1
FALSE | 4A6H6042H1 | 3335 | 7563000 | TRANE | 4TWR6042H1 | HP | Split System: Heat Pump with Remote Outdoor Unit-Air-Source | 4A6H6042H1 |  | 4PX*BD42AC3 | 12.5 | 15 | 8.5 | Yes | Yes | 2015-05-13 |  | 1
FALSE | 4A6H6036H1 | 3334 | 7562777 | TRANE | 4TWR6036H1 | HP | Split System: Heat Pump with Remote Outdoor Unit-Air-Source | 4A6H6036H1 |  | 4PX*DU48AC3 | 13 | 16 | 9.6 | Yes | Yes | 2015-05-13 |  | 2
FALSE | 4A6H6036H1 | 3334 | 7562778 | TRANE | 4TWR6036H1 | HP | Split System: Heat Pump with Remote Outdoor Unit-Air-Source | 4A6H6036H1 |  | 4PX*DU48AC3 | 13 | 16 | 9.5 | Yes | Yes | 2015-05-13 |  | 2
FALSE | 4A6H6042H1 | 3335 | 7566149 | TRANE | 4TWR6042H1 | HP | Split System: Heat Pump with Remote Outdoor Unit-Air-Source | 4A6H6042H1 |  | 4PX*DD60AC3+HORIZ-RT | 13 | 16 | 9 | Yes | Yes | 2015-05-13 |  | 2
FALSE | 4A6H6042H1 | 3335 | 7563156 | TRANE | 4TWR6042H1 | HP | Split System: Heat Pump with Remote Outdoor Unit-Air-Source | 4A6H6042H1 |  | 4PX*DU60AC3 | 13 | 16 | 9.6 | Yes | Yes | 2015-05-13 |  | 2
FALSE | 4A6H6048H1 | 3336 | 7563341 | TRANE | 4TWR6048H1 | HP | Split System: Heat Pump with Remote Outdoor Unit-Air-Source | 4A6H6048H1 |  | 4PX*CD60AC3 | 13 | 16 | 9 | Yes | Yes | 2015-05-13 |  | 2
FALSE | 4A6H6048H1 | 3336 | 7563347 | TRANE | 4TWR6048H1 | HP | Split System: Heat Pump with Remote Outdoor Unit-Air-Source | 4A6H6048H1 |  | 4PX*CD60AC3 | 13 | 16 | 9 | Yes | Yes | 2015-05-13 |  | 2
FALSE | 4A6H6048H1 | 3336 | 7563343 | TRANE | 4TWR6048H1 | HP | Split System: Heat Pump with Remote Outdoor Unit-Air-Source | 4A6H6048H1 |  | 4PX*CD60AC3 | 13 | 16 | 8.5 | Yes | Yes | 2015-05-13 |  | 1
FALSE | 4A6H6048H1 | 3336 | 7563344 | TRANE | 4TWR6048H1 | HP | Split System: Heat Pump with Remote Outdoor Unit-Air-Source | 4A6H6048H1 |  | 4PX*CD60AC3 | 12.5 | 15 | 8.5 | Yes | Yes | 2015-05-13 |  | 1
FALSE | 4A6H6048H1 | 3336 | 7563345 | TRANE | 4TWR6048H1 | HP | Split System: Heat Pump with Remote Outdoor Unit-Air-Source | 4A6H6048H1 |  | 4PX*CD60AC3 | 12.5 | 15.5 | 8.5 | Yes | Yes | 2015-05-13 |  | 1
FALSE | 4A6H6048H1 | 3336 | 7563357 | TRANE | 4TWR6048H1 | HP | Split System: Heat Pump with Remote Outdoor Unit-Air-Source | 4A6H6048H1 |  | 4PX*CU36AC3 | 12.5 | 15.5 | 8.2 | Yes | Yes | 2015-05-13 |  | Below V5.0 Req.
FALSE | 4A6H6048H1 | 3336 | 7563355 | TRANE | 4TWR6048H1 | HP | Split System: Heat Pump with Remote Outdoor Unit-Air-Source | 4A6H6048H1 |  | 4PX*CU36AC3 | 12.5 | 15 | 8.2 | Yes | Yes | 2015-05-13 |  | Below V5.0 Req.
FALSE | 4A6H6048H1 | 3336 | 7563437 | TRANE | 4TWR6048H1 | HP | Split System: Heat Pump with Remote Outdoor Unit-Air-Source | 4A6H6048H1 |  | 4PX*DU48AC3 | 13 | 16 | 9 | Yes | Yes | 2015-05-13 |  | 2
FALSE | 4A6H6048H1 | 3336 | 7563441 | TRANE | 4TWR6048H1 | HP | Split System: Heat Pump with Remote Outdoor Unit-Air-Source | 4A6H6048H1 |  | 4PX*DU48AC3 | 13 | 16 | 9 | Yes | Yes | 2015-05-13 |  | 2
FALSE | 4A6H6036H1 | 3334 | 7562469 | TRANE | 4TWR6036H1 | HP | Split System: Heat Pump with Remote Outdoor Unit-Air-Source | 4A6H6036H1 |  | 4PX*BD48AC3 | 12.5 | 15 | 8.5 | Yes | Yes | 2015-05-13 |  | 1
FALSE | 4A6H6036H1 | 3334 | 7562471 | TRANE | 4TWR6036H1 | HP | Split System: Heat Pump with Remote Outdoor Unit-Air-Source | 4A6H6036H1 |  | 4PX*BD48AC3 | 12.5 | 15.5 | 9 | Yes | Yes | 2015-05-13 |  | 1
FALSE | 4A6H6036H1 | 3334 | 7565988 | TRANE | 4TWR6036H1 | HP | Split System: Heat Pump with Remote Outdoor Unit-Air-Source | 4A6H6036H1 |  | 4PX*BD42AC3+HORIZ-RT | 12.5 | 15.5 | 8.5 | Yes | Yes | 2015-05-13 |  | 1
FALSE | 4A6H6036H1 | 3334 | 7565971 | TRANE | 4TWR6036H1 | HP | Split System: Heat Pump with Remote Outdoor Unit-Air-Source | 4A6H6036H1 |  | 4PX*BD42AC3+HORIZ-RT | 13 | 16 | 9 | Yes | Yes | 2015-05-13 |  | 2
FALSE | 4A6H6036H1 | 3334 | 7565969 | TRANE | 4TWR6036H1 | HP | Split System: Heat Pump with Remote Outdoor Unit-Air-Source | 4A6H6036H1 |  | 4PX*BD42AC3+HORIZ-RT | 13 | 16 | 9 | Yes | Yes | 2015-05-13 |  | 2
FALSE | 4A6H6036H1 | 3334 | 7562461 | TRANE | 4TWR6036H1 | HP | Split System: Heat Pump with Remote Outdoor Unit-Air-Source | 4A6H6036H1 |  | 4PX*BD42AC3 | 12.5 | 15.5 | 8.5 | Yes | Yes | 2015-05-13 |  | 1
FALSE | 4A6H6036H1 | 3334 | 7562458 | TRANE | 4TWR6036H1 | HP | Split System: Heat Pump with Remote Outdoor Unit-Air-Source | 4A6H6036H1 |  | 4PX*BD42AC3 | 12.5 | 15.5 | 8.5 | Yes | Yes | 2015-05-13 |  | 1
FALSE | 4A6H6036H1 | 3334 | 7562457 | TRANE | 4TWR6036H1 | HP | Split System: Heat Pump with Remote Outdoor Unit-Air-Source | 4A6H6036H1 |  | 4PX*BD42AC3 | 12.5 | 15.5 | 8.5 | Yes | Yes | 2015-05-13 |  | 1
FALSE | 4A6H6036H1 | 3334 | 7562468 | TRANE | 4TWR6036H1 | HP | Split System: Heat Pump with Remote Outdoor Unit-Air-Source | 4A6H6036H1 |  | 4PX*BD42AC3 | 13 | 16 | 8.5 | Yes | Yes | 2015-05-13 |  | 1
FALSE | 4A6H6048H1 | 3336 | 7563398 | TRANE | 4TWR6048H1 | HP | Split System: Heat Pump with Remote Outdoor Unit-Air-Source | 4A6H6048H1 |  | 4PX*DD60AC3 | 13 | 16 | 9 | Yes | Yes | 2015-05-13 |  | 2
FALSE | 4A6H6036H1 | 3334 | 7565955 | TRANE | 4TWR6036H1 | HP | Split System: Heat Pump with Remote Outdoor Unit-Air-Source | 4A6H6036H1 |  | 4PX*BD36AC3+HORIZ-RT | 12.5 | 15.25 | 8.5 | Yes | Yes | 2015-05-13 |  | 1
FALSE | 4A6H6036H1 | 3334 | 7565962 | TRANE | 4TWR6036H1 | HP | Split System: Heat Pump with Remote Outdoor Unit-Air-Source | 4A6H6036H1 |  | 4PX*BD36AC3+HORIZ-RT | 12.5 | 15.5 | 8.5 | Yes | Yes | 2015-05-13 |  | 1
FALSE | 4A6H6036H1 | 3334 | 7565954 | TRANE | 4TWR6036H1 | HP | Split System: Heat Pump with Remote Outdoor Unit-Air-Source | 4A6H6036H1 |  | 4PX*BD36AC3+HORIZ-RT | 12.5 | 15.25 | 8.5 | Yes | Yes | 2015-05-13 |  | 1
FALSE | 4A6H6036H1 | 3334 | 7565953 | TRANE | 4TWR6036H1 | HP | Split System: Heat Pump with Remote Outdoor Unit-Air-Source | 4A6H6036H1 |  | 4PX*BD36AC3+HORIZ-RT | 12.5 | 15.5 | 8.5 | Yes | Yes | 2015-05-13 |  | 1
FALSE | 4A6H6036H1 | 3334 | 7565960 | TRANE | 4TWR6036H1 | HP | Split System: Heat Pump with Remote Outdoor Unit-Air-Source | 4A6H6036H1 |  | 4PX*BD36AC3+HORIZ-RT | 13 | 16 | 8.5 | Yes | Yes | 2015-05-13 |  | 1
FALSE | 4A6H6036H1 | 3334 | 7565959 | TRANE | 4TWR6036H1 | HP | Split System: Heat Pump with Remote Outdoor Unit-Air-Source | 4A6H6036H1 |  | 4PX*BD36AC3+HORIZ-RT | 13 | 16 | 8.5 | Yes | Yes | 2015-05-13 |  | 1
FALSE | 4A6H6042H1 | 3335 | 7566150 | TRANE | 4TWR6042H1 | HP | Split System: Heat Pump with Remote Outdoor Unit-Air-Source | 4A6H6042H1 |  | 4PX*DD60AC3+HORIZ-RT | 13 | 16 | 9 | Yes | Yes | 2015-05-13 |  | 2
FALSE | 4A6H6042H1 | 3335 | 7566151 | TRANE | 4TWR6042H1 | HP | Split System: Heat Pump with Remote Outdoor Unit-Air-Source | 4A6H6042H1 |  | 4PX*DD60AC3+HORIZ-RT | 13 | 16 | 9 | Yes | Yes | 2015-05-13 |  | 2
FALSE | 4A6H6042H1 | 3335 | 7566152 | TRANE | 4TWR6042H1 | HP | Split System: Heat Pump with Remote Outdoor Unit-Air-Source | 4A6H6042H1 |  | 4PX*DD60AC3+HORIZ-RT | 13 | 16 | 9 | Yes | Yes | 2015-05-13 |  | 2
FALSE | 4A6H6042H1 | 3335 | 7566153 | TRANE | 4TWR6042H1 | HP | Split System: Heat Pump with Remote Outdoor Unit-Air-Source | 4A6H6042H1 |  | 4PX*DD60AC3+HORIZ-RT | 13 | 16 | 9 | Yes | Yes | 2015-05-13 |  | 2
FALSE | 4A6H6042H1 | 3335 | 7566154 | TRANE | 4TWR6042H1 | HP | Split System: Heat Pump with Remote Outdoor Unit-Air-Source | 4A6H6042H1 |  | 4PX*DD60AC3+HORIZ-RT | 13 | 16 | 9 | Yes | Yes | 2015-05-13 |  | 2
FALSE | 4A6H6042H1 | 3335 | 7566155 | TRANE | 4TWR6042H1 | HP | Split System: Heat Pump with Remote Outdoor Unit-Air-Source | 4A6H6042H1 |  | 4PX*DD60AC3+HORIZ-RT | 13 | 16 | 9 | Yes | Yes | 2015-05-13 |  | 2
FALSE | 4A6H6042H1 | 3335 | 7563139 | TRANE | 4TWR6042H1 | HP | Split System: Heat Pump with Remote Outdoor Unit-Air-Source | 4A6H6042H1 |  | 4PX*DU48AC3 | 13 | 16 | 9.6 | Yes | Yes | 2015-05-13 |  | 2
FALSE | 4A6H6042H1 | 3335 | 7563137 | TRANE | 4TWR6042H1 | HP | Split System: Heat Pump with Remote Outdoor Unit-Air-Source | 4A6H6042H1 |  | 4PX*DU48AC3 | 13 | 16 | 9.5 | Yes | Yes | 2015-05-13 |  | 2
FALSE | 4A6H6042H1 | 3335 | 7563135 | TRANE | 4TWR6042H1 | HP | Split System: Heat Pump with Remote Outdoor Unit-Air-Source | 4A6H6042H1 |  | 4PX*DU48AC3 | 13 | 16 | 9.5 | Yes | Yes | 2015-05-13 |  | 2
FALSE | 4A6H6036H1 | 3334 | 7562665 | TRANE | 4TWR6036H1 | HP | Split System: Heat Pump with Remote Outdoor Unit-Air-Source | 4A6H6036H1 |  | 4PX*CU36AC3 | 12.5 | 15.5 | 9 | Yes | Yes | 2015-05-13 |  | 1
FALSE | 4A6H6036H1 | 3334 | 7562633 | TRANE | 4TWR6036H1 | HP | Split System: Heat Pump with Remote Outdoor Unit-Air-Source | 4A6H6036H1 |  | 4PX*CU36AC3 | 12.5 | 15.5 | 9 | Yes | Yes | 2015-05-13 |  | 1
FALSE | 4A6H6036H1 | 3334 | 7562642 | TRANE | 4TWR6036H1 | HP | Split System: Heat Pump with Remote Outdoor Unit-Air-Source | 4A6H6036H1 |  | 4PX*CU36AC3 | 12.5 | 15.5 | 9 | Yes | Yes | 2015-05-13 |  | 1
FALSE | 4A6H6036H1 | 3334 | 7562730 | TRANE | 4TWR6036H1 | HP | Split System: Heat Pump with Remote Outdoor Unit-Air-Source | 4A6H6036H1 |  | 4PX*CU48AC3 | 12.5 | 15.5 | 9.5 | Yes | Yes | 2015-05-13 |  | 1
FALSE | 4A6H6048H1 | 3336 | 7563447 | TRANE | 4TWR6048H1 | HP | Split System: Heat Pump with Remote Outdoor Unit-Air-Source | 4A6H6048H1 |  | 4PX*DU60AC3 | 13 | 16 | 9 | Yes | Yes | 2015-05-13 |  | 2
FALSE | 4A6H6048H1 | 3336 | 7563448 | TRANE | 4TWR6048H1 | HP | Split System: Heat Pump with Remote Outdoor Unit-Air-Source | 4A6H6048H1 |  | 4PX*DU60AC3 | 13 | 16 | 9 | Yes | Yes | 2015-05-13 |  | 2
FALSE | 4A6H6048H1 | 3336 | 7563449 | TRANE | 4TWR6048H1 | HP | Split System: Heat Pump with Remote Outdoor Unit-Air-Source | 4A6H6048H1 |  | 4PX*DU60AC3 | 13 | 16 | 9 | Yes | Yes | 2015-05-13 |  | 2
FALSE | 4A6H6048H1 | 3336 | 7563462 | TRANE | 4TWR6048H1 | HP | Split System: Heat Pump with Remote Outdoor Unit-Air-Source | 4A6H6048H1 |  | 4PX*DU60AC3 | 13 | 16 | 9 | Yes | Yes | 2015-05-13 |  | 2
FALSE | 4A6H6048H1 | 3336 | 7563463 | TRANE | 4TWR6048H1 | HP | Split System: Heat Pump with Remote Outdoor Unit-Air-Source | 4A6H6048H1 |  | 4PX*DU60AC3 | 13 | 16 | 9 | Yes | Yes | 2015-05-13 |  | 2
FALSE | 4A6H6036H1 | 3334 | 7562679 | TRANE | 4TWR6036H1 | HP | Split System: Heat Pump with Remote Outdoor Unit-Air-Source | 4A6H6036H1 |  | 4PX*CU42AC3 | 13 | 16 | 9.5 | Yes | Yes | 2015-05-13 |  | 2
FALSE | 4A6H6036H1 | 3334 | 7562680 | TRANE | 4TWR6036H1 | HP | Split System: Heat Pump with Remote Outdoor Unit-Air-Source | 4A6H6036H1 |  | 4PX*CU42AC3 | 13 | 16 | 9.5 | Yes | Yes | 2015-05-13 |  | 2
FALSE | 4A6H6036H1 | 3334 | 7562627 | TRANE | 4TWR6036H1 | HP | Split System: Heat Pump with Remote Outdoor Unit-Air-Source | 4A6H6036H1 |  | 4PX*CU36AC3 | 12.5 | 15.25 | 9 | Yes | Yes | 2015-05-13 |  | 1
FALSE | 4A6H6036H1 | 3334 | 7562711 | TRANE | 4TWR6036H1 | HP | Split System: Heat Pump with Remote Outdoor Unit-Air-Source | 4A6H6036H1 |  | 4PX*CU48AC3 | 13 | 16 | 9 | Yes | Yes | 2015-05-13 |  | 2
FALSE | 4A6H6036H1 | 3334 | 7562712 | TRANE | 4TWR6036H1 | HP | Split System: Heat Pump with Remote Outdoor Unit-Air-Source | 4A6H6036H1 |  | 4PX*CU48AC3 | 12.5 | 15.5 | 9.5 | Yes | Yes | 2015-05-13 |  | 1
FALSE | 4A6H6048H1 | 3336 | 7563429 | TRANE | 4TWR6048H1 | HP | Split System: Heat Pump with Remote Outdoor Unit-Air-Source | 4A6H6048H1 |  | 4PX*DU48AC3 | 13 | 16 | 8.5 | Yes | Yes | 2015-05-13 |  | 1
FALSE | 4A6H6060H1 | 3337 | 7563705 | TRANE | 4TWR6060H1 | HP | Split System: Heat Pump with Remote Outdoor Unit-Air-Source | 4A6H6060H1 |  | 4PX*DU48AC3 | 12 | 14.5 | 8.5 | Yes | Yes | 2015-05-13 |  | 0
FALSE | 4A6H6060H1 | 3337 | 7563700 | TRANE | 4TWR6060H1 | HP | Split System: Heat Pump with Remote Outdoor Unit-Air-Source | 4A6H6060H1 |  | 4PX*DU48AC3 | 12 | 14.5 | 8.5 | Yes | Yes | 2015-05-13 |  | 0
FALSE | 4A6H6030H1 | 3333 | 7562133 | TRANE | 4TWR6030H1 | HP | Split System: Heat Pump with Remote Outdoor Unit-Air-Source | 4A6H6030H1 |  | 4PX*BU36AC3 | 13 | 16 | 9 | Yes | Yes | 2015-05-13 |  | 2
FALSE | 4A6H6030H1 | 3333 | 7562132 | TRANE | 4TWR6030H1 | HP | Split System: Heat Pump with Remote Outdoor Unit-Air-Source | 4A6H6030H1 |  | 4PX*BU36AC3 | 12.5 | 15.5 | 9 | Yes | Yes | 2015-05-13 |  | 1
FALSE | 4A6H6030H1 | 3333 | 7562130 | TRANE | 4TWR6030H1 | HP | Split System: Heat Pump with Remote Outdoor Unit-Air-Source | 4A6H6030H1 |  | 4PX*BU36AC3 | 13 | 16 | 9 | Yes | Yes | 2015-05-13 |  | 2
FALSE | 4A6H6030H1 | 3333 | 7562131 | TRANE | 4TWR6030H1 | HP | Split System: Heat Pump with Remote Outdoor Unit-Air-Source | 4A6H6030H1 |  | 4PX*BU36AC3 | 13 | 16 | 9 | Yes | Yes | 2015-05-13 |  | 2
FALSE | 4A6H6030H1 | 3333 | 7562172 | TRANE | 4TWR6030H1 | HP | Split System: Heat Pump with Remote Outdoor Unit-Air-Source | 4A6H6030H1 |  | 4PX*CU36AC3 | 13 | 16 | 9.5 | Yes | Yes | 2015-05-13 |  | 2
FALSE | 4A6H6030H1 | 3333 | 7562170 | TRANE | 4TWR6030H1 | HP | Split System: Heat Pump with Remote Outdoor Unit-Air-Source | 4A6H6030H1 |  | 4PX*CU36AC3 | 13 | 16 | 9.5 | Yes | Yes | 2015-05-13 |  | 2
FALSE | 4A6H6030H1 | 3333 | 7562168 | TRANE | 4TWR6030H1 | HP | Split System: Heat Pump with Remote Outdoor Unit-Air-Source | 4A6H6030H1 |  | 4PX*CU36AC3 | 13 | 16 | 9 | Yes | Yes | 2015-05-13 |  | 2
FALSE | 4A6H6030H1 | 3333 | 7562167 | TRANE | 4TWR6030H1 | HP | Split System: Heat Pump with Remote Outdoor Unit-Air-Source | 4A6H6030H1 |  | 4PX*CU36AC3 | 13 | 16 | 9 | Yes | Yes | 2015-05-13 |  | 2
FALSE | 4A6H6030H1 | 3333 | 7562165 | TRANE | 4TWR6030H1 | HP | Split System: Heat Pump with Remote Outdoor Unit-Air-Source | 4A6H6030H1 |  | 4PX*CU36AC3 | 13 | 16 | 9 | Yes | Yes | 2015-05-13 |  | 2
FALSE | 4A6H6030H1 | 3333 | 7562164 | TRANE | 4TWR6030H1 | HP | Split System: Heat Pump with Remote Outdoor Unit-Air-Source | 4A6H6030H1 |  | 4PX*CU36AC3 | 13 | 16 | 9 | Yes | Yes | 2015-05-13 |  | 2
FALSE | 4A6H6030H1 | 3333 | 7562156 | TRANE | 4TWR6030H1 | HP | Split System: Heat Pump with Remote Outdoor Unit-Air-Source | 4A6H6030H1 |  | 4PX*CU36AC3 | 13 | 16 | 9 | Yes | Yes | 2015-05-13 |  | 2
FALSE | 4A6H6024H1 | 3332 | 7561992 | TRANE | 4TWR6024H1 | HP | Split System: Heat Pump with Remote Outdoor Unit-Air-Source | 4A6H6024H1 |  | 4PX*BU36AC3 | 13 | 16 | 9 | Yes | Yes | 2015-05-13 |  | 2
FALSE | 4A6H6024H1 | 3332 | 7561993 | TRANE | 4TWR6024H1 | HP | Split System: Heat Pump with Remote Outdoor Unit-Air-Source | 4A6H6024H1 |  | 4PX*BU36AC3 | 13 | 16 | 9 | Yes | Yes | 2015-05-13 |  | 2
FALSE | 4A6H6036H1 | 3334 | 7566009 | TRANE | 4TWR6036H1 | HP | Split System: Heat Pump with Remote Outdoor Unit-Air-Source | 4A6H6036H1 |  | 4PX*BD48AC3+HORIZ-RT | 13 | 16 | 9 | Yes | Yes | 2015-05-13 |  | 2
FALSE | 4A6H6030H1 | 3333 | 7562186 | TRANE | 4TWR6030H1 | HP | Split System: Heat Pump with Remote Outdoor Unit-Air-Source | 4A6H6030H1 |  | 4PX*CU36AC3 | 13 | 16 | 9.6 | Yes | Yes | 2015-05-13 |  | 2
FALSE | 4A6H6030H1 | 3333 | 7562136 | TRANE | 4TWR6030H1 | HP | Split System: Heat Pump with Remote Outdoor Unit-Air-Source | 4A6H6030H1 |  | 4PX*BU36AC3 | 13 | 16 | 9 | Yes | Yes | 2015-05-13 |  | 2
FALSE | 4A6H6030H1 | 3333 | 7562153 | TRANE | 4TWR6030H1 | HP | Split System: Heat Pump with Remote Outdoor Unit-Air-Source | 4A6H6030H1 |  | 4PX*BU36AC3 | 13 | 16 | 9 | Yes | Yes | 2015-05-13 |  | 2
FALSE | 4A6H6030H1 | 3333 | 7562152 | TRANE | 4TWR6030H1 | HP | Split System: Heat Pump with Remote Outdoor Unit-Air-Source | 4A6H6030H1 |  | 4PX*BU36AC3 | 13 | 16 | 9 | Yes | Yes | 2015-05-13 |  | 2
FALSE | 4A6H6030H1 | 3333 | 7562150 | TRANE | 4TWR6030H1 | HP | Split System: Heat Pump with Remote Outdoor Unit-Air-Source | 4A6H6030H1 |  | 4PX*BU36AC3 | 13 | 16 | 9 | Yes | Yes | 2015-05-13 |  | 2
FALSE | 4A6H6036H1 | 3334 | 7562517 | TRANE | 4TWR6036H1 | HP | Split System: Heat Pump with Remote Outdoor Unit-Air-Source | 4A6H6036H1 |  | 4PX*BU42AC3 | 12.5 | 15.5 | 9 | Yes | Yes | 2015-05-13 |  | 1
FALSE | 4A6H6036H1 | 3334 | 7562516 | TRANE | 4TWR6036H1 | HP | Split System: Heat Pump with Remote Outdoor Unit-Air-Source | 4A6H6036H1 |  | 4PX*BU42AC3 | 13 | 16 | 9.5 | Yes | Yes | 2015-05-13 |  | 2
FALSE | 4A6H6036H1 | 3334 | 7562555 | TRANE | 4TWR6036H1 | HP | Split System: Heat Pump with Remote Outdoor Unit-Air-Source | 4A6H6036H1 |  | 4PX*BU48AC3 | 13 | 16 | 9.5 | Yes | Yes | 2015-05-13 |  | 2
FALSE | 4A6H6042H1 | 3335 | 7566120 | TRANE | 4TWR6042H1 | HP | Split System: Heat Pump with Remote Outdoor Unit-Air-Source | 4A6H6042H1 |  | 4PX*CD42AC3+HORIZ-RT | 13 | 16 | 8.5 | Yes | Yes | 2015-05-13 |  | 1
FALSE | 4A6H6042H1 | 3335 | 7566121 | TRANE | 4TWR6042H1 | HP | Split System: Heat Pump with Remote Outdoor Unit-Air-Source | 4A6H6042H1 |  | 4PX*CD42AC3+HORIZ-RT | 13 | 16 | 8.5 | Yes | Yes | 2015-05-13 |  | 1
FALSE | 4A6H6042H1 | 3335 | 7566122 | TRANE | 4TWR6042H1 | HP | Split System: Heat Pump with Remote Outdoor Unit-Air-Source | 4A6H6042H1 |  | 4PX*CD42AC3+HORIZ-RT | 13 | 16 | 8.5 | Yes | Yes | 2015-05-13 |  | 1
FALSE | 4A6H6042H1 | 3335 | 7566128 | TRANE | 4TWR6042H1 | HP | Split System: Heat Pump with Remote Outdoor Unit-Air-Source | 4A6H6042H1 |  | 4PX*CD42AC3+HORIZ-RT | 13 | 16 | 8.5 | Yes | Yes | 2015-05-13 |  | 1
FALSE | 4A6H6042H1 | 3335 | 7566126 | TRANE | 4TWR6042H1 | HP | Split System: Heat Pump with Remote Outdoor Unit-Air-Source | 4A6H6042H1 |  | 4PX*CD42AC3+HORIZ-RT | 13 | 16 | 8.5 | Yes | Yes | 2015-05-13 |  | 1
FALSE | 4A6H6042H1 | 3335 | 7563070 | TRANE | 4TWR6042H1 | HP | Split System: Heat Pump with Remote Outdoor Unit-Air-Source | 4A6H6042H1 |  | 4PX*CU48AC3 | 13 | 16 | 9 | Yes | Yes | 2015-05-13 |  | 2
FALSE | 4A6H6042H1 | 3335 | 7563101 | TRANE | 4TWR6042H1 | HP | Split System: Heat Pump with Remote Outdoor Unit-Air-Source | 4A6H6042H1 |  | 4PX*CU60AC3 | 13 | 16 | 9.6 | Yes | Yes | 2015-05-13 |  | 2
FALSE | 4A6H6042H1 | 3335 | 7563089 | TRANE | 4TWR6042H1 | HP | Split System: Heat Pump with Remote Outdoor Unit-Air-Source | 4A6H6042H1 |  | 4PX*CU60AC3 | 13 | 16 | 9.5 | Yes | Yes | 2015-05-13 |  | 2
FALSE | 4A6H6042H1 | 3335 | 7563117 | TRANE | 4TWR6042H1 | HP | Split System: Heat Pump with Remote Outdoor Unit-Air-Source | 4A6H6042H1 |  | 4PX*DU48AC3 | 13 | 16 | 9 | Yes | Yes | 2015-05-13 |  | 2
FALSE | 4A6H6042H1 | 3335 | 7563143 | TRANE | 4TWR6042H1 | HP | Split System: Heat Pump with Remote Outdoor Unit-Air-Source | 4A6H6042H1 |  | 4PX*DU48AC3 | 13 | 16 | 9.5 | Yes | Yes | 2015-05-13 |  | 2
FALSE | 4A6H6042H1 | 3335 | 7563116 | TRANE | 4TWR6042H1 | HP | Split System: Heat Pump with Remote Outdoor Unit-Air-Source | 4A6H6042H1 |  | 4PX*DU48AC3 | 13 | 16 | 9.5 | Yes | Yes | 2015-05-13 |  | 2
FALSE | 4A6H6042H1 | 3335 | 7563141 | TRANE | 4TWR6042H1 | HP | Split System: Heat Pump with Remote Outdoor Unit-Air-Source | 4A6H6042H1 |  | 4PX*DU48AC3 | 13 | 16 | 9.5 | Yes | Yes | 2015-05-13 |  | 2
FALSE | 4A6H6042H1 | 3335 | 7563140 | TRANE | 4TWR6042H1 | HP | Split System: Heat Pump with Remote Outdoor Unit-Air-Source | 4A6H6042H1 |  | 4PX*DU48AC3 | 13 | 16 | 9.5 | Yes | Yes | 2015-05-13 |  | 2
FALSE | 4A6H6042H1 | 3335 | 7563127 | TRANE | 4TWR6042H1 | HP | Split System: Heat Pump with Remote Outdoor Unit-Air-Source | 4A6H6042H1 |  | 4PX*DU48AC3 | 13 | 16 | 9.5 | Yes | Yes | 2015-05-13 |  | 2
FALSE | 4A6H6042H1 | 3335 | 7563110 | TRANE | 4TWR6042H1 | HP | Split System: Heat Pump with Remote Outdoor Unit-Air-Source | 4A6H6042H1 |  | 4PX*DD60AC3 | 13 | 16 | 9 | Yes | Yes | 2015-05-13 |  | 2
FALSE | 4A6H6036H1 | 3334 | 7562655 | TRANE | 4TWR6036H1 | HP | Split System: Heat Pump with Remote Outdoor Unit-Air-Source | 4A6H6036H1 |  | 4PX*CU36AC3 | 12.5 | 15.25 | 9 | Yes | Yes | 2015-05-13 |  | 1
FALSE | 4A6H6036H1 | 3334 | 7562659 | TRANE | 4TWR6036H1 | HP | Split System: Heat Pump with Remote Outdoor Unit-Air-Source | 4A6H6036H1 |  | 4PX*CU36AC3 | 12.5 | 15.5 | 9 | Yes | Yes | 2015-05-13 |  | 1
FALSE | 4A6H6036H1 | 3334 | 7562697 | TRANE | 4TWR6036H1 | HP | Split System: Heat Pump with Remote Outdoor Unit-Air-Source | 4A6H6036H1 |  | 4PX*CU42AC3 | 13 | 16 | 9.5 | Yes | Yes | 2015-05-13 |  | 2
FALSE | 4A6H6024H1 | 3332 | 7561991 | TRANE | 4TWR6024H1 | HP | Split System: Heat Pump with Remote Outdoor Unit-Air-Source | 4A6H6024H1 |  | 4PX*BU36AC3 | 12.5 | 15.5 | 8.5 | Yes | Yes | 2015-05-13 |  | 1
FALSE | 4A6H6024H1 | 3332 | 7561990 | TRANE | 4TWR6024H1 | HP | Split System: Heat Pump with Remote Outdoor Unit-Air-Source | 4A6H6024H1 |  | 4PX*BU36AC3 | 12.5 | 15.5 | 8.5 | Yes | Yes | 2015-05-13 |  | 1
FALSE | 4A6H6024H1 | 3332 | 7561989 | TRANE | 4TWR6024H1 | HP | Split System: Heat Pump with Remote Outdoor Unit-Air-Source | 4A6H6024H1 |  | 4PX*BU36AC3 | 13 | 16 | 9 | Yes | Yes | 2015-05-13 |  | 2
FALSE | 4A6H6024H1 | 3332 | 7561988 | TRANE | 4TWR6024H1 | HP | Split System: Heat Pump with Remote Outdoor Unit-Air-Source | 4A6H6024H1 |  | 4PX*BU36AC3 | 13 | 16 | 9 | Yes | Yes | 2015-05-13 |  | 2
FALSE | 4A6H6024H1 | 3332 | 7562003 | TRANE | 4TWR6024H1 | HP | Split System: Heat Pump with Remote Outdoor Unit-Air-Source | 4A6H6024H1 |  | 4PX*CD36AC3 | 13 | 16 | 8.5 | Yes | Yes | 2015-05-13 |  | 1
FALSE | 4A6H6024H1 | 3332 | 7562004 | TRANE | 4TWR6024H1 | HP | Split System: Heat Pump with Remote Outdoor Unit-Air-Source | 4A6H6024H1 |  | 4PX*CD36AC3 | 13 | 16 | 8.5 | Yes | Yes | 2015-05-13 |  | 1
FALSE | 4A6H6024H1 | 3332 | 7561987 | TRANE | 4TWR6024H1 | HP | Split System: Heat Pump with Remote Outdoor Unit-Air-Source | 4A6H6024H1 |  | 4PX*BU36AC3 | 13 | 16 | 9 | Yes | Yes | 2015-05-13 |  | 2
FALSE | 4A6H6024H1 | 3332 | 7562005 | TRANE | 4TWR6024H1 | HP | Split System: Heat Pump with Remote Outdoor Unit-Air-Source | 4A6H6024H1 |  | 4PX*CD36AC3 | 13 | 16 | 9 | Yes | Yes | 2015-05-13 |  | 2
FALSE | 4A6H6024H1 | 3332 | 7562006 | TRANE | 4TWR6024H1 | HP | Split System: Heat Pump with Remote Outdoor Unit-Air-Source | 4A6H6024H1 |  | 4PX*CD36AC3 | 13 | 16 | 8.5 | Yes | Yes | 2015-05-13 |  | 1
FALSE | 4A6H6024H1 | 3332 | 7562017 | TRANE | 4TWR6024H1 | HP | Split System: Heat Pump with Remote Outdoor Unit-Air-Source | 4A6H6024H1 |  | 4PX*CU36AC3 | 13 | 16 | 9 | Yes | Yes | 2015-05-13 |  | 2
FALSE | 4A6H6024H1 | 3332 | 7562007 | TRANE | 4TWR6024H1 | HP | Split System: Heat Pump with Remote Outdoor Unit-Air-Source | 4A6H6024H1 |  | 4PX*CD36AC3 | 13 | 16 | 9 | Yes | Yes | 2015-05-13 |  | 2
FALSE | 4A6H6024H1 | 3332 | 7562018 | TRANE | 4TWR6024H1 | HP | Split System: Heat Pump with Remote Outdoor Unit-Air-Source | 4A6H6024H1 |  | 4PX*CU36AC3 | 13 | 16 | 9 | Yes | Yes | 2015-05-13 |  | 2
FALSE | 4A6H6024H1 | 3332 | 7562012 | TRANE | 4TWR6024H1 | HP | Split System: Heat Pump with Remote Outdoor Unit-Air-Source | 4A6H6024H1 |  | 4PX*CU30AC3 | 13 | 16 | 8.5 | Yes | Yes | 2015-05-13 |  | 1
FALSE | 4A6H6024H1 | 3332 | 7562019 | TRANE | 4TWR6024H1 | HP | Split System: Heat Pump with Remote Outdoor Unit-Air-Source | 4A6H6024H1 |  | 4PX*CU36AC3 | 13 | 16 | 9 | Yes | Yes | 2015-05-13 |  | 2
FALSE | 4A6H6030H1 | 3333 | 7562142 | TRANE | 4TWR6030H1 | HP | Split System: Heat Pump with Remote Outdoor Unit-Air-Source | 4A6H6030H1 |  | 4PX*BU36AC3 | 13 | 16 | 9 | Yes | Yes | 2015-05-13 |  | 2
FALSE | 4A6H6030H1 | 3333 | 7562157 | TRANE | 4TWR6030H1 | HP | Split System: Heat Pump with Remote Outdoor Unit-Air-Source | 4A6H6030H1 |  | 4PX*CU36AC3 | 13 | 16 | 9 | Yes | Yes | 2015-05-13 |  | 2
FALSE | 4A6H6036H1 | 3334 | 7562521 | TRANE | 4TWR6036H1 | HP | Split System: Heat Pump with Remote Outdoor Unit-Air-Source | 4A6H6036H1 |  | 4PX*BU42AC3 | 13 | 16 | 9.5 | Yes | Yes | 2015-05-13 |  | 2
FALSE | 4A6H6036H1 | 3334 | 7562519 | TRANE | 4TWR6036H1 | HP | Split System: Heat Pump with Remote Outdoor Unit-Air-Source | 4A6H6036H1 |  | 4PX*BU42AC3 | 13 | 16 | 9.6 | Yes | Yes | 2015-05-13 |  | 2
FALSE | 4A6H6024H1 | 3332 | 7561974 | TRANE | 4TWR6024H1 | HP | Split System: Heat Pump with Remote Outdoor Unit-Air-Source | 4A6H6024H1 |  | 4PX*BD36AC3 | 13 | 16 | 9 | Yes | Yes | 2015-05-13 |  | 2
FALSE | 4A6H6024H1 | 3332 | 7561975 | TRANE | 4TWR6024H1 | HP | Split System: Heat Pump with Remote Outdoor Unit-Air-Source | 4A6H6024H1 |  | 4PX*BD36AC3 | 13 | 16 | 9 | Yes | Yes | 2015-05-13 |  | 2
FALSE | 4A6H6036H1 | 3334 | 7566006 | TRANE | 4TWR6036H1 | HP | Split System: Heat Pump with Remote Outdoor Unit-Air-Source | 4A6H6036H1 |  | 4PX*BD48AC3+HORIZ-RT | 12.5 | 15.5 | 9 | Yes | Yes | 2015-05-13 |  | 1
FALSE | 4A6H6036H1 | 3334 | 7566000 | TRANE | 4TWR6036H1 | HP | Split System: Heat Pump with Remote Outdoor Unit-Air-Source | 4A6H6036H1 |  | 4PX*BD48AC3+HORIZ-RT | 12.5 | 15.5 | 9 | Yes | Yes | 2015-05-13 |  | 1
FALSE | 4A6H6036H1 | 3334 | 7562561 | TRANE | 4TWR6036H1 | HP | Split System: Heat Pump with Remote Outdoor Unit-Air-Source | 4A6H6036H1 |  | 4PX*CD36AC3 | 12.5 | 15.5 | 8.5 | Yes | Yes | 2015-05-13 |  | 1
FALSE | 4A6H6036H1 | 3334 | 7562580 | TRANE | 4TWR6036H1 | HP | Split System: Heat Pump with Remote Outdoor Unit-Air-Source | 4A6H6036H1 |  | 4PX*CD36AC3 | 12.5 | 15.5 | 8.5 | Yes | Yes | 2015-05-13 |  | 1
FALSE | 4A6H6036H1 | 3334 | 7562564 | TRANE | 4TWR6036H1 | HP | Split System: Heat Pump with Remote Outdoor Unit-Air-Source | 4A6H6036H1 |  | 4PX*CD36AC3 | 12.5 | 15.5 | 8.5 | Yes | Yes | 2015-05-13 |  | 1
FALSE | 4A6H6036H1 | 3334 | 7562566 | TRANE | 4TWR6036H1 | HP | Split System: Heat Pump with Remote Outdoor Unit-Air-Source | 4A6H6036H1 |  | 4PX*CD36AC3 | 12.5 | 15.5 | 8.5 | Yes | Yes | 2015-05-13 |  | 1
FALSE | 4A6H6048H1 | 3336 | 7563339 | TRANE | 4TWR6048H1 | HP | Split System: Heat Pump with Remote Outdoor Unit-Air-Source | 4A6H6048H1 |  | 4PX*CD42AC3 | 12.5 | 15.5 | 8.2 | Yes | Yes | 2015-05-13 |  | Below V5.0 Req.
FALSE | 4A6H6048H1 | 3336 | 7563406 | TRANE | 4TWR6048H1 | HP | Split System: Heat Pump with Remote Outdoor Unit-Air-Source | 4A6H6048H1 |  | 4PX*DD60AC3 | 13 | 16 | 9 | Yes | Yes | 2015-05-13 |  | 2
FALSE | 4A6H6036H1 | 3334 | 7562478 | TRANE | 4TWR6036H1 | HP | Split System: Heat Pump with Remote Outdoor Unit-Air-Source | 4A6H6036H1 |  | 4PX*BD48AC3 | 12.5 | 15.5 | 9 | Yes | Yes | 2015-05-13 |  | 1
FALSE | 4A6H6036H1 | 3334 | 7562480 | TRANE | 4TWR6036H1 | HP | Split System: Heat Pump with Remote Outdoor Unit-Air-Source | 4A6H6036H1 |  | 4PX*BD48AC3 | 12.5 | 15.5 | 9 | Yes | Yes | 2015-05-13 |  | 1
FALSE | 4A6H6036H1 | 3334 | 7562481 | TRANE | 4TWR6036H1 | HP | Split System: Heat Pump with Remote Outdoor Unit-Air-Source | 4A6H6036H1 |  | 4PX*BD48AC3 | 12.5 | 15.5 | 9 | Yes | Yes | 2015-05-13 |  | 1
FALSE | 4A6H6036H1 | 3334 | 7565978 | TRANE | 4TWR6036H1 | HP | Split System: Heat Pump with Remote Outdoor Unit-Air-Source | 4A6H6036H1 |  | 4PX*BD42AC3+HORIZ-RT | 12.5 | 15.5 | 8.5 | Yes | Yes | 2015-05-13 |  | 1
FALSE | 4A6H6036H1 | 3334 | 7565993 | TRANE | 4TWR6036H1 | HP | Split System: Heat Pump with Remote Outdoor Unit-Air-Source | 4A6H6036H1 |  | 4PX*BD42AC3+HORIZ-RT | 12.5 | 15.5 | 8.5 | Yes | Yes | 2015-05-13 |  | 1
FALSE | 4A6H6036H1 | 3334 | 7565986 | TRANE | 4TWR6036H1 | HP | Split System: Heat Pump with Remote Outdoor Unit-Air-Source | 4A6H6036H1 |  | 4PX*BD42AC3+HORIZ-RT | 12.5 | 15.5 | 8.5 | Yes | Yes | 2015-05-13 |  | 1
FALSE | 4A6H6048H1 | 3336 | 7563427 | TRANE | 4TWR6048H1 | HP | Split System: Heat Pump with Remote Outdoor Unit-Air-Source | 4A6H6048H1 |  | 4PX*DU48AC3 | 13 | 16 | 9 | Yes | Yes | 2015-05-13 |  | 2
FALSE | 4A6H6048H1 | 3336 | 7563409 | TRANE | 4TWR6048H1 | HP | Split System: Heat Pump with Remote Outdoor Unit-Air-Source | 4A6H6048H1 |  | 4PX*DD60AC3 | 13 | 16 | 9 | Yes | Yes | 2015-05-13 |  | 2
FALSE | 4A6H6036H1 | 3334 | 7562544 | TRANE | 4TWR6036H1 | HP | Split System: Heat Pump with Remote Outdoor Unit-Air-Source | 4A6H6036H1 |  | 4PX*BU48AC3 | 13 | 16 | 9.6 | Yes | Yes | 2015-05-13 |  | 2
FALSE | 4A6H6036H1 | 3334 | 7562547 | TRANE | 4TWR6036H1 | HP | Split System: Heat Pump with Remote Outdoor Unit-Air-Source | 4A6H6036H1 |  | 4PX*BU48AC3 | 13 | 16 | 9 | Yes | Yes | 2015-05-13 |  | 2
FALSE | 4A6H6036H1 | 3334 | 7562524 | TRANE | 4TWR6036H1 | HP | Split System: Heat Pump with Remote Outdoor Unit-Air-Source | 4A6H6036H1 |  | 4PX*BU42AC3 | 13 | 16 | 9.5 | Yes | Yes | 2015-05-13 |  | 2
FALSE | 4A6H6036H1 | 3334 | 7566062 | TRANE | 4TWR6036H1 | HP | Split System: Heat Pump with Remote Outdoor Unit-Air-Source | 4A6H6036H1 |  | 4PX*CD42AC3+HORIZ-RT | 13 | 16 | 8.5 | Yes | Yes | 2015-05-13 |  | 1
FALSE | 4A6H6036H1 | 3334 | 7566063 | TRANE | 4TWR6036H1 | HP | Split System: Heat Pump with Remote Outdoor Unit-Air-Source | 4A6H6036H1 |  | 4PX*CD42AC3+HORIZ-RT | 12.5 | 15.5 | 8.5 | Yes | Yes | 2015-05-13 |  | 1
FALSE | 4A6H6036H1 | 3334 | 7566064 | TRANE | 4TWR6036H1 | HP | Split System: Heat Pump with Remote Outdoor Unit-Air-Source | 4A6H6036H1 |  | 4PX*CD42AC3+HORIZ-RT | 12.5 | 15.5 | 8.5 | Yes | Yes | 2015-05-13 |  | 1
FALSE | 4A6H6036H1 | 3334 | 7562705 | TRANE | 4TWR6036H1 | HP | Split System: Heat Pump with Remote Outdoor Unit-Air-Source | 4A6H6036H1 |  | 4PX*CU42AC3 | 12.5 | 15.5 | 9 | Yes | Yes | 2015-05-13 |  | 1
FALSE | 4A6H6036H1 | 3334 | 7562676 | TRANE | 4TWR6036H1 | HP | Split System: Heat Pump with Remote Outdoor Unit-Air-Source | 4A6H6036H1 |  | 4PX*CU42AC3 | 12.5 | 15.5 | 9 | Yes | Yes | 2015-05-13 |  | 1
FALSE | 4A6H6036H1 | 3334 | 7566087 | TRANE | 4TWR6036H1 | HP | Split System: Heat Pump with Remote Outdoor Unit-Air-Source | 4A6H6036H1 |  | 4PX*CD48AC3+HORIZ-RT | 12.5 | 15.5 | 9 | Yes | Yes | 2015-05-13 |  | 1
FALSE | 4A6H6036H1 | 3334 | 7566088 | TRANE | 4TWR6036H1 | HP | Split System: Heat Pump with Remote Outdoor Unit-Air-Source | 4A6H6036H1 |  | 4PX*CD48AC3+HORIZ-RT | 12.5 | 15.5 | 9 | Yes | Yes | 2015-05-13 |  | 1
FALSE | 4A6H6036H1 | 3334 | 7566111 | TRANE | 4TWR6036H1 | HP | Split System: Heat Pump with Remote Outdoor Unit-Air-Source | 4A6H6036H1 |  | 4PX*DD48AC3+HORIZ-RT | 13 | 16 | 9 | Yes | Yes | 2015-05-13 |  | 2
FALSE | 4A6H6036H1 | 3334 | 7562617 | TRANE | 4TWR6036H1 | HP | Split System: Heat Pump with Remote Outdoor Unit-Air-Source | 4A6H6036H1 |  | 4PX*CD48AC3 | 13 | 16 | 9 | Yes | Yes | 2015-05-13 |  | 2
FALSE | 4A6H6036H1 | 3334 | 7566077 | TRANE | 4TWR6036H1 | HP | Split System: Heat Pump with Remote Outdoor Unit-Air-Source | 4A6H6036H1 |  | 4PX*CD48AC3+HORIZ-RT | 13 | 16 | 9 | Yes | Yes | 2015-05-13 |  | 2
FALSE | 4A6H6036H1 | 3334 | 7566078 | TRANE | 4TWR6036H1 | HP | Split System: Heat Pump with Remote Outdoor Unit-Air-Source | 4A6H6036H1 |  | 4PX*CD48AC3+HORIZ-RT | 13 | 16 | 9 | Yes | Yes | 2015-05-13 |  | 2
FALSE | 4A6H6036H1 | 3334 | 7566079 | TRANE | 4TWR6036H1 | HP | Split System: Heat Pump with Remote Outdoor Unit-Air-Source | 4A6H6036H1 |  | 4PX*CD48AC3+HORIZ-RT | 13 | 16 | 9 | Yes | Yes | 2015-05-13 |  | 2
FALSE | 4A6H6036H1 | 3334 | 7566080 | TRANE | 4TWR6036H1 | HP | Split System: Heat Pump with Remote Outdoor Unit-Air-Source | 4A6H6036H1 |  | 4PX*CD48AC3+HORIZ-RT | 13 | 16 | 9 | Yes | Yes | 2015-05-13 |  | 2
FALSE | 4A6H6036H1 | 3334 | 7566081 | TRANE | 4TWR6036H1 | HP | Split System: Heat Pump with Remote Outdoor Unit-Air-Source | 4A6H6036H1 |  | 4PX*CD48AC3+HORIZ-RT | 13 | 16 | 9 | Yes | Yes | 2015-05-13 |  | 2
FALSE | 4A6H6036H1 | 3334 | 7566082 | TRANE | 4TWR6036H1 | HP | Split System: Heat Pump with Remote Outdoor Unit-Air-Source | 4A6H6036H1 |  | 4PX*CD48AC3+HORIZ-RT | 13 | 16 | 9 | Yes | Yes | 2015-05-13 |  | 2
FALSE | 4A6H6036H1 | 3334 | 7566083 | TRANE | 4TWR6036H1 | HP | Split System: Heat Pump with Remote Outdoor Unit-Air-Source | 4A6H6036H1 |  | 4PX*CD48AC3+HORIZ-RT | 13 | 16 | 9 | Yes | Yes | 2015-05-13 |  | 2
FALSE | 4A6H6036H1 | 3334 | 7566084 | TRANE | 4TWR6036H1 | HP | Split System: Heat Pump with Remote Outdoor Unit-Air-Source | 4A6H6036H1 |  | 4PX*CD48AC3+HORIZ-RT | 13 | 16 | 9 | Yes | Yes | 2015-05-13 |  | 2
FALSE | 4A6H6036H1 | 3334 | 7562672 | TRANE | 4TWR6036H1 | HP | Split System: Heat Pump with Remote Outdoor Unit-Air-Source | 4A6H6036H1 |  | 4PX*CU42AC3 | 13 | 16 | 9.5 | Yes | Yes | 2015-05-13 |  | 2
FALSE | 4A6H6060H1 | 3337 | 7566213 | TRANE | 4TWR6060H1 | HP | Split System: Heat Pump with Remote Outdoor Unit-Air-Source | 4A6H6060H1 |  | 4PX*CD60AC3+HORIZ-RT | 12 | 14.5 | 8.5 | Yes | Yes | 2015-05-13 |  | 0
FALSE | 4A6H6036H1 | 3334 | 7562443 | TRANE | 4TWR6036H1 | HP | Split System: Heat Pump with Remote Outdoor Unit-Air-Source | 4A6H6036H1 |  | 4PX*BD36AC3 | 12.5 | 15.5 | 8.5 | Yes | Yes | 2015-05-13 |  | 1
FALSE | 4A6H6036H1 | 3334 | 7562454 | TRANE | 4TWR6036H1 | HP | Split System: Heat Pump with Remote Outdoor Unit-Air-Source | 4A6H6036H1 |  | 4PX*BD36AC3 | 12.5 | 15.5 | 8.5 | Yes | Yes | 2015-05-13 |  | 1
FALSE | 4A6H6036H1 | 3334 | 7562444 | TRANE | 4TWR6036H1 | HP | Split System: Heat Pump with Remote Outdoor Unit-Air-Source | 4A6H6036H1 |  | 4PX*BD36AC3 | 12.5 | 15.5 | 8.5 | Yes | Yes | 2015-05-13 |  | 1
FALSE | 4A6H6036H1 | 3334 | 7565997 | TRANE | 4TWR6036H1 | HP | Split System: Heat Pump with Remote Outdoor Unit-Air-Source | 4A6H6036H1 |  | 4PX*BD48AC3+HORIZ-RT | 13 | 16 | 9 | Yes | Yes | 2015-05-13 |  | 2
FALSE | 4A6H6024H1 | 3332 | 7561976 | TRANE | 4TWR6024H1 | HP | Split System: Heat Pump with Remote Outdoor Unit-Air-Source | 4A6H6024H1 |  | 4PX*BD36AC3 | 13 | 16 | 9 | Yes | Yes | 2015-05-13 |  | 2
FALSE | 4A6H6024H1 | 3332 | 7561977 | TRANE | 4TWR6024H1 | HP | Split System: Heat Pump with Remote Outdoor Unit-Air-Source | 4A6H6024H1 |  | 4PX*BD36AC3 | 13 | 16 | 9 | Yes | Yes | 2015-05-13 |  | 2
FALSE | 4A6H6024H1 | 3332 | 7561978 | TRANE | 4TWR6024H1 | HP | Split System: Heat Pump with Remote Outdoor Unit-Air-Source | 4A6H6024H1 |  | 4PX*BD36AC3 | 13 | 16 | 8.5 | Yes | Yes | 2015-05-13 |  | 1
FALSE | 4A6H6024H1 | 3332 | 7561986 | TRANE | 4TWR6024H1 | HP | Split System: Heat Pump with Remote Outdoor Unit-Air-Source | 4A6H6024H1 |  | 4PX*BU36AC3 | 13 | 16 | 8.5 | Yes | Yes | 2015-05-13 |  | 1
FALSE | 4A6H6024H1 | 3332 | 7565938 | TRANE | 4TWR6024H1 | HP | Split System: Heat Pump with Remote Outdoor Unit-Air-Source | 4A6H6024H1 |  | 4PX*BD36AC3+HORIZ-RT | 13 | 16 | 8.5 | Yes | Yes | 2015-05-13 |  | 1
FALSE | 4A6H6024H1 | 3332 | 7565937 | TRANE | 4TWR6024H1 | HP | Split System: Heat Pump with Remote Outdoor Unit-Air-Source | 4A6H6024H1 |  | 4PX*BD36AC3+HORIZ-RT | 13 | 16 | 8.5 | Yes | Yes | 2015-05-13 |  | 1
FALSE | 4A6H6024H1 | 3332 | 7565936 | TRANE | 4TWR6024H1 | HP | Split System: Heat Pump with Remote Outdoor Unit-Air-Source | 4A6H6024H1 |  | 4PX*BD36AC3+HORIZ-RT | 13 | 16 | 9 | Yes | Yes | 2015-05-13 |  | 2
FALSE | 4A6H6024H1 | 3332 | 7565935 | TRANE | 4TWR6024H1 | HP | Split System: Heat Pump with Remote Outdoor Unit-Air-Source | 4A6H6024H1 |  | 4PX*BD36AC3+HORIZ-RT | 13 | 16 | 8.5 | Yes | Yes | 2015-05-13 |  | 1
FALSE | 4A6H6024H1 | 3332 | 7565934 | TRANE | 4TWR6024H1 | HP | Split System: Heat Pump with Remote Outdoor Unit-Air-Source | 4A6H6024H1 |  | 4PX*BD36AC3+HORIZ-RT | 13 | 16 | 9 | Yes | Yes | 2015-05-13 |  | 2
FALSE | 4A6H6024H1 | 3332 | 7561979 | TRANE | 4TWR6024H1 | HP | Split System: Heat Pump with Remote Outdoor Unit-Air-Source | 4A6H6024H1 |  | 4PX*BU30AC3 | 13 | 16 | 8.5 | Yes | Yes | 2015-05-13 |  | 1
FALSE | 4A6H6024H1 | 3332 | 7561983 | TRANE | 4TWR6024H1 | HP | Split System: Heat Pump with Remote Outdoor Unit-Air-Source | 4A6H6024H1 |  | 4PX*BU36AC3 | 13 | 16 | 9 | Yes | Yes | 2015-05-13 |  | 2
FALSE | 4A6H6024H1 | 3332 | 7561981 | TRANE | 4TWR6024H1 | HP | Split System: Heat Pump with Remote Outdoor Unit-Air-Source | 4A6H6024H1 |  | 4PX*BU36AC3 | 13 | 16 | 9 | Yes | Yes | 2015-05-13 |  | 2
FALSE | 4A6H6036H1 | 3334 | 7562475 | TRANE | 4TWR6036H1 | HP | Split System: Heat Pump with Remote Outdoor Unit-Air-Source | 4A6H6036H1 |  | 4PX*BD48AC3 | 13 | 16 | 9 | Yes | Yes | 2015-05-13 |  | 2
FALSE | 4A6H6036H1 | 3334 | 7566112 | TRANE | 4TWR6036H1 | HP | Split System: Heat Pump with Remote Outdoor Unit-Air-Source | 4A6H6036H1 |  | 4PX*DD48AC3+HORIZ-RT | 13 | 16 | 9 | Yes | Yes | 2015-05-13 |  | 2
FALSE | 4A6H6036H1 | 3334 | 7566113 | TRANE | 4TWR6036H1 | HP | Split System: Heat Pump with Remote Outdoor Unit-Air-Source | 4A6H6036H1 |  | 4PX*DD48AC3+HORIZ-RT | 13 | 16 | 9 | Yes | Yes | 2015-05-13 |  | 2
FALSE | 4A6H6042H1 | 3335 | 7563042 | TRANE | 4TWR6042H1 | HP | Split System: Heat Pump with Remote Outdoor Unit-Air-Source | 4A6H6042H1 |  | 4PX*CU36AC3 | 12.5 | 15.5 | 9 | Yes | Yes | 2015-05-13 |  | 1
FALSE | 4A6H6042H1 | 3335 | 7566137 | TRANE | 4TWR6042H1 | HP | Split System: Heat Pump with Remote Outdoor Unit-Air-Source | 4A6H6042H1 |  | 4PX*CD60AC3+HORIZ-RT | 13 | 16 | 9 | Yes | Yes | 2015-05-13 |  | 2
FALSE | 4A6H6042H1 | 3335 | 7566138 | TRANE | 4TWR6042H1 | HP | Split System: Heat Pump with Remote Outdoor Unit-Air-Source | 4A6H6042H1 |  | 4PX*CD60AC3+HORIZ-RT | 13 | 16 | 9 | Yes | Yes | 2015-05-13 |  | 2
FALSE | 4A6H6042H1 | 3335 | 7563008 | TRANE | 4TWR6042H1 | HP | Split System: Heat Pump with Remote Outdoor Unit-Air-Source | 4A6H6042H1 |  | 4PX*CD42AC3 | 13 | 16 | 8.5 | Yes | Yes | 2015-05-13 |  | 1
FALSE | 4A6H6042H1 | 3335 | 7566125 | TRANE | 4TWR6042H1 | HP | Split System: Heat Pump with Remote Outdoor Unit-Air-Source | 4A6H6042H1 |  | 4PX*CD42AC3+HORIZ-RT | 13 | 16 | 8.5 | Yes | Yes | 2015-05-13 |  | 1
FALSE | 4A6H6042H1 | 3335 | 7566124 | TRANE | 4TWR6042H1 | HP | Split System: Heat Pump with Remote Outdoor Unit-Air-Source | 4A6H6042H1 |  | 4PX*CD42AC3+HORIZ-RT | 13 | 16 | 8.5 | Yes | Yes | 2015-05-13 |  | 1
FALSE | 4A6H6042H1 | 3335 | 7566123 | TRANE | 4TWR6042H1 | HP | Split System: Heat Pump with Remote Outdoor Unit-Air-Source | 4A6H6042H1 |  | 4PX*CD42AC3+HORIZ-RT | 13 | 16 | 8.5 | Yes | Yes | 2015-05-13 |  | 1
FALSE | 4A6H6042H1 | 3335 | 7566127 | TRANE | 4TWR6042H1 | HP | Split System: Heat Pump with Remote Outdoor Unit-Air-Source | 4A6H6042H1 |  | 4PX*CD42AC3+HORIZ-RT | 13 | 16 | 8.5 | Yes | Yes | 2015-05-13 |  | 1
FALSE | 4A6H6042H1 | 3335 | 7563073 | TRANE | 4TWR6042H1 | HP | Split System: Heat Pump with Remote Outdoor Unit-Air-Source | 4A6H6042H1 |  | 4PX*CU48AC3 | 13 | 16 | 9.5 | Yes | Yes | 2015-05-13 |  | 2
FALSE | 4A6H6042H1 | 3335 | 7563074 | TRANE | 4TWR6042H1 | HP | Split System: Heat Pump with Remote Outdoor Unit-Air-Source | 4A6H6042H1 |  | 4PX*CU48AC3 | 13 | 16 | 9.5 | Yes | Yes | 2015-05-13 |  | 2
FALSE | 4A6H6042H1 | 3335 | 7563075 | TRANE | 4TWR6042H1 | HP | Split System: Heat Pump with Remote Outdoor Unit-Air-Source | 4A6H6042H1 |  | 4PX*CU48AC3 | 13 | 16 | 9 | Yes | Yes | 2015-05-13 |  | 2
FALSE | 4A6H6042H1 | 3335 | 7563078 | TRANE | 4TWR6042H1 | HP | Split System: Heat Pump with Remote Outdoor Unit-Air-Source | 4A6H6042H1 |  | 4PX*CU48AC3 | 13 | 16 | 9 | Yes | Yes | 2015-05-13 |  | 2
FALSE | 4A6H6042H1 | 3335 | 7563079 | TRANE | 4TWR6042H1 | HP | Split System: Heat Pump with Remote Outdoor Unit-Air-Source | 4A6H6042H1 |  | 4PX*CU48AC3 | 13 | 16 | 9.5 | Yes | Yes | 2015-05-13 |  | 2
FALSE | 4A6H6042H1 | 3335 | 7563080 | TRANE | 4TWR6042H1 | HP | Split System: Heat Pump with Remote Outdoor Unit-Air-Source | 4A6H6042H1 |  | 4PX*CU48AC3 | 13 | 16 | 9.5 | Yes | Yes | 2015-05-13 |  | 2
FALSE | 4A6H6042H1 | 3335 | 7563082 | TRANE | 4TWR6042H1 | HP | Split System: Heat Pump with Remote Outdoor Unit-Air-Source | 4A6H6042H1 |  | 4PX*CU48AC3 | 13 | 16 | 9.5 | Yes | Yes | 2015-05-13 |  | 2
FALSE | 4A6H6042H1 | 3335 | 7563083 | TRANE | 4TWR6042H1 | HP | Split System: Heat Pump with Remote Outdoor Unit-Air-Source | 4A6H6042H1 |  | 4PX*CU48AC3 | 12.5 | 15.5 | 9 | Yes | Yes | 2015-05-13 |  | 1
FALSE | 4A6H6042H1 | 3335 | 7563084 | TRANE | 4TWR6042H1 | HP | Split System: Heat Pump with Remote Outdoor Unit-Air-Source | 4A6H6042H1 |  | 4PX*CU48AC3 | 12.5 | 15.5 | 9 | Yes | Yes | 2015-05-13 |  | 1
FALSE | 4A6H6036H1 | 3334 | 7566090 | TRANE | 4TWR6036H1 | HP | Split System: Heat Pump with Remote Outdoor Unit-Air-Source | 4A6H6036H1 |  | 4PX*CD48AC3+HORIZ-RT | 12.5 | 15.5 | 9 | Yes | Yes | 2015-05-13 |  | 1
FALSE | 4A6H6036H1 | 3334 | 7566091 | TRANE | 4TWR6036H1 | HP | Split System: Heat Pump with Remote Outdoor Unit-Air-Source | 4A6H6036H1 |  | 4PX*CD48AC3+HORIZ-RT | 12.5 | 15.5 | 9 | Yes | Yes | 2015-05-13 |  | 1
FALSE | 4A6H6036H1 | 3334 | 7566092 | TRANE | 4TWR6036H1 | HP | Split System: Heat Pump with Remote Outdoor Unit-Air-Source | 4A6H6036H1 |  | 4PX*CD48AC3+HORIZ-RT | 12.5 | 15.5 | 9 | Yes | Yes | 2015-05-13 |  | 1
FALSE | 4A6H6036H1 | 3334 | 7566094 | TRANE | 4TWR6036H1 | HP | Split System: Heat Pump with Remote Outdoor Unit-Air-Source | 4A6H6036H1 |  | 4PX*CD48AC3+HORIZ-RT | 13 | 16 | 9 | Yes | Yes | 2015-05-13 |  | 2
FALSE | 4A6H6036H1 | 3334 | 7566095 | TRANE | 4TWR6036H1 | HP | Split System: Heat Pump with Remote Outdoor Unit-Air-Source | 4A6H6036H1 |  | 4PX*CD48AC3+HORIZ-RT | 13 | 16 | 9 | Yes | Yes | 2015-05-13 |  | 2
FALSE | 4A6H6036H1 | 3334 | 7562616 | TRANE | 4TWR6036H1 | HP | Split System: Heat Pump with Remote Outdoor Unit-Air-Source | 4A6H6036H1 |  | 4PX*CD48AC3 | 13 | 16 | 9 | Yes | Yes | 2015-05-13 |  | 2
FALSE | 4A6H6036H1 | 3334 | 7566096 | TRANE | 4TWR6036H1 | HP | Split System: Heat Pump with Remote Outdoor Unit-Air-Source | 4A6H6036H1 |  | 4PX*CD48AC3+HORIZ-RT | 13 | 16 | 9 | Yes | Yes | 2015-05-13 |  | 2
FALSE | 4A6H6036H1 | 3334 | 7566097 | TRANE | 4TWR6036H1 | HP | Split System: Heat Pump with Remote Outdoor Unit-Air-Source | 4A6H6036H1 |  | 4PX*CD48AC3+HORIZ-RT | 13 | 16 | 9 | Yes | Yes | 2015-05-13 |  | 2
FALSE | 4A6H6036H1 | 3334 | 7566098 | TRANE | 4TWR6036H1 | HP | Split System: Heat Pump with Remote Outdoor Unit-Air-Source | 4A6H6036H1 |  | 4PX*CD48AC3+HORIZ-RT | 13 | 16 | 9 | Yes | Yes | 2015-05-13 |  | 2
FALSE | 4A6H6036H1 | 3334 | 7566099 | TRANE | 4TWR6036H1 | HP | Split System: Heat Pump with Remote Outdoor Unit-Air-Source | 4A6H6036H1 |  | 4PX*CD48AC3+HORIZ-RT | 13 | 16 | 9 | Yes | Yes | 2015-05-13 |  | 2
FALSE | 4A6H6036H1 | 3334 | 7562783 | TRANE | 4TWR6036H1 | HP | Split System: Heat Pump with Remote Outdoor Unit-Air-Source | 4A6H6036H1 |  | 4PX*DU48AC3 | 13 | 16 | 9.5 | Yes | Yes | 2015-05-13 |  | 2
FALSE | 4A6H6036H1 | 3334 | 7562784 | TRANE | 4TWR6036H1 | HP | Split System: Heat Pump with Remote Outdoor Unit-Air-Source | 4A6H6036H1 |  | 4PX*DU48AC3 | 13 | 16 | 9.6 | Yes | Yes | 2015-05-13 |  | 2
FALSE | 4A6H6036H1 | 3334 | 7562707 | TRANE | 4TWR6036H1 | HP | Split System: Heat Pump with Remote Outdoor Unit-Air-Source | 4A6H6036H1 |  | 4PX*CU48AC3 | 12.5 | 15.5 | 9.5 | Yes | Yes | 2015-05-13 |  | 1
FALSE | 4A6H6042H1 | 3335 | 7563014 | TRANE | 4TWR6042H1 | HP | Split System: Heat Pump with Remote Outdoor Unit-Air-Source | 4A6H6042H1 |  | 4PX*CD42AC3 | 13 | 16 | 8.5 | Yes | Yes | 2015-05-13 |  | 1
FALSE | 4A6H6042H1 | 3335 | 7563067 | TRANE | 4TWR6042H1 | HP | Split System: Heat Pump with Remote Outdoor Unit-Air-Source | 4A6H6042H1 |  | 4PX*CU42AC3 | 13 | 16 | 9 | Yes | Yes | 2015-05-13 |  | 2
FALSE | 4A6H6042H1 | 3335 | 7563010 | TRANE | 4TWR6042H1 | HP | Split System: Heat Pump with Remote Outdoor Unit-Air-Source | 4A6H6042H1 |  | 4PX*CD42AC3 | 13 | 16 | 8.5 | Yes | Yes | 2015-05-13 |  | 1
FALSE | 4A6H6042H1 | 3335 | 7566136 | TRANE | 4TWR6042H1 | HP | Split System: Heat Pump with Remote Outdoor Unit-Air-Source | 4A6H6042H1 |  | 4PX*CD60AC3+HORIZ-RT | 13 | 16 | 9 | Yes | Yes | 2015-05-13 |  | 2
FALSE | 4A6H6042H1 | 3335 | 7566135 | TRANE | 4TWR6042H1 | HP | Split System: Heat Pump with Remote Outdoor Unit-Air-Source | 4A6H6042H1 |  | 4PX*CD60AC3+HORIZ-RT | 13 | 16 | 9 | Yes | Yes | 2015-05-13 |  | 2
FALSE | 4A6H6042H1 | 3335 | 7566133 | TRANE | 4TWR6042H1 | HP | Split System: Heat Pump with Remote Outdoor Unit-Air-Source | 4A6H6042H1 |  | 4PX*CD60AC3+HORIZ-RT | 13 | 16 | 9 | Yes | Yes | 2015-05-13 |  | 2
FALSE | 4A6H6042H1 | 3335 | 7566132 | TRANE | 4TWR6042H1 | HP | Split System: Heat Pump with Remote Outdoor Unit-Air-Source | 4A6H6042H1 |  | 4PX*CD60AC3+HORIZ-RT | 13 | 16 | 9 | Yes | Yes | 2015-05-13 |  | 2
FALSE | 4A6H6042H1 | 3335 | 7566131 | TRANE | 4TWR6042H1 | HP | Split System: Heat Pump with Remote Outdoor Unit-Air-Source | 4A6H6042H1 |  | 4PX*CD60AC3+HORIZ-RT | 13 | 16 | 9 | Yes | Yes | 2015-05-13 |  | 2
FALSE | 4A6H6042H1 | 3335 | 7566130 | TRANE | 4TWR6042H1 | HP | Split System: Heat Pump with Remote Outdoor Unit-Air-Source | 4A6H6042H1 |  | 4PX*CD60AC3+HORIZ-RT | 13 | 16 | 9 | Yes | Yes | 2015-05-13 |  | 2
FALSE | 4A6H6042H1 | 3335 | 7566129 | TRANE | 4TWR6042H1 | HP | Split System: Heat Pump with Remote Outdoor Unit-Air-Source | 4A6H6042H1 |  | 4PX*CD60AC3+HORIZ-RT | 13 | 16 | 9 | Yes | Yes | 2015-05-13 |  | 2
FALSE | 4A6H6042H1 | 3335 | 7563020 | TRANE | 4TWR6042H1 | HP | Split System: Heat Pump with Remote Outdoor Unit-Air-Source | 4A6H6042H1 |  | 4PX*CD60AC3 | 13 | 16 | 9 | Yes | Yes | 2015-05-13 |  | 2
FALSE | 4A6H6042H1 | 3335 | 7563085 | TRANE | 4TWR6042H1 | HP | Split System: Heat Pump with Remote Outdoor Unit-Air-Source | 4A6H6042H1 |  | 4PX*CU48AC3 | 13 | 16 | 9 | Yes | Yes | 2015-05-13 |  | 2
FALSE | 4A6H6042H1 | 3335 | 7563100 | TRANE | 4TWR6042H1 | HP | Split System: Heat Pump with Remote Outdoor Unit-Air-Source | 4A6H6042H1 |  | 4PX*CU60AC3 | 13 | 16 | 9.6 | Yes | Yes | 2015-05-13 |  | 2
FALSE | 4A6H6042H1 | 3335 | 7563088 | TRANE | 4TWR6042H1 | HP | Split System: Heat Pump with Remote Outdoor Unit-Air-Source | 4A6H6042H1 |  | 4PX*CU60AC3 | 13 | 16 | 9.6 | Yes | Yes | 2015-05-13 |  | 2
FALSE | 4A6H6042H1 | 3335 | 7563096 | TRANE | 4TWR6042H1 | HP | Split System: Heat Pump with Remote Outdoor Unit-Air-Source | 4A6H6042H1 |  | 4PX*CU60AC3 | 13 | 16 | 9.6 | Yes | Yes | 2015-05-13 |  | 2
FALSE | 4A6H6042H1 | 3335 | 7563098 | TRANE | 4TWR6042H1 | HP | Split System: Heat Pump with Remote Outdoor Unit-Air-Source | 4A6H6042H1 |  | 4PX*CU60AC3 | 13 | 16 | 9.6 | Yes | Yes | 2015-05-13 |  | 2
FALSE | 4A6H6042H1 | 3335 | 7563099 | TRANE | 4TWR6042H1 | HP | Split System: Heat Pump with Remote Outdoor Unit-Air-Source | 4A6H6042H1 |  | 4PX*CU60AC3 | 13 | 16 | 9.5 | Yes | Yes | 2015-05-13 |  | 2
FALSE | 4A6H6024H1 | 3332 | 7562027 | TRANE | 4TWR6024H1 | HP | Split System: Heat Pump with Remote Outdoor Unit-Air-Source | 4A6H6024H1 |  | 4PX*CU36AC3 | 13 | 16 | 9 | Yes | Yes | 2015-05-13 |  | 2
FALSE | 4A6H6024H1 | 3332 | 7562026 | TRANE | 4TWR6024H1 | HP | Split System: Heat Pump with Remote Outdoor Unit-Air-Source | 4A6H6024H1 |  | 4PX*CU36AC3 | 12.5 | 15.5 | 9 | Yes | Yes | 2015-05-13 |  | 1
FALSE | 4A6H6024H1 | 3332 | 7562025 | TRANE | 4TWR6024H1 | HP | Split System: Heat Pump with Remote Outdoor Unit-Air-Source | 4A6H6024H1 |  | 4PX*CU36AC3 | 12.5 | 15.5 | 8.5 | Yes | Yes | 2015-05-13 |  | 1
FALSE | 4A6H6048H1 | 3336 | 7563382 | TRANE | 4TWR6048H1 | HP | Split System: Heat Pump with Remote Outdoor Unit-Air-Source | 4A6H6048H1 |  | 4PX*CU60AC3 | 13 | 16 | 9 | Yes | Yes | 2015-05-13 |  | 2
FALSE | 4A6H6048H1 | 3336 | 7563371 | TRANE | 4TWR6048H1 | HP | Split System: Heat Pump with Remote Outdoor Unit-Air-Source | 4A6H6048H1 |  | 4PX*CU48AC3 | 12.5 | 15.5 | 9 | Yes | Yes | 2015-05-13 |  | 1
FALSE | 4A6H6048H1 | 3336 | 7563372 | TRANE | 4TWR6048H1 | HP | Split System: Heat Pump with Remote Outdoor Unit-Air-Source | 4A6H6048H1 |  | 4PX*CU48AC3 | 12.5 | 15.5 | 9 | Yes | Yes | 2015-05-13 |  | 1
FALSE | 4A6H6048H1 | 3336 | 7563376 | TRANE | 4TWR6048H1 | HP | Split System: Heat Pump with Remote Outdoor Unit-Air-Source | 4A6H6048H1 |  | 4PX*CU48AC3 | 12.5 | 15.5 | 9 | Yes | Yes | 2015-05-13 |  | 1
FALSE | 4A6H6036H1 | 3334 | 7565965 | TRANE | 4TWR6036H1 | HP | Split System: Heat Pump with Remote Outdoor Unit-Air-Source | 4A6H6036H1 |  | 4PX*BD36AC3+HORIZ-RT | 12.5 | 15.5 | 8.5 | Yes | Yes | 2015-05-13 |  | 1
FALSE | 4A6H6030H1 | 3333 | 7562141 | TRANE | 4TWR6030H1 | HP | Split System: Heat Pump with Remote Outdoor Unit-Air-Source | 4A6H6030H1 |  | 4PX*BU36AC3 | 13 | 16 | 9 | Yes | Yes | 2015-05-13 |  | 2
FALSE | 4A6H6036H1 | 3334 | 7562569 | TRANE | 4TWR6036H1 | HP | Split System: Heat Pump with Remote Outdoor Unit-Air-Source | 4A6H6036H1 |  | 4PX*CD36AC3 | 12.5 | 15.5 | 8.5 | Yes | Yes | 2015-05-13 |  | 1
FALSE | 4A6H6036H1 | 3334 | 7562577 | TRANE | 4TWR6036H1 | HP | Split System: Heat Pump with Remote Outdoor Unit-Air-Source | 4A6H6036H1 |  | 4PX*CD36AC3 | 13 | 16 | 9 | Yes | Yes | 2015-05-13 |  | 2
FALSE | 4A6H6036H1 | 3334 | 7562572 | TRANE | 4TWR6036H1 | HP | Split System: Heat Pump with Remote Outdoor Unit-Air-Source | 4A6H6036H1 |  | 4PX*CD36AC3 | 12.5 | 15.25 | 8.5 | Yes | Yes | 2015-05-13 |  | 1
FALSE | 4A6H6036H1 | 3334 | 7562570 | TRANE | 4TWR6036H1 | HP | Split System: Heat Pump with Remote Outdoor Unit-Air-Source | 4A6H6036H1 |  | 4PX*CD36AC3 | 12.5 | 15.5 | 9 | Yes | Yes | 2015-05-13 |  | 1
FALSE | 4A6H6036H1 | 3334 | 7562514 | TRANE | 4TWR6036H1 | HP | Split System: Heat Pump with Remote Outdoor Unit-Air-Source | 4A6H6036H1 |  | 4PX*BU42AC3 | 12.5 | 15.5 | 9 | Yes | Yes | 2015-05-13 |  | 1
FALSE | 4A6H6036H1 | 3334 | 7562556 | TRANE | 4TWR6036H1 | HP | Split System: Heat Pump with Remote Outdoor Unit-Air-Source | 4A6H6036H1 |  | 4PX*BU48AC3 | 12.5 | 15.5 | 9 | Yes | Yes | 2015-05-13 |  | 1
FALSE | 4A6H6036H1 | 3334 | 7562557 | TRANE | 4TWR6036H1 | HP | Split System: Heat Pump with Remote Outdoor Unit-Air-Source | 4A6H6036H1 |  | 4PX*BU48AC3 | 12.5 | 15.5 | 9 | Yes | Yes | 2015-05-13 |  | 1
FALSE | 4A6H6036H1 | 3334 | 7562559 | TRANE | 4TWR6036H1 | HP | Split System: Heat Pump with Remote Outdoor Unit-Air-Source | 4A6H6036H1 |  | 4PX*BU48AC3 | 12.5 | 15.5 | 9 | Yes | Yes | 2015-05-13 |  | 1
FALSE | 4A6H6036H1 | 3334 | 7562540 | TRANE | 4TWR6036H1 | HP | Split System: Heat Pump with Remote Outdoor Unit-Air-Source | 4A6H6036H1 |  | 4PX*BU48AC3 | 12.5 | 15.5 | 9 | Yes | Yes | 2015-05-13 |  | 1
FALSE | 4A6H6036H1 | 3334 | 7562541 | TRANE | 4TWR6036H1 | HP | Split System: Heat Pump with Remote Outdoor Unit-Air-Source | 4A6H6036H1 |  | 4PX*BU48AC3 | 12.5 | 15.25 | 9 | Yes | Yes | 2015-05-13 |  | 1
FALSE | 4A6H6036H1 | 3334 | 7562542 | TRANE | 4TWR6036H1 | HP | Split System: Heat Pump with Remote Outdoor Unit-Air-Source | 4A6H6036H1 |  | 4PX*BU48AC3 | 13 | 16 | 9.5 | Yes | Yes | 2015-05-13 |  | 2
FALSE | 4A6H6036H1 | 3334 | 7562575 | TRANE | 4TWR6036H1 | HP | Split System: Heat Pump with Remote Outdoor Unit-Air-Source | 4A6H6036H1 |  | 4PX*CD36AC3 | 12.5 | 15.5 | 8.5 | Yes | Yes | 2015-05-13 |  | 1
FALSE | 4A6H6036H1 | 3334 | 7562536 | TRANE | 4TWR6036H1 | HP | Split System: Heat Pump with Remote Outdoor Unit-Air-Source | 4A6H6036H1 |  | 4PX*BU42AC3 | 13 | 16 | 9.5 | Yes | Yes | 2015-05-13 |  | 2
FALSE | 4A6H6036H1 | 3334 | 7566114 | TRANE | 4TWR6036H1 | HP | Split System: Heat Pump with Remote Outdoor Unit-Air-Source | 4A6H6036H1 |  | 4PX*DD48AC3+HORIZ-RT | 13 | 16 | 9 | Yes | Yes | 2015-05-13 |  | 2
FALSE | 4A6H6036H1 | 3334 | 7566115 | TRANE | 4TWR6036H1 | HP | Split System: Heat Pump with Remote Outdoor Unit-Air-Source | 4A6H6036H1 |  | 4PX*DD48AC3+HORIZ-RT | 13 | 16 | 9 | Yes | Yes | 2015-05-13 |  | 2
FALSE | 4A6H6036H1 | 3334 | 7566116 | TRANE | 4TWR6036H1 | HP | Split System: Heat Pump with Remote Outdoor Unit-Air-Source | 4A6H6036H1 |  | 4PX*DD48AC3+HORIZ-RT | 13 | 16 | 9 | Yes | Yes | 2015-05-13 |  | 2
FALSE | 4A6H6036H1 | 3334 | 7566117 | TRANE | 4TWR6036H1 | HP | Split System: Heat Pump with Remote Outdoor Unit-Air-Source | 4A6H6036H1 |  | 4PX*DD48AC3+HORIZ-RT | 13 | 16 | 9 | Yes | Yes | 2015-05-13 |  | 2
FALSE | 4A6H6036H1 | 3334 | 7562780 | TRANE | 4TWR6036H1 | HP | Split System: Heat Pump with Remote Outdoor Unit-Air-Source | 4A6H6036H1 |  | 4PX*DU48AC3 | 13 | 16 | 9.6 | Yes | Yes | 2015-05-13 |  | 2
FALSE | 4A6H6036H1 | 3334 | 7562782 | TRANE | 4TWR6036H1 | HP | Split System: Heat Pump with Remote Outdoor Unit-Air-Source | 4A6H6036H1 |  | 4PX*DU48AC3 | 13 | 16 | 9.6 | Yes | Yes | 2015-05-13 |  | 2
FALSE | 4A6H6036H1 | 3334 | 7562787 | TRANE | 4TWR6036H1 | HP | Split System: Heat Pump with Remote Outdoor Unit-Air-Source | 4A6H6036H1 |  | 4PX*DU48AC3 | 13 | 16 | 9.6 | Yes | Yes | 2015-05-13 |  | 2
FALSE | 4A6H6036H1 | 3334 | 7562599 | TRANE | 4TWR6036H1 | HP | Split System: Heat Pump with Remote Outdoor Unit-Air-Source | 4A6H6036H1 |  | 4PX*CD48AC3 | 13 | 16 | 9 | Yes | Yes | 2015-05-13 |  | 2
FALSE | 4A6H6048H1 | 3336 | 7563476 | TRANE | 4TWR6048H1 | HP | Split System: Heat Pump with Remote Outdoor Unit-Air-Source | 4A6H6048H1 |  | 4PX*DU60AC3 | 13 | 16 | 9 | Yes | Yes | 2015-05-13 |  | 2
FALSE | 4A6H6048H1 | 3336 | 7563477 | TRANE | 4TWR6048H1 | HP | Split System: Heat Pump with Remote Outdoor Unit-Air-Source | 4A6H6048H1 |  | 4PX*DU60AC3 | 12.5 | 15.5 | 9 | Yes | Yes | 2015-05-13 |  | 1
FALSE | 4A6H6048H1 | 3336 | 7563478 | TRANE | 4TWR6048H1 | HP | Split System: Heat Pump with Remote Outdoor Unit-Air-Source | 4A6H6048H1 |  | 4PX*DU60AC3 | 13 | 16 | 9 | Yes | Yes | 2015-05-13 |  | 2
FALSE | 4A6H6036H1 | 3334 | 7566100 | TRANE | 4TWR6036H1 | HP | Split System: Heat Pump with Remote Outdoor Unit-Air-Source | 4A6H6036H1 |  | 4PX*CD48AC3+HORIZ-RT | 13 | 16 | 9 | Yes | Yes | 2015-05-13 |  | 2
FALSE | 4A6H6036H1 | 3334 | 7566101 | TRANE | 4TWR6036H1 | HP | Split System: Heat Pump with Remote Outdoor Unit-Air-Source | 4A6H6036H1 |  | 4PX*CD48AC3+HORIZ-RT | 13 | 16 | 9 | Yes | Yes | 2015-05-13 |  | 2
FALSE | 4A6H6036H1 | 3334 | 7566102 | TRANE | 4TWR6036H1 | HP | Split System: Heat Pump with Remote Outdoor Unit-Air-Source | 4A6H6036H1 |  | 4PX*CD48AC3+HORIZ-RT | 13 | 16 | 9 | Yes | Yes | 2015-05-13 |  | 2
FALSE | 4A6H6036H1 | 3334 | 7562619 | TRANE | 4TWR6036H1 | HP | Split System: Heat Pump with Remote Outdoor Unit-Air-Source | 4A6H6036H1 |  | 4PX*CU36AC3 | 12.5 | 15.5 | 9 | Yes | Yes | 2015-05-13 |  | 1
FALSE | 4A6H6036H1 | 3334 | 7562623 | TRANE | 4TWR6036H1 | HP | Split System: Heat Pump with Remote Outdoor Unit-Air-Source | 4A6H6036H1 |  | 4PX*CU36AC3 | 12.5 | 15.5 | 9 | Yes | Yes | 2015-05-13 |  | 1
FALSE | 4A6H6036H1 | 3334 | 7562625 | TRANE | 4TWR6036H1 | HP | Split System: Heat Pump with Remote Outdoor Unit-Air-Source | 4A6H6036H1 |  | 4PX*CU36AC3 | 13 | 16 | 9 | Yes | Yes | 2015-05-13 |  | 2
FALSE | 4A6H6036H1 | 3334 | 7562629 | TRANE | 4TWR6036H1 | HP | Split System: Heat Pump with Remote Outdoor Unit-Air-Source | 4A6H6036H1 |  | 4PX*CU36AC3 | 12.5 | 15 | 9 | Yes | Yes | 2015-05-13 |  | 1
FALSE | 4A6H6036H1 | 3334 | 7562691 | TRANE | 4TWR6036H1 | HP | Split System: Heat Pump with Remote Outdoor Unit-Air-Source | 4A6H6036H1 |  | 4PX*CU42AC3 | 12.5 | 15 | 9 | Yes | Yes | 2015-05-13 |  | 1
FALSE | 4A6H6036H1 | 3334 | 7562692 | TRANE | 4TWR6036H1 | HP | Split System: Heat Pump with Remote Outdoor Unit-Air-Source | 4A6H6036H1 |  | 4PX*CU42AC3 | 12.5 | 15.5 | 9.5 | Yes | Yes | 2015-05-13 |  | 1
FALSE | 4A6H6036H1 | 3334 | 7562693 | TRANE | 4TWR6036H1 | HP | Split System: Heat Pump with Remote Outdoor Unit-Air-Source | 4A6H6036H1 |  | 4PX*CU42AC3 | 12.5 | 15.5 | 9 | Yes | Yes | 2015-05-13 |  | 1
FALSE | 4A6H6060H1 | 3337 | 7563675 | TRANE | 4TWR6060H1 | HP | Split System: Heat Pump with Remote Outdoor Unit-Air-Source | 4A6H6060H1 |  | 4PX*DD60AC3 | 12.5 | 15 | 8.5 | Yes | Yes | 2015-05-13 |  | 1
FALSE | 4A6H6024H1 | 3332 | 7565945 | TRANE | 4TWR6024H1 | HP | Split System: Heat Pump with Remote Outdoor Unit-Air-Source | 4A6H6024H1 |  | 4PX*CD36AC3+HORIZ-RT | 13 | 16 | 9 | Yes | Yes | 2015-05-13 |  | 2
FALSE | 4A6H6024H1 | 3332 | 7565944 | TRANE | 4TWR6024H1 | HP | Split System: Heat Pump with Remote Outdoor Unit-Air-Source | 4A6H6024H1 |  | 4PX*CD36AC3+HORIZ-RT | 13 | 16 | 8.5 | Yes | Yes | 2015-05-13 |  | 1
FALSE | 4A6H6024H1 | 3332 | 7565943 | TRANE | 4TWR6024H1 | HP | Split System: Heat Pump with Remote Outdoor Unit-Air-Source | 4A6H6024H1 |  | 4PX*CD36AC3+HORIZ-RT | 13 | 16 | 9 | Yes | Yes | 2015-05-13 |  | 2
FALSE | 4A6H6024H1 | 3332 | 7565951 | TRANE | 4TWR6024H1 | HP | Split System: Heat Pump with Remote Outdoor Unit-Air-Source | 4A6H6024H1 |  | 4PX*CD36AC3+HORIZ-RT | 13 | 16 | 8.5 | Yes | Yes | 2015-05-13 |  | 1
FALSE | 4A6H6024H1 | 3332 | 7565950 | TRANE | 4TWR6024H1 | HP | Split System: Heat Pump with Remote Outdoor Unit-Air-Source | 4A6H6024H1 |  | 4PX*CD36AC3+HORIZ-RT | 13 | 16 | 8.5 | Yes | Yes | 2015-05-13 |  | 1
FALSE | 4A6H6024H1 | 3332 | 7562002 | TRANE | 4TWR6024H1 | HP | Split System: Heat Pump with Remote Outdoor Unit-Air-Source | 4A6H6024H1 |  | 4PX*CD36AC3 | 13 | 16 | 8.5 | Yes | Yes | 2015-05-13 |  | 1
FALSE | 4A6H6024H1 | 3332 | 7565949 | TRANE | 4TWR6024H1 | HP | Split System: Heat Pump with Remote Outdoor Unit-Air-Source | 4A6H6024H1 |  | 4PX*CD36AC3+HORIZ-RT | 13 | 16 | 8.5 | Yes | Yes | 2015-05-13 |  | 1
FALSE | 4A6H6024H1 | 3332 | 7565947 | TRANE | 4TWR6024H1 | HP | Split System: Heat Pump with Remote Outdoor Unit-Air-Source | 4A6H6024H1 |  | 4PX*CD36AC3+HORIZ-RT | 13 | 16 | 9 | Yes | Yes | 2015-05-13 |  | 2
FALSE | 4A6H6024H1 | 3332 | 7561999 | TRANE | 4TWR6024H1 | HP | Split System: Heat Pump with Remote Outdoor Unit-Air-Source | 4A6H6024H1 |  | 4PX*BU36AC3 | 13 | 16 | 9 | Yes | Yes | 2015-05-13 |  | 2
FALSE | 4A6H6030H1 | 3333 | 7562147 | TRANE | 4TWR6030H1 | HP | Split System: Heat Pump with Remote Outdoor Unit-Air-Source | 4A6H6030H1 |  | 4PX*BU36AC3 | 13 | 16 | 9.5 | Yes | Yes | 2015-05-13 |  | 2
FALSE | 4A6H6048H1 | 3336 | 7563363 | TRANE | 4TWR6048H1 | HP | Split System: Heat Pump with Remote Outdoor Unit-Air-Source | 4A6H6048H1 |  | 4PX*CU48AC3 | 12.5 | 15.5 | 9 | Yes | Yes | 2015-05-13 |  | 1
FALSE | 4A6H6048H1 | 3336 | 7563365 | TRANE | 4TWR6048H1 | HP | Split System: Heat Pump with Remote Outdoor Unit-Air-Source | 4A6H6048H1 |  | 4PX*CU48AC3 | 12.5 | 15.5 | 8.5 | Yes | Yes | 2015-05-13 |  | 1
FALSE | 4A6H6060H1 | 3337 | 7563661 | TRANE | 4TWR6060H1 | HP | Split System: Heat Pump with Remote Outdoor Unit-Air-Source | 4A6H6060H1 |  | 4PX*CU60AC3 | 12 | 14.75 | 9 | Yes | Yes | 2015-05-13 |  | 0
FALSE | 4A6H6060H1 | 3337 | 7566225 | TRANE | 4TWR6060H1 | HP | Split System: Heat Pump with Remote Outdoor Unit-Air-Source | 4A6H6060H1 |  | 4PX*DD60AC3+HORIZ-RT | 12.5 | 15 | 8.5 | Yes | Yes | 2015-05-13 |  | 1
FALSE | 4A6H6048H1 | 3336 | 7563388 | TRANE | 4TWR6048H1 | HP | Split System: Heat Pump with Remote Outdoor Unit-Air-Source | 4A6H6048H1 |  | 4PX*CU60AC3 | 13 | 16 | 9 | Yes | Yes | 2015-05-13 |  | 2
FALSE | 4A6H6048H1 | 3336 | 7563389 | TRANE | 4TWR6048H1 | HP | Split System: Heat Pump with Remote Outdoor Unit-Air-Source | 4A6H6048H1 |  | 4PX*CU60AC3 | 13 | 16 | 9 | Yes | Yes | 2015-05-13 |  | 2
FALSE | 4A6H6048H1 | 3336 | 7563392 | TRANE | 4TWR6048H1 | HP | Split System: Heat Pump with Remote Outdoor Unit-Air-Source | 4A6H6048H1 |  | 4PX*CU60AC3 | 13 | 16 | 9 | Yes | Yes | 2015-05-13 |  | 2
FALSE | 4A6H6048H1 | 3336 | 7563404 | TRANE | 4TWR6048H1 | HP | Split System: Heat Pump with Remote Outdoor Unit-Air-Source | 4A6H6048H1 |  | 4PX*DD60AC3 | 13 | 16 | 9 | Yes | Yes | 2015-05-13 |  | 2
FALSE | 4A6H6048H1 | 3336 | 7563402 | TRANE | 4TWR6048H1 | HP | Split System: Heat Pump with Remote Outdoor Unit-Air-Source | 4A6H6048H1 |  | 4PX*DD60AC3 | 13 | 16 | 9 | Yes | Yes | 2015-05-13 |  | 2
FALSE | 4A6H6048H1 | 3336 | 7563400 | TRANE | 4TWR6048H1 | HP | Split System: Heat Pump with Remote Outdoor Unit-Air-Source | 4A6H6048H1 |  | 4PX*DD60AC3 | 13 | 16 | 9 | Yes | Yes | 2015-05-13 |  | 2
FALSE | 4A6H6036H1 | 3334 | 7562843 | TRANE | 4TWR6036H1 | HP | Split System: Heat Pump with Remote Outdoor Unit-Air-Source | 4A6H6036H1 |  | 4TXCC005CC3 | 13 | 15.5 | 9 | Yes | Yes | 2015-05-13 |  | 1
FALSE | 4A6H6036H1 | 3334 | 7562844 | TRANE | 4TWR6036H1 | HP | Split System: Heat Pump with Remote Outdoor Unit-Air-Source | 4A6H6036H1 |  | 4TXCC005CC3 | 12.5 | 15 | 9 | Yes | Yes | 2015-05-13 |  | 1
FALSE | 4A6H6036H1 | 3334 | 7562846 | TRANE | 4TWR6036H1 | HP | Split System: Heat Pump with Remote Outdoor Unit-Air-Source | 4A6H6036H1 |  | 4TXCC005CC3 | 12.5 | 15 | 9 | Yes | Yes | 2015-05-13 |  | 1
FALSE | 4A6H6036H1 | 3334 | 7562848 | TRANE | 4TWR6036H1 | HP | Split System: Heat Pump with Remote Outdoor Unit-Air-Source | 4A6H6036H1 |  | 4TXCC005CC3 | 12.5 | 15 | 9 | Yes | Yes | 2015-05-13 |  | 1
FALSE | 4A6H6036H1 | 3334 | 7562849 | TRANE | 4TWR6036H1 | HP | Split System: Heat Pump with Remote Outdoor Unit-Air-Source | 4A6H6036H1 |  | 4TXCC005CC3 | 12.5 | 15 | 9 | Yes | Yes | 2015-05-13 |  | 1
FALSE | 4A6H6036H1 | 3334 | 7562850 | TRANE | 4TWR6036H1 | HP | Split System: Heat Pump with Remote Outdoor Unit-Air-Source | 4A6H6036H1 |  | 4TXCC005CC3 | 12.5 | 15 | 9 | Yes | Yes | 2015-05-13 |  | 1
FALSE | 4A6H6036H1 | 3334 | 7562853 | TRANE | 4TWR6036H1 | HP | Split System: Heat Pump with Remote Outdoor Unit-Air-Source | 4A6H6036H1 |  | 4TXCC005CC3 | 12.5 | 15 | 9 | Yes | Yes | 2015-05-13 |  | 1
FALSE | 4A6H6042H1 | 3335 | 7563197 | TRANE | 4TWR6042H1 | HP | Split System: Heat Pump with Remote Outdoor Unit-Air-Source | 4A6H6042H1 |  | 4TXCC008CC3 | 13 | 15.5 | 9 | Yes | Yes | 2015-05-13 |  | 1
FALSE | 4A6H6042H1 | 3335 | 7563174 | TRANE | 4TWR6042H1 | HP | Split System: Heat Pump with Remote Outdoor Unit-Air-Source | 4A6H6042H1 |  | 4TXCC008CC3 | 13 | 15.5 | 9 | Yes | Yes | 2015-05-13 |  | 1
FALSE | 4A6H6042H1 | 3335 | 7563201 | TRANE | 4TWR6042H1 | HP | Split System: Heat Pump with Remote Outdoor Unit-Air-Source | 4A6H6042H1 |  | 4TXCD009CC3 | 12.5 | 16 | 9 | Yes | Yes | 2015-05-13 |  | 1
FALSE | 4A6H6030H1 | 3333 | 7562308 | TRANE | 4TWR6030H1 | HP | Split System: Heat Pump with Remote Outdoor Unit-Air-Source | 4A6H6030H1 |  | 4TXCC007CC3 | 13 | 16 | 9 | Yes | Yes | 2015-05-13 |  | 2
FALSE | 4A6H6030H1 | 3333 | 7562316 | TRANE | 4TWR6030H1 | HP | Split System: Heat Pump with Remote Outdoor Unit-Air-Source | 4A6H6030H1 |  | 4TXCC007CC3 | 13 | 16 | 9 | Yes | Yes | 2015-05-13 |  | 2
FALSE | 4A6H6036H1 | 3334 | 7565967 | TRANE | 4TWR6036H1 | HP | Split System: Heat Pump with Remote Outdoor Unit-Air-Source | 4A6H6036H1 |  | 4PX*BD36AC3+HORIZ-RT | 12.5 | 15.5 | 8.5 | Yes | Yes | 2015-05-13 |  | 1
FALSE | 4A6H6036H1 | 3334 | 7565981 | TRANE | 4TWR6036H1 | HP | Split System: Heat Pump with Remote Outdoor Unit-Air-Source | 4A6H6036H1 |  | 4PX*BD42AC3+HORIZ-RT | 12.5 | 15.5 | 8.5 | Yes | Yes | 2015-05-13 |  | 1
FALSE | 4A6H6036H1 | 3334 | 7565995 | TRANE | 4TWR6036H1 | HP | Split System: Heat Pump with Remote Outdoor Unit-Air-Source | 4A6H6036H1 |  | 4PX*BD48AC3+HORIZ-RT | 13 | 16 | 9 | Yes | Yes | 2015-05-13 |  | 2
FALSE | 4A6H6036H1 | 3334 | 7566013 | TRANE | 4TWR6036H1 | HP | Split System: Heat Pump with Remote Outdoor Unit-Air-Source | 4A6H6036H1 |  | 4PX*BD48AC3+HORIZ-RT | 13 | 16 | 9 | Yes | Yes | 2015-05-13 |  | 2
FALSE | 4A6H6036H1 | 3334 | 7562716 | TRANE | 4TWR6036H1 | HP | Split System: Heat Pump with Remote Outdoor Unit-Air-Source | 4A6H6036H1 |  | 4PX*CU48AC3 | 12.5 | 15.5 | 9 | Yes | Yes | 2015-05-13 |  | 1
FALSE | 4A6H6036H1 | 3334 | 7562719 | TRANE | 4TWR6036H1 | HP | Split System: Heat Pump with Remote Outdoor Unit-Air-Source | 4A6H6036H1 |  | 4PX*CU48AC3 | 13 | 16 | 9.6 | Yes | Yes | 2015-05-13 |  | 2
FALSE | 4A6H6036H1 | 3334 | 7562720 | TRANE | 4TWR6036H1 | HP | Split System: Heat Pump with Remote Outdoor Unit-Air-Source | 4A6H6036H1 |  | 4PX*CU48AC3 | 13 | 16 | 9.6 | Yes | Yes | 2015-05-13 |  | 2
FALSE | 4A6H6036H1 | 3334 | 7562721 | TRANE | 4TWR6036H1 | HP | Split System: Heat Pump with Remote Outdoor Unit-Air-Source | 4A6H6036H1 |  | 4PX*CU48AC3 | 13 | 16 | 9.6 | Yes | Yes | 2015-05-13 |  | 2
FALSE | 4A6H6036H1 | 3334 | 7562756 | TRANE | 4TWR6036H1 | HP | Split System: Heat Pump with Remote Outdoor Unit-Air-Source | 4A6H6036H1 |  | 4PX*CU48AC3 | 13 | 16 | 9.6 | Yes | Yes | 2015-05-13 |  | 2
FALSE | 4A6H6036H1 | 3334 | 7562757 | TRANE | 4TWR6036H1 | HP | Split System: Heat Pump with Remote Outdoor Unit-Air-Source | 4A6H6036H1 |  | 4PX*CU48AC3 | 13 | 16 | 9.6 | Yes | Yes | 2015-05-13 |  | 2
FALSE | 4A6H6036H1 | 3334 | 7562758 | TRANE | 4TWR6036H1 | HP | Split System: Heat Pump with Remote Outdoor Unit-Air-Source | 4A6H6036H1 |  | 4PX*CU48AC3 | 13 | 16 | 9.5 | Yes | Yes | 2015-05-13 |  | 2
FALSE | 4A6H6042H1 | 3335 | 7563033 | TRANE | 4TWR6042H1 | HP | Split System: Heat Pump with Remote Outdoor Unit-Air-Source | 4A6H6042H1 |  | 4PX*CD60AC3 | 12.5 | 15.25 | 9 | Yes | Yes | 2015-05-13 |  | 1
FALSE | 4A6H6042H1 | 3335 | 7563030 | TRANE | 4TWR6042H1 | HP | Split System: Heat Pump with Remote Outdoor Unit-Air-Source | 4A6H6042H1 |  | 4PX*CD60AC3 | 13 | 16 | 9 | Yes | Yes | 2015-05-13 |  | 2
FALSE | 4A6H6042H1 | 3335 | 7563026 | TRANE | 4TWR6042H1 | HP | Split System: Heat Pump with Remote Outdoor Unit-Air-Source | 4A6H6042H1 |  | 4PX*CD60AC3 | 13 | 16 | 9 | Yes | Yes | 2015-05-13 |  | 2
FALSE | 4A6H6042H1 | 3335 | 7563023 | TRANE | 4TWR6042H1 | HP | Split System: Heat Pump with Remote Outdoor Unit-Air-Source | 4A6H6042H1 |  | 4PX*CD60AC3 | 13 | 16 | 9 | Yes | Yes | 2015-05-13 |  | 2
FALSE | 4A6H6042H1 | 3335 | 7563035 | TRANE | 4TWR6042H1 | HP | Split System: Heat Pump with Remote Outdoor Unit-Air-Source | 4A6H6042H1 |  | 4PX*CD60AC3 | 13 | 16 | 9 | Yes | Yes | 2015-05-13 |  | 2
FALSE | 4A6H6042H1 | 3335 | 7563036 | TRANE | 4TWR6042H1 | HP | Split System: Heat Pump with Remote Outdoor Unit-Air-Source | 4A6H6042H1 |  | 4PX*CD60AC3 | 13 | 16 | 9.5 | Yes | Yes | 2015-05-13 |  | 2
FALSE | 4A6H6036H1 | 3334 | 7562779 | TRANE | 4TWR6036H1 | HP | Split System: Heat Pump with Remote Outdoor Unit-Air-Source | 4A6H6036H1 |  | 4PX*DU48AC3 | 13 | 16 | 9.5 | Yes | Yes | 2015-05-13 |  | 2
FALSE | 4A6H6042H1 | 3335 | 7566159 | TRANE | 4TWR6042H1 | HP | Split System: Heat Pump with Remote Outdoor Unit-Air-Source | 4A6H6042H1 |  | 4PX*DD60AC3+HORIZ-RT | 13 | 16 | 9 | Yes | Yes | 2015-05-13 |  | 2
FALSE | 4A6H6042H1 | 3335 | 7563111 | TRANE | 4TWR6042H1 | HP | Split System: Heat Pump with Remote Outdoor Unit-Air-Source | 4A6H6042H1 |  | 4PX*DD60AC3 | 13 | 16 | 9.5 | Yes | Yes | 2015-05-13 |  | 2
FALSE | 4A6H6042H1 | 3335 | 7563112 | TRANE | 4TWR6042H1 | HP | Split System: Heat Pump with Remote Outdoor Unit-Air-Source | 4A6H6042H1 |  | 4PX*DD60AC3 | 13 | 16 | 9 | Yes | Yes | 2015-05-13 |  | 2
FALSE | 4A6H6042H1 | 3335 | 7563113 | TRANE | 4TWR6042H1 | HP | Split System: Heat Pump with Remote Outdoor Unit-Air-Source | 4A6H6042H1 |  | 4PX*DD60AC3 | 13 | 16 | 9 | Yes | Yes | 2015-05-13 |  | 2
FALSE | 4A6H6036H1 | 3334 | 7562673 | TRANE | 4TWR6036H1 | HP | Split System: Heat Pump with Remote Outdoor Unit-Air-Source | 4A6H6036H1 |  | 4PX*CU42AC3 | 13 | 16 | 9.5 | Yes | Yes | 2015-05-13 |  | 2
FALSE | 4A6H6042H1 | 3335 | 7563126 | TRANE | 4TWR6042H1 | HP | Split System: Heat Pump with Remote Outdoor Unit-Air-Source | 4A6H6042H1 |  | 4PX*DU48AC3 | 13 | 16 | 9.5 | Yes | Yes | 2015-05-13 |  | 2
FALSE | 4A6H6036H1 | 3334 | 7566104 | TRANE | 4TWR6036H1 | HP | Split System: Heat Pump with Remote Outdoor Unit-Air-Source | 4A6H6036H1 |  | 4PX*DD48AC3+HORIZ-RT | 13 | 16 | 9 | Yes | Yes | 2015-05-13 |  | 2
FALSE | 4A6H6036H1 | 3334 | 7562706 | TRANE | 4TWR6036H1 | HP | Split System: Heat Pump with Remote Outdoor Unit-Air-Source | 4A6H6036H1 |  | 4PX*CU48AC3 | 12.5 | 15.5 | 9.5 | Yes | Yes | 2015-05-13 |  | 1
FALSE | 4A6H6036H1 | 3334 | 7562713 | TRANE | 4TWR6036H1 | HP | Split System: Heat Pump with Remote Outdoor Unit-Air-Source | 4A6H6036H1 |  | 4PX*CU48AC3 | 13 | 16 | 9 | Yes | Yes | 2015-05-13 |  | 2
FALSE | 4A6H6060H1 | 3337 | 7563660 | TRANE | 4TWR6060H1 | HP | Split System: Heat Pump with Remote Outdoor Unit-Air-Source | 4A6H6060H1 |  | 4PX*CU60AC3 | 12 | 14.5 | 9 | Yes | Yes | 2015-05-13 |  | 0
FALSE | 4A6H6030H1 | 3333 | 7562319 | TRANE | 4TWR6030H1 | HP | Split System: Heat Pump with Remote Outdoor Unit-Air-Source | 4A6H6030H1 |  | 4TXCC007CC3 | 13 | 16 | 9 | Yes | Yes | 2015-05-13 |  | 2
FALSE | 4A6H6030H1 | 3333 | 7562321 | TRANE | 4TWR6030H1 | HP | Split System: Heat Pump with Remote Outdoor Unit-Air-Source | 4A6H6030H1 |  | 4TXCC007CC3 | 13 | 16 | 9 | Yes | Yes | 2015-05-13 |  | 2
FALSE | 4A6H6024H1 | 3332 | 7562086 | TRANE | 4TWR6024H1 | HP | Split System: Heat Pump with Remote Outdoor Unit-Air-Source | 4A6H6024H1 |  | 4TXCC006CC3 | 12.5 | 16 | 9 | Yes | Yes | 2015-05-13 |  | 1
FALSE | 4A6H6048H1 | 3336 | 7563485 | TRANE | 4TWR6048H1 | HP | Split System: Heat Pump with Remote Outdoor Unit-Air-Source | 4A6H6048H1 |  | 4TXCC008CC3 | 12.5 | 16 | 8.5 | Yes | Yes | 2015-05-13 |  | 1
FALSE | 4A6H6048H1 | 3336 | 7563487 | TRANE | 4TWR6048H1 | HP | Split System: Heat Pump with Remote Outdoor Unit-Air-Source | 4A6H6048H1 |  | 4TXCC008CC3 | 12.5 | 15.5 | 8.5 | Yes | Yes | 2015-05-13 |  | 1
FALSE | 4A6H6048H1 | 3336 | 7563491 | TRANE | 4TWR6048H1 | HP | Split System: Heat Pump with Remote Outdoor Unit-Air-Source | 4A6H6048H1 |  | 4TXCC008CC3 | 13 | 15.5 | 8.5 | Yes | Yes | 2015-05-13 |  | 1
FALSE | 4A6H6030H1 | 3333 | 7562248 | TRANE | 4TWR6030H1 | HP | Split System: Heat Pump with Remote Outdoor Unit-Air-Source | 4A6H6030H1 |  | 4TXCC005CC3 | 12.5 | 16 | 9 | Yes | Yes | 2015-05-13 |  | 1
FALSE | 4A6H6030H1 | 3333 | 7562251 | TRANE | 4TWR6030H1 | HP | Split System: Heat Pump with Remote Outdoor Unit-Air-Source | 4A6H6030H1 |  | 4TXCC005CC3 | 13 | 16 | 9 | Yes | Yes | 2015-05-13 |  | 2
FALSE | 4A6H6030H1 | 3333 | 7562252 | TRANE | 4TWR6030H1 | HP | Split System: Heat Pump with Remote Outdoor Unit-Air-Source | 4A6H6030H1 |  | 4TXCC005CC3 | 13 | 16 | 9 | Yes | Yes | 2015-05-13 |  | 2
FALSE | 4A6H6048H1 | 3336 | 7563624 | TRANE | 4TWR6048H1 | HP | Split System: Heat Pump with Remote Outdoor Unit-Air-Source | 4A6H6048H1 |  | GAM2A0C60S51+TDR | 12 | 15 | 8.5 | Yes | Yes | 2015-05-13 |  | 0
FALSE | 4A6H6036H1 | 3334 | 7566067 | TRANE | 4TWR6036H1 | HP | Split System: Heat Pump with Remote Outdoor Unit-Air-Source | 4A6H6036H1 |  | 4PX*CD42AC3+HORIZ-RT | 13 | 16 | 9 | Yes | Yes | 2015-05-13 |  | 2
FALSE | 4A6H6036H1 | 3334 | 7566068 | TRANE | 4TWR6036H1 | HP | Split System: Heat Pump with Remote Outdoor Unit-Air-Source | 4A6H6036H1 |  | 4PX*CD42AC3+HORIZ-RT | 13 | 16 | 9 | Yes | Yes | 2015-05-13 |  | 2
FALSE | 4A6H6036H1 | 3334 | 7566069 | TRANE | 4TWR6036H1 | HP | Split System: Heat Pump with Remote Outdoor Unit-Air-Source | 4A6H6036H1 |  | 4PX*CD42AC3+HORIZ-RT | 13 | 16 | 9 | Yes | Yes | 2015-05-13 |  | 2
FALSE | 4A6H6036H1 | 3334 | 7566070 | TRANE | 4TWR6036H1 | HP | Split System: Heat Pump with Remote Outdoor Unit-Air-Source | 4A6H6036H1 |  | 4PX*CD42AC3+HORIZ-RT | 13 | 16 | 9 | Yes | Yes | 2015-05-13 |  | 2
FALSE | 4A6H6036H1 | 3334 | 7566071 | TRANE | 4TWR6036H1 | HP | Split System: Heat Pump with Remote Outdoor Unit-Air-Source | 4A6H6036H1 |  | 4PX*CD42AC3+HORIZ-RT | 13 | 16 | 9 | Yes | Yes | 2015-05-13 |  | 2
FALSE | 4A6H6036H1 | 3334 | 7566072 | TRANE | 4TWR6036H1 | HP | Split System: Heat Pump with Remote Outdoor Unit-Air-Source | 4A6H6036H1 |  | 4PX*CD42AC3+HORIZ-RT | 13 | 16 | 9 | Yes | Yes | 2015-05-13 |  | 2
FALSE | 4A6H6036H1 | 3334 | 7562598 | TRANE | 4TWR6036H1 | HP | Split System: Heat Pump with Remote Outdoor Unit-Air-Source | 4A6H6036H1 |  | 4PX*CD48AC3 | 13 | 16 | 9 | Yes | Yes | 2015-05-13 |  | 2
FALSE | 4A6H6036H1 | 3334 | 7562618 | TRANE | 4TWR6036H1 | HP | Split System: Heat Pump with Remote Outdoor Unit-Air-Source | 4A6H6036H1 |  | 4PX*CD48AC3 | 13 | 16 | 9 | Yes | Yes | 2015-05-13 |  | 2
FALSE | 4A6H6036H1 | 3334 | 7566073 | TRANE | 4TWR6036H1 | HP | Split System: Heat Pump with Remote Outdoor Unit-Air-Source | 4A6H6036H1 |  | 4PX*CD42AC3+HORIZ-RT | 13 | 16 | 9 | Yes | Yes | 2015-05-13 |  | 2
FALSE | 4A6H6036H1 | 3334 | 7566074 | TRANE | 4TWR6036H1 | HP | Split System: Heat Pump with Remote Outdoor Unit-Air-Source | 4A6H6036H1 |  | 4PX*CD42AC3+HORIZ-RT | 13 | 16 | 9 | Yes | Yes | 2015-05-13 |  | 2
FALSE | 4A6H6036H1 | 3334 | 7566054 | TRANE | 4TWR6036H1 | HP | Split System: Heat Pump with Remote Outdoor Unit-Air-Source | 4A6H6036H1 |  | 4PX*CD42AC3+HORIZ-RT | 13 | 16 | 9 | Yes | Yes | 2015-05-13 |  | 2
FALSE | 4A6H6036H1 | 3334 | 7562596 | TRANE | 4TWR6036H1 | HP | Split System: Heat Pump with Remote Outdoor Unit-Air-Source | 4A6H6036H1 |  | 4PX*CD42AC3 | 13 | 16 | 9 | Yes | Yes | 2015-05-13 |  | 2
FALSE | 4A6H6036H1 | 3334 | 7566050 | TRANE | 4TWR6036H1 | HP | Split System: Heat Pump with Remote Outdoor Unit-Air-Source | 4A6H6036H1 |  | 4PX*CD36AC3+HORIZ-RT | 12.5 | 15.5 | 8.5 | Yes | Yes | 2015-05-13 |  | 1
FALSE | 4A6H6036H1 | 3334 | 7566051 | TRANE | 4TWR6036H1 | HP | Split System: Heat Pump with Remote Outdoor Unit-Air-Source | 4A6H6036H1 |  | 4PX*CD36AC3+HORIZ-RT | 13 | 16 | 9 | Yes | Yes | 2015-05-13 |  | 2
FALSE | 4A6H6036H1 | 3334 | 7562579 | TRANE | 4TWR6036H1 | HP | Split System: Heat Pump with Remote Outdoor Unit-Air-Source | 4A6H6036H1 |  | 4PX*CD36AC3 | 12.5 | 15.5 | 8.5 | Yes | Yes | 2015-05-13 |  | 1
FALSE | 4A6H6036H1 | 3334 | 7562824 | TRANE | 4TWR6036H1 | HP | Split System: Heat Pump with Remote Outdoor Unit-Air-Source | 4A6H6036H1 |  | 4TXCC005CC3 | 13 | 15.5 | 9 | Yes | Yes | 2015-05-13 |  | 1
FALSE | 4A6H6036H1 | 3334 | 7562825 | TRANE | 4TWR6036H1 | HP | Split System: Heat Pump with Remote Outdoor Unit-Air-Source | 4A6H6036H1 |  | 4TXCC005CC3 | 13 | 15.5 | 9 | Yes | Yes | 2015-05-13 |  | 1
FALSE | 4A6H6036H1 | 3334 | 7562826 | TRANE | 4TWR6036H1 | HP | Split System: Heat Pump with Remote Outdoor Unit-Air-Source | 4A6H6036H1 |  | 4TXCC005CC3 | 13 | 15.5 | 9 | Yes | Yes | 2015-05-13 |  | 1
FALSE | 4A6H6048H1 | 3336 | 7563307 | TRANE | 4TWR6048H1 | HP | Split System: Heat Pump with Remote Outdoor Unit-Air-Source | 4A6H6048H1 |  | *AM7A0C42H31 | 13 | 16 | 8.2 | Yes | Yes | 2015-05-13 |  | Below V5.0 Req.
FALSE | 4A6H6030H1 | 3333 | 7562098 | TRANE | 4TWR6030H1 | HP | Split System: Heat Pump with Remote Outdoor Unit-Air-Source | 4A6H6030H1 |  | *AM7A0C36H31 | 13.5 | 17 | 9.6 | Yes | Yes | 2015-05-13 |  | 2
FALSE | 4A6H6030H1 | 3333 | 7562099 | TRANE | 4TWR6030H1 | HP | Split System: Heat Pump with Remote Outdoor Unit-Air-Source | 4A6H6030H1 |  | *AM7A0C42H31 | 13 | 17 | 9 | Yes | Yes | 2015-05-13 |  | 2
FALSE | 4A6H6036H1 | 3334 | 7562979 | TRANE | 4TWR6036H1 | HP | Split System: Heat Pump with Remote Outdoor Unit-Air-Source | 4A6H6036H1 |  | GAM5B0B36M31 | 12.5 | 15.5 | 8.5 | Yes | Yes | 2015-05-13 |  | 1
FALSE | 4A6H6036H1 | 3334 | 7562911 | TRANE | 4TWR6036H1 | HP | Split System: Heat Pump with Remote Outdoor Unit-Air-Source | 4A6H6036H1 |  | 4TXCC007CC3 | 12.5 | 15 | 9 | Yes | Yes | 2015-05-13 |  | 1
FALSE | 4A6H6036H1 | 3334 | 7562912 | TRANE | 4TWR6036H1 | HP | Split System: Heat Pump with Remote Outdoor Unit-Air-Source | 4A6H6036H1 |  | 4TXCC007CC3 | 12.5 | 15 | 9 | Yes | Yes | 2015-05-13 |  | 1
FALSE | 4A6H6036H1 | 3334 | 7562945 | TRANE | 4TWR6036H1 | HP | Split System: Heat Pump with Remote Outdoor Unit-Air-Source | 4A6H6036H1 |  | 4TXFH036CZ3 | 12.5 | 15 | 9 | Yes | Yes | 2015-05-13 |  | 1
FALSE | 4A6H6036H1 | 3334 | 7562976 | TRANE | 4TWR6036H1 | HP | Split System: Heat Pump with Remote Outdoor Unit-Air-Source | 4A6H6036H1 |  | 4TXFH054CC3 | 13 | 15.5 | 9 | Yes | Yes | 2015-05-13 |  | 1
FALSE | 4A6H6036H1 | 3334 | 7562946 | TRANE | 4TWR6036H1 | HP | Split System: Heat Pump with Remote Outdoor Unit-Air-Source | 4A6H6036H1 |  | 4TXFH036CZ3 | 12 | 14.5 | 9 | Yes | Yes | 2015-05-13 |  | 0
FALSE | 4A6H6036H1 | 3334 | 7562947 | TRANE | 4TWR6036H1 | HP | Split System: Heat Pump with Remote Outdoor Unit-Air-Source | 4A6H6036H1 |  | 4TXFH036CZ3 | 13 | 15.5 | 9 | Yes | Yes | 2015-05-13 |  | 1
FALSE | 4A6H6036H1 | 3334 | 7562503 | TRANE | 4TWR6036H1 | HP | Split System: Heat Pump with Remote Outdoor Unit-Air-Source | 4A6H6036H1 |  | 4PX*BU36AC3 | 12.5 | 15.5 | 9 | Yes | Yes | 2015-05-13 |  | 1
FALSE | 4A6H6036H1 | 3334 | 7566043 | TRANE | 4TWR6036H1 | HP | Split System: Heat Pump with Remote Outdoor Unit-Air-Source | 4A6H6036H1 |  | 4PX*CD36AC3+HORIZ-RT | 13 | 16 | 9 | Yes | Yes | 2015-05-13 |  | 2
FALSE | 4A6H6036H1 | 3334 | 7562581 | TRANE | 4TWR6036H1 | HP | Split System: Heat Pump with Remote Outdoor Unit-Air-Source | 4A6H6036H1 |  | 4PX*CD42AC3 | 13 | 16 | 9 | Yes | Yes | 2015-05-13 |  | 2
FALSE | 4A6H6036H1 | 3334 | 7562584 | TRANE | 4TWR6036H1 | HP | Split System: Heat Pump with Remote Outdoor Unit-Air-Source | 4A6H6036H1 |  | 4PX*CD42AC3 | 13 | 16 | 9 | Yes | Yes | 2015-05-13 |  | 2
FALSE | 4A6H6036H1 | 3334 | 7562407 | TRANE | 4TWR6036H1 | HP | Split System: Heat Pump with Remote Outdoor Unit-Air-Source | 4A6H6036H1 |  | 4NXCC005AS3 | 13 | 15.5 | 9 | Yes | Yes | 2015-05-13 |  | 1
FALSE | 4A6H6036H1 | 3334 | 7562404 | TRANE | 4TWR6036H1 | HP | Split System: Heat Pump with Remote Outdoor Unit-Air-Source | 4A6H6036H1 |  | 4NXCC005AS3 | 13 | 15.5 | 9 | Yes | Yes | 2015-05-13 |  | 1
FALSE | 4A6H6036H1 | 3334 | 7562402 | TRANE | 4TWR6036H1 | HP | Split System: Heat Pump with Remote Outdoor Unit-Air-Source | 4A6H6036H1 |  | 4NXCC005AS3 | 13 | 15.5 | 9 | Yes | Yes | 2015-05-13 |  | 1
FALSE | 4A6H6036H1 | 3334 | 7562401 | TRANE | 4TWR6036H1 | HP | Split System: Heat Pump with Remote Outdoor Unit-Air-Source | 4A6H6036H1 |  | 4NXCC005AS3 | 13 | 15.5 | 9 | Yes | Yes | 2015-05-13 |  | 1
FALSE | 4A6H6036H1 | 3334 | 7562391 | TRANE | 4TWR6036H1 | HP | Split System: Heat Pump with Remote Outdoor Unit-Air-Source | 4A6H6036H1 |  | 4NXCB004AS3 | 12.5 | 15 | 9 | Yes | Yes | 2015-05-13 |  | 1
FALSE | 4A6H6024H1 | 3332 | 7562076 | TRANE | 4TWR6024H1 | HP | Split System: Heat Pump with Remote Outdoor Unit-Air-Source | 4A6H6024H1 |  | 4TXCC005CC3 | 13 | 16 | 9 | Yes | Yes | 2015-05-13 |  | 2
FALSE | 4A6H6036H1 | 3334 | 7562603 | TRANE | 4TWR6036H1 | HP | Split System: Heat Pump with Remote Outdoor Unit-Air-Source | 4A6H6036H1 |  | 4PX*CD48AC3 | 12.5 | 15.5 | 9 | Yes | Yes | 2015-05-13 |  | 1
FALSE | 4A6H6036H1 | 3334 | 7562605 | TRANE | 4TWR6036H1 | HP | Split System: Heat Pump with Remote Outdoor Unit-Air-Source | 4A6H6036H1 |  | 4PX*CD48AC3 | 13 | 16 | 9 | Yes | Yes | 2015-05-13 |  | 2
FALSE | 4A6H6036H1 | 3334 | 7562606 | TRANE | 4TWR6036H1 | HP | Split System: Heat Pump with Remote Outdoor Unit-Air-Source | 4A6H6036H1 |  | 4PX*CD48AC3 | 13 | 16 | 9 | Yes | Yes | 2015-05-13 |  | 2
FALSE | 4A6H6036H1 | 3334 | 7562608 | TRANE | 4TWR6036H1 | HP | Split System: Heat Pump with Remote Outdoor Unit-Air-Source | 4A6H6036H1 |  | 4PX*CD48AC3 | 13 | 16 | 9 | Yes | Yes | 2015-05-13 |  | 2
FALSE | 4A6H6036H1 | 3334 | 7562609 | TRANE | 4TWR6036H1 | HP | Split System: Heat Pump with Remote Outdoor Unit-Air-Source | 4A6H6036H1 |  | 4PX*CD48AC3 | 12.5 | 15.5 | 9 | Yes | Yes | 2015-05-13 |  | 1
FALSE | 4A6H6036H1 | 3334 | 7562610 | TRANE | 4TWR6036H1 | HP | Split System: Heat Pump with Remote Outdoor Unit-Air-Source | 4A6H6036H1 |  | 4PX*CD48AC3 | 12.5 | 15.5 | 9 | Yes | Yes | 2015-05-13 |  | 1
FALSE | 4A6H6036H1 | 3334 | 7562614 | TRANE | 4TWR6036H1 | HP | Split System: Heat Pump with Remote Outdoor Unit-Air-Source | 4A6H6036H1 |  | 4PX*CD48AC3 | 12.5 | 15.5 | 9 | Yes | Yes | 2015-05-13 |  | 1
FALSE | 4A6H6036H1 | 3334 | 7566021 | TRANE | 4TWR6036H1 | HP | Split System: Heat Pump with Remote Outdoor Unit-Air-Source | 4A6H6036H1 |  | 4PX*CD36AC3+HORIZ-RT | 13 | 16 | 9 | Yes | Yes | 2015-05-13 |  | 2
FALSE | 4A6H6036H1 | 3334 | 7566022 | TRANE | 4TWR6036H1 | HP | Split System: Heat Pump with Remote Outdoor Unit-Air-Source | 4A6H6036H1 |  | 4PX*CD36AC3+HORIZ-RT | 13 | 16 | 9 | Yes | Yes | 2015-05-13 |  | 2
FALSE | 4A6H6036H1 | 3334 | 7566024 | TRANE | 4TWR6036H1 | HP | Split System: Heat Pump with Remote Outdoor Unit-Air-Source | 4A6H6036H1 |  | 4PX*CD36AC3+HORIZ-RT | 13 | 16 | 9 | Yes | Yes | 2015-05-13 |  | 2
FALSE | 4A6H6036H1 | 3334 | 7566025 | TRANE | 4TWR6036H1 | HP | Split System: Heat Pump with Remote Outdoor Unit-Air-Source | 4A6H6036H1 |  | 4PX*CD36AC3+HORIZ-RT | 13 | 16 | 9 | Yes | Yes | 2015-05-13 |  | 2
FALSE | 4A6H6036H1 | 3334 | 7566033 | TRANE | 4TWR6036H1 | HP | Split System: Heat Pump with Remote Outdoor Unit-Air-Source | 4A6H6036H1 |  | 4PX*CD36AC3+HORIZ-RT | 12.5 | 15.5 | 8.5 | Yes | Yes | 2015-05-13 |  | 1
FALSE | 4A6H6036H1 | 3334 | 7566037 | TRANE | 4TWR6036H1 | HP | Split System: Heat Pump with Remote Outdoor Unit-Air-Source | 4A6H6036H1 |  | 4PX*CD36AC3+HORIZ-RT | 13 | 16 | 9 | Yes | Yes | 2015-05-13 |  | 2
FALSE | 4A6H6060H1 | 3337 | 7563827 | TRANE | 4TWR6060H1 | HP | Split System: Heat Pump with Remote Outdoor Unit-Air-Source | 4A6H6060H1 |  | 4TXFH063CZ3 | 12 | 14.5 | 8.5 | Yes | Yes | 2015-05-13 |  | 0
FALSE | 4A6H6036H1 | 3334 | 7562397 | TRANE | 4TWR6036H1 | HP | Split System: Heat Pump with Remote Outdoor Unit-Air-Source | 4A6H6036H1 |  | 4NXCC005AS3 | 12.5 | 15 | 9 | Yes | Yes | 2015-05-13 |  | 1
FALSE | 4A6H6036H1 | 3334 | 7562399 | TRANE | 4TWR6036H1 | HP | Split System: Heat Pump with Remote Outdoor Unit-Air-Source | 4A6H6036H1 |  | 4NXCC005AS3 | 13 | 15.5 | 9 | Yes | Yes | 2015-05-13 |  | 1
FALSE | 4A6H6036H1 | 3334 | 7562411 | TRANE | 4TWR6036H1 | HP | Split System: Heat Pump with Remote Outdoor Unit-Air-Source | 4A6H6036H1 |  | 4NXCC005AS3 | 12.5 | 15 | 9 | Yes | Yes | 2015-05-13 |  | 1
FALSE | 4A6H6030H1 | 3333 | 7562271 | TRANE | 4TWR6030H1 | HP | Split System: Heat Pump with Remote Outdoor Unit-Air-Source | 4A6H6030H1 |  | 4TXCC005CC3 | 12.5 | 15 | 8.5 | Yes | Yes | 2015-05-13 |  | 1
FALSE | 4A6H6048H1 | 3336 | 7563315 | TRANE | 4TWR6048H1 | HP | Split System: Heat Pump with Remote Outdoor Unit-Air-Source | 4A6H6048H1 |  | 4NXCD009AS3 | 12.5 | 16 | 8.2 | Yes | Yes | 2015-05-13 |  | Below V5.0 Req.
FALSE | 4A6H6048H1 | 3336 | 7563320 | TRANE | 4TWR6048H1 | HP | Split System: Heat Pump with Remote Outdoor Unit-Air-Source | 4A6H6048H1 |  | 4NXCD009AS3 | 13 | 16 | 8.2 | Yes | Yes | 2015-05-13 |  | Below V5.0 Req.
FALSE | 4A6H6048H1 | 3336 | 7563323 | TRANE | 4TWR6048H1 | HP | Split System: Heat Pump with Remote Outdoor Unit-Air-Source | 4A6H6048H1 |  | 4NXCD009AS3 | 13 | 15.5 | 8.2 | Yes | Yes | 2015-05-13 |  | Below V5.0 Req.
FALSE | 4A6H6048H1 | 3336 | 7563480 | TRANE | 4TWR6048H1 | HP | Split System: Heat Pump with Remote Outdoor Unit-Air-Source | 4A6H6048H1 |  | 4TXCC008CC3 | 12.5 | 15 | 8.5 | Yes | Yes | 2015-05-13 |  | 1
FALSE | 4A6H6048H1 | 3336 | 7563481 | TRANE | 4TWR6048H1 | HP | Split System: Heat Pump with Remote Outdoor Unit-Air-Source | 4A6H6048H1 |  | 4TXCC008CC3 | 13 | 15.5 | 8.5 | Yes | Yes | 2015-05-13 |  | 1
FALSE | 4A6H6048H1 | 3336 | 7563505 | TRANE | 4TWR6048H1 | HP | Split System: Heat Pump with Remote Outdoor Unit-Air-Source | 4A6H6048H1 |  | 4TXCD009CC3 | 12.5 | 16 | 8.5 | Yes | Yes | 2015-05-13 |  | 1
FALSE | 4A6H6048H1 | 3336 | 7563506 | TRANE | 4TWR6048H1 | HP | Split System: Heat Pump with Remote Outdoor Unit-Air-Source | 4A6H6048H1 |  | 4TXCD009CC3 | 12.5 | 15.5 | 8.5 | Yes | Yes | 2015-05-13 |  | 1
FALSE | 4A6H6048H1 | 3336 | 7563508 | TRANE | 4TWR6048H1 | HP | Split System: Heat Pump with Remote Outdoor Unit-Air-Source | 4A6H6048H1 |  | 4TXCD009CC3 | 12.5 | 16 | 8.5 | Yes | Yes | 2015-05-13 |  | 1
FALSE | 4A6H6048H1 | 3336 | 7563510 | TRANE | 4TWR6048H1 | HP | Split System: Heat Pump with Remote Outdoor Unit-Air-Source | 4A6H6048H1 |  | 4TXCD009CC3 | 12.5 | 15.5 | 8.5 | Yes | Yes | 2015-05-13 |  | 1
FALSE | 4A6H6048H1 | 3336 | 7563306 | TRANE | 4TWR6048H1 | HP | Split System: Heat Pump with Remote Outdoor Unit-Air-Source | 4A6H6048H1 |  | *AM4A0C60S51+TDR | 12 | 15 | 8.5 | Yes | Yes | 2015-05-13 |  | 0
FALSE | 4A6H6024H1 | 3332 | 7562074 | TRANE | 4TWR6024H1 | HP | Split System: Heat Pump with Remote Outdoor Unit-Air-Source | 4A6H6024H1 |  | 4TXCC005CC3 | 13 | 16 | 9 | Yes | Yes | 2015-05-13 |  | 2
FALSE | 4A6H6048H1 | 3336 | 7563621 | TRANE | 4TWR6048H1 | HP | Split System: Heat Pump with Remote Outdoor Unit-Air-Source | 4A6H6048H1 |  | 4TXFH063CZ3 | 12.5 | 15 | 8.5 | Yes | Yes | 2015-05-13 |  | 1
FALSE | 4A6H6030H1 | 3333 | 7562263 | TRANE | 4TWR6030H1 | HP | Split System: Heat Pump with Remote Outdoor Unit-Air-Source | 4A6H6030H1 |  | 4TXCC005CC3 | 12.5 | 15.5 | 9 | Yes | Yes | 2015-05-13 |  | 1
FALSE | 4A6H6030H1 | 3333 | 7562264 | TRANE | 4TWR6030H1 | HP | Split System: Heat Pump with Remote Outdoor Unit-Air-Source | 4A6H6030H1 |  | 4TXCC005CC3 | 12.5 | 16 | 9 | Yes | Yes | 2015-05-13 |  | 1
FALSE | 4A6H6030H1 | 3333 | 7562265 | TRANE | 4TWR6030H1 | HP | Split System: Heat Pump with Remote Outdoor Unit-Air-Source | 4A6H6030H1 |  | 4TXCC005CC3 | 13 | 16 | 9 | Yes | Yes | 2015-05-13 |  | 2
FALSE | 4A6H6030H1 | 3333 | 7562266 | TRANE | 4TWR6030H1 | HP | Split System: Heat Pump with Remote Outdoor Unit-Air-Source | 4A6H6030H1 |  | 4TXCC005CC3 | 13 | 16 | 9 | Yes | Yes | 2015-05-13 |  | 2
FALSE | 4A6H6030H1 | 3333 | 7562267 | TRANE | 4TWR6030H1 | HP | Split System: Heat Pump with Remote Outdoor Unit-Air-Source | 4A6H6030H1 |  | 4TXCC005CC3 | 13 | 16 | 9 | Yes | Yes | 2015-05-13 |  | 2
FALSE | 4A6H6042H1 | 3335 | 7563296 | TRANE | 4TWR6042H1 | HP | Split System: Heat Pump with Remote Outdoor Unit-Air-Source | 4A6H6042H1 |  | 4TXFH054CC3 | 12.5 | 16 | 8.5 | Yes | Yes | 2015-05-13 |  | 1
FALSE | 4A6H6030H1 | 3333 | 7562268 | TRANE | 4TWR6030H1 | HP | Split System: Heat Pump with Remote Outdoor Unit-Air-Source | 4A6H6030H1 |  | 4TXCC005CC3 | 13 | 16 | 9 | Yes | Yes | 2015-05-13 |  | 2
FALSE | 4A6H6030H1 | 3333 | 7562123 | TRANE | 4TWR6030H1 | HP | Split System: Heat Pump with Remote Outdoor Unit-Air-Source | 4A6H6030H1 |  | 4NXCC005AS3 | 12.5 | 16 | 9 | Yes | Yes | 2015-05-13 |  | 1
FALSE | 4A6H6030H1 | 3333 | 7562100 | TRANE | 4TWR6030H1 | HP | Split System: Heat Pump with Remote Outdoor Unit-Air-Source | 4A6H6030H1 |  | 4NXCB004AS3 | 12.5 | 16 | 9 | Yes | Yes | 2015-05-13 |  | 1
FALSE | 4A6H6030H1 | 3333 | 7562101 | TRANE | 4TWR6030H1 | HP | Split System: Heat Pump with Remote Outdoor Unit-Air-Source | 4A6H6030H1 |  | 4NXCB004AS3 | 12.5 | 16 | 9 | Yes | Yes | 2015-05-13 |  | 1
FALSE | 4A6H6024H1 | 3332 | 7562087 | TRANE | 4TWR6024H1 | HP | Split System: Heat Pump with Remote Outdoor Unit-Air-Source | 4A6H6024H1 |  | 4TXCC006CC3 | 12.5 | 15 | 9 | Yes | Yes | 2015-05-13 |  | 1
FALSE | 4A6H6036H1 | 3334 | 7562943 | TRANE | 4TWR6036H1 | HP | Split System: Heat Pump with Remote Outdoor Unit-Air-Source | 4A6H6036H1 |  | 4TXFH036CZ3 | 13 | 15.5 | 9 | Yes | Yes | 2015-05-13 |  | 1
FALSE | 4A6H6036H1 | 3334 | 7562886 | TRANE | 4TWR6036H1 | HP | Split System: Heat Pump with Remote Outdoor Unit-Air-Source | 4A6H6036H1 |  | 4TXCC007CC3 | 12 | 14.5 | 9 | Yes | Yes | 2015-05-13 |  | 0
FALSE | 4A6H6036H1 | 3334 | 7562586 | TRANE | 4TWR6036H1 | HP | Split System: Heat Pump with Remote Outdoor Unit-Air-Source | 4A6H6036H1 |  | 4PX*CD42AC3 | 13 | 16 | 9 | Yes | Yes | 2015-05-13 |  | 2
FALSE | 4A6H6036H1 | 3334 | 7566047 | TRANE | 4TWR6036H1 | HP | Split System: Heat Pump with Remote Outdoor Unit-Air-Source | 4A6H6036H1 |  | 4PX*CD36AC3+HORIZ-RT | 12.5 | 15.5 | 8.5 | Yes | Yes | 2015-05-13 |  | 1
FALSE | 4A6H6036H1 | 3334 | 7562588 | TRANE | 4TWR6036H1 | HP | Split System: Heat Pump with Remote Outdoor Unit-Air-Source | 4A6H6036H1 |  | 4PX*CD42AC3 | 13 | 16 | 9 | Yes | Yes | 2015-05-13 |  | 2
FALSE | 4A6H6036H1 | 3334 | 7562545 | TRANE | 4TWR6036H1 | HP | Split System: Heat Pump with Remote Outdoor Unit-Air-Source | 4A6H6036H1 |  | 4PX*BU48AC3 | 12.5 | 15.5 | 9.5 | Yes | Yes | 2015-05-13 |  | 1
FALSE | 4A6H6030H1 | 3333 | 7562188 | TRANE | 4TWR6030H1 | HP | Split System: Heat Pump with Remote Outdoor Unit-Air-Source | 4A6H6030H1 |  | 4PX*CU36AC3 | 13 | 16 | 9.5 | Yes | Yes | 2015-05-13 |  | 2
FALSE | 4A6H6036H1 | 3334 | 7562899 | TRANE | 4TWR6036H1 | HP | Split System: Heat Pump with Remote Outdoor Unit-Air-Source | 4A6H6036H1 |  | 4TXCC007CC3 | 12.5 | 15 | 9 | Yes | Yes | 2015-05-13 |  | 1
FALSE | 4A6H6036H1 | 3334 | 7562901 | TRANE | 4TWR6036H1 | HP | Split System: Heat Pump with Remote Outdoor Unit-Air-Source | 4A6H6036H1 |  | 4TXCC007CC3 | 12.5 | 15 | 9 | Yes | Yes | 2015-05-13 |  | 1
FALSE | 4A6H6036H1 | 3334 | 7562902 | TRANE | 4TWR6036H1 | HP | Split System: Heat Pump with Remote Outdoor Unit-Air-Source | 4A6H6036H1 |  | 4TXCC007CC3 | 13 | 15.5 | 9 | Yes | Yes | 2015-05-13 |  | 1
FALSE | 4A6H6048H1 | 3336 | 7563599 | TRANE | 4TWR6048H1 | HP | Split System: Heat Pump with Remote Outdoor Unit-Air-Source | 4A6H6048H1 |  | 4TXFH063CZ3 | 12.5 | 15 | 8.5 | Yes | Yes | 2015-05-13 |  | 1
FALSE | 4A6H6048H1 | 3336 | 7563600 | TRANE | 4TWR6048H1 | HP | Split System: Heat Pump with Remote Outdoor Unit-Air-Source | 4A6H6048H1 |  | 4TXFH063CZ3 | 12.5 | 15 | 8.5 | Yes | Yes | 2015-05-13 |  | 1
FALSE | 4A6H6048H1 | 3336 | 7563601 | TRANE | 4TWR6048H1 | HP | Split System: Heat Pump with Remote Outdoor Unit-Air-Source | 4A6H6048H1 |  | 4TXFH063CZ3 | 12.5 | 14.5 | 8.5 | Yes | Yes | 2015-05-13 |  | 0
FALSE | 4A6H6048H1 | 3336 | 7563604 | TRANE | 4TWR6048H1 | HP | Split System: Heat Pump with Remote Outdoor Unit-Air-Source | 4A6H6048H1 |  | 4TXFH063CZ3 | 13 | 15.5 | 8.5 | Yes | Yes | 2015-05-13 |  | 1
FALSE | 4A6H6048H1 | 3336 | 7563605 | TRANE | 4TWR6048H1 | HP | Split System: Heat Pump with Remote Outdoor Unit-Air-Source | 4A6H6048H1 |  | 4TXFH063CZ3 | 13 | 16 | 9 | Yes | Yes | 2015-05-13 |  | 2
FALSE | 4A6H6036H1 | 3334 | 7562930 | TRANE | 4TWR6036H1 | HP | Split System: Heat Pump with Remote Outdoor Unit-Air-Source | 4A6H6036H1 |  | 4TXCC007CC3 | 13 | 15.5 | 9 | Yes | Yes | 2015-05-13 |  | 1
FALSE | 4A6H6036H1 | 3334 | 7562931 | TRANE | 4TWR6036H1 | HP | Split System: Heat Pump with Remote Outdoor Unit-Air-Source | 4A6H6036H1 |  | 4TXCC007CC3 | 13 | 15.5 | 9 | Yes | Yes | 2015-05-13 |  | 1
FALSE | 4A6H6036H1 | 3334 | 7562932 | TRANE | 4TWR6036H1 | HP | Split System: Heat Pump with Remote Outdoor Unit-Air-Source | 4A6H6036H1 |  | 4TXCC007CC3 | 13 | 15.5 | 9 | Yes | Yes | 2015-05-13 |  | 1
FALSE | 4A6H6024H1 | 3332 | 7562045 | TRANE | 4TWR6024H1 | HP | Split System: Heat Pump with Remote Outdoor Unit-Air-Source | 4A6H6024H1 |  | 4TXCB003CC3 | 12.5 | 15.5 | 9 | Yes | Yes | 2015-05-13 |  | 1
FALSE | 4A6H6024H1 | 3332 | 7562050 | TRANE | 4TWR6024H1 | HP | Split System: Heat Pump with Remote Outdoor Unit-Air-Source | 4A6H6024H1 |  | 4TXCB003CC3 | 13 | 15.5 | 9 | Yes | Yes | 2015-05-13 |  | 1
FALSE | 4A6H6024H1 | 3332 | 7562052 | TRANE | 4TWR6024H1 | HP | Split System: Heat Pump with Remote Outdoor Unit-Air-Source | 4A6H6024H1 |  | 4TXCB003CC3 | 13 | 15.5 | 9 | Yes | Yes | 2015-05-13 |  | 1
FALSE | 4A6H6024H1 | 3332 | 7562053 | TRANE | 4TWR6024H1 | HP | Split System: Heat Pump with Remote Outdoor Unit-Air-Source | 4A6H6024H1 |  | 4TXCB003CC3 | 13 | 15.5 | 9 | Yes | Yes | 2015-05-13 |  | 1
FALSE | 4A6H6024H1 | 3332 | 7562033 | TRANE | 4TWR6024H1 | HP | Split System: Heat Pump with Remote Outdoor Unit-Air-Source | 4A6H6024H1 |  | 4TXCB003CC3 | 12.5 | 15.5 | 9 | Yes | Yes | 2015-05-13 |  | 1
FALSE | 4A6H6024H1 | 3332 | 7562034 | TRANE | 4TWR6024H1 | HP | Split System: Heat Pump with Remote Outdoor Unit-Air-Source | 4A6H6024H1 |  | 4TXCB003CC3 | 12.5 | 15.5 | 9 | Yes | Yes | 2015-05-13 |  | 1
FALSE | 4A6H6024H1 | 3332 | 7562035 | TRANE | 4TWR6024H1 | HP | Split System: Heat Pump with Remote Outdoor Unit-Air-Source | 4A6H6024H1 |  | 4TXCB003CC3 | 13 | 15.5 | 9 | Yes | Yes | 2015-05-13 |  | 1
FALSE | 4A6H6030H1 | 3333 | 7562122 | TRANE | 4TWR6030H1 | HP | Split System: Heat Pump with Remote Outdoor Unit-Air-Source | 4A6H6030H1 |  | 4NXCC005AS3 | 13 | 15.5 | 8.5 | Yes | Yes | 2015-05-13 |  | 1
FALSE | 4A6H6030H1 | 3333 | 7562253 | TRANE | 4TWR6030H1 | HP | Split System: Heat Pump with Remote Outdoor Unit-Air-Source | 4A6H6030H1 |  | 4TXCC005CC3 | 12.5 | 16 | 9 | Yes | Yes | 2015-05-13 |  | 1
FALSE | 4A6H6024H1 | 3332 | 7562091 | TRANE | 4TWR6024H1 | HP | Split System: Heat Pump with Remote Outdoor Unit-Air-Source | 4A6H6024H1 |  | 4TXCC007CC3 | 12.5 | 16 | 9 | Yes | Yes | 2015-05-13 |  | 1
FALSE | 4A6H6030H1 | 3333 | 7562255 | TRANE | 4TWR6030H1 | HP | Split System: Heat Pump with Remote Outdoor Unit-Air-Source | 4A6H6030H1 |  | 4TXCC005CC3 | 13 | 16 | 9 | Yes | Yes | 2015-05-13 |  | 2
FALSE | 4A6H6030H1 | 3333 | 7562256 | TRANE | 4TWR6030H1 | HP | Split System: Heat Pump with Remote Outdoor Unit-Air-Source | 4A6H6030H1 |  | 4TXCC005CC3 | 13 | 16 | 9 | Yes | Yes | 2015-05-13 |  | 2
FALSE | 4A6H6030H1 | 3333 | 7562258 | TRANE | 4TWR6030H1 | HP | Split System: Heat Pump with Remote Outdoor Unit-Air-Source | 4A6H6030H1 |  | 4TXCC005CC3 | 13 | 16 | 9 | Yes | Yes | 2015-05-13 |  | 2
FALSE | 4A6H6030H1 | 3333 | 7562259 | TRANE | 4TWR6030H1 | HP | Split System: Heat Pump with Remote Outdoor Unit-Air-Source | 4A6H6030H1 |  | 4TXCC005CC3 | 13 | 16 | 9 | Yes | Yes | 2015-05-13 |  | 2
FALSE | 4A6H6030H1 | 3333 | 7562261 | TRANE | 4TWR6030H1 | HP | Split System: Heat Pump with Remote Outdoor Unit-Air-Source | 4A6H6030H1 |  | 4TXCC005CC3 | 13 | 16 | 9 | Yes | Yes | 2015-05-13 |  | 2
FALSE | 4A6H6060H1 | 3337 | 7563847 | TRANE | 4TWR6060H1 | HP | Split System: Heat Pump with Remote Outdoor Unit-Air-Source | 4A6H6060H1 |  | 4TXFH063CZ3 | 12 | 14.5 | 8.5 | Yes | Yes | 2015-05-13 |  | 0
FALSE | 4A6H6060H1 | 3337 | 7563810 | TRANE | 4TWR6060H1 | HP | Split System: Heat Pump with Remote Outdoor Unit-Air-Source | 4A6H6060H1 |  | 4TXFH063CZ3 | 12.5 | 15 | 8.5 | Yes | Yes | 2015-05-13 |  | 1
FALSE | 4A6H6036H1 | 3334 | 7562920 | TRANE | 4TWR6036H1 | HP | Split System: Heat Pump with Remote Outdoor Unit-Air-Source | 4A6H6036H1 |  | 4TXCC007CC3 | 12.5 | 15 | 9 | Yes | Yes | 2015-05-13 |  | 1
FALSE | 4A6H6048H1 | 3336 | 7563612 | TRANE | 4TWR6048H1 | HP | Split System: Heat Pump with Remote Outdoor Unit-Air-Source | 4A6H6048H1 |  | 4TXFH063CZ3 | 13 | 15.5 | 8.5 | Yes | Yes | 2015-05-13 |  | 1
FALSE | 4A6H6048H1 | 3336 | 7563614 | TRANE | 4TWR6048H1 | HP | Split System: Heat Pump with Remote Outdoor Unit-Air-Source | 4A6H6048H1 |  | 4TXFH063CZ3 | 13 | 15.5 | 8.5 | Yes | Yes | 2015-05-13 |  | 1
FALSE | 4A6H6048H1 | 3336 | 7563618 | TRANE | 4TWR6048H1 | HP | Split System: Heat Pump with Remote Outdoor Unit-Air-Source | 4A6H6048H1 |  | 4TXFH063CZ3 | 12.5 | 16 | 8.5 | Yes | Yes | 2015-05-13 |  | 1
FALSE | 4A6H6048H1 | 3336 | 7563620 | TRANE | 4TWR6048H1 | HP | Split System: Heat Pump with Remote Outdoor Unit-Air-Source | 4A6H6048H1 |  | 4TXFH063CZ3 | 12.5 | 16 | 8.5 | Yes | Yes | 2015-05-13 |  | 1
FALSE | 4A6H6024H1 | 3332 | 7562072 | TRANE | 4TWR6024H1 | HP | Split System: Heat Pump with Remote Outdoor Unit-Air-Source | 4A6H6024H1 |  | 4TXCB004CC3 | 12.5 | 16 | 9 | Yes | Yes | 2015-05-13 |  | 1
FALSE | 4A6H6024H1 | 3332 | 7562043 | TRANE | 4TWR6024H1 | HP | Split System: Heat Pump with Remote Outdoor Unit-Air-Source | 4A6H6024H1 |  | 4TXCB003CC3 | 13 | 15.5 | 9 | Yes | Yes | 2015-05-13 |  | 1
FALSE | 4A6H6030H1 | 3333 | 7562125 | TRANE | 4TWR6030H1 | HP | Split System: Heat Pump with Remote Outdoor Unit-Air-Source | 4A6H6030H1 |  | 4NXCC005AS3 | 13 | 16 | 9 | Yes | Yes | 2015-05-13 |  | 2
FALSE | 4A6H6030H1 | 3333 | 7562126 | TRANE | 4TWR6030H1 | HP | Split System: Heat Pump with Remote Outdoor Unit-Air-Source | 4A6H6030H1 |  | 4NXCC005AS3 | 13 | 16 | 9 | Yes | Yes | 2015-05-13 |  | 2
FALSE | 4A6H6030H1 | 3333 | 7562127 | TRANE | 4TWR6030H1 | HP | Split System: Heat Pump with Remote Outdoor Unit-Air-Source | 4A6H6030H1 |  | 4NXCC005AS3 | 13 | 16 | 9 | Yes | Yes | 2015-05-13 |  | 2
FALSE | 4A6H6030H1 | 3333 | 7562128 | TRANE | 4TWR6030H1 | HP | Split System: Heat Pump with Remote Outdoor Unit-Air-Source | 4A6H6030H1 |  | 4NXCC005AS3 | 13 | 16 | 9 | Yes | Yes | 2015-05-13 |  | 2
FALSE | 4A6H6030H1 | 3333 | 7562129 | TRANE | 4TWR6030H1 | HP | Split System: Heat Pump with Remote Outdoor Unit-Air-Source | 4A6H6030H1 |  | 4NXCC005AS3 | 12.5 | 16 | 9 | Yes | Yes | 2015-05-13 |  | 1
FALSE | 4A6H6030H1 | 3333 | 7562113 | TRANE | 4TWR6030H1 | HP | Split System: Heat Pump with Remote Outdoor Unit-Air-Source | 4A6H6030H1 |  | 4NXCC005AS3 | 12.5 | 16 | 9 | Yes | Yes | 2015-05-13 |  | 1
FALSE | 4A6H6030H1 | 3333 | 7562114 | TRANE | 4TWR6030H1 | HP | Split System: Heat Pump with Remote Outdoor Unit-Air-Source | 4A6H6030H1 |  | 4NXCC005AS3 | 12.5 | 16 | 9 | Yes | Yes | 2015-05-13 |  | 1
FALSE | 4A6H6030H1 | 3333 | 7562115 | TRANE | 4TWR6030H1 | HP | Split System: Heat Pump with Remote Outdoor Unit-Air-Source | 4A6H6030H1 |  | 4NXCC005AS3 | 13 | 16 | 9 | Yes | Yes | 2015-05-13 |  | 2
FALSE | 4A6H6030H1 | 3333 | 7562116 | TRANE | 4TWR6030H1 | HP | Split System: Heat Pump with Remote Outdoor Unit-Air-Source | 4A6H6030H1 |  | 4NXCC005AS3 | 13 | 16 | 9 | Yes | Yes | 2015-05-13 |  | 2
FALSE | 4A6H6030H1 | 3333 | 7562117 | TRANE | 4TWR6030H1 | HP | Split System: Heat Pump with Remote Outdoor Unit-Air-Source | 4A6H6030H1 |  | 4NXCC005AS3 | 13 | 16 | 9 | Yes | Yes | 2015-05-13 |  | 2
FALSE | 4A6H6030H1 | 3333 | 7562118 | TRANE | 4TWR6030H1 | HP | Split System: Heat Pump with Remote Outdoor Unit-Air-Source | 4A6H6030H1 |  | 4NXCC005AS3 | 13 | 16 | 9 | Yes | Yes | 2015-05-13 |  | 2
FALSE | 4A6H6030H1 | 3333 | 7562120 | TRANE | 4TWR6030H1 | HP | Split System: Heat Pump with Remote Outdoor Unit-Air-Source | 4A6H6030H1 |  | 4NXCC005AS3 | 13 | 16 | 9 | Yes | Yes | 2015-05-13 |  | 2
FALSE | 4A6H6060H1 | 3337 | 7563846 | TRANE | 4TWR6060H1 | HP | Split System: Heat Pump with Remote Outdoor Unit-Air-Source | 4A6H6060H1 |  | 4TXFH063CZ3 | 12 | 14.5 | 8.5 | Yes | Yes | 2015-05-13 |  | 0
FALSE | 4A6H6060H1 | 3337 | 7563742 | TRANE | 4TWR6060H1 | HP | Split System: Heat Pump with Remote Outdoor Unit-Air-Source | 4A6H6060H1 |  | 4TXCC008CC3 | 12 | 14.5 | 8.5 | Yes | Yes | 2015-05-13 |  | 0
FALSE | 4A6H6036H1 | 3334 | 7562876 | TRANE | 4TWR6036H1 | HP | Split System: Heat Pump with Remote Outdoor Unit-Air-Source | 4A6H6036H1 |  | 4TXCC005CC3 | 13 | 16 | 9 | Yes | Yes | 2015-05-13 |  | 2
FALSE | 4A6H6036H1 | 3334 | 7562877 | TRANE | 4TWR6036H1 | HP | Split System: Heat Pump with Remote Outdoor Unit-Air-Source | 4A6H6036H1 |  | 4TXCC005CC3 | 13 | 15.5 | 9 | Yes | Yes | 2015-05-13 |  | 1
FALSE | 4A6H6036H1 | 3334 | 7562820 | TRANE | 4TWR6036H1 | HP | Split System: Heat Pump with Remote Outdoor Unit-Air-Source | 4A6H6036H1 |  | 4TXCB004CC3 | 12.5 | 14.5 | 9 | Yes | Yes | 2015-05-13 |  | 0
FALSE | 4A6H6036H1 | 3334 | 7562922 | TRANE | 4TWR6036H1 | HP | Split System: Heat Pump with Remote Outdoor Unit-Air-Source | 4A6H6036H1 |  | 4TXCC007CC3 | 12.5 | 15 | 9 | Yes | Yes | 2015-05-13 |  | 1
FALSE | 4A6H6036H1 | 3334 | 7562923 | TRANE | 4TWR6036H1 | HP | Split System: Heat Pump with Remote Outdoor Unit-Air-Source | 4A6H6036H1 |  | 4TXCC007CC3 | 12.5 | 15 | 9 | Yes | Yes | 2015-05-13 |  | 1
FALSE | 4A6H6036H1 | 3334 | 7562924 | TRANE | 4TWR6036H1 | HP | Split System: Heat Pump with Remote Outdoor Unit-Air-Source | 4A6H6036H1 |  | 4TXCC007CC3 | 12.5 | 15 | 9 | Yes | Yes | 2015-05-13 |  | 1
FALSE | 4A6H6036H1 | 3334 | 7562927 | TRANE | 4TWR6036H1 | HP | Split System: Heat Pump with Remote Outdoor Unit-Air-Source | 4A6H6036H1 |  | 4TXCC007CC3 | 12.5 | 15 | 9 | Yes | Yes | 2015-05-13 |  | 1
FALSE | 4A6H6036H1 | 3334 | 7562392 | TRANE | 4TWR6036H1 | HP | Split System: Heat Pump with Remote Outdoor Unit-Air-Source | 4A6H6036H1 |  | 4NXCB004AS3 | 12.5 | 15 | 9 | Yes | Yes | 2015-05-13 |  | 1
FALSE | 4A6H6036H1 | 3334 | 7562795 | TRANE | 4TWR6036H1 | HP | Split System: Heat Pump with Remote Outdoor Unit-Air-Source | 4A6H6036H1 |  | 4TXCB004CC3 | 12.5 | 15 | 9 | Yes | Yes | 2015-05-13 |  | 1
FALSE | 4A6H6036H1 | 3334 | 7562796 | TRANE | 4TWR6036H1 | HP | Split System: Heat Pump with Remote Outdoor Unit-Air-Source | 4A6H6036H1 |  | 4TXCB004CC3 | 12.5 | 15 | 9 | Yes | Yes | 2015-05-13 |  | 1
FALSE | 4A6H6036H1 | 3334 | 7562797 | TRANE | 4TWR6036H1 | HP | Split System: Heat Pump with Remote Outdoor Unit-Air-Source | 4A6H6036H1 |  | 4TXCB004CC3 | 12.5 | 15 | 9 | Yes | Yes | 2015-05-13 |  | 1
FALSE | 4A6H6036H1 | 3334 | 7562800 | TRANE | 4TWR6036H1 | HP | Split System: Heat Pump with Remote Outdoor Unit-Air-Source | 4A6H6036H1 |  | 4TXCB004CC3 | 12.5 | 15 | 9 | Yes | Yes | 2015-05-13 |  | 1
FALSE | 4A6H6036H1 | 3334 | 7562880 | TRANE | 4TWR6036H1 | HP | Split System: Heat Pump with Remote Outdoor Unit-Air-Source | 4A6H6036H1 |  | 4TXCC007CC3 | 13 | 15.5 | 9 | Yes | Yes | 2015-05-13 |  | 1
FALSE | 4A6H6036H1 | 3334 | 7562881 | TRANE | 4TWR6036H1 | HP | Split System: Heat Pump with Remote Outdoor Unit-Air-Source | 4A6H6036H1 |  | 4TXCC007CC3 | 13 | 15.5 | 9 | Yes | Yes | 2015-05-13 |  | 1
FALSE | 4A6H6036H1 | 3334 | 7562882 | TRANE | 4TWR6036H1 | HP | Split System: Heat Pump with Remote Outdoor Unit-Air-Source | 4A6H6036H1 |  | 4TXCC007CC3 | 13 | 15.5 | 9 | Yes | Yes | 2015-05-13 |  | 1
FALSE | 4A6H6036H1 | 3334 | 7562941 | TRANE | 4TWR6036H1 | HP | Split System: Heat Pump with Remote Outdoor Unit-Air-Source | 4A6H6036H1 |  | 4TXFH036CZ3 | 13 | 15.5 | 9 | Yes | Yes | 2015-05-13 |  | 1
FALSE | 4A6H6036H1 | 3334 | 7562942 | TRANE | 4TWR6036H1 | HP | Split System: Heat Pump with Remote Outdoor Unit-Air-Source | 4A6H6036H1 |  | 4TXFH036CZ3 | 13 | 15.5 | 9 | Yes | Yes | 2015-05-13 |  | 1
FALSE | 4A6H6036H1 | 3334 | 7562936 | TRANE | 4TWR6036H1 | HP | Split System: Heat Pump with Remote Outdoor Unit-Air-Source | 4A6H6036H1 |  | 4TXFH036CZ3 | 13 | 15.5 | 9 | Yes | Yes | 2015-05-13 |  | 1
FALSE | 4A6H6036H1 | 3334 | 7562939 | TRANE | 4TWR6036H1 | HP | Split System: Heat Pump with Remote Outdoor Unit-Air-Source | 4A6H6036H1 |  | 4TXFH036CZ3 | 12.5 | 15 | 9 | Yes | Yes | 2015-05-13 |  | 1
FALSE | 4A6H6024H1 | 3332 | 7562036 | TRANE | 4TWR6024H1 | HP | Split System: Heat Pump with Remote Outdoor Unit-Air-Source | 4A6H6024H1 |  | 4TXCB003CC3 | 12.5 | 16 | 9 | Yes | Yes | 2015-05-13 |  | 1
FALSE | 4A6H6024H1 | 3332 | 7562037 | TRANE | 4TWR6024H1 | HP | Split System: Heat Pump with Remote Outdoor Unit-Air-Source | 4A6H6024H1 |  | 4TXCB003CC3 | 12.5 | 15 | 9 | Yes | Yes | 2015-05-13 |  | 1
FALSE | 4A6H6024H1 | 3332 | 7562073 | TRANE | 4TWR6024H1 | HP | Split System: Heat Pump with Remote Outdoor Unit-Air-Source | 4A6H6024H1 |  | 4TXCB004CC3 | 12.5 | 16 | 9 | Yes | Yes | 2015-05-13 |  | 1
FALSE | 4A6H6024H1 | 3332 | 7562055 | TRANE | 4TWR6024H1 | HP | Split System: Heat Pump with Remote Outdoor Unit-Air-Source | 4A6H6024H1 |  | 4TXCB004CC3 | 12.5 | 16 | 9 | Yes | Yes | 2015-05-13 |  | 1
FALSE | 4A6H6024H1 | 3332 | 7562057 | TRANE | 4TWR6024H1 | HP | Split System: Heat Pump with Remote Outdoor Unit-Air-Source | 4A6H6024H1 |  | 4TXCB004CC3 | 12.5 | 16 | 9 | Yes | Yes | 2015-05-13 |  | 1
FALSE | 4A6H6024H1 | 3332 | 7562059 | TRANE | 4TWR6024H1 | HP | Split System: Heat Pump with Remote Outdoor Unit-Air-Source | 4A6H6024H1 |  | 4TXCB004CC3 | 13 | 16 | 9 | Yes | Yes | 2015-05-13 |  | 2
FALSE | 4A6H6024H1 | 3332 | 7562062 | TRANE | 4TWR6024H1 | HP | Split System: Heat Pump with Remote Outdoor Unit-Air-Source | 4A6H6024H1 |  | 4TXCB004CC3 | 13 | 16 | 9 | Yes | Yes | 2015-05-13 |  | 2
FALSE | 4A6H6030H1 | 3333 | 7562200 | TRANE | 4TWR6030H1 | HP | Split System: Heat Pump with Remote Outdoor Unit-Air-Source | 4A6H6030H1 |  | 4TXCB004CC3 | 13 | 15.5 | 9 | Yes | Yes | 2015-05-13 |  | 1
FALSE | 4A6H6030H1 | 3333 | 7562227 | TRANE | 4TWR6030H1 | HP | Split System: Heat Pump with Remote Outdoor Unit-Air-Source | 4A6H6030H1 |  | 4TXCC005CC3 | 13 | 16 | 9.5 | Yes | Yes | 2015-05-13 |  | 2
FALSE | 4A6H6030H1 | 3333 | 7562230 | TRANE | 4TWR6030H1 | HP | Split System: Heat Pump with Remote Outdoor Unit-Air-Source | 4A6H6030H1 |  | 4TXCC005CC3 | 13 | 16 | 9 | Yes | Yes | 2015-05-13 |  | 2
FALSE | 4A6H6030H1 | 3333 | 7562231 | TRANE | 4TWR6030H1 | HP | Split System: Heat Pump with Remote Outdoor Unit-Air-Source | 4A6H6030H1 |  | 4TXCC005CC3 | 13 | 16 | 9 | Yes | Yes | 2015-05-13 |  | 2
FALSE | 4A6H6030H1 | 3333 | 7562232 | TRANE | 4TWR6030H1 | HP | Split System: Heat Pump with Remote Outdoor Unit-Air-Source | 4A6H6030H1 |  | 4TXCC005CC3 | 13 | 16 | 9 | Yes | Yes | 2015-05-13 |  | 2
FALSE | 4A6H6030H1 | 3333 | 7562233 | TRANE | 4TWR6030H1 | HP | Split System: Heat Pump with Remote Outdoor Unit-Air-Source | 4A6H6030H1 |  | 4TXCC005CC3 | 13 | 16 | 9 | Yes | Yes | 2015-05-13 |  | 2
FALSE | 4A6H6030H1 | 3333 | 7562234 | TRANE | 4TWR6030H1 | HP | Split System: Heat Pump with Remote Outdoor Unit-Air-Source | 4A6H6030H1 |  | 4TXCC005CC3 | 12.5 | 16 | 9 | Yes | Yes | 2015-05-13 |  | 1
FALSE | 4A6H6030H1 | 3333 | 7562235 | TRANE | 4TWR6030H1 | HP | Split System: Heat Pump with Remote Outdoor Unit-Air-Source | 4A6H6030H1 |  | 4TXCC005CC3 | 12.5 | 16 | 9 | Yes | Yes | 2015-05-13 |  | 1
FALSE | 4A6H6060H1 | 3337 | 7563819 | TRANE | 4TWR6060H1 | HP | Split System: Heat Pump with Remote Outdoor Unit-Air-Source | 4A6H6060H1 |  | 4TXFH063CZ3 | 12.5 | 15 | 8.5 | Yes | Yes | 2015-05-13 |  | 1
FALSE | 4A6H6048H1 | 3336 | 7563529 | TRANE | 4TWR6048H1 | HP | Split System: Heat Pump with Remote Outdoor Unit-Air-Source | 4A6H6048H1 |  | 4TXCD009CC3 | 12 | 14.5 | 8.2 | Yes | Yes | 2015-05-13 |  | Below V5.0 Req.
FALSE | 4A6H6036H1 | 3334 | 7562813 | TRANE | 4TWR6036H1 | HP | Split System: Heat Pump with Remote Outdoor Unit-Air-Source | 4A6H6036H1 |  | 4TXCB004CC3 | 13 | 15.5 | 9 | Yes | Yes | 2015-05-13 |  | 1
FALSE | 4A6H6036H1 | 3334 | 7562815 | TRANE | 4TWR6036H1 | HP | Split System: Heat Pump with Remote Outdoor Unit-Air-Source | 4A6H6036H1 |  | 4TXCB004CC3 | 13 | 15.5 | 9 | Yes | Yes | 2015-05-13 |  | 1
FALSE | 4A6H6036H1 | 3334 | 7562414 | TRANE | 4TWR6036H1 | HP | Split System: Heat Pump with Remote Outdoor Unit-Air-Source | 4A6H6036H1 |  | 4NXCC008AS3 | 12.5 | 14.5 | 8.2 | Yes | Yes | 2015-05-13 |  | Below V5.0 Req.
FALSE | 4A6H6060H1 | 3337 | 7563802 | TRANE | 4TWR6060H1 | HP | Split System: Heat Pump with Remote Outdoor Unit-Air-Source | 4A6H6060H1 |  | 4TXCD010CC3 | 12 | 14.5 | 8.5 | Yes | Yes | 2015-05-13 |  | 0
FALSE | 4A6H6060H1 | 3337 | 7563631 | TRANE | 4TWR6060H1 | HP | Split System: Heat Pump with Remote Outdoor Unit-Air-Source | 4A6H6060H1 |  | 4NXCD009AS3 | 12.5 | 15 | 8.2 | Yes | Yes | 2015-05-13 |  | Below V5.0 Req.
FALSE | 4A6H6060H1 | 3337 | 7563637 | TRANE | 4TWR6060H1 | HP | Split System: Heat Pump with Remote Outdoor Unit-Air-Source | 4A6H6060H1 |  | 4NXCD009AS3 | 12 | 14.5 | 8.2 | Yes | Yes | 2015-05-13 |  | Below V5.0 Req.
FALSE | 4A6H6036H1 | 3334 | 7562386 | TRANE | 4TWR6036H1 | HP | Split System: Heat Pump with Remote Outdoor Unit-Air-Source | 4A6H6036H1 |  | 4NXCB004AS3 | 12 | 14.5 | 8.5 | Yes | Yes | 2015-05-13 |  | 0
FALSE | 4A6H6036H1 | 3334 | 7562394 | TRANE | 4TWR6036H1 | HP | Split System: Heat Pump with Remote Outdoor Unit-Air-Source | 4A6H6036H1 |  | 4NXCB004AS3 | 12.5 | 15 | 9 | Yes | Yes | 2015-05-13 |  | 1
FALSE | 4A6H6042H1 | 3335 | 7563241 | TRANE | 4TWR6042H1 | HP | Split System: Heat Pump with Remote Outdoor Unit-Air-Source | 4A6H6042H1 |  | 4TXCD009CC3 | 13 | 15.5 | 8.5 | Yes | Yes | 2015-05-13 |  | 1
FALSE | 4A6H6042H1 | 3335 | 7563243 | TRANE | 4TWR6042H1 | HP | Split System: Heat Pump with Remote Outdoor Unit-Air-Source | 4A6H6042H1 |  | 4TXCD009CC3 | 13 | 15.5 | 8.5 | Yes | Yes | 2015-05-13 |  | 1
FALSE | 4A6H6060H1 | 3337 | 7563803 | TRANE | 4TWR6060H1 | HP | Split System: Heat Pump with Remote Outdoor Unit-Air-Source | 4A6H6060H1 |  | 4TXCD010CC3 | 12 | 14.5 | 8.5 | Yes | Yes | 2015-05-13 |  | 0
FALSE | 4A6H6042H1 | 3335 | 7563285 | TRANE | 4TWR6042H1 | HP | Split System: Heat Pump with Remote Outdoor Unit-Air-Source | 4A6H6042H1 |  | 4TXFH054CC3 | 13 | 15.5 | 8.5 | Yes | Yes | 2015-05-13 |  | 1
FALSE | 4A6H6030H1 | 3333 | 7562332 | TRANE | 4TWR6030H1 | HP | Split System: Heat Pump with Remote Outdoor Unit-Air-Source | 4A6H6030H1 |  | 4TXCC007CC3 | 12.5 | 15 | 8.5 | Yes | Yes | 2015-05-13 |  | 1
FALSE | 4A6H6030H1 | 3333 | 7562336 | TRANE | 4TWR6030H1 | HP | Split System: Heat Pump with Remote Outdoor Unit-Air-Source | 4A6H6030H1 |  | 4TXCC007CC3 | 13 | 16 | 9 | Yes | Yes | 2015-05-13 |  | 2
FALSE | 4A6H6030H1 | 3333 | 7562337 | TRANE | 4TWR6030H1 | HP | Split System: Heat Pump with Remote Outdoor Unit-Air-Source | 4A6H6030H1 |  | 4TXCC007CC3 | 13 | 15.5 | 8.5 | Yes | Yes | 2015-05-13 |  | 1
FALSE | 4A6H6030H1 | 3333 | 7562282 | TRANE | 4TWR6030H1 | HP | Split System: Heat Pump with Remote Outdoor Unit-Air-Source | 4A6H6030H1 |  | 4TXCC007CC3 | 12.5 | 15.5 | 9 | Yes | Yes | 2015-05-13 |  | 1
FALSE | 4A6H6030H1 | 3333 | 7562283 | TRANE | 4TWR6030H1 | HP | Split System: Heat Pump with Remote Outdoor Unit-Air-Source | 4A6H6030H1 |  | 4TXCC007CC3 | 12.5 | 16 | 9 | Yes | Yes | 2015-05-13 |  | 1
FALSE | 4A6H6030H1 | 3333 | 7562284 | TRANE | 4TWR6030H1 | HP | Split System: Heat Pump with Remote Outdoor Unit-Air-Source | 4A6H6030H1 |  | 4TXCC007CC3 | 13 | 16 | 9 | Yes | Yes | 2015-05-13 |  | 2
FALSE | 4A6H6030H1 | 3333 | 7562285 | TRANE | 4TWR6030H1 | HP | Split System: Heat Pump with Remote Outdoor Unit-Air-Source | 4A6H6030H1 |  | 4TXCC007CC3 | 13 | 16 | 9 | Yes | Yes | 2015-05-13 |  | 2
FALSE | 4A6H6030H1 | 3333 | 7562208 | TRANE | 4TWR6030H1 | HP | Split System: Heat Pump with Remote Outdoor Unit-Air-Source | 4A6H6030H1 |  | 4TXCB004CC3 | 13 | 16 | 9 | Yes | Yes | 2015-05-13 |  | 2
FALSE | 4A6H6030H1 | 3333 | 7562190 | TRANE | 4TWR6030H1 | HP | Split System: Heat Pump with Remote Outdoor Unit-Air-Source | 4A6H6030H1 |  | 4TXCB004CC3 | 13 | 16 | 9 | Yes | Yes | 2015-05-13 |  | 2
FALSE | 4A6H6030H1 | 3333 | 7562191 | TRANE | 4TWR6030H1 | HP | Split System: Heat Pump with Remote Outdoor Unit-Air-Source | 4A6H6030H1 |  | 4TXCB004CC3 | 13 | 16 | 9 | Yes | Yes | 2015-05-13 |  | 2
FALSE | 4A6H6030H1 | 3333 | 7562193 | TRANE | 4TWR6030H1 | HP | Split System: Heat Pump with Remote Outdoor Unit-Air-Source | 4A6H6030H1 |  | 4TXCB004CC3 | 13 | 16 | 9 | Yes | Yes | 2015-05-13 |  | 2
FALSE | 4A6H6036H1 | 3334 | 7562791 | TRANE | 4TWR6036H1 | HP | Split System: Heat Pump with Remote Outdoor Unit-Air-Source | 4A6H6036H1 |  | 4TXCB004CC3 | 12.5 | 15 | 9 | Yes | Yes | 2015-05-13 |  | 1
FALSE | 4A6H6036H1 | 3334 | 7562792 | TRANE | 4TWR6036H1 | HP | Split System: Heat Pump with Remote Outdoor Unit-Air-Source | 4A6H6036H1 |  | 4TXCB004CC3 | 12.5 | 15 | 9 | Yes | Yes | 2015-05-13 |  | 1
FALSE | 4A6H6036H1 | 3334 | 7562817 | TRANE | 4TWR6036H1 | HP | Split System: Heat Pump with Remote Outdoor Unit-Air-Source | 4A6H6036H1 |  | 4TXCB004CC3 | 13 | 15.5 | 9 | Yes | Yes | 2015-05-13 |  | 1
FALSE | 4A6H6036H1 | 3334 | 7562433 | TRANE | 4TWR6036H1 | HP | Split System: Heat Pump with Remote Outdoor Unit-Air-Source | 4A6H6036H1 |  | 4NXCC008AS3 | 12.5 | 15 | 8.2 | Yes | Yes | 2015-05-13 |  | Below V5.0 Req.
FALSE | 4A6H6036H1 | 3334 | 7562436 | TRANE | 4TWR6036H1 | HP | Split System: Heat Pump with Remote Outdoor Unit-Air-Source | 4A6H6036H1 |  | 4NXCC008AS3 | 12 | 14.5 | 8.2 | Yes | Yes | 2015-05-13 |  | Below V5.0 Req.
FALSE | 4A6H6036H1 | 3334 | 7562438 | TRANE | 4TWR6036H1 | HP | Split System: Heat Pump with Remote Outdoor Unit-Air-Source | 4A6H6036H1 |  | 4NXCC008AS3 | 13 | 15.5 | 8.5 | Yes | Yes | 2015-05-13 |  | 1
FALSE | 4A6H6036H1 | 3334 | 7562440 | TRANE | 4TWR6036H1 | HP | Split System: Heat Pump with Remote Outdoor Unit-Air-Source | 4A6H6036H1 |  | 4NXCC008AS3 | 13 | 15.5 | 8.5 | Yes | Yes | 2015-05-13 |  | 1
FALSE | 4A6H6036H1 | 3334 | 7562442 | TRANE | 4TWR6036H1 | HP | Split System: Heat Pump with Remote Outdoor Unit-Air-Source | 4A6H6036H1 |  | 4NXCC008AS3 | 13 | 15.5 | 8.5 | Yes | Yes | 2015-05-13 |  | 1
FALSE | 4A6H6036H1 | 3334 | 7562812 | TRANE | 4TWR6036H1 | HP | Split System: Heat Pump with Remote Outdoor Unit-Air-Source | 4A6H6036H1 |  | 4TXCB004CC3 | 12.5 | 15 | 9 | Yes | Yes | 2015-05-13 |  | 1
FALSE | 4A6H6036H1 | 3334 | 7562413 | TRANE | 4TWR6036H1 | HP | Split System: Heat Pump with Remote Outdoor Unit-Air-Source | 4A6H6036H1 |  | 4NXCC005AS3 | 13 | 15.5 | 9 | Yes | Yes | 2015-05-13 |  | 1
FALSE | 4A6H6036H1 | 3334 | 7562935 | TRANE | 4TWR6036H1 | HP | Split System: Heat Pump with Remote Outdoor Unit-Air-Source | 4A6H6036H1 |  | 4TXFH036CZ3 | 13 | 16 | 9 | Yes | Yes | 2015-05-13 |  | 2
FALSE | 4A6H6030H1 | 3333 | 7562349 | TRANE | 4TWR6030H1 | HP | Split System: Heat Pump with Remote Outdoor Unit-Air-Source | 4A6H6030H1 |  | 4TXCC008CC3 | 13 | 16 | 9 | Yes | Yes | 2015-05-13 |  | 2
FALSE | 4A6H6030H1 | 3333 | 7562347 | TRANE | 4TWR6030H1 | HP | Split System: Heat Pump with Remote Outdoor Unit-Air-Source | 4A6H6030H1 |  | 4TXCC008CC3 | 13 | 16 | 9 | Yes | Yes | 2015-05-13 |  | 2
FALSE | 4A6H6030H1 | 3333 | 7562346 | TRANE | 4TWR6030H1 | HP | Split System: Heat Pump with Remote Outdoor Unit-Air-Source | 4A6H6030H1 |  | 4TXCC008CC3 | 13 | 16 | 9 | Yes | Yes | 2015-05-13 |  | 2
FALSE | 4A6H6030H1 | 3333 | 7562344 | TRANE | 4TWR6030H1 | HP | Split System: Heat Pump with Remote Outdoor Unit-Air-Source | 4A6H6030H1 |  | 4TXCC008CC3 | 13 | 16 | 9 | Yes | Yes | 2015-05-13 |  | 2
FALSE | 4A6H6030H1 | 3333 | 7562343 | TRANE | 4TWR6030H1 | HP | Split System: Heat Pump with Remote Outdoor Unit-Air-Source | 4A6H6030H1 |  | 4TXCC008CC3 | 13 | 16 | 9 | Yes | Yes | 2015-05-13 |  | 2
FALSE | 4A6H6030H1 | 3333 | 7562341 | TRANE | 4TWR6030H1 | HP | Split System: Heat Pump with Remote Outdoor Unit-Air-Source | 4A6H6030H1 |  | 4TXCC008CC3 | 13 | 16 | 9 | Yes | Yes | 2015-05-13 |  | 2
FALSE | 4A6H6030H1 | 3333 | 7562338 | TRANE | 4TWR6030H1 | HP | Split System: Heat Pump with Remote Outdoor Unit-Air-Source | 4A6H6030H1 |  | 4TXCC008CC3 | 12.5 | 16 | 9 | Yes | Yes | 2015-05-13 |  | 1
FALSE | 4A6H6030H1 | 3333 | 7562194 | TRANE | 4TWR6030H1 | HP | Split System: Heat Pump with Remote Outdoor Unit-Air-Source | 4A6H6030H1 |  | 4TXCB004CC3 | 13 | 16 | 9 | Yes | Yes | 2015-05-13 |  | 2
FALSE | 4A6H6030H1 | 3333 | 7562195 | TRANE | 4TWR6030H1 | HP | Split System: Heat Pump with Remote Outdoor Unit-Air-Source | 4A6H6030H1 |  | 4TXCB004CC3 | 12.5 | 16 | 9 | Yes | Yes | 2015-05-13 |  | 1
FALSE | 4A6H6030H1 | 3333 | 7562197 | TRANE | 4TWR6030H1 | HP | Split System: Heat Pump with Remote Outdoor Unit-Air-Source | 4A6H6030H1 |  | 4TXCB004CC3 | 12.5 | 16 | 9 | Yes | Yes | 2015-05-13 |  | 1
FALSE | 4A6H6030H1 | 3333 | 7562198 | TRANE | 4TWR6030H1 | HP | Split System: Heat Pump with Remote Outdoor Unit-Air-Source | 4A6H6030H1 |  | 4TXCB004CC3 | 13 | 16 | 9 | Yes | Yes | 2015-05-13 |  | 2
FALSE | 4A6H6030H1 | 3333 | 7562199 | TRANE | 4TWR6030H1 | HP | Split System: Heat Pump with Remote Outdoor Unit-Air-Source | 4A6H6030H1 |  | 4TXCB004CC3 | 13 | 16 | 9 | Yes | Yes | 2015-05-13 |  | 2
FALSE | 4A6H6048H1 | 3336 | 7563528 | TRANE | 4TWR6048H1 | HP | Split System: Heat Pump with Remote Outdoor Unit-Air-Source | 4A6H6048H1 |  | 4TXCD009CC3 | 12.5 | 15 | 8.2 | Yes | Yes | 2015-05-13 |  | Below V5.0 Req.
FALSE | 4A6H6048H1 | 3336 | 7563536 | TRANE | 4TWR6048H1 | HP | Split System: Heat Pump with Remote Outdoor Unit-Air-Source | 4A6H6048H1 |  | 4TXCD009CC3 | 13 | 15.5 | 8.5 | Yes | Yes | 2015-05-13 |  | 1
FALSE | 4A6H6048H1 | 3336 | 7563537 | TRANE | 4TWR6048H1 | HP | Split System: Heat Pump with Remote Outdoor Unit-Air-Source | 4A6H6048H1 |  | 4TXCD009CC3 | 12.5 | 15 | 8.5 | Yes | Yes | 2015-05-13 |  | 1
FALSE | 4A6H6048H1 | 3336 | 7563539 | TRANE | 4TWR6048H1 | HP | Split System: Heat Pump with Remote Outdoor Unit-Air-Source | 4A6H6048H1 |  | 4TXCD009CC3 | 12.5 | 15.5 | 8.5 | Yes | Yes | 2015-05-13 |  | 1
FALSE | 4A6H6048H1 | 3336 | 7563540 | TRANE | 4TWR6048H1 | HP | Split System: Heat Pump with Remote Outdoor Unit-Air-Source | 4A6H6048H1 |  | 4TXCD009CC3 | 12.5 | 15.5 | 8.5 | Yes | Yes | 2015-05-13 |  | 1
FALSE | 4A6H6048H1 | 3336 | 7563541 | TRANE | 4TWR6048H1 | HP | Split System: Heat Pump with Remote Outdoor Unit-Air-Source | 4A6H6048H1 |  | 4TXCD009CC3 | 12.5 | 15 | 8.5 | Yes | Yes | 2015-05-13 |  | 1
FALSE | 4A6H6042H1 | 3335 | 7563300 | TRANE | 4TWR6042H1 | HP | Split System: Heat Pump with Remote Outdoor Unit-Air-Source | 4A6H6042H1 |  | GAM5B0B36M31 | 12.5 | 15 | 8.2 | Yes | Yes | 2015-05-13 |  | Below V5.0 Req.
FALSE | 4A6H6042H1 | 3335 | 7563301 | TRANE | 4TWR6042H1 | HP | Split System: Heat Pump with Remote Outdoor Unit-Air-Source | 4A6H6042H1 |  | GAM5B0C42M31 | 12.5 | 16 | 9 | Yes | Yes | 2015-05-13 |  | 1
FALSE | 4A6H6042H1 | 3335 | 7562983 | TRANE | 4TWR6042H1 | HP | Split System: Heat Pump with Remote Outdoor Unit-Air-Source | 4A6H6042H1 |  | *AM4A0B42S31+TDR | 12 | 15 | 8.5 | Yes | Yes | 2015-05-13 |  | 0
FALSE | 4A6H6042H1 | 3335 | 7562984 | TRANE | 4TWR6042H1 | HP | Split System: Heat Pump with Remote Outdoor Unit-Air-Source | 4A6H6042H1 |  | *AM7A0C36H31 | 13 | 16 | 9 | Yes | Yes | 2015-05-13 |  | 2
FALSE | 4A6H6042H1 | 3335 | 7562985 | TRANE | 4TWR6042H1 | HP | Split System: Heat Pump with Remote Outdoor Unit-Air-Source | 4A6H6042H1 |  | *AM7A0C42H31 | 13 | 16 | 8.5 | Yes | Yes | 2015-05-13 |  | 1
FALSE | 4A6H6042H1 | 3335 | 7562986 | TRANE | 4TWR6042H1 | HP | Split System: Heat Pump with Remote Outdoor Unit-Air-Source | 4A6H6042H1 |  | *AM7A0C48H41 | 13 | 16 | 9.6 | Yes | Yes | 2015-05-13 |  | 2
FALSE | 4A6H6036H1 | 3334 | 7562384 | TRANE | 4TWR6036H1 | HP | Split System: Heat Pump with Remote Outdoor Unit-Air-Source | 4A6H6036H1 |  | *AM7A0C42H31 | 13 | 16 | 9 | Yes | Yes | 2015-05-13 |  | 2
FALSE | 4A6H6042H1 | 3335 | 7563299 | TRANE | 4TWR6042H1 | HP | Split System: Heat Pump with Remote Outdoor Unit-Air-Source | 4A6H6042H1 |  | GAM2A0B42S31+TDR | 12 | 15 | 8.5 | Yes | Yes | 2015-05-13 |  | 0
FALSE | 4A6H6042H1 | 3335 | 7563250 | TRANE | 4TWR6042H1 | HP | Split System: Heat Pump with Remote Outdoor Unit-Air-Source | 4A6H6042H1 |  | 4TXCD009CC3 | 13 | 15.5 | 8.5 | Yes | Yes | 2015-05-13 |  | 1
FALSE | 4A6H6042H1 | 3335 | 7563251 | TRANE | 4TWR6042H1 | HP | Split System: Heat Pump with Remote Outdoor Unit-Air-Source | 4A6H6042H1 |  | 4TXCD009CC3 | 13 | 16 | 8.5 | Yes | Yes | 2015-05-13 |  | 1
FALSE | 4A6H6042H1 | 3335 | 7563287 | TRANE | 4TWR6042H1 | HP | Split System: Heat Pump with Remote Outdoor Unit-Air-Source | 4A6H6042H1 |  | 4TXFH054CC3 | 12.5 | 16 | 8.5 | Yes | Yes | 2015-05-13 |  | 1
FALSE | 4A6H6042H1 | 3335 | 7563253 | TRANE | 4TWR6042H1 | HP | Split System: Heat Pump with Remote Outdoor Unit-Air-Source | 4A6H6042H1 |  | 4TXCD009CC3 | 12.5 | 16 | 9 | Yes | Yes | 2015-05-13 |  | 1
FALSE | 4A6H6024H1 | 3332 | 7562067 | TRANE | 4TWR6024H1 | HP | Split System: Heat Pump with Remote Outdoor Unit-Air-Source | 4A6H6024H1 |  | 4TXCB004CC3 | 13 | 16 | 9 | Yes | Yes | 2015-05-13 |  | 2
FALSE | 4A6H6024H1 | 3332 | 7562068 | TRANE | 4TWR6024H1 | HP | Split System: Heat Pump with Remote Outdoor Unit-Air-Source | 4A6H6024H1 |  | 4TXCB004CC3 | 13 | 16 | 9 | Yes | Yes | 2015-05-13 |  | 2
FALSE | 4A6H6042H1 | 3335 | 7563290 | TRANE | 4TWR6042H1 | HP | Split System: Heat Pump with Remote Outdoor Unit-Air-Source | 4A6H6042H1 |  | 4TXFH054CC3 | 13 | 15.5 | 8.5 | Yes | Yes | 2015-05-13 |  | 1
FALSE | 4A6H6042H1 | 3335 | 7563254 | TRANE | 4TWR6042H1 | HP | Split System: Heat Pump with Remote Outdoor Unit-Air-Source | 4A6H6042H1 |  | 4TXCD009CC3 | 13 | 15.5 | 8.5 | Yes | Yes | 2015-05-13 |  | 1
FALSE | 4A6H6042H1 | 3335 | 7563255 | TRANE | 4TWR6042H1 | HP | Split System: Heat Pump with Remote Outdoor Unit-Air-Source | 4A6H6042H1 |  | 4TXCD009CC3 | 12.5 | 15 | 8.5 | Yes | Yes | 2015-05-13 |  | 1
FALSE | 4A6H6042H1 | 3335 | 7563256 | TRANE | 4TWR6042H1 | HP | Split System: Heat Pump with Remote Outdoor Unit-Air-Source | 4A6H6042H1 |  | 4TXCD009CC3 | 12.5 | 14.5 | 8.5 | Yes | Yes | 2015-05-13 |  | 0
FALSE | 4A6H6060H1 | 3337 | 7563806 | TRANE | 4TWR6060H1 | HP | Split System: Heat Pump with Remote Outdoor Unit-Air-Source | 4A6H6060H1 |  | 4TXCD010CC3 | 12 | 14.5 | 8.5 | Yes | Yes | 2015-05-13 |  | 0
FALSE | 4A6H6030H1 | 3333 | 7562353 | TRANE | 4TWR6030H1 | HP | Split System: Heat Pump with Remote Outdoor Unit-Air-Source | 4A6H6030H1 |  | 4TXCC008CC3 | 12.5 | 16 | 9 | Yes | Yes | 2015-05-13 |  | 1
FALSE | 4A6H6030H1 | 3333 | 7562287 | TRANE | 4TWR6030H1 | HP | Split System: Heat Pump with Remote Outdoor Unit-Air-Source | 4A6H6030H1 |  | 4TXCC007CC3 | 13 | 16 | 9 | Yes | Yes | 2015-05-13 |  | 2
FALSE | 4A6H6030H1 | 3333 | 7562374 | TRANE | 4TWR6030H1 | HP | Split System: Heat Pump with Remote Outdoor Unit-Air-Source | 4A6H6030H1 |  | 4TXFH036CZ3 | 12.5 | 16 | 9 | Yes | Yes | 2015-05-13 |  | 1
FALSE | 4A6H6024H1 | 3332 | 7561950 | TRANE | 4TWR6024H1 | HP | Split System: Heat Pump with Remote Outdoor Unit-Air-Source | 4A6H6024H1 |  | 4NXCB003AS3 | 12.5 | 15 | 9 | Yes | Yes | 2015-05-13 |  | 1
FALSE | 4A6H6042H1 | 3335 | 7563273 | TRANE | 4TWR6042H1 | HP | Split System: Heat Pump with Remote Outdoor Unit-Air-Source | 4A6H6042H1 |  | 4TXFH054CC3 | 13 | 16 | 8.5 | Yes | Yes | 2015-05-13 |  | 1
FALSE | 4A6H6042H1 | 3335 | 7563275 | TRANE | 4TWR6042H1 | HP | Split System: Heat Pump with Remote Outdoor Unit-Air-Source | 4A6H6042H1 |  | 4TXFH054CC3 | 13 | 16 | 8.5 | Yes | Yes | 2015-05-13 |  | 1
FALSE | 4A6H6024H1 | 3332 | 7562042 | TRANE | 4TWR6024H1 | HP | Split System: Heat Pump with Remote Outdoor Unit-Air-Source | 4A6H6024H1 |  | 4TXCB003CC3 | 12.5 | 16 | 9 | Yes | Yes | 2015-05-13 |  | 1
FALSE | 4A6H6030H1 | 3333 | 7562298 | TRANE | 4TWR6030H1 | HP | Split System: Heat Pump with Remote Outdoor Unit-Air-Source | 4A6H6030H1 |  | 4TXCC007CC3 | 13 | 16 | 9 | Yes | Yes | 2015-05-13 |  | 2
FALSE | 4A6H6030H1 | 3333 | 7562299 | TRANE | 4TWR6030H1 | HP | Split System: Heat Pump with Remote Outdoor Unit-Air-Source | 4A6H6030H1 |  | 4TXCC007CC3 | 13 | 16 | 9 | Yes | Yes | 2015-05-13 |  | 2
FALSE | 4A6H6030H1 | 3333 | 7562301 | TRANE | 4TWR6030H1 | HP | Split System: Heat Pump with Remote Outdoor Unit-Air-Source | 4A6H6030H1 |  | 4TXCC007CC3 | 12.5 | 16 | 9 | Yes | Yes | 2015-05-13 |  | 1
FALSE | 4A6H6030H1 | 3333 | 7562303 | TRANE | 4TWR6030H1 | HP | Split System: Heat Pump with Remote Outdoor Unit-Air-Source | 4A6H6030H1 |  | 4TXCC007CC3 | 12.5 | 16 | 9 | Yes | Yes | 2015-05-13 |  | 1
FALSE | 4A6H6030H1 | 3333 | 7562276 | TRANE | 4TWR6030H1 | HP | Split System: Heat Pump with Remote Outdoor Unit-Air-Source | 4A6H6030H1 |  | 4TXCC007CC3 | 12.5 | 16 | 9 | Yes | Yes | 2015-05-13 |  | 1
FALSE | 4A6H6042H1 | 3335 | 7563192 | TRANE | 4TWR6042H1 | HP | Split System: Heat Pump with Remote Outdoor Unit-Air-Source | 4A6H6042H1 |  | 4TXCC008CC3 | 12.5 | 16 | 9 | Yes | Yes | 2015-05-13 |  | 1
FALSE | 4A6H6030H1 | 3333 | 7562278 | TRANE | 4TWR6030H1 | HP | Split System: Heat Pump with Remote Outdoor Unit-Air-Source | 4A6H6030H1 |  | 4TXCC007CC3 | 12.5 | 16 | 9 | Yes | Yes | 2015-05-13 |  | 1
FALSE | 4A6H6036H1 | 3334 | 7562804 | TRANE | 4TWR6036H1 | HP | Split System: Heat Pump with Remote Outdoor Unit-Air-Source | 4A6H6036H1 |  | 4TXCB004CC3 | 12 | 14.5 | 9 | Yes | Yes | 2015-05-13 |  | 0
FALSE | 4A6H6036H1 | 3334 | 7562806 | TRANE | 4TWR6036H1 | HP | Split System: Heat Pump with Remote Outdoor Unit-Air-Source | 4A6H6036H1 |  | 4TXCB004CC3 | 12.5 | 15 | 9 | Yes | Yes | 2015-05-13 |  | 1
FALSE | 4A6H6036H1 | 3334 | 7562810 | TRANE | 4TWR6036H1 | HP | Split System: Heat Pump with Remote Outdoor Unit-Air-Source | 4A6H6036H1 |  | 4TXCB004CC3 | 12.5 | 15 | 9 | Yes | Yes | 2015-05-13 |  | 1
FALSE | 4A6H6036H1 | 3334 | 7562874 | TRANE | 4TWR6036H1 | HP | Split System: Heat Pump with Remote Outdoor Unit-Air-Source | 4A6H6036H1 |  | 4TXCC005CC3 | 12.5 | 15 | 9 | Yes | Yes | 2015-05-13 |  | 1
FALSE | 4A6H6036H1 | 3334 | 7562875 | TRANE | 4TWR6036H1 | HP | Split System: Heat Pump with Remote Outdoor Unit-Air-Source | 4A6H6036H1 |  | 4TXCC005CC3 | 12.5 | 15 | 9 | Yes | Yes | 2015-05-13 |  | 1
FALSE | 4A6H6030H1 | 3333 | 7562376 | TRANE | 4TWR6030H1 | HP | Split System: Heat Pump with Remote Outdoor Unit-Air-Source | 4A6H6030H1 |  | 4TXFH036CZ3 | 13 | 16 | 9 | Yes | Yes | 2015-05-13 |  | 2
FALSE | 4A6H6030H1 | 3333 | 7562375 | TRANE | 4TWR6030H1 | HP | Split System: Heat Pump with Remote Outdoor Unit-Air-Source | 4A6H6030H1 |  | 4TXFH036CZ3 | 12.5 | 16 | 9 | Yes | Yes | 2015-05-13 |  | 1
FALSE | 4A6H6030H1 | 3333 | 7562355 | TRANE | 4TWR6030H1 | HP | Split System: Heat Pump with Remote Outdoor Unit-Air-Source | 4A6H6030H1 |  | 4TXCC008CC3 | 13 | 16 | 9 | Yes | Yes | 2015-05-13 |  | 2
FALSE | 4A6H6030H1 | 3333 | 7562356 | TRANE | 4TWR6030H1 | HP | Split System: Heat Pump with Remote Outdoor Unit-Air-Source | 4A6H6030H1 |  | 4TXCC008CC3 | 13 | 16 | 9 | Yes | Yes | 2015-05-13 |  | 2
FALSE | 4A6H6030H1 | 3333 | 7562357 | TRANE | 4TWR6030H1 | HP | Split System: Heat Pump with Remote Outdoor Unit-Air-Source | 4A6H6030H1 |  | 4TXCC008CC3 | 13 | 16 | 9 | Yes | Yes | 2015-05-13 |  | 2
FALSE | 4A6H6024H1 | 3332 | 7562075 | TRANE | 4TWR6024H1 | HP | Split System: Heat Pump with Remote Outdoor Unit-Air-Source | 4A6H6024H1 |  | 4TXCC005CC3 | 12.5 | 16 | 9 | Yes | Yes | 2015-05-13 |  | 1
FALSE | 4A6H6024H1 | 3332 | 7561962 | TRANE | 4TWR6024H1 | HP | Split System: Heat Pump with Remote Outdoor Unit-Air-Source | 4A6H6024H1 |  | 4NXCC005AS3 | 13 | 16 | 9 | Yes | Yes | 2015-05-13 |  | 2
FALSE | 4A6H6030H1 | 3333 | 7562288 | TRANE | 4TWR6030H1 | HP | Split System: Heat Pump with Remote Outdoor Unit-Air-Source | 4A6H6030H1 |  | 4TXCC007CC3 | 13 | 16 | 9 | Yes | Yes | 2015-05-13 |  | 2
FALSE | 4A6H6030H1 | 3333 | 7562289 | TRANE | 4TWR6030H1 | HP | Split System: Heat Pump with Remote Outdoor Unit-Air-Source | 4A6H6030H1 |  | 4TXCC007CC3 | 13 | 16 | 9.5 | Yes | Yes | 2015-05-13 |  | 2
FALSE | 4A6H6030H1 | 3333 | 7562290 | TRANE | 4TWR6030H1 | HP | Split System: Heat Pump with Remote Outdoor Unit-Air-Source | 4A6H6030H1 |  | 4TXCC007CC3 | 13 | 16 | 9 | Yes | Yes | 2015-05-13 |  | 2
FALSE | 4A6H6030H1 | 3333 | 7562291 | TRANE | 4TWR6030H1 | HP | Split System: Heat Pump with Remote Outdoor Unit-Air-Source | 4A6H6030H1 |  | 4TXCC007CC3 | 12.5 | 16 | 9 | Yes | Yes | 2015-05-13 |  | 1
FALSE | 4A6H6030H1 | 3333 | 7562292 | TRANE | 4TWR6030H1 | HP | Split System: Heat Pump with Remote Outdoor Unit-Air-Source | 4A6H6030H1 |  | 4TXCC007CC3 | 13 | 16 | 9 | Yes | Yes | 2015-05-13 |  | 2
FALSE | 4A6H6030H1 | 3333 | 7562293 | TRANE | 4TWR6030H1 | HP | Split System: Heat Pump with Remote Outdoor Unit-Air-Source | 4A6H6030H1 |  | 4TXCC007CC3 | 13 | 16 | 9 | Yes | Yes | 2015-05-13 |  | 2
FALSE | 4A6H6030H1 | 3333 | 7562295 | TRANE | 4TWR6030H1 | HP | Split System: Heat Pump with Remote Outdoor Unit-Air-Source | 4A6H6030H1 |  | 4TXCC007CC3 | 13 | 16 | 9 | Yes | Yes | 2015-05-13 |  | 2
FALSE | 4A6H6030H1 | 3333 | 7562296 | TRANE | 4TWR6030H1 | HP | Split System: Heat Pump with Remote Outdoor Unit-Air-Source | 4A6H6030H1 |  | 4TXCC007CC3 | 13 | 16 | 9 | Yes | Yes | 2015-05-13 |  | 2
FALSE | 4A6H6036H1 | 3334 | 7562864 | TRANE | 4TWR6036H1 | HP | Split System: Heat Pump with Remote Outdoor Unit-Air-Source | 4A6H6036H1 |  | 4TXCC005CC3 | 12.5 | 15 | 9 | Yes | Yes | 2015-05-13 |  | 1
FALSE | 4A6H6036H1 | 3334 | 7562870 | TRANE | 4TWR6036H1 | HP | Split System: Heat Pump with Remote Outdoor Unit-Air-Source | 4A6H6036H1 |  | 4TXCC005CC3 | 13 | 15.5 | 9 | Yes | Yes | 2015-05-13 |  | 1
FALSE | 4A6H6042H1 | 3335 | 7562999 | TRANE | 4TWR6042H1 | HP | Split System: Heat Pump with Remote Outdoor Unit-Air-Source | 4A6H6042H1 |  | 4NXCD009AS3 | 12.5 | 16 | 9 | Yes | Yes | 2015-05-13 |  | 1
FALSE | 4A6H6042H1 | 3335 | 7562998 | TRANE | 4TWR6042H1 | HP | Split System: Heat Pump with Remote Outdoor Unit-Air-Source | 4A6H6042H1 |  | 4NXCD009AS3 | 13 | 16 | 8.5 | Yes | Yes | 2015-05-13 |  | 1
FALSE | 4A6H6042H1 | 3335 | 7562997 | TRANE | 4TWR6042H1 | HP | Split System: Heat Pump with Remote Outdoor Unit-Air-Source | 4A6H6042H1 |  | 4NXCD009AS3 | 13 | 16 | 8.5 | Yes | Yes | 2015-05-13 |  | 1
FALSE | 4A6H6030H1 | 3333 | 7562373 | TRANE | 4TWR6030H1 | HP | Split System: Heat Pump with Remote Outdoor Unit-Air-Source | 4A6H6030H1 |  | 4TXFH036CZ3 | 13 | 15.5 | 9 | Yes | Yes | 2015-05-13 |  | 1
FALSE | 4A6H6030H1 | 3333 | 7562372 | TRANE | 4TWR6030H1 | HP | Split System: Heat Pump with Remote Outdoor Unit-Air-Source | 4A6H6030H1 |  | 4TXFH036CZ3 | 13 | 16 | 9.5 | Yes | Yes | 2015-05-13 |  | 2
FALSE | 4A6H6042H1 | 3335 | 7563271 | TRANE | 4TWR6042H1 | HP | Split System: Heat Pump with Remote Outdoor Unit-Air-Source | 4A6H6042H1 |  | 4TXFH054CC3 | 12.5 | 16 | 8.5 | Yes | Yes | 2015-05-13 |  | 1
FALSE | 4A6H6030H1 | 3333 | 7562371 | TRANE | 4TWR6030H1 | HP | Split System: Heat Pump with Remote Outdoor Unit-Air-Source | 4A6H6030H1 |  | 4TXFH036CZ3 | 13 | 16 | 9 | Yes | Yes | 2015-05-13 |  | 2
FALSE | 4A6H6030H1 | 3333 | 7562370 | TRANE | 4TWR6030H1 | HP | Split System: Heat Pump with Remote Outdoor Unit-Air-Source | 4A6H6030H1 |  | 4TXFH036CZ3 | 13 | 16 | 9 | Yes | Yes | 2015-05-13 |  | 2
FALSE | 4A6H6030H1 | 3333 | 7562369 | TRANE | 4TWR6030H1 | HP | Split System: Heat Pump with Remote Outdoor Unit-Air-Source | 4A6H6030H1 |  | 4TXFH036CZ3 | 12.5 | 16 | 9 | Yes | Yes | 2015-05-13 |  | 1
FALSE | 4A6H6030H1 | 3333 | 7562366 | TRANE | 4TWR6030H1 | HP | Split System: Heat Pump with Remote Outdoor Unit-Air-Source | 4A6H6030H1 |  | 4TXFH036CZ3 | 13 | 16 | 9 | Yes | Yes | 2015-05-13 |  | 2
FALSE | 4A6H6030H1 | 3333 | 7562365 | TRANE | 4TWR6030H1 | HP | Split System: Heat Pump with Remote Outdoor Unit-Air-Source | 4A6H6030H1 |  | 4TXFH036CZ3 | 13 | 16 | 9 | Yes | Yes | 2015-05-13 |  | 2
FALSE | 4A6H6048H1 | 3336 | 7563523 | TRANE | 4TWR6048H1 | HP | Split System: Heat Pump with Remote Outdoor Unit-Air-Source | 4A6H6048H1 |  | 4TXCD009CC3 | 13 | 15.5 | 8.5 | Yes | Yes | 2015-05-13 |  | 1
FALSE | 4A6H6048H1 | 3336 | 7563526 | TRANE | 4TWR6048H1 | HP | Split System: Heat Pump with Remote Outdoor Unit-Air-Source | 4A6H6048H1 |  | 4TXCD009CC3 | 13 | 15.5 | 8.5 | Yes | Yes | 2015-05-13 |  | 1
FALSE | 4A6H6048H1 | 3336 | 7563585 | TRANE | 4TWR6048H1 | HP | Split System: Heat Pump with Remote Outdoor Unit-Air-Source | 4A6H6048H1 |  | 4TXCD010CC3 | 12 | 14.5 | 8.5 | Yes | Yes | 2015-05-13 |  | 0
FALSE | 4A6H6048H1 | 3336 | 7563589 | TRANE | 4TWR6048H1 | HP | Split System: Heat Pump with Remote Outdoor Unit-Air-Source | 4A6H6048H1 |  | 4TXCD010CC3 | 12.5 | 14.5 | 8.5 | Yes | Yes | 2015-05-13 |  | 0
FALSE | 4A6H6042H1 | 3335 | 7563272 | TRANE | 4TWR6042H1 | HP | Split System: Heat Pump with Remote Outdoor Unit-Air-Source | 4A6H6042H1 |  | 4TXFH054CC3 | 13 | 16 | 8.5 | Yes | Yes | 2015-05-13 |  | 1
FALSE | 4A6H6030H1 | 3333 | 7562358 | TRANE | 4TWR6030H1 | HP | Split System: Heat Pump with Remote Outdoor Unit-Air-Source | 4A6H6030H1 |  | 4TXCC008CC3 | 13 | 16 | 9 | Yes | Yes | 2015-05-13 |  | 2
FALSE | 4A6H6030H1 | 3333 | 7562339 | TRANE | 4TWR6030H1 | HP | Split System: Heat Pump with Remote Outdoor Unit-Air-Source | 4A6H6030H1 |  | 4TXCC008CC3 | 13 | 16 | 9 | Yes | Yes | 2015-05-13 |  | 2
FALSE | 4A6H6030H1 | 3333 | 7562352 | TRANE | 4TWR6030H1 | HP | Split System: Heat Pump with Remote Outdoor Unit-Air-Source | 4A6H6030H1 |  | 4TXCC008CC3 | 13 | 16 | 9 | Yes | Yes | 2015-05-13 |  | 2
FALSE | 4A6H6030H1 | 3333 | 7562286 | TRANE | 4TWR6030H1 | HP | Split System: Heat Pump with Remote Outdoor Unit-Air-Source | 4A6H6030H1 |  | 4TXCC007CC3 | 13 | 16 | 9 | Yes | Yes | 2015-05-13 |  | 2
FALSE | 4A6H6042H1 | 3335 | 7563193 | TRANE | 4TWR6042H1 | HP | Split System: Heat Pump with Remote Outdoor Unit-Air-Source | 4A6H6042H1 |  | 4TXCC008CC3 | 13 | 16 | 9 | Yes | Yes | 2015-05-13 |  | 2
FALSE | 4A6H6048H1 | 3336 | 7563552 | TRANE | 4TWR6048H1 | HP | Split System: Heat Pump with Remote Outdoor Unit-Air-Source | 4A6H6048H1 |  | 4TXCD010CC3 | 12 | 14.5 | 8.5 | Yes | Yes | 2015-05-13 |  | 0
FALSE | 4A6H6048H1 | 3336 | 7563594 | TRANE | 4TWR6048H1 | HP | Split System: Heat Pump with Remote Outdoor Unit-Air-Source | 4A6H6048H1 |  | 4TXCD010CC3 | 12.5 | 15 | 8.5 | Yes | Yes | 2015-05-13 |  | 1
FALSE | 4A6H6048H1 | 3336 | 7563562 | TRANE | 4TWR6048H1 | HP | Split System: Heat Pump with Remote Outdoor Unit-Air-Source | 4A6H6048H1 |  | 4TXCD010CC3 | 12 | 14.5 | 8.2 | Yes | Yes | 2015-05-13 |  | Below V5.0 Req.
FALSE | 4A6H6048H1 | 3336 | 7563563 | TRANE | 4TWR6048H1 | HP | Split System: Heat Pump with Remote Outdoor Unit-Air-Source | 4A6H6048H1 |  | 4TXCD010CC3 | 12.5 | 15 | 8.5 | Yes | Yes | 2015-05-13 |  | 1
FALSE | 4A6H6042H1 | 3335 | 7563204 | TRANE | 4TWR6042H1 | HP | Split System: Heat Pump with Remote Outdoor Unit-Air-Source | 4A6H6042H1 |  | 4TXCD009CC3 | 13 | 16 | 9 | Yes | Yes | 2015-05-13 |  | 2
FALSE | 4A6H6042H1 | 3335 | 7563209 | TRANE | 4TWR6042H1 | HP | Split System: Heat Pump with Remote Outdoor Unit-Air-Source | 4A6H6042H1 |  | 4TXCD009CC3 | 13 | 16 | 9 | Yes | Yes | 2015-05-13 |  | 2
FALSE | 4A6H6042H1 | 3335 | 7563220 | TRANE | 4TWR6042H1 | HP | Split System: Heat Pump with Remote Outdoor Unit-Air-Source | 4A6H6042H1 |  | 4TXCD009CC3 | 13 | 16 | 9 | Yes | Yes | 2015-05-13 |  | 2
FALSE | 4A6H6048H1 | 3336 | 7563331 | TRANE | 4TWR6048H1 | HP | Split System: Heat Pump with Remote Outdoor Unit-Air-Source | 4A6H6048H1 |  | 4NXCD009AS3 | 12.5 | 16 | 8.2 | Yes | Yes | 2015-05-13 |  | Below V5.0 Req.
FALSE | 4A6H6048H1 | 3336 | 7563314 | TRANE | 4TWR6048H1 | HP | Split System: Heat Pump with Remote Outdoor Unit-Air-Source | 4A6H6048H1 |  | 4NXCD009AS3 | 13 | 16 | 8.2 | Yes | Yes | 2015-05-13 |  | Below V5.0 Req.
FALSE | 4A6H6048H1 | 3336 | 7563312 | TRANE | 4TWR6048H1 | HP | Split System: Heat Pump with Remote Outdoor Unit-Air-Source | 4A6H6048H1 |  | 4NXCD009AS3 | 12.5 | 16 | 8.2 | Yes | Yes | 2015-05-13 |  | Below V5.0 Req.
FALSE | 4A6H6030H1 | 3333 | 7562239 | TRANE | 4TWR6030H1 | HP | Split System: Heat Pump with Remote Outdoor Unit-Air-Source | 4A6H6030H1 |  | 4TXCC005CC3 | 13 | 16 | 9 | Yes | Yes | 2015-05-13 |  | 2
FALSE | 4A6H6030H1 | 3333 | 7562240 | TRANE | 4TWR6030H1 | HP | Split System: Heat Pump with Remote Outdoor Unit-Air-Source | 4A6H6030H1 |  | 4TXCC005CC3 | 12.5 | 16 | 9 | Yes | Yes | 2015-05-13 |  | 1
FALSE | 4A6H6030H1 | 3333 | 7562241 | TRANE | 4TWR6030H1 | HP | Split System: Heat Pump with Remote Outdoor Unit-Air-Source | 4A6H6030H1 |  | 4TXCC005CC3 | 13 | 16 | 9 | Yes | Yes | 2015-05-13 |  | 2
FALSE | 4A6H6036H1 | 3334 | 7562889 | TRANE | 4TWR6036H1 | HP | Split System: Heat Pump with Remote Outdoor Unit-Air-Source | 4A6H6036H1 |  | 4TXCC007CC3 | 12.5 | 15 | 9 | Yes | Yes | 2015-05-13 |  | 1
FALSE | 4A6H6036H1 | 3334 | 7562891 | TRANE | 4TWR6036H1 | HP | Split System: Heat Pump with Remote Outdoor Unit-Air-Source | 4A6H6036H1 |  | 4TXCC007CC3 | 13 | 16 | 9 | Yes | Yes | 2015-05-13 |  | 2
FALSE | 4A6H6036H1 | 3334 | 7562893 | TRANE | 4TWR6036H1 | HP | Split System: Heat Pump with Remote Outdoor Unit-Air-Source | 4A6H6036H1 |  | 4TXCC007CC3 | 13 | 15.5 | 9 | Yes | Yes | 2015-05-13 |  | 1
FALSE | 4A6H6036H1 | 3334 | 7562897 | TRANE | 4TWR6036H1 | HP | Split System: Heat Pump with Remote Outdoor Unit-Air-Source | 4A6H6036H1 |  | 4TXCC007CC3 | 13 | 15.5 | 9 | Yes | Yes | 2015-05-13 |  | 1
FALSE | 4A6H6036H1 | 3334 | 7562835 | TRANE | 4TWR6036H1 | HP | Split System: Heat Pump with Remote Outdoor Unit-Air-Source | 4A6H6036H1 |  | 4TXCC005CC3 | 12 | 14.5 | 9 | Yes | Yes | 2015-05-13 |  | 0
FALSE | 4A6H6024H1 | 3332 | 7561958 | TRANE | 4TWR6024H1 | HP | Split System: Heat Pump with Remote Outdoor Unit-Air-Source | 4A6H6024H1 |  | 4NXCC005AS3 | 13 | 16 | 9 | Yes | Yes | 2015-05-13 |  | 2
FALSE | 4A6H6024H1 | 3332 | 7561959 | TRANE | 4TWR6024H1 | HP | Split System: Heat Pump with Remote Outdoor Unit-Air-Source | 4A6H6024H1 |  | 4NXCC005AS3 | 13 | 16 | 9 | Yes | Yes | 2015-05-13 |  | 2
FALSE | 4A6H6024H1 | 3332 | 7561960 | TRANE | 4TWR6024H1 | HP | Split System: Heat Pump with Remote Outdoor Unit-Air-Source | 4A6H6024H1 |  | 4NXCC005AS3 | 12.5 | 16 | 9 | Yes | Yes | 2015-05-13 |  | 1
FALSE | 4A6H6024H1 | 3332 | 7561961 | TRANE | 4TWR6024H1 | HP | Split System: Heat Pump with Remote Outdoor Unit-Air-Source | 4A6H6024H1 |  | 4NXCC005AS3 | 13 | 16 | 9 | Yes | Yes | 2015-05-13 |  | 2
FALSE | 4A6H6024H1 | 3332 | 7561966 | TRANE | 4TWR6024H1 | HP | Split System: Heat Pump with Remote Outdoor Unit-Air-Source | 4A6H6024H1 |  | 4NXCC005AS3 | 13 | 15.5 | 8.5 | Yes | Yes | 2015-05-13 |  | 1
FALSE | 4A6H6048H1 | 3336 | 7563583 | TRANE | 4TWR6048H1 | HP | Split System: Heat Pump with Remote Outdoor Unit-Air-Source | 4A6H6048H1 |  | 4TXCD010CC3 | 12.5 | 15.5 | 8.5 | Yes | Yes | 2015-05-13 |  | 1
FALSE | 4A6H6048H1 | 3336 | 7563602 | TRANE | 4TWR6048H1 | HP | Split System: Heat Pump with Remote Outdoor Unit-Air-Source | 4A6H6048H1 |  | 4TXFH063CZ3 | 12.5 | 16 | 8.5 | Yes | Yes | 2015-05-13 |  | 1
FALSE | 4A6H6024H1 | 3332 | 7562083 | TRANE | 4TWR6024H1 | HP | Split System: Heat Pump with Remote Outdoor Unit-Air-Source | 4A6H6024H1 |  | 4TXCC006CC3 | 13 | 16 | 9 | Yes | Yes | 2015-05-13 |  | 2
FALSE | 4A6H6024H1 | 3332 | 7562077 | TRANE | 4TWR6024H1 | HP | Split System: Heat Pump with Remote Outdoor Unit-Air-Source | 4A6H6024H1 |  | 4TXCC006CC3 | 13 | 15.5 | 9 | Yes | Yes | 2015-05-13 |  | 1
FALSE | 4A6H6024H1 | 3332 | 7562079 | TRANE | 4TWR6024H1 | HP | Split System: Heat Pump with Remote Outdoor Unit-Air-Source | 4A6H6024H1 |  | 4TXCC006CC3 | 13 | 15.5 | 9 | Yes | Yes | 2015-05-13 |  | 1
FALSE | 4A6H6030H1 | 3333 | 7562216 | TRANE | 4TWR6030H1 | HP | Split System: Heat Pump with Remote Outdoor Unit-Air-Source | 4A6H6030H1 |  | 4TXCB004CC3 | 13 | 16 | 9 | Yes | Yes | 2015-05-13 |  | 2
FALSE | 4A6H6030H1 | 3333 | 7562220 | TRANE | 4TWR6030H1 | HP | Split System: Heat Pump with Remote Outdoor Unit-Air-Source | 4A6H6030H1 |  | 4TXCB004CC3 | 13 | 15.5 | 9 | Yes | Yes | 2015-05-13 |  | 1
FALSE | 4A6H6030H1 | 3333 | 7562221 | TRANE | 4TWR6030H1 | HP | Split System: Heat Pump with Remote Outdoor Unit-Air-Source | 4A6H6030H1 |  | 4TXCB004CC3 | 13 | 15.5 | 9 | Yes | Yes | 2015-05-13 |  | 1
FALSE | 4A6H6030H1 | 3333 | 7562222 | TRANE | 4TWR6030H1 | HP | Split System: Heat Pump with Remote Outdoor Unit-Air-Source | 4A6H6030H1 |  | 4TXCB004CC3 | 13 | 15 | 8.5 | Yes | Yes | 2015-05-13 |  | 1
FALSE | 4A6H6030H1 | 3333 | 7562223 | TRANE | 4TWR6030H1 | HP | Split System: Heat Pump with Remote Outdoor Unit-Air-Source | 4A6H6030H1 |  | 4TXCB004CC3 | 12.5 | 15 | 8.5 | Yes | Yes | 2015-05-13 |  | 1
FALSE | 4A6H6030H1 | 3333 | 7562224 | TRANE | 4TWR6030H1 | HP | Split System: Heat Pump with Remote Outdoor Unit-Air-Source | 4A6H6030H1 |  | 4TXCB004CC3 | 13 | 15.5 | 8.5 | Yes | Yes | 2015-05-13 |  | 1
FALSE | 4A6H6030H1 | 3333 | 7562225 | TRANE | 4TWR6030H1 | HP | Split System: Heat Pump with Remote Outdoor Unit-Air-Source | 4A6H6030H1 |  | 4TXCB004CC3 | 12.5 | 15 | 8.5 | Yes | Yes | 2015-05-13 |  | 1
FALSE | 4A6H6030H1 | 3333 | 7562243 | TRANE | 4TWR6030H1 | HP | Split System: Heat Pump with Remote Outdoor Unit-Air-Source | 4A6H6030H1 |  | 4TXCC005CC3 | 12.5 | 16 | 9 | Yes | Yes | 2015-05-13 |  | 1
FALSE | 4A6H6030H1 | 3333 | 7562244 | TRANE | 4TWR6030H1 | HP | Split System: Heat Pump with Remote Outdoor Unit-Air-Source | 4A6H6030H1 |  | 4TXCC005CC3 | 12.5 | 16 | 9 | Yes | Yes | 2015-05-13 |  | 1
FALSE | 4A6H6048H1 | 3336 | 7563309 | TRANE | 4TWR6048H1 | HP | Split System: Heat Pump with Remote Outdoor Unit-Air-Source | 4A6H6048H1 |  | *AM7B0C60H51 | 13 | 16.5 | 9 | Yes | Yes | 2015-05-13 |  | 2
FALSE | 4A6H6060H1 | 3337 | 7563849 | TRANE | 4TWR6060H1 | HP | Split System: Heat Pump with Remote Outdoor Unit-Air-Source | 4A6H6060H1 |  | GAM5B0C48M41 | 12 | 14.5 | 8.2 | Yes | Yes | 2015-05-13 |  | Below V5.0 Req.
FALSE | 4A6H6048H1 | 3336 | 7563308 | TRANE | 4TWR6048H1 | HP | Split System: Heat Pump with Remote Outdoor Unit-Air-Source | 4A6H6048H1 |  | *AM7A0C48H41 | 13 | 16 | 9.5 | Yes | Yes | 2015-05-13 |  | 2
FALSE | 4A6H6024H1 | 3332 | 7562092 | TRANE | 4TWR6024H1 | HP | Split System: Heat Pump with Remote Outdoor Unit-Air-Source | 4A6H6024H1 |  | GAM5B0A18M11 | 12.5 | 16 | 8.2 | Yes | Yes | 2015-05-13 |  | Below V5.0 Req.
FALSE | 4A6H6024H1 | 3332 | 7562094 | TRANE | 4TWR6024H1 | HP | Split System: Heat Pump with Remote Outdoor Unit-Air-Source | 4A6H6024H1 |  | GAM5B0B30M21 | 12.5 | 16 | 9 | Yes | Yes | 2015-05-13 |  | 1
FALSE | 4A6H6024H1 | 3332 | 7561945 | TRANE | 4TWR6024H1 | HP | Split System: Heat Pump with Remote Outdoor Unit-Air-Source | 4A6H6024H1 |  | *AM7A0A24H21 | 13 | 15.5 | 8.2 | Yes | Yes | 2015-05-13 |  | Below V5.0 Req.
FALSE | 4A6H6024H1 | 3332 | 7561946 | TRANE | 4TWR6024H1 | HP | Split System: Heat Pump with Remote Outdoor Unit-Air-Source | 4A6H6024H1 |  | *AM7A0B30H21 | 13 | 16 | 9.5 | Yes | Yes | 2015-05-13 |  | 2
FALSE | 4A6H6030H1 | 3333 | 7562379 | TRANE | 4TWR6030H1 | HP | Split System: Heat Pump with Remote Outdoor Unit-Air-Source | 4A6H6030H1 |  | GAM5B0B36M31 | 12.5 | 16 | 8.5 | Yes | Yes | 2015-05-13 |  | 1
FALSE | 4A6H6024H1 | 3332 | 7784716 | TRANE | 4TWR6024H1 | HP | Split System: Heat Pump with Remote Outdoor Unit-Air-Source | 4A6H6024H1 |  | *AM8C0A24V21+BAYCC24V | 12.5 | 15.75 | 8.2 | Yes | Yes | 2015-05-13 |  | Below V5.0 Req.
FALSE | 4A6H6024H1 | 3332 | 7784719 | TRANE | 4TWR6024H1 | HP | Split System: Heat Pump with Remote Outdoor Unit-Air-Source | 4A6H6024H1 |  | *AM8C0C36V31+BAYCC24V | 13 | 17 | 9.5 | Yes | Yes | 2015-05-13 |  | 2
FALSE | 4A6H6060H1 | 3337 | 7563851 | TRANE | 4TWR6060H1 | HP | Split System: Heat Pump with Remote Outdoor Unit-Air-Source | 4A6H6060H1 |  | TEM6A0D48H41+TDR | 12.5 | 15 | 9.6 | Yes | Yes | 2015-05-13 |  | 1
FALSE | 4A6H6048H1 | 3336 | 7563628 | TRANE | 4TWR6048H1 | HP | Split System: Heat Pump with Remote Outdoor Unit-Air-Source | 4A6H6048H1 |  | TEM6A0D60H51+TDR | 13 | 16 | 9.6 | Yes | Yes | 2015-05-13 |  | 2
TRUE | 4A6H6048H1 | 3336 | 7563627 | TRANE | 4TWR6048H1 | HP | Split System: Heat Pump with Remote Outdoor Unit-Air-Source | 4A6H6048H1 |  | TEM6A0D48H41+TDR | 13 | 16 | 9 | Yes | Yes | 2015-05-13 |  | 2
FALSE | 4A6H6042H1 | 3335 | 7563303 | TRANE | 4TWR6042H1 | HP | Split System: Heat Pump with Remote Outdoor Unit-Air-Source | 4A6H6042H1 |  | TEM6A0D48H41+TDR | 13 | 16 | 9.6 | Yes | Yes | 2015-05-13 |  | 2
FALSE | T4BF-048KA | 1876 | 4524770 | NORDYNE, LLC. | FT4BF-048KA | HP | Split System: Heat Pump with Remote Outdoor Unit-Air-Source | T4BF-048KA |  | C6B(A,H)-X48(C,U)-C | 12.5 | 15 | 8.5 | Yes | Yes | 2015-06-02 |  | 1
FALSE | T4BF-048KA | 1876 | 4524771 | NORDYNE, LLC. | FT4BF-048KA | HP | Split System: Heat Pump with Remote Outdoor Unit-Air-Source | T4BF-048KA |  | C6B(A,H)-X48(C,U)-C | 12.5 | 15 | 8.5 | Yes | Yes | 2015-06-02 |  | 1
FALSE | T4BF-048KA | 1876 | 4524772 | NORDYNE, LLC. | FT4BF-048KA | HP | Split System: Heat Pump with Remote Outdoor Unit-Air-Source | T4BF-048KA |  | C6B(A,H)-X48(C,U)-C | 12.5 | 15 | 8.5 | Yes | Yes | 2015-06-02 |  | 1
FALSE | T4BF-048KA | 1876 | 4524773 | NORDYNE, LLC. | FT4BF-048KA | HP | Split System: Heat Pump with Remote Outdoor Unit-Air-Source | T4BF-048KA |  | C6B(A,H)-X48(C,U)-C | 12.5 | 15 | 8.5 | Yes | Yes | 2015-06-02 |  | 1
FALSE | T4BF-048KA | 1876 | 4524774 | NORDYNE, LLC. | FT4BF-048KA | HP | Split System: Heat Pump with Remote Outdoor Unit-Air-Source | T4BF-048KA |  | C6B(A,H)-X48(C,U)-C | 12.5 | 15 | 8.5 | Yes | Yes | 2015-06-02 |  | 1
FALSE | T4BF-048KA | 1876 | 4524776 | NORDYNE, LLC. | FT4BF-048KA | HP | Split System: Heat Pump with Remote Outdoor Unit-Air-Source | T4BF-048KA |  | C6B(A,H)-X48(C,U)-C | 12.2 | 16 | 8.5 | Yes | Yes | 2015-06-02 |  | 0
FALSE | T4BF-048KA | 1876 | 4524786 | NORDYNE, LLC. | JT4BF-048KA | HP | Split System: Heat Pump with Remote Outdoor Unit-Air-Source | T4BF-048KA |  | C6B(A,H)-X48(C,U)-C | 12.5 | 15 | 8.5 | Yes | Yes | 2015-06-02 |  | 1
FALSE | T4BF-048KA | 1876 | 4524787 | NORDYNE, LLC. | JT4BF-048KA | HP | Split System: Heat Pump with Remote Outdoor Unit-Air-Source | T4BF-048KA |  | C6B(A,H)-X48(C,U)-C | 12.5 | 15 | 8.5 | Yes | Yes | 2015-06-02 |  | 1
FALSE | T4BF-048KA | 1876 | 4524788 | NORDYNE, LLC. | JT4BF-048KA | HP | Split System: Heat Pump with Remote Outdoor Unit-Air-Source | T4BF-048KA |  | C6B(A,H)-X48(C,U)-C | 12.5 | 15 | 8.5 | Yes | Yes | 2015-06-02 |  | 1
FALSE | T4BF-048KA | 1876 | 4524789 | NORDYNE, LLC. | JT4BF-048KA | HP | Split System: Heat Pump with Remote Outdoor Unit-Air-Source | T4BF-048KA |  | C6B(A,H)-X48(C,U)-C | 12.5 | 15 | 8.5 | Yes | Yes | 2015-06-02 |  | 1
FALSE | T4BF-048KA | 1876 | 4524790 | NORDYNE, LLC. | JT4BF-048KA | HP | Split System: Heat Pump with Remote Outdoor Unit-Air-Source | T4BF-048KA |  | C6B(A,H)-X48(C,U)-C | 12.5 | 15 | 8.5 | Yes | Yes | 2015-06-02 |  | 1
FALSE | T4BF-048KA | 1876 | 4524791 | NORDYNE, LLC. | JT4BF-048KA | HP | Split System: Heat Pump with Remote Outdoor Unit-Air-Source | T4BF-048KA |  | C6B(A,H)-X48(C,U)-C | 12.5 | 15 | 8.5 | Yes | Yes | 2015-06-02 |  | 1
FALSE | T4BF-048KA | 1876 | 4524792 | NORDYNE, LLC. | JT4BF-048KA | HP | Split System: Heat Pump with Remote Outdoor Unit-Air-Source | T4BF-048KA |  | C6B(A,H)-X48(C,U)-C | 12.5 | 15 | 8.5 | Yes | Yes | 2015-06-02 |  | 1
FALSE | T4BF-048KA | 1876 | 4524794 | NORDYNE, LLC. | JT4BF-048KA | HP | Split System: Heat Pump with Remote Outdoor Unit-Air-Source | T4BF-048KA |  | C6B(A,H)-X48(C,U)-C | 12.2 | 16 | 8.5 | Yes | Yes | 2015-06-02 |  | 0
FALSE | T4BF-036KA | 1871 | 5077278 | NORDYNE, LLC. | T4BF-036KA | HP | Split System: Heat Pump with Remote Outdoor Unit-Air-Source | T4BF-036KA |  | B6VMAX36K-B | 12.5 | 16 | 9 | Yes | Yes | 2015-06-02 |  | 1
TRUE | T4BF-048KA | 1876 | 5077279 | NORDYNE, LLC. | T4BF-048KA | HP | Split System: Heat Pump with Remote Outdoor Unit-Air-Source | T4BF-048KA |  | B6VMAX48K-C | 12.5 | 16 | 9 | Yes | Yes | 2015-06-02 |  | 1
TRUE | T4BF-024KB | 1866 | 5190395 | NORDYNE, LLC. | T4BF-024KB | HP | Split System: Heat Pump with Remote Outdoor Unit-Air-Source | T4BF-024KB |  | C6B(A,H)-X26(C,U)-B | 13 | 16 | 9 | Yes | Yes | 2015-06-02 |  | 2
TRUE | T4BF-036KA | 1871 | 5190397 | NORDYNE, LLC. | T4BF-036KA | HP | Split System: Heat Pump with Remote Outdoor Unit-Air-Source | T4BF-036KA |  | C6B(A,H)-X36(C,U)-B | 12.5 | 16 | 9 | Yes | Yes | 2015-06-02 |  | 1
FALSE | T4BF-036KA | 1871 | 5190398 | NORDYNE, LLC. | T4BF-036KA | HP | Split System: Heat Pump with Remote Outdoor Unit-Air-Source | T4BF-036KA |  | C6B(A,H)-X36(C,U)-C | 12.5 | 16 | 9 | Yes | Yes | 2015-06-02 |  | 1
FALSE | T4BF-048KA | 1876 | 5190402 | NORDYNE, LLC. | T4BF-048KA | HP | Split System: Heat Pump with Remote Outdoor Unit-Air-Source | T4BF-048KA |  | C6B(A,H)-X48(C,U)-C | 12.5 | 16 | 9 | Yes | Yes | 2015-06-02 |  | 1
TRUE | T4BF-024KB | 1866 | 5190404 | MILLER | DT4BF-024KB | HP | Split System: Heat Pump with Remote Outdoor Unit-Air-Source | T4BF-024KB |  | C6B(A,H)-X26(C,U)-B | 13 | 16 | 9 | Yes | Yes | 2015-06-02 |  | 2
FALSE | T4BF-048KA | 1876 | 5190411 | MILLER | DT4BF-048KA | HP | Split System: Heat Pump with Remote Outdoor Unit-Air-Source | T4BF-048KA |  | C6B(A,H)-X48(C,U)-C | 12.5 | 16 | 9 | Yes | Yes | 2015-06-02 |  | 1
TRUE | T4BF-024KB | 1866 | 5190413 | INTERTHERM | DT4BF-024KB | HP | Split System: Heat Pump with Remote Outdoor Unit-Air-Source | T4BF-024KB |  | C6B(A,H)-X26(C,U)-B | 13 | 16 | 9 | Yes | Yes | 2015-06-02 |  | 2
FALSE | T4BF-048KA | 1876 | 5190420 | INTERTHERM | DT4BF-048KA | HP | Split System: Heat Pump with Remote Outdoor Unit-Air-Source | T4BF-048KA |  | C6B(A,H)-X48(C,U)-C | 12.5 | 16 | 9 | Yes | Yes | 2015-06-02 |  | 1
TRUE | T4BF-024KB | 1866 | 5190422 | BROAN | DT4BF-024KB | HP | Split System: Heat Pump with Remote Outdoor Unit-Air-Source | T4BF-024KB |  | C6B(A,H)-X26(C,U)-B | 13 | 16 | 9 | Yes | Yes | 2015-06-02 |  | 2
FALSE | T4BF-048KA | 1876 | 5190429 | BROAN | DT4BF-048KA | HP | Split System: Heat Pump with Remote Outdoor Unit-Air-Source | T4BF-048KA |  | C6B(A,H)-X48(C,U)-C | 12.5 | 16 | 9 | Yes | Yes | 2015-06-02 |  | 1
TRUE | T4BF-024KB | 1866 | 5190431 | GIBSON | JT4BF-024KB | HP | Split System: Heat Pump with Remote Outdoor Unit-Air-Source | T4BF-024KB |  | C6B(A,H)-X26(C,U)-B | 13 | 16 | 9 | Yes | Yes | 2015-06-02 |  | 2
FALSE | T4BF-048KA | 1876 | 5190438 | GIBSON | JT4BF-048KA | HP | Split System: Heat Pump with Remote Outdoor Unit-Air-Source | T4BF-048KA |  | C6B(A,H)-X48(C,U)-C | 12.5 | 16 | 9 | Yes | Yes | 2015-06-02 |  | 1
TRUE | T4BF-024KB | 1866 | 5190449 | PHILCO | JT4BF-024KB | HP | Split System: Heat Pump with Remote Outdoor Unit-Air-Source | T4BF-024KB |  | C6B(A,H)-X26(C,U)-B | 13 | 16 | 9 | Yes | Yes | 2015-06-02 |  | 2
FALSE | T4BF-048KA | 1876 | 5190456 | PHILCO | JT4BF-048KA | HP | Split System: Heat Pump with Remote Outdoor Unit-Air-Source | T4BF-048KA |  | C6B(A,H)-X48(C,U)-C | 12.5 | 16 | 9 | Yes | Yes | 2015-06-02 |  | 1
TRUE | T4BF-024KB | 1866 | 5190458 | KELVINATOR | JT4BF-024KB | HP | Split System: Heat Pump with Remote Outdoor Unit-Air-Source | T4BF-024KB |  | C6B(A,H)-X26(C,U)-B | 13 | 16 | 9 | Yes | Yes | 2015-06-02 |  | 2
FALSE | T4BF-048KA | 1876 | 5190465 | KELVINATOR | JT4BF-048KA | HP | Split System: Heat Pump with Remote Outdoor Unit-Air-Source | T4BF-048KA |  | C6B(A,H)-X48(C,U)-C | 12.5 | 16 | 9 | Yes | Yes | 2015-06-02 |  | 1
TRUE | T4BF-024KB | 1866 | 5190476 | NUTONE | JT4BF-024KB | HP | Split System: Heat Pump with Remote Outdoor Unit-Air-Source | T4BF-024KB |  | C6B(A,H)-X26(C,U)-B | 13 | 16 | 9 | Yes | Yes | 2015-06-02 |  | 2
FALSE | T4BF-048KA | 1876 | 5190483 | NUTONE | JT4BF-048KA | HP | Split System: Heat Pump with Remote Outdoor Unit-Air-Source | T4BF-048KA |  | C6B(A,H)-X48(C,U)-C | 12.5 | 16 | 9 | Yes | Yes | 2015-06-02 |  | 1
TRUE | T4BF-024KB | 1866 | 5190494 | FRIGIDAIRE | ET4BF-024KB | HP | Split System: Heat Pump with Remote Outdoor Unit-Air-Source | T4BF-024KB |  | C6B(A,H)-X26(C,U)-B | 13 | 16 | 9 | Yes | Yes | 2015-06-02 |  | 2
FALSE | T4BF-048KA | 1876 | 5190501 | FRIGIDAIRE | ET4BF-048KA | HP | Split System: Heat Pump with Remote Outdoor Unit-Air-Source | T4BF-048KA |  | C6B(A,H)-X48(C,U)-C | 12.5 | 16 | 9 | Yes | Yes | 2015-06-02 |  | 1
TRUE | T4BF-024KB | 1866 | 5190503 | TAPPAN | ET4BF-024KB | HP | Split System: Heat Pump with Remote Outdoor Unit-Air-Source | T4BF-024KB |  | C6B(A,H)-X26(C,U)-B | 13 | 16 | 9 | Yes | Yes | 2015-06-02 |  | 2
FALSE | T4BF-048KA | 1876 | 5190510 | TAPPAN | ET4BF-048KA | HP | Split System: Heat Pump with Remote Outdoor Unit-Air-Source | T4BF-048KA |  | C6B(A,H)-X48(C,U)-C | 12.5 | 16 | 9 | Yes | Yes | 2015-06-02 |  | 1
FALSE | T4QE-036KA | 3072 | 6684130 | NORDYNE, LLC. | T4BE-036KA | HP | Split System: Heat Pump with Remote Outdoor Unit-Air-Source | T4BE-036KA |  | B6EW-X36K(*) | 12.5 | 15 | 8.5 | Yes | Yes | 2015-06-02 |  | 1
FALSE | T4BE-018KA | 3028 | 6684132 | NORDYNE, LLC. | T4BE-018KA | HP | Split System: Heat Pump with Remote Outdoor Unit-Air-Source | T4BE-018KA |  | C7B(A,H)M01824(C,U)-A+TXV | 12.5 | 15 | 8.5 | Yes | Yes | 2015-06-02 |  | 1
FALSE | T4BE-018KA | 3028 | 6684133 | NORDYNE, LLC. | T4BE-018KA | HP | Split System: Heat Pump with Remote Outdoor Unit-Air-Source | T4BE-018KA |  | C7B(A,H)M01824(C,U)-A+TXV | 12.5 | 15 | 8.5 | Yes | Yes | 2015-06-02 |  | 1
FALSE | T4BE-018KA | 3028 | 6684134 | NORDYNE, LLC. | T4BE-018KA | HP | Split System: Heat Pump with Remote Outdoor Unit-Air-Source | T4BE-018KA |  | C7B(A,H)M01824(C,U)-A+TXV | 12.5 | 15 | 8.5 | Yes | Yes | 2015-06-02 |  | 1
FALSE | T4BE-018KA | 3028 | 6684135 | NORDYNE, LLC. | T4BE-018KA | HP | Split System: Heat Pump with Remote Outdoor Unit-Air-Source | T4BE-018KA |  | C7B(A,H)M01824(C,U)-B+TXV | 12.5 | 15 | 8.5 | Yes | Yes | 2015-06-02 |  | 1
FALSE | T4BE-018KA | 3028 | 6684136 | NORDYNE, LLC. | T4BE-018KA | HP | Split System: Heat Pump with Remote Outdoor Unit-Air-Source | T4BE-018KA |  | C7B(A,H)M01824(C,U)-B+TXV | 12.5 | 15 | 8.5 | Yes | Yes | 2015-06-02 |  | 1
FALSE | T4BE-018KA | 3028 | 6684137 | NORDYNE, LLC. | T4BE-018KA | HP | Split System: Heat Pump with Remote Outdoor Unit-Air-Source | T4BE-018KA |  | C7B(A,H)M01824(C,U)-B+TXV | 12.5 | 15 | 8.5 | Yes | Yes | 2015-06-02 |  | 1
FALSE | T4QE-024KA | 3070 | 6684146 | NORDYNE, LLC. | T4BE-024KA | HP | Split System: Heat Pump with Remote Outdoor Unit-Air-Source | T4BE-024KA |  | C7B(A,H)M030(C,U)-C+TXV | 12.5 | 15 | 8.5 | Yes | Yes | 2015-06-02 |  | 1
FALSE | T4QE-030KA | 3034 | 6684147 | NORDYNE, LLC. | T4BE-030KA | HP | Split System: Heat Pump with Remote Outdoor Unit-Air-Source | T4BE-030KA |  | C7B(A,H)M030(C,U)-C+TXV | 12.5 | 15 | 8.5 | Yes | Yes | 2015-06-02 |  | 1
FALSE | T4QE-030KA | 3034 | 6684148 | NORDYNE, LLC. | T4BE-030KA | HP | Split System: Heat Pump with Remote Outdoor Unit-Air-Source | T4BE-030KA |  | C7B(A,H)M030(C,U)-C+TXV | 12.5 | 15 | 8.5 | Yes | Yes | 2015-06-02 |  | 1
FALSE | T4QE-030KA | 3034 | 6684149 | NORDYNE, LLC. | T4BE-030KA | HP | Split System: Heat Pump with Remote Outdoor Unit-Air-Source | T4BE-030KA |  | C7B(A,H)M030(C,U)-C+TXV | 12.5 | 15 | 8.5 | Yes | Yes | 2015-06-02 |  | 1
FALSE | T4QE-030KA | 3034 | 6684150 | NORDYNE, LLC. | T4BE-030KA | HP | Split System: Heat Pump with Remote Outdoor Unit-Air-Source | T4BE-030KA |  | C7B(A,H)M03036(C,U)-A+TXV | 12 | 14.5 | 8.2 | Yes | Yes | 2015-06-02 |  | Below V5.0 Req.
FALSE | T4QE-030KA | 3034 | 6684151 | NORDYNE, LLC. | T4BE-030KA | HP | Split System: Heat Pump with Remote Outdoor Unit-Air-Source | T4BE-030KA |  | C7B(A,H)M03036(C,U)-A+TXV | 12 | 14.5 | 8.2 | Yes | Yes | 2015-06-02 |  | Below V5.0 Req.
FALSE | T4QE-030KA | 3034 | 6684152 | NORDYNE, LLC. | T4BE-030KA | HP | Split System: Heat Pump with Remote Outdoor Unit-Air-Source | T4BE-030KA |  | C7B(A,H)M03036(C,U)-A+TXV | 12 | 14.5 | 8.2 | Yes | Yes | 2015-06-02 |  | Below V5.0 Req.
FALSE | T4QE-030KA | 3034 | 6684153 | NORDYNE, LLC. | T4BE-030KA | HP | Split System: Heat Pump with Remote Outdoor Unit-Air-Source | T4BE-030KA |  | C7B(A,H)M03036(C,U)-B+TXV | 12.5 | 15 | 8.5 | Yes | Yes | 2015-06-02 |  | 1
FALSE | T4QE-030KA | 3034 | 6684154 | NORDYNE, LLC. | T4BE-030KA | HP | Split System: Heat Pump with Remote Outdoor Unit-Air-Source | T4BE-030KA |  | C7B(A,H)M03036(C,U)-B+TXV | 12.5 | 15 | 8.5 | Yes | Yes | 2015-06-02 |  | 1
FALSE | T4QE-030KA | 3034 | 6684155 | NORDYNE, LLC. | T4BE-030KA | HP | Split System: Heat Pump with Remote Outdoor Unit-Air-Source | T4BE-030KA |  | C7B(A,H)M03036(C,U)-B+TXV | 12.5 | 15 | 8.5 | Yes | Yes | 2015-06-02 |  | 1
FALSE | T4QE-036KA | 3072 | 6684156 | NORDYNE, LLC. | T4BE-036KA | HP | Split System: Heat Pump with Remote Outdoor Unit-Air-Source | T4BE-036KA |  | C7B(A,H)M03642(C,U)-B+TXV | 12.5 | 15 | 8.5 | Yes | Yes | 2015-06-02 |  | 1
FALSE | T4QE-036KA | 3072 | 6684157 | NORDYNE, LLC. | T4BE-036KA | HP | Split System: Heat Pump with Remote Outdoor Unit-Air-Source | T4BE-036KA |  | C7B(A,H)M03642(C,U)-B+TXV | 12.5 | 15 | 8.5 | Yes | Yes | 2015-06-02 |  | 1
FALSE | T4QE-036KA | 3072 | 6684158 | NORDYNE, LLC. | T4BE-036KA | HP | Split System: Heat Pump with Remote Outdoor Unit-Air-Source | T4BE-036KA |  | C7B(A,H)M03642(C,U)-B+TXV | 12.5 | 15 | 8.5 | Yes | Yes | 2015-06-02 |  | 1
FALSE | T4BE-018KA | 3028 | 7147975 | NORDYNE, LLC. | T4BE-018KA | HP | Split System: Heat Pump with Remote Outdoor Unit-Air-Source | T4BE-018KA |  | C7B(A,H)MX24(C,U)-B | 12.5 | 15 | 8.5 | Yes | Yes | 2015-06-02 |  | 1
FALSE | T4BE-018KA | 3028 | 7147976 | NORDYNE, LLC. | T4BE-018KA | HP | Split System: Heat Pump with Remote Outdoor Unit-Air-Source | T4BE-018KA |  | C7B(A,H)MX24(C,U)-B | 12.5 | 15 | 8.5 | Yes | Yes | 2015-06-02 |  | 1
FALSE | T4BE-018KA | 3028 | 7147977 | NORDYNE, LLC. | T4BE-018KA | HP | Split System: Heat Pump with Remote Outdoor Unit-Air-Source | T4BE-018KA |  | C7B(A,H)MX24(C,U)-B | 12.5 | 15 | 8.5 | Yes | Yes | 2015-06-02 |  | 1
FALSE | T4QE-024KA | 3070 | 7147993 | NORDYNE, LLC. | T4BE-024KA | HP | Split System: Heat Pump with Remote Outdoor Unit-Air-Source | T4BE-024KA |  | C7B(A,H)MX30(C,U)-C | 12.5 | 15 | 8.5 | Yes | Yes | 2015-06-02 |  | 1
FALSE | T4QE-024KA | 3070 | 7147994 | NORDYNE, LLC. | T4BE-024KA | HP | Split System: Heat Pump with Remote Outdoor Unit-Air-Source | T4BE-024KA |  | C7B(A,H)MX30(C,U)-C | 12.5 | 15 | 8.5 | Yes | Yes | 2015-06-02 |  | 1
FALSE | T4QE-024KA | 3070 | 7147995 | NORDYNE, LLC. | T4BE-024KA | HP | Split System: Heat Pump with Remote Outdoor Unit-Air-Source | T4BE-024KA |  | C7B(A,H)MX30(C,U)-C | 12.5 | 15 | 8.5 | Yes | Yes | 2015-06-02 |  | 1
FALSE | T4QE-030KA | 3034 | 7148008 | NORDYNE, LLC. | T4BE-030KA | HP | Split System: Heat Pump with Remote Outdoor Unit-Air-Source | T4BE-030KA |  | C7B(A,H)MX30(C,U)-B | 12.5 | 15 | 8.5 | Yes | Yes | 2015-06-02 |  | 1
FALSE | T4QE-030KA | 3034 | 7148009 | NORDYNE, LLC. | T4BE-030KA | HP | Split System: Heat Pump with Remote Outdoor Unit-Air-Source | T4BE-030KA |  | C7B(A,H)MX30(C,U)-B | 12.5 | 15 | 8.5 | Yes | Yes | 2015-06-02 |  | 1
FALSE | T4QE-030KA | 3034 | 7148010 | NORDYNE, LLC. | T4BE-030KA | HP | Split System: Heat Pump with Remote Outdoor Unit-Air-Source | T4BE-030KA |  | C7B(A,H)MX30(C,U)-B | 12.5 | 15 | 8.5 | Yes | Yes | 2015-06-02 |  | 1
FALSE | T4QE-030KA | 3034 | 7148011 | NORDYNE, LLC. | T4BE-030KA | HP | Split System: Heat Pump with Remote Outdoor Unit-Air-Source | T4BE-030KA |  | C7B(A,H)MX30(C,U)-C | 12.5 | 15 | 8.5 | Yes | Yes | 2015-06-02 |  | 1
FALSE | T4QE-030KA | 3034 | 7148012 | NORDYNE, LLC. | T4BE-030KA | HP | Split System: Heat Pump with Remote Outdoor Unit-Air-Source | T4BE-030KA |  | C7B(A,H)MX30(C,U)-C | 12.5 | 15 | 8.5 | Yes | Yes | 2015-06-02 |  | 1
FALSE | T4QE-030KA | 3034 | 7148013 | NORDYNE, LLC. | T4BE-030KA | HP | Split System: Heat Pump with Remote Outdoor Unit-Air-Source | T4BE-030KA |  | C7B(A,H)MX30(C,U)-C | 12.5 | 15 | 8.5 | Yes | Yes | 2015-06-02 |  | 1
FALSE | T4QE-036KA | 3072 | 7148020 | NORDYNE, LLC. | T4BE-036KA | HP | Split System: Heat Pump with Remote Outdoor Unit-Air-Source | T4BE-036KA |  | C7B(A,H)MX36(C,U)-B | 12.5 | 15 | 8.5 | Yes | Yes | 2015-06-02 |  | 1
FALSE | T4QE-036KA | 3072 | 7148021 | NORDYNE, LLC. | T4BE-036KA | HP | Split System: Heat Pump with Remote Outdoor Unit-Air-Source | T4BE-036KA |  | C7B(A,H)MX36(C,U)-B | 12.5 | 15 | 8.5 | Yes | Yes | 2015-06-02 |  | 1
FALSE | T4QE-036KA | 3072 | 7148022 | NORDYNE, LLC. | T4BE-036KA | HP | Split System: Heat Pump with Remote Outdoor Unit-Air-Source | T4BE-036KA |  | C7B(A,H)MX36(C,U)-B | 12.5 | 15 | 8.5 | Yes | Yes | 2015-06-02 |  | 1
FALSE | T4QE-036KA | 3072 | 7148023 | NORDYNE, LLC. | T4BE-036KA | HP | Split System: Heat Pump with Remote Outdoor Unit-Air-Source | T4BE-036KA |  | C7B(A,H)MX36(C,U)-C | 12.5 | 15 | 8.5 | Yes | Yes | 2015-06-02 |  | 1
FALSE | T4QE-036KA | 3072 | 7148024 | NORDYNE, LLC. | T4BE-036KA | HP | Split System: Heat Pump with Remote Outdoor Unit-Air-Source | T4BE-036KA |  | C7B(A,H)MX36(C,U)-C | 12.5 | 15 | 8.5 | Yes | Yes | 2015-06-02 |  | 1
FALSE | T4QE-036KA | 3072 | 7148025 | NORDYNE, LLC. | T4BE-036KA | HP | Split System: Heat Pump with Remote Outdoor Unit-Air-Source | T4BE-036KA |  | C7B(A,H)MX36(C,U)-C | 12.5 | 15 | 8.5 | Yes | Yes | 2015-06-02 |  | 1
FALSE | T4QE-042KA | 3039 | 7148029 | NORDYNE, LLC. | T4BE-042KA | HP | Split System: Heat Pump with Remote Outdoor Unit-Air-Source | T4BE-042KA |  | C7B(A,H)MX42(C,U)-C | 12.5 | 15 | 8.5 | Yes | Yes | 2015-06-02 |  | 1
FALSE | T4QE-042KA | 3039 | 7148030 | NORDYNE, LLC. | T4BE-042KA | HP | Split System: Heat Pump with Remote Outdoor Unit-Air-Source | T4BE-042KA |  | C7B(A,H)MX42(C,U)-C | 12.5 | 15 | 8.5 | Yes | Yes | 2015-06-02 |  | 1
FALSE | 14HPX-024-230-19 | 1572 | 6482929 | LENNOX INDUSTRIES, INC. | XP14-024-230-09 | HP | Split System: Heat Pump with Remote Outdoor Unit-Air-Source | XP14-024-230-09 |  | CBX40UHV-036*+TDR | 13 | 15.5 | 9 | Yes | Yes | 2015-06-23 |  | 1
FALSE | 14HPX-030-230-19 | 1579 | 5431522 | LENNOX INDUSTRIES, INC. | XP14-030-230-09 | HP | Split System: Heat Pump with Remote Outdoor Unit-Air-Source | XP14-030-230-09 |  | CBX40UHV-036*+TDR | 12.5 | 15 | 8.7 | Yes | Yes | 2015-06-23 |  | 1
FALSE | 14HPX-036-230-19 | 1587 | 7498492 | LENNOX INDUSTRIES, INC. | XP14-036-230-10 | HP | Split System: Heat Pump with Remote Outdoor Unit-Air-Source | XP14-036-230-10 |  | CBX25UHV-036-230-* | 12.5 | 15 | 8.5 | Yes | Yes | 2015-06-23 |  | 1
FALSE | 14HPX-036-230-19 | 1587 | 5432029 | LENNOX INDUSTRIES, INC. | XP14-036-230-10 | HP | Split System: Heat Pump with Remote Outdoor Unit-Air-Source | XP14-036-230-10 |  | CBX32MV-048*+TDR | 13 | 15.5 | 9.2 | Yes | Yes | 2015-06-23 |  | 1
FALSE | 14HPX-036-230-19 | 1587 | 5432049 | LENNOX INDUSTRIES, INC. | XP14-036-230-10 | HP | Split System: Heat Pump with Remote Outdoor Unit-Air-Source | XP14-036-230-10 |  | CBX40UHV-042*+TDR | 12.7 | 15.2 | 9 | Yes | Yes | 2015-06-23 |  | 1
FALSE | 14HPX-036-230-19 | 1587 | 5432050 | LENNOX INDUSTRIES, INC. | XP14-036-230-10 | HP | Split System: Heat Pump with Remote Outdoor Unit-Air-Source | XP14-036-230-10 |  | CBX40UHV-048*+TDR | 13 | 15.5 | 9.2 | Yes | Yes | 2015-06-23 |  | 1
FALSE | 14HPX-042-230-19 | 1605 | 6970219 | LENNOX INDUSTRIES, INC. | XP14-042-230-09 | HP | Split System: Heat Pump with Remote Outdoor Unit-Air-Source | XP14-042-230-09 |  | CBX25UHV-042-230-* | 13 | 15.5 | 8.5 | Yes | Yes | 2015-06-23 |  | 1
FALSE | 14HPX-042-230-19 | 1605 | 5432324 | LENNOX INDUSTRIES, INC. | XP14-042-230-09 | HP | Split System: Heat Pump with Remote Outdoor Unit-Air-Source | XP14-042-230-09 |  | CBX27UH-042-230*+TDR | 13 | 15.5 | 9 | Yes | Yes | 2015-06-23 |  | 1
FALSE | 14HPX-042-230-19 | 1605 | 5491435 | LENNOX INDUSTRIES, INC. | XP14-042-230-09 | HP | Split System: Heat Pump with Remote Outdoor Unit-Air-Source | XP14-042-230-09 |  | CBX27UH-048-230*+TDR | 12.5 | 15 | 8.5 | Yes | Yes | 2015-06-23 |  | 1
FALSE | 14HPX-042-230-19 | 1605 | 5432326 | LENNOX INDUSTRIES, INC. | XP14-042-230-09 | HP | Split System: Heat Pump with Remote Outdoor Unit-Air-Source | XP14-042-230-09 |  | CBX32MV-048*+TDR | 13 | 15.5 | 8.7 | Yes | Yes | 2015-06-23 |  | 1
FALSE | 14HPX-042-230-19 | 1605 | 5432327 | LENNOX INDUSTRIES, INC. | XP14-042-230-09 | HP | Split System: Heat Pump with Remote Outdoor Unit-Air-Source | XP14-042-230-09 |  | CBX40UHV-042*+TDR | 12.7 | 15.2 | 8.7 | Yes | Yes | 2015-06-23 |  | 1
FALSE | 14HPX-042-230-19 | 1605 | 5432328 | LENNOX INDUSTRIES, INC. | XP14-042-230-09 | HP | Split System: Heat Pump with Remote Outdoor Unit-Air-Source | XP14-042-230-09 |  | CBX40UHV-048*+TDR | 13 | 15.5 | 8.7 | Yes | Yes | 2015-06-23 |  | 1
FALSE | 14HPX-048-230-19 | 1617 | 6970220 | LENNOX INDUSTRIES, INC. | XP14-048-230-09 | HP | Split System: Heat Pump with Remote Outdoor Unit-Air-Source | XP14-048-230-09 |  | CBX25UHV-048-230-* | 12.5 | 15 | 8.5 | Yes | Yes | 2015-06-23 |  | 1
FALSE | 14HPX-048-230-19 | 1617 | 5432528 | LENNOX INDUSTRIES, INC. | XP14-048-230-09 | HP | Split System: Heat Pump with Remote Outdoor Unit-Air-Source | XP14-048-230-09 |  | CBX27UH-048-230*+TDR | 12.7 | 15 | 9.2 | Yes | Yes | 2015-06-23 |  | 1
FALSE | 14HPX-048-230-19 | 1617 | 5432529 | LENNOX INDUSTRIES, INC. | XP14-048-230-09 | HP | Split System: Heat Pump with Remote Outdoor Unit-Air-Source | XP14-048-230-09 |  | CBX27UH-060-230*+TDR | 12.7 | 15.2 | 9 | Yes | Yes | 2015-06-23 |  | 1
FALSE | 14HPX-048-230-19 | 1617 | 5432532 | LENNOX INDUSTRIES, INC. | XP14-048-230-09 | HP | Split System: Heat Pump with Remote Outdoor Unit-Air-Source | XP14-048-230-09 |  | CBX32MV-048*+TDR | 12.7 | 15 | 9 | Yes | Yes | 2015-06-23 |  | 1
FALSE | 14HPX-048-230-19 | 1617 | 5432535 | LENNOX INDUSTRIES, INC. | XP14-048-230-09 | HP | Split System: Heat Pump with Remote Outdoor Unit-Air-Source | XP14-048-230-09 |  | CBX40UHV-048*+TDR | 12.7 | 15 | 9 | Yes | Yes | 2015-06-23 |  | 1
FALSE | 14HPX-060-230-19 | 1533 | 5432658 | LENNOX INDUSTRIES, INC. | XP14-060-230-09 | HP | Split System: Heat Pump with Remote Outdoor Unit-Air-Source | XP14-060-230-09 |  | CBX27UH-060-230*+TDR | 12.5 | 15 | 8.5 | Yes | Yes | 2015-06-23 |  | 1
TRUE | GSZ160181B* | 3466 | 8331264 | GOODMAN MANUFACTURING CO., LP. | GSZ160181B* | HP | Split System: Heat Pump with Remote Outdoor Unit-Air-Source | GSZ160181B* |  | ASPT29B14A* | 13 | 16 | 9 | Yes | Yes | 2015-07-21 |  | 2
TRUE | GSZ160181B* | 3466 | 8331295 | AMANA HEATING AND AIR CONDITIONING | ASZ160181L* | HP | Split System: Heat Pump with Remote Outdoor Unit-Air-Source | GSZ160181B* |  | ASPT29B14A* | 13 | 16 | 9 | Yes | Yes | 2015-07-21 |  | 2
TRUE | GSZ160181B* | 3466 | 8331326 | DAIKIN MANUFACTURING COMPANY, L.P. | DZ16SA0181B* | HP | Split System: Heat Pump with Remote Outdoor Unit-Air-Source | GSZ160181B* |  | ASPT29B14A* | 13 | 16 | 9 | Yes | Yes | 2015-07-21 |  | 2
TRUE | GSZ160241B* | 3467 | 8331270 | GOODMAN MANUFACTURING CO., LP. | GSZ160241B* | HP | Split System: Heat Pump with Remote Outdoor Unit-Air-Source | GSZ160241B* |  | ASPT29B14A* | 13 | 16 | 9 | Yes | Yes | 2015-07-21 |  | 2
FALSE | XP21-036-230-** | 1641 | 4016501 | LENNOX INDUSTRIES, INC. | XP21-036-230/* | HP | Split System: Heat Pump with Remote Outdoor Unit-Air-Source | XP21-036-230/* |  | CH33-49+TDR+TXV | 12.5 | 17.2 | 8.2 | Yes | Yes | 2011-01-22 |  | Below V5.0 Req.
FALSE | XP21-036-230-** | 1641 | 4016502 | LENNOX INDUSTRIES, INC. | XP21-036-230/* | HP | Split System: Heat Pump with Remote Outdoor Unit-Air-Source | XP21-036-230/* |  | CH33-49+TDR+TXV | 12.5 | 17.5 | 8.2 | Yes | Yes | 2011-01-22 |  | Below V5.0 Req.
FALSE | XP21-036-230-** | 1641 | 4016503 | LENNOX INDUSTRIES, INC. | XP21-036-230/* | HP | Split System: Heat Pump with Remote Outdoor Unit-Air-Source | XP21-036-230/* |  | CH33-49+TDR+TXV | 12.5 | 17.5 | 8.2 | Yes | Yes | 2011-01-22 |  | Below V5.0 Req.
FALSE | XP21-036-230-** | 1641 | 4016504 | LENNOX INDUSTRIES, INC. | XP21-036-230/* | HP | Split System: Heat Pump with Remote Outdoor Unit-Air-Source | XP21-036-230/* |  | CH33-49+TDR+TXV | 12.5 | 17.2 | 8.2 | Yes | Yes | 2011-01-22 |  | Below V5.0 Req.
FALSE | XP21-036-230-** | 1641 | 4016505 | LENNOX INDUSTRIES, INC. | XP21-036-230/* | HP | Split System: Heat Pump with Remote Outdoor Unit-Air-Source | XP21-036-230/* |  | CH33-49+TDR+TXV | 12.5 | 17.5 | 8.2 | Yes | Yes | 2011-01-22 |  | Below V5.0 Req.
FALSE | XP21-036-230-** | 1641 | 4016506 | LENNOX INDUSTRIES, INC. | XP21-036-230/* | HP | Split System: Heat Pump with Remote Outdoor Unit-Air-Source | XP21-036-230/* |  | CH33-49+TDR+TXV | 12.5 | 17.5 | 8.2 | Yes | Yes | 2011-01-22 |  | Below V5.0 Req.
FALSE | XP21-036-230-** | 1641 | 4016508 | LENNOX INDUSTRIES, INC. | XP21-036-230/* | HP | Split System: Heat Pump with Remote Outdoor Unit-Air-Source | XP21-036-230/* |  | CH33-50/60C+TDR+TXV | 12.2 | 17.2 | 8.2 | Yes | Yes | 2011-01-22 |  | Below V5.0 Req.
FALSE | XP21-036-230-** | 1641 | 4016509 | LENNOX INDUSTRIES, INC. | XP21-036-230/* | HP | Split System: Heat Pump with Remote Outdoor Unit-Air-Source | XP21-036-230/* |  | CH33-50/60C+TDR+TXV | 12.2 | 17.2 | 8.2 | Yes | Yes | 2011-01-22 |  | Below V5.0 Req.
FALSE | XP21-036-230-** | 1641 | 4016510 | LENNOX INDUSTRIES, INC. | XP21-036-230/* | HP | Split System: Heat Pump with Remote Outdoor Unit-Air-Source | XP21-036-230/* |  | CH33-50/60C+TDR+TXV | 12.2 | 17.2 | 8.2 | Yes | Yes | 2011-01-22 |  | Below V5.0 Req.
FALSE | XP21-036-230-** | 1641 | 4016511 | LENNOX INDUSTRIES, INC. | XP21-036-230/* | HP | Split System: Heat Pump with Remote Outdoor Unit-Air-Source | XP21-036-230/* |  | CH33-50/60C+TDR+TXV | 12.5 | 17.2 | 8.2 | Yes | Yes | 2011-01-22 |  | Below V5.0 Req.
FALSE | XP21-036-230-** | 1641 | 4016512 | LENNOX INDUSTRIES, INC. | XP21-036-230/* | HP | Split System: Heat Pump with Remote Outdoor Unit-Air-Source | XP21-036-230/* |  | CH33-50/60C+TDR+TXV | 12.5 | 17.2 | 8.2 | Yes | Yes | 2011-01-22 |  | Below V5.0 Req.
FALSE | XP21-036-230-** | 1641 | 4016513 | LENNOX INDUSTRIES, INC. | XP21-036-230/* | HP | Split System: Heat Pump with Remote Outdoor Unit-Air-Source | XP21-036-230/* |  | CH33-50/60C+TDR+TXV | 12.5 | 17.5 | 8.2 | Yes | Yes | 2011-01-22 |  | Below V5.0 Req.
FALSE | XP21-036-230-** | 1641 | 4016515 | LENNOX INDUSTRIES, INC. | XP21-036-230/* | HP | Split System: Heat Pump with Remote Outdoor Unit-Air-Source | XP21-036-230/* |  | CR33-50/60+TDR+TXV | 12.5 | 17.2 | 8.2 | Yes | Yes | 2011-01-22 |  | Below V5.0 Req.
FALSE | XP21-036-230-** | 1641 | 4016516 | LENNOX INDUSTRIES, INC. | XP21-036-230/* | HP | Split System: Heat Pump with Remote Outdoor Unit-Air-Source | XP21-036-230/* |  | CR33-50/60+TDR+TXV | 12.7 | 17.2 | 8.2 | Yes | Yes | 2011-01-22 |  | Below V5.0 Req.
FALSE | XP21-036-230-** | 1641 | 4016517 | LENNOX INDUSTRIES, INC. | XP21-036-230/* | HP | Split System: Heat Pump with Remote Outdoor Unit-Air-Source | XP21-036-230/* |  | CR33-50/60+TDR+TXV | 12.7 | 17.5 | 8.2 | Yes | Yes | 2011-01-22 |  | Below V5.0 Req.
FALSE | XP21-036-230-** | 1641 | 4016518 | LENNOX INDUSTRIES, INC. | XP21-036-230/* | HP | Split System: Heat Pump with Remote Outdoor Unit-Air-Source | XP21-036-230/* |  | CR33-50/60+TDR+TXV | 12.5 | 17.2 | 8.2 | Yes | Yes | 2011-01-22 |  | Below V5.0 Req.
FALSE | XP21-036-230-** | 1641 | 4016519 | LENNOX INDUSTRIES, INC. | XP21-036-230/* | HP | Split System: Heat Pump with Remote Outdoor Unit-Air-Source | XP21-036-230/* |  | CR33-50/60+TDR+TXV | 12.7 | 17.5 | 8.5 | Yes | Yes | 2011-01-22 |  | 1
FALSE | XP21-036-230-** | 1641 | 4016520 | LENNOX INDUSTRIES, INC. | XP21-036-230/* | HP | Split System: Heat Pump with Remote Outdoor Unit-Air-Source | XP21-036-230/* |  | CR33-50/60+TDR+TXV | 12.5 | 17.2 | 8.2 | Yes | Yes | 2011-01-22 |  | Below V5.0 Req.
FALSE | XP21-048-230-** | 1646 | 4016542 | LENNOX INDUSTRIES, INC. | XP21-048-230* | HP | Split System: Heat Pump with Remote Outdoor Unit-Air-Source | XP21-048-230* |  | CH33-49+TDR+TXV | 12.2 | 16.7 | 8.5 | Yes | Yes | 2011-01-22 |  | 0
FALSE | XP21-048-230-** | 1646 | 4016543 | LENNOX INDUSTRIES, INC. | XP21-048-230* | HP | Split System: Heat Pump with Remote Outdoor Unit-Air-Source | XP21-048-230* |  | CH33-49+TDR+TXV | 12.2 | 16.7 | 8.5 | Yes | Yes | 2011-01-22 |  | 0
FALSE | XP21-048-230-** | 1646 | 4016544 | LENNOX INDUSTRIES, INC. | XP21-048-230* | HP | Split System: Heat Pump with Remote Outdoor Unit-Air-Source | XP21-048-230* |  | CH33-49+TDR+TXV | 12 | 16.5 | 8.7 | Yes | Yes | 2011-01-22 |  | 0
FALSE | XP21-048-230-** | 1646 | 4016546 | LENNOX INDUSTRIES, INC. | XP21-048-230* | HP | Split System: Heat Pump with Remote Outdoor Unit-Air-Source | XP21-048-230* |  | CH33-50/60C+TDR+TXV | 12 | 16.7 | 8.5 | Yes | Yes | 2011-01-22 |  | 0
FALSE | XP21-048-230-** | 1646 | 4016547 | LENNOX INDUSTRIES, INC. | XP21-048-230* | HP | Split System: Heat Pump with Remote Outdoor Unit-Air-Source | XP21-048-230* |  | CH33-50/60C+TDR+TXV | 12 | 16.5 | 8.5 | Yes | Yes | 2011-01-22 |  | 0
FALSE | XP21-048-230-** | 1646 | 4016548 | LENNOX INDUSTRIES, INC. | XP21-048-230* | HP | Split System: Heat Pump with Remote Outdoor Unit-Air-Source | XP21-048-230* |  | CH33-50/60C+TDR+TXV | 12 | 16.7 | 8.5 | Yes | Yes | 2011-01-22 |  | 0
FALSE | XP21-048-230-** | 1646 | 4016549 | LENNOX INDUSTRIES, INC. | XP21-048-230* | HP | Split System: Heat Pump with Remote Outdoor Unit-Air-Source | XP21-048-230* |  | CH33-50/60C+TDR+TXV | 12 | 16.5 | 8.5 | Yes | Yes | 2011-01-22 |  | 0
FALSE | XP21-048-230-** | 1646 | 4016550 | LENNOX INDUSTRIES, INC. | XP21-048-230* | HP | Split System: Heat Pump with Remote Outdoor Unit-Air-Source | XP21-048-230* |  | CH33-50/60C+TDR+TXV | 12.2 | 16.7 | 8.7 | Yes | Yes | 2011-01-22 |  | 0
FALSE | XP21-048-230-** | 1646 | 4016551 | LENNOX INDUSTRIES, INC. | XP21-048-230* | HP | Split System: Heat Pump with Remote Outdoor Unit-Air-Source | XP21-048-230* |  | CH33-50/60C+TDR+TXV | 12.2 | 16.7 | 8.7 | Yes | Yes | 2011-01-22 |  | 0
FALSE | XP21-048-230-** | 1646 | 4016552 | LENNOX INDUSTRIES, INC. | XP21-048-230* | HP | Split System: Heat Pump with Remote Outdoor Unit-Air-Source | XP21-048-230* |  | CH33-50/60C+TDR+TXV | 12 | 16.7 | 8.5 | Yes | Yes | 2011-01-22 |  | 0
FALSE | XP21-048-230-** | 1646 | 4016553 | LENNOX INDUSTRIES, INC. | XP21-048-230* | HP | Split System: Heat Pump with Remote Outdoor Unit-Air-Source | XP21-048-230* |  | CH33-50/60C+TDR+TXV | 12 | 16.5 | 8.5 | Yes | Yes | 2011-01-22 |  | 0
FALSE | XP21-048-230-** | 1646 | 4016554 | LENNOX INDUSTRIES, INC. | XP21-048-230* | HP | Split System: Heat Pump with Remote Outdoor Unit-Air-Source | XP21-048-230* |  | CH33-50/60C+TDR+TXV | 12 | 16.5 | 8.7 | Yes | Yes | 2011-01-22 |  | 0
FALSE | XP21-048-230-** | 1646 | 4016556 | LENNOX INDUSTRIES, INC. | XP21-048-230* | HP | Split System: Heat Pump with Remote Outdoor Unit-Air-Source | XP21-048-230* |  | CH33-62D+TDR+TXV | 12.2 | 16.2 | 9 | Yes | Yes | 2011-01-22 |  | 0
FALSE | XP21-048-230-** | 1646 | 4016557 | LENNOX INDUSTRIES, INC. | XP21-048-230* | HP | Split System: Heat Pump with Remote Outdoor Unit-Air-Source | XP21-048-230* |  | CH33-62D+TDR+TXV | 12.5 | 16 | 9 | Yes | Yes | 2011-01-22 |  | 1
FALSE | XP21-048-230-** | 1646 | 4016558 | LENNOX INDUSTRIES, INC. | XP21-048-230* | HP | Split System: Heat Pump with Remote Outdoor Unit-Air-Source | XP21-048-230* |  | CH33-62D+TDR+TXV | 12.2 | 16 | 9 | Yes | Yes | 2011-01-22 |  | 0
FALSE | XP21-048-230-** | 1646 | 4016560 | LENNOX INDUSTRIES, INC. | XP21-048-230* | HP | Split System: Heat Pump with Remote Outdoor Unit-Air-Source | XP21-048-230* |  | CR33-50/60+TDR+TXV | 12.2 | 16.7 | 9 | Yes | Yes | 2011-01-22 |  | 0
FALSE | XP21-048-230-** | 1646 | 4016561 | LENNOX INDUSTRIES, INC. | XP21-048-230* | HP | Split System: Heat Pump with Remote Outdoor Unit-Air-Source | XP21-048-230* |  | CR33-50/60+TDR+TXV | 12.2 | 16.5 | 9 | Yes | Yes | 2011-01-22 |  | 0
FALSE | XP21-048-230-** | 1646 | 4016562 | LENNOX INDUSTRIES, INC. | XP21-048-230* | HP | Split System: Heat Pump with Remote Outdoor Unit-Air-Source | XP21-048-230* |  | CR33-50/60+TDR+TXV | 12.2 | 16.5 | 9 | Yes | Yes | 2011-01-22 |  | 0
TRUE | YHJF18S41S1 | 2711 | 4455007 | YORK BY JOHNSON CONTROLS | YHJF18S41S1 | HP | Split System: Heat Pump with Remote Outdoor Unit-Air-Source | YHJF18S41S1 |  | AHE24B | 12 | 14.5 | 8.2 | Yes | Yes | 2014-03-07 |  | Below V5.0 Req.
FALSE | YHJF24S41S1 | 2714 | 4455014 | YORK BY JOHNSON CONTROLS | YHJF24S41S1 | HP | Split System: Heat Pump with Remote Outdoor Unit-Air-Source | YHJF24S41S1 |  | AHE30B | 12.5 | 15 | 8.5 | Yes | Yes | 2014-03-07 |  | 1
TRUE | YHJF30S41S1 | 2715 | 4455020 | YORK BY JOHNSON CONTROLS | YHJF30S41S1 | HP | Split System: Heat Pump with Remote Outdoor Unit-Air-Source | YHJF30S41S1 |  | AHE36C | 12.5 | 15 | 9 | Yes | Yes | 2014-03-07 |  | 1
TRUE | YHJF36S41S4 | 2655 | 5530141 | YORK BY JOHNSON CONTROLS | YHJF36S41S4 | HP | Split System: Heat Pump with Remote Outdoor Unit-Air-Source | YHJF36S41S4 |  | AHE42D+TXV | 12.5 | 15 | 9 | Yes | Yes | 2014-03-07 |  | 1
TRUE | YHJF42S41S5 | 2901 | 5933841 | YORK BY JOHNSON CONTROLS | YHJF42S41S5 | HP | Split System: Heat Pump with Remote Outdoor Unit-Air-Source | YHJF42S41S5 |  | AHE48D | 12.5 | 15 | 9 | Yes | Yes | 2014-03-07 |  | 1
TRUE | YHJF48S41S5 | 2902 | 5934014 | YORK BY JOHNSON CONTROLS | YHJF48S41S5 | HP | Split System: Heat Pump with Remote Outdoor Unit-Air-Source | YHJF48S41S5 |  | AHE60D+TXV | 12.5 | 15 | 9 | Yes | Yes | 2014-03-07 |  | 1

## VSMS AC
ENERGY STAR AHRI Certified Central Air Conditioner Equipment and Air Source Heat Pumps (CAC-ASHP) - Version 4.1 Criteria
List Posted on September 15, 2015
IsHSVTC | TestedModelNumber | BmgId | AHRIRefNumber | ManufacturerName | ModelName | ProgramName | EER95F | SEER | IsESApproved | IsESCertified | ESCertifiedDate | ESWithDrawnDate | CEE Tier
TRUE | GWC12MB-D3DNA1A/O | 46 | 4614638 | GREE ELECTRIC APPLIANCES INC. OF ZHUHAI | GWC12MB-D3DNA1A/O | VSMSAC | 12.5 | 20 | Yes | Yes | 2014-03-17 | NULL | 1
TRUE | GWC18AC-D3DNA1B/O | 50 | 4614643 | GREE ELECTRIC APPLIANCES INC. OF ZHUHAI | GWC18AC-D3DNA1B/O | VSMSAC | 12 | 20 | Yes | Yes | 2014-03-17 | NULL | 0
TRUE | GWC18AC-D3DNA1D/O | 60 | 5089665 | GREE ELECTRIC APPLIANCES INC. OF ZHUHAI | GWC18AC-D3DNA1D/O | VSMSAC | 12 | 18 | Yes | Yes | 2014-03-17 | NULL | 0
TRUE | GWC18MC-D3DNA3D/O | 60 | 5089666 | GREE ELECTRIC APPLIANCES INC. OF ZHUHAI | GWC18MC-D3DNA3D/O | VSMSAC | 12.2 | 18 | Yes | Yes | 2014-03-17 | NULL | 0
TRUE | GWC24AC-D3DNA1B/O | 51 | 4614649 | GREE ELECTRIC APPLIANCES INC. OF ZHUHAI | GWC24AC-D3DNA1B/O | VSMSAC | 12 | 19 | Yes | Yes | 2014-03-17 | NULL | 0
TRUE | GWC24AC-D3DNA1D/O | 61 | 5089667 | GREE ELECTRIC APPLIANCES INC. OF ZHUHAI | GWC24AC-D3DNA1D/O | VSMSAC | 12 | 18 | Yes | Yes | 2014-03-17 | NULL | 0
TRUE | GWC24MD-D3DNA1A/O | 51 | 4614650 | GREE ELECTRIC APPLIANCES INC. OF ZHUHAI | GWC24MD-D3DNA1A/O | VSMSAC | 12 | 18 | Yes | Yes | 2014-03-17 | NULL | 0
TRUE | GWC24MD-D3DNA3D/O | 61 | 5089668 | GREE ELECTRIC APPLIANCES INC. OF ZHUHAI | GWC24MD-D3DNA3D/O | VSMSAC | 12.2 | 18 | Yes | Yes | 2014-03-17 | NULL | 0
FALSE | GWC12MB-A3DNA2B/O | 46 | 4151972 | GREE ELECTRIC APPLIANCES INC. OF ZHUHAI | GWC12MB-A3DNA1A/O | VSMSAC | 12.5 | 20 | Yes | Yes | 2011-01-22 | NULL | 1
FALSE | GWC12MB-A3DNA2B/O | 46 | 4151973 | GREE ELECTRIC APPLIANCES INC. OF ZHUHAI | GWC09AB-D3DNA1B/O | VSMSAC | 14.8 | 23 | Yes | Yes | 2011-01-22 | NULL | 3
FALSE | GWC12MB-A3DNA2B/O | 46 | 4151975 | GREE ELECTRIC APPLIANCES INC. OF ZHUHAI | GWC09AB-A3DNA1B/O | VSMSAC | 14.8 | 23 | Yes | Yes | 2011-01-22 | NULL | 3
FALSE | GWC18MC-D3DNA1A/O | 50 | 4151977 | GREE ELECTRIC APPLIANCES INC. OF ZHUHAI | GWC18MC-D3DNA1A/O | VSMSAC | 12 | 18 | Yes | Yes | 2011-01-22 | NULL | 0
FALSE | GWC24MD-D3DNA1A/O | 51 | 4151978 | GREE ELECTRIC APPLIANCES INC. OF ZHUHAI | GWC24MD-D3DNA1A/O | VSMSAC | 12 | 18 | Yes | Yes | 2011-01-22 | NULL | 0
FALSE | GWC18MC-D3DNA1A/O | 50 | 4151979 | GREE ELECTRIC APPLIANCES INC. OF ZHUHAI | GWC18AC-D3DNA1B/O | VSMSAC | 12 | 18 | Yes | Yes | 2011-01-22 | NULL | 0
FALSE | GWC24MD-D3DNA1A/O | 51 | 4151980 | GREE ELECTRIC APPLIANCES INC. OF ZHUHAI | GWC24AC-D3DNA1B/O | VSMSAC | 12 | 18 | Yes | Yes | 2011-01-22 | NULL | 0
TRUE | MUY-GE24NA | 24 | 4217791 | MITSUBISHI ELECTRIC AND ELECTRONICS USA, INC. | MUY-GE24NA | VSMSAC | 12.5 | 19 | Yes | Yes | 2011-01-22 | NULL | 1
TRUE | GWC18MC-D3DNA1A/O | 50 | 4614648 | GREE ELECTRIC APPLIANCES INC. OF ZHUHAI | GWC18MC-D3DNA1A/O | VSMSAC | 12 | 18 | Yes | Yes | 2014-01-16 | NULL | 0
TRUE | GWC12MB-D3DNA3D/O | 53 | 5069741 | GREE ELECTRIC APPLIANCES INC. OF ZHUHAI | GWC12MB-D3DNA3D/O | VSMSAC | 12.2 | 20 | Yes | Yes | 2014-01-16 | NULL | 0
TRUE | MR18C3J | 126 | 6992569 | LG ELECTRONICS, INC. | MR18C3J | VSMSAC | 12 | 18 | Yes | Yes | 2014-02-19 | NULL | 0
TRUE | MR12C1J | 127 | 6993510 | LG ELECTRONICS, INC. | MR12C1J | VSMSAC | 13 | 21.5 | Yes | Yes | 2014-02-19 | NULL | 3
TRUE | MOC-09CFN1-BU5W | 118 | 6876125 | GD MIDEA AIR-CONDITIONING EQUIPMENT CO., LTD. | MOC-09CFN1-BU5W | VSMSAC | 14 | 21.5 | Yes | Yes | 2014-03-14 | NULL | 3
TRUE | MOC-12CFN1-BU0W | 118 | 6877738 | GD MIDEA AIR-CONDITIONING EQUIPMENT CO., LTD. | MOC-12CFN1-BU0W | VSMSAC | 12.5 | 21 | Yes | Yes | 2014-03-14 | NULL | 1
TRUE | MOC1-12CDN1-MS0W | 118 | 6877741 | GD MIDEA AIR-CONDITIONING EQUIPMENT CO., LTD. | MOC1-12CDN1-MS0W | VSMSAC | 12.5 | 19 | Yes | Yes | 2014-03-14 | NULL | 1
TRUE | MOF-18CFN1-MT3W | 119 | 6877739 | GD MIDEA AIR-CONDITIONING EQUIPMENT CO., LTD. | MOF-18CFN1-MT3W | VSMSAC | 12.5 | 20.3 | Yes | Yes | 2014-03-14 | NULL | 1
TRUE | MOG-24CFN1-MR5W | 122 | 6877740 | GD MIDEA AIR-CONDITIONING EQUIPMENT CO., LTD. | MOG-24CFN1-MR5W | VSMSAC | 12.5 | 18.5 | Yes | Yes | 2014-03-14 | NULL | 1
TRUE | GWC24MD-D3DNA3D/O | 61 | 5557428 | GUARDIAN BY JOHNSON CONTROLS | DCPM24CSM42Q1A | VSMSAC | 12.2 | 18 | Yes | Yes | 2014-03-20 | NULL | 0
TRUE | GWC09MA-A3DNA1A/O | 46 | 5557399 | LUXAIRE BY JOHNSON CONTROLS | DCPM09CSM41Q1A | VSMSAC | 14.2 | 22 | Yes | Yes | 2014-03-20 | NULL | 3
TRUE | GWC12MB-A3DNA1A/O | 46 | 5557411 | LUXAIRE BY JOHNSON CONTROLS | DCPM12CSM41Q1A | VSMSAC | 12.5 | 20 | Yes | Yes | 2014-03-20 | NULL | 1
TRUE | GWC18MC-D3DNA3D/O | 60 | 5557423 | LUXAIRE BY JOHNSON CONTROLS | DCPM18CSM42Q1A | VSMSAC | 12.2 | 18 | Yes | Yes | 2014-03-20 | NULL | 0
TRUE | GWC24MD-D3DNA3D/O | 61 | 5557429 | LUXAIRE BY JOHNSON CONTROLS | DCPM24CSM42Q1A | VSMSAC | 12.2 | 18 | Yes | Yes | 2014-03-20 | NULL | 0
TRUE | GWC09MA-A3DNA1A/O | 46 | 5557400 | YORK BY JOHNSON CONTROLS | DCPM09CSM41Q1A | VSMSAC | 14.2 | 22 | Yes | Yes | 2014-03-20 | NULL | 3
TRUE | GWC12MB-A3DNA1A/O | 46 | 5557412 | YORK BY JOHNSON CONTROLS | DCPM12CSM41Q1A | VSMSAC | 12.5 | 20 | Yes | Yes | 2014-03-20 | NULL | 1
TRUE | GWC18MC-D3DNA3D/O | 60 | 5557424 | YORK BY JOHNSON CONTROLS | DCPM18CSM42Q1A | VSMSAC | 12.2 | 18 | Yes | Yes | 2014-03-20 | NULL | 0
TRUE | GWC24MD-D3DNA3D/O | 61 | 5557430 | YORK BY JOHNSON CONTROLS | DCPM24CSM42Q1A | VSMSAC | 12.2 | 18 | Yes | Yes | 2014-03-20 | NULL | 0
TRUE | MOC-09CFN1-BS0W | 146 | 5537349 | NORDYNE, LLC. | WCHXD2-09A4A | VSMSAC | 14 | 19 | Yes | Yes | 2014-03-24 | NULL | 3
TRUE | MOC-12CFN1-BS0W | 146 | 5537353 | NORDYNE, LLC. | WCHXD2-12A4A | VSMSAC | 12.5 | 19 | Yes | Yes | 2014-03-24 | NULL | 1
TRUE | MOC-12CDN1-MS0W | 146 | 5537351 | NORDYNE, LLC. | WCHXD2-12K4A | VSMSAC | 12.5 | 19 | Yes | Yes | 2014-03-24 | NULL | 1
TRUE | MOF-18CFN1-MS0W | 150 | 5537355 | NORDYNE, LLC. | WCHXD2-18K4A | VSMSAC | 12.5 | 20.3 | Yes | Yes | 2014-03-24 | NULL | 1
TRUE | MOG-24CDN1-MS0W | 152 | 5537357 | NORDYNE, LLC. | WCHXD2-24K4A | VSMSAC | 12.5 | 18.5 | Yes | Yes | 2014-03-24 | NULL | 1
TRUE | MOC-09CFN1-BS0W | 146 | 5537350 | NORDYNE, LLC. | PCHXD2-09A4A | VSMSAC | 14 | 19 | Yes | Yes | 2014-03-24 | NULL | 3
TRUE | MOC-12CFN1-BS0W | 146 | 5537354 | NORDYNE, LLC. | PCHXD2-12A4A | VSMSAC | 12.5 | 19 | Yes | Yes | 2014-03-24 | NULL | 1
TRUE | MOC-12CDN1-MS0W | 146 | 5537352 | NORDYNE, LLC. | PCHXD2-12K4A | VSMSAC | 12.5 | 19 | Yes | Yes | 2014-03-24 | NULL | 1
TRUE | MOF-18CFN1-MS0W | 150 | 5537356 | NORDYNE, LLC. | PCHXD2-18K4A | VSMSAC | 12.5 | 20.3 | Yes | Yes | 2014-03-24 | NULL | 1
TRUE | MOG-24CDN1-MS0W | 152 | 5537358 | NORDYNE, LLC. | PCHXD2-24K4A | VSMSAC | 12.5 | 18.5 | Yes | Yes | 2014-03-24 | NULL | 1
TRUE | GWC24QE-D3DNA1D/O | 132 | 7070720 | GREE ELECTRIC APPLIANCES INC. OF ZHUHAI | GWC24QE-D3DNA1D/O | VSMSAC | 12 | 20 | Yes | Yes | 2014-03-31 | NULL | 0
TRUE | GWC12MB-D3DNA3D/O | 53 | 5557418 | YORK BY JOHNSON CONTROLS | DCPM12CSM42Q1A | VSMSAC | 12.2 | 20 | Yes | Yes | 2014-04-10 | NULL | 0
TRUE | GWC09MB-D3DNA3D/O | 54 | 5557406 | YORK BY JOHNSON CONTROLS | DCPM09CSM42Q1A | VSMSAC | 14.2 | 22 | Yes | Yes | 2014-04-10 | NULL | 3
TRUE | MOC-12CFN1-BU0W | 118 | 7069078 | REFRICENTER OF MIAMI, INC. | MRX9T12ASA | VSMSAC | 12.5 | 21 | Yes | Yes | 2014-07-14 | NULL | 1
TRUE | MOF-18CFN1-MT3W | 119 | 7069080 | REFRICENTER OF MIAMI, INC. | MRX9T18AS | VSMSAC | 12.5 | 20.3 | Yes | Yes | 2014-07-14 | NULL | 1
TRUE | MOG-24CFN1-MR5W | 122 | 7069081 | REFRICENTER OF MIAMI, INC. | MRX9T24AS | VSMSAC | 12.5 | 18.5 | Yes | Yes | 2014-07-14 | NULL | 1
TRUE | GWC09MB-D3DNA3D/O | 54 | 7435116 | CARRIER INTERAMERICA CORPORATION | CG43AX009PH3H2C | VSMSAC | 14.2 | 22 | Yes | Yes | 2014-09-08 | NULL | 3
TRUE | GWC12MB-D3DNA3D/O | 53 | 7435117 | CARRIER INTERAMERICA CORPORATION | CG43AX012PH3H2C | VSMSAC | 12.2 | 20 | Yes | Yes | 2014-09-08 | NULL | 0
TRUE | GWC18MC-D3DNA3D/O | 60 | 7469727 | ELECTROLUX HOME PRODUCTS, INC. | FFMS181CQ2 | VSMSAC | 12.2 | 18 | Yes | Yes | 2014-09-23 | NULL | 0
TRUE | GWC24MD-D3DNA3D/O | 61 | 7469728 | ELECTROLUX HOME PRODUCTS, INC. | FFMS221CQ2 | VSMSAC | 12.2 | 18 | Yes | Yes | 2014-09-23 | NULL | 0
TRUE | GWC18MC-D3DNA1A/O | 50 | 5953766 | ELECTROLUX HOME PRODUCTS, INC. | FRS184YC2 | VSMSAC | 12 | 18 | Yes | Yes | 2014-09-23 | NULL | 0
TRUE | GWC24MD-D3DNA1A/O | 51 | 5953767 | ELECTROLUX HOME PRODUCTS, INC. | FRS224YC2 | VSMSAC | 12 | 18 | Yes | Yes | 2014-09-23 | NULL | 0
TRUE | MOB-09CFN1-BT0W | 158 | 7507341 | GD MIDEA AIR-CONDITIONING EQUIPMENT CO., LTD. | MOB-09CFN1-BT0W | VSMSAC | 13.5 | 21 | Yes | Yes | 2014-10-27 | NULL | 3
TRUE | MOB-09CFN1-MT0W | 158 | 7507340 | GD MIDEA AIR-CONDITIONING EQUIPMENT CO., LTD. | MOB-09CFN1-MT0W | VSMSAC | 13.5 | 21 | Yes | Yes | 2014-10-27 | NULL | 3
TRUE | MOF-18CFN1-MT0W | 160 | 7507344 | GD MIDEA AIR-CONDITIONING EQUIPMENT CO., LTD. | MOF-18CFN1-MT0W | VSMSAC | 12.5 | 20 | Yes | Yes | 2014-10-28 | NULL | 1
TRUE | MOZ-12CFN1-BT0W | 159 | 7507342 | GD MIDEA AIR-CONDITIONING EQUIPMENT CO., LTD. | MOZ-12CFN1-BT0W | VSMSAC | 13 | 20 | Yes | Yes | 2014-10-28 | NULL | 3
TRUE | MOZ-12CFN1-MT0W | 159 | 7507343 | GD MIDEA AIR-CONDITIONING EQUIPMENT CO., LTD. | MOZ-12CFN1-MT0W | VSMSAC | 13 | 20 | Yes | Yes | 2014-10-29 | NULL | 3
FALSE | GWC12KF-A3DNA5A/O | 55 | 7084758 | GREE ELECTRIC APPLIANCES INC. OF ZHUHAI | RIO09AC115V1AO | VSMSAC | 12 | 16 | Yes | Yes | 2014-11-24 | NULL | 0
TRUE | GWC12QC-D3DNA1D/O | 135 | 7520433 | LENNOX INDUSTRIES, INC. | LI012CO-230P432 | VSMSAC | 13 | 22 | Yes | Yes | 2014-12-03 | NULL | 3
TRUE | GWC18QD-D3DNA1D/O | 138 | 7520435 | LENNOX INDUSTRIES, INC. | LI018CO-230P432 | VSMSAC | 12 | 20 | Yes | Yes | 2014-12-03 | NULL | 0
TRUE | GWC24QE-D3DNA1D/O | 132 | 7520437 | LENNOX INDUSTRIES, INC. | LI024CO-230P432 | VSMSAC | 12 | 20 | Yes | Yes | 2014-12-03 | NULL | 0
TRUE | GWC18QD-D3DNA1G/O | 177 | 8000863 | GREE ELECTRIC APPLIANCES INC. OF ZHUHAI | GWC18QD-D3DNA1G/O | VSMSAC | 13 | 20 | Yes | Yes | 2015-02-06 | NULL | 3
TRUE | GWC12MB-A3DNA1A/O | 46 | 5677667 | COMFORTMAKER | DLC4AV12J1A1 | VSMSAC | 12.5 | 20 | Yes | Yes | 2015-02-18 | NULL | 1
TRUE | GWC12MB-D3DNA3D/O | 53 | 5677674 | COMFORTMAKER | DLC4AV12K1A1 | VSMSAC | 12.2 | 20 | Yes | Yes | 2015-02-18 | NULL | 0
TRUE | GWC18MC-D3DNA3D/O | 60 | 5677681 | COMFORTMAKER | DLC4AV18K1A1 | VSMSAC | 12.2 | 18 | Yes | Yes | 2015-02-18 | NULL | 0
TRUE | GWC24MD-D3DNA3D/O | 61 | 5677688 | COMFORTMAKER | DLC4AV24K1A1 | VSMSAC | 12.2 | 18 | Yes | Yes | 2015-02-18 | NULL | 0
TRUE | GWC09MA-A3DNA1A/O | 46 | 5677656 | DAY & NIGHT | DLC4AV09J1A1 | VSMSAC | 14.2 | 22 | Yes | Yes | 2015-02-18 | NULL | 3
TRUE | GWC12MB-A3DNA1A/O | 46 | 5677664 | DAY & NIGHT | DLC4AV12J1A1 | VSMSAC | 12.5 | 20 | Yes | Yes | 2015-02-18 | NULL | 1
TRUE | GWC12MB-D3DNA3D/O | 53 | 5677671 | DAY & NIGHT | DLC4AV12K1A1 | VSMSAC | 12.2 | 20 | Yes | Yes | 2015-02-18 | NULL | 0
TRUE | GWC18MC-D3DNA3D/O | 60 | 5677678 | DAY & NIGHT | DLC4AV18K1A1 | VSMSAC | 12.2 | 18 | Yes | Yes | 2015-02-18 | NULL | 0
TRUE | GWC24MD-D3DNA3D/O | 61 | 5677685 | DAY & NIGHT | DLC4AV24K1A1 | VSMSAC | 12.2 | 18 | Yes | Yes | 2015-02-18 | NULL | 0
TRUE | GWC09MA-A3DNA1A/O | 46 | 5677653 | HEIL | DLC4AV09J1A1 | VSMSAC | 14.2 | 22 | Yes | Yes | 2015-02-18 | NULL | 3
TRUE | GWC12MB-A3DNA1A/O | 46 | 5677661 | HEIL | DLC4AV12J1A1 | VSMSAC | 12.5 | 20 | Yes | Yes | 2015-02-18 | NULL | 1
TRUE | GWC12MB-D3DNA3D/O | 53 | 5677668 | HEIL | DLC4AV12K1A1 | VSMSAC | 12.2 | 20 | Yes | Yes | 2015-02-18 | NULL | 0
TRUE | GWC18MC-D3DNA3D/O | 60 | 5677675 | HEIL | DLC4AV18K1A1 | VSMSAC | 12.2 | 18 | Yes | Yes | 2015-02-18 | NULL | 0
TRUE | GWC24MD-D3DNA3D/O | 61 | 5677682 | HEIL | DLC4AV24K1A1 | VSMSAC | 12.2 | 18 | Yes | Yes | 2015-02-18 | NULL | 0
TRUE | GWC09MA-A3DNA1A/O | 46 | 5677654 | KEEPRITE | DLC4AV09J1A1 | VSMSAC | 14.2 | 22 | Yes | Yes | 2015-02-18 | NULL | 3
TRUE | RK09NMVJU | 179 | 8064207 | DAIKIN AC (AMERICAS), INC. | RK09NMVJU | VSMSAC | 12.5 | 19 | Yes | Yes | 2015-04-08 | NULL | 1
TRUE | RK12NMVJU | 178 | 8064213 | DAIKIN AC (AMERICAS), INC. | RK12NMVJU | VSMSAC | 12.5 | 19 | Yes | Yes | 2015-04-08 | NULL | 1
TRUE | RK18NMVJU | 181 | 8064236 | DAIKIN AC (AMERICAS), INC. | RK18NMVJU | VSMSAC | 12.5 | 18 | Yes | Yes | 2015-04-08 | NULL | 1
TRUE | RK24NMVJU | 180 | 8064238 | DAIKIN AC (AMERICAS), INC. | RK24NMVJU | VSMSAC | 12.5 | 18 | Yes | Yes | 2015-04-08 | NULL | 1
TRUE | MOC-09CFN1-BU5W | 118 | 7551796 | PARKER DAVIS HVAC INTERNATIONAL, INC. | AN009AMFI20RPD | VSMSAC | 14 | 21.5 | Yes | Yes | 2015-04-17 | NULL | 3
TRUE | MOC-12CFN1-BU0W | 118 | 7551797 | PARKER DAVIS HVAC INTERNATIONAL, INC. | AN012AMFI20RPD | VSMSAC | 12.5 | 21 | Yes | Yes | 2015-04-17 | NULL | 1
TRUE | MOC1-12CDN1-MS0W | 118 | 7551798 | PARKER DAVIS HVAC INTERNATIONAL, INC. | AN012GMFI20RPD | VSMSAC | 12.5 | 19 | Yes | Yes | 2015-04-17 | NULL | 1
TRUE | MOF-18CFN1-MT3W | 119 | 7551799 | PARKER DAVIS HVAC INTERNATIONAL, INC. | AN018GMFI20RPD | VSMSAC | 12.5 | 20.3 | Yes | Yes | 2015-04-17 | NULL | 1
TRUE | MOG-24CFN1-MR5W | 122 | 7551800 | PARKER DAVIS HVAC INTERNATIONAL, INC. | AN024GMFI20RPD | VSMSAC | 12.5 | 18.5 | Yes | Yes | 2015-04-17 | NULL | 1
TRUE | GWC12QC-D3DNA1D/O | 135 | 8331807 | PAYNE | DLCCAR12K1A | VSMSAC | 13 | 22 | Yes | Yes | 2015-07-28 | NULL | 3
TRUE | GWC12QC-D3DNA1D/O | 135 | 8331808 | HEIL | DLCCAR12K1A | VSMSAC | 13 | 22 | Yes | Yes | 2015-07-28 | NULL | 3
TRUE | GWC12QC-D3DNA1D/O | 135 | 8331809 | KEEPRITE | DLCCAR12K1A | VSMSAC | 13 | 22 | Yes | Yes | 2015-07-28 | NULL | 3
TRUE | GWC12QC-D3DNA1D/O | 135 | 8331810 | TEMPSTAR | DLCCAR12K1A | VSMSAC | 13 | 22 | Yes | Yes | 2015-07-28 | NULL | 3
TRUE | GWC12QC-D3DNA1D/O | 135 | 8331812 | ARCOAIRE | DLCCAR12K1A | VSMSAC | 13 | 22 | Yes | Yes | 2015-07-28 | NULL | 3
TRUE | GWC12QC-D3DNA1D/O | 135 | 8331813 | KENMORE | DLCCAR12K1A | VSMSAC | 13 | 22 | Yes | Yes | 2015-07-28 | NULL | 3
TRUE | GWC12QC-D3DNA1D/O | 135 | 8331814 | COMFORTMAKER | DLCCAR12K1A | VSMSAC | 13 | 22 | Yes | Yes | 2015-07-28 | NULL | 3
TRUE | GWC12QC-D3DNA1D/O | 135 | 8331811 | DAY & NIGHT | DLCCAR12K1A | VSMSAC | 13 | 22 | Yes | Yes | 2015-07-28 | NULL | 3
TRUE | GWC12QC-D3DNA1D/O | 135 | 8331815 | CARRIER | DLCCAR12K1A | VSMSAC | 13 | 22 | Yes | Yes | 2015-07-28 | NULL | 3
TRUE | GWC09QC-D3DNA1D/O | 134 | 7091962 | GREE ELECTRIC APPLIANCES INC. OF ZHUHAI | GWC09QC-D3DNA1D/O | VSMSAC | 14 | 23 | Yes | Yes | 2014-04-17 | NULL | 3
TRUE | GWC12QC-D3DNA1D/O | 135 | 7091963 | GREE ELECTRIC APPLIANCES INC. OF ZHUHAI | GWC12QC-D3DNA1D/O | VSMSAC | 13 | 22 | Yes | Yes | 2014-04-17 | NULL | 3
TRUE | GWC09QC-A3DNA1D/O | 136 | 7091964 | GREE ELECTRIC APPLIANCES INC. OF ZHUHAI | GWC09QC-A3DNA1D/O | VSMSAC | 13 | 23 | Yes | Yes | 2014-04-17 | NULL | 3
TRUE | GWC12QC-A3DNA1D/O | 137 | 7091965 | GREE ELECTRIC APPLIANCES INC. OF ZHUHAI | GWC12QC-A3DNA1D/O | VSMSAC | 13 | 22 | Yes | Yes | 2014-04-17 | NULL | 3
TRUE | GWC18QD-D3DNA1D/O | 138 | 7091966 | GREE ELECTRIC APPLIANCES INC. OF ZHUHAI | GWC18QD-D3DNA1D/O | VSMSAC | 12 | 20 | Yes | Yes | 2014-04-17 | NULL | 0
TRUE | MOB-09CFN1-BT0W | 158 | 7996450 | ELECTROLUX HOME PRODUCTS, INC. | FFMS091CQ1 | VSMSAC | 13.5 | 21 | Yes | Yes | 2015-02-12 | NULL | 3
TRUE | MOZ-12CFN1-BT0W | 159 | 7996451 | ELECTROLUX HOME PRODUCTS, INC. | FFMS121CQ1 | VSMSAC | 13 | 20 | Yes | Yes | 2015-02-12 | NULL | 3
TRUE | GWC09MA-A3DNA1A/O | 46 | 5677657 | ARCOAIRE | DLC4AV09J1A1 | VSMSAC | 14.2 | 22 | Yes | Yes | 2015-02-18 | NULL | 3
TRUE | GWC12MB-A3DNA1A/O | 46 | 5677665 | ARCOAIRE | DLC4AV12J1A1 | VSMSAC | 12.5 | 20 | Yes | Yes | 2015-02-18 | NULL | 1
TRUE | GWC12MB-D3DNA3D/O | 53 | 5677672 | ARCOAIRE | DLC4AV12K1A1 | VSMSAC | 12.2 | 20 | Yes | Yes | 2015-02-18 | NULL | 0
TRUE | GWC18MC-D3DNA3D/O | 60 | 5677679 | ARCOAIRE | DLC4AV18K1A1 | VSMSAC | 12.2 | 18 | Yes | Yes | 2015-02-18 | NULL | 0
TRUE | GWC24MD-D3DNA3D/O | 61 | 5677686 | ARCOAIRE | DLC4AV24K1A1 | VSMSAC | 12.2 | 18 | Yes | Yes | 2015-02-18 | NULL | 0
TRUE | GWC09MA-A3DNA1A/O | 46 | 7065545 | CARRIER | DLC4AV09J1A1 | VSMSAC | 14.2 | 22 | Yes | Yes | 2015-02-18 | NULL | 3
TRUE | GWC12MB-A3DNA1A/O | 46 | 7065546 | CARRIER | DLC4AV12J1A1 | VSMSAC | 12.5 | 20 | Yes | Yes | 2015-02-18 | NULL | 1
TRUE | GWC12MB-D3DNA3D/O | 53 | 7065547 | CARRIER | DLC4AV12K1A1 | VSMSAC | 12.2 | 20 | Yes | Yes | 2015-02-18 | NULL | 0
TRUE | GWC18MC-D3DNA3D/O | 60 | 7065548 | CARRIER | DLC4AV18K1A1 | VSMSAC | 12.2 | 18 | Yes | Yes | 2015-02-18 | NULL | 0
TRUE | GWC24MD-D3DNA3D/O | 61 | 7065549 | CARRIER | DLC4AV24K1A1 | VSMSAC | 12.2 | 18 | Yes | Yes | 2015-02-18 | NULL | 0
TRUE | GWC09MA-A3DNA1A/O | 46 | 5677659 | COMFORTMAKER | DLC4AV09J1A1 | VSMSAC | 14.2 | 22 | Yes | Yes | 2015-02-18 | NULL | 3
TRUE | VIR09AC115V1AO | 136 | 8245853 | GREE ELECTRIC APPLIANCES INC. OF ZHUHAI | VIR09AC115V1AO | VSMSAC | 13 | 23 | Yes | Yes | 2015-07-02 | NULL | 3
TRUE | VIR12AC115V1AO | 137 | 8245854 | GREE ELECTRIC APPLIANCES INC. OF ZHUHAI | VIR12AC115V1AO | VSMSAC | 13 | 22 | Yes | Yes | 2015-07-02 | NULL | 3
TRUE | VIR09AC230V1AO | 134 | 8245855 | GREE ELECTRIC APPLIANCES INC. OF ZHUHAI | VIR09AC230V1AO | VSMSAC | 14 | 23 | Yes | Yes | 2015-07-02 | NULL | 3
TRUE | VIR18AC230V1AO | 177 | 8246618 | GREE ELECTRIC APPLIANCES INC. OF ZHUHAI | VIR18AC230V1AO | VSMSAC | 13 | 20 | Yes | Yes | 2015-07-02 | NULL | 3
TRUE | MUY-GE09NA | 18 | 3575942 | MITSUBISHI ELECTRIC AND ELECTRONICS USA, INC. | MUY-GE09NA | VSMSAC | 13.6 | 21 | Yes | Yes | 2011-01-22 | NULL | 3
TRUE | MUY-GE12NA | 19 | 3575943 | MITSUBISHI ELECTRIC AND ELECTRONICS USA, INC. | MUY-GE12NA | VSMSAC | 12.5 | 20.5 | Yes | Yes | 2011-01-22 | NULL | 1
TRUE | MUY-GE15NA | 22 | 3575944 | MITSUBISHI ELECTRIC AND ELECTRONICS USA, INC. | MUY-GE15NA | VSMSAC | 13 | 21 | Yes | Yes | 2011-01-22 | NULL | 3
TRUE | RKS09JEVJU | 1 | 3698086 | DAIKIN AC (AMERICAS), INC. | RKS09JEVJU | VSMSAC | 12.5 | 18 | Yes | Yes | 2011-01-22 | NULL | 1
TRUE | RKS12JEVJU | 1 | 3700898 | DAIKIN AC (AMERICAS), INC. | RKS12JEVJU | VSMSAC | 12.5 | 18 | Yes | Yes | 2011-01-22 | NULL | 1
TRUE | 4TYK8509A9* | 38 | 4121664 | TRANE | 4TYK8509A9* | VSMSAC | 13.6 | 22 | Yes | Yes | 2011-03-28 | NULL | 3
TRUE | 4TYK8512A9* | 39 | 4121668 | TRANE | 4TYK8512A9* | VSMSAC | 12 | 20 | Yes | Yes | 2011-03-28 | NULL | 0
FALSE | GWC12MB-A3DNA2B/O | 46 | 4151969 | GREE ELECTRIC APPLIANCES INC. OF ZHUHAI | GWC09MA-D3DNA1A/O | VSMSAC | 14.2 | 22 | Yes | Yes | 2011-01-22 | NULL | 3
FALSE | GWC12MB-A3DNA2B/O | 46 | 4151970 | GREE ELECTRIC APPLIANCES INC. OF ZHUHAI | GWC12MB-D3DNA1A/O | VSMSAC | 12.5 | 20 | Yes | Yes | 2011-01-22 | NULL | 1
FALSE | GWC12MB-A3DNA2B/O | 46 | 4151971 | GREE ELECTRIC APPLIANCES INC. OF ZHUHAI | GWC09MA-A3DNA1A/O | VSMSAC | 14.2 | 22 | Yes | Yes | 2011-01-22 | NULL | 3
TRUE | 3MKS58KVM | 92 | 5622105 | DAIKIN AC (AMERICAS), INC. | 3MKS58KVM | VSMSAC | 12.2 | 22.8 | Yes | Yes | 2015-04-28 | NULL | 0
TRUE | MR12C1J | 127 | 7000018 | FRIEDRICH AIR CONDITIONING CO. LTD. | MR12C1J | VSMSAC | 13 | 21.5 | Yes | Yes | 2014-02-19 | NULL | 3
TRUE | MR18C3J | 126 | 7000019 | FRIEDRICH AIR CONDITIONING CO. LTD. | MR18C3J | VSMSAC | 12 | 18 | Yes | Yes | 2014-02-19 | NULL | 0
TRUE | MR09C1J | 127 | 7012705 | LG ELECTRONICS, INC. | MR09C1J | VSMSAC | 13.25 | 21.5 | Yes | Yes | 2014-02-19 | NULL | 3
TRUE | MR09C1J | 127 | 7012706 | FRIEDRICH AIR CONDITIONING CO. LTD. | MR09C1J | VSMSAC | 13.25 | 21.5 | Yes | Yes | 2014-02-19 | NULL | 3
TRUE | GWC09MA-A3DNA1A/O | 46 | 4733645 | LENNOX INDUSTRIES, INC. | MS7-CO-09L1* | VSMSAC | 14.2 | 22 | Yes | Yes | 2014-03-20 | NULL | 3
TRUE | GWC18MC-D3DNA1A/O | 50 | 4733649 | LENNOX INDUSTRIES, INC. | MS7-CO-18P1* | VSMSAC | 12 | 18 | Yes | Yes | 2014-03-20 | NULL | 0
TRUE | GWC24MD-D3DNA1A/O | 51 | 4733650 | LENNOX INDUSTRIES, INC. | MS7-CO-24P1* | VSMSAC | 12 | 18 | Yes | Yes | 2014-03-20 | NULL | 0
TRUE | GWC18MC-D3DNA1A/O | 50 | 5454437 | LENNOX INDUSTRIES, INC. | LXGICGR018020P4 | VSMSAC | 12 | 18 | Yes | Yes | 2014-03-20 | NULL | 0
TRUE | GWC24MD-D3DNA1A/O | 51 | 5454438 | LENNOX INDUSTRIES, INC. | LXGICGR024020P4 | VSMSAC | 12 | 18 | Yes | Yes | 2014-03-20 | NULL | 0
TRUE | GWC09MA-D3DNA1A/O | 46 | 4733646 | LENNOX INDUSTRIES, INC. | MS7-CO-09P1* | VSMSAC | 14.2 | 22 | Yes | Yes | 2014-03-20 | NULL | 3
TRUE | GWC12MB-A3DNA1A/O | 46 | 4733647 | LENNOX INDUSTRIES, INC. | MS7-CO-12L1* | VSMSAC | 12.5 | 20 | Yes | Yes | 2014-03-20 | NULL | 1
TRUE | GWC12MB-D3DNA1A/O | 46 | 4733648 | LENNOX INDUSTRIES, INC. | MS7-CO-12P1* | VSMSAC | 12.5 | 20 | Yes | Yes | 2014-03-20 | NULL | 1
TRUE | GWC09MA-D3DNA1A/O | 46 | 5454435 | LENNOX INDUSTRIES, INC. | LXGICGR009020P4 | VSMSAC | 14.2 | 22 | Yes | Yes | 2014-03-20 | NULL | 3
TRUE | GWC12MB-D3DNA1A/O | 46 | 5454436 | LENNOX INDUSTRIES, INC. | LXGICGR012020P4 | VSMSAC | 12.5 | 20 | Yes | Yes | 2014-03-20 | NULL | 1
TRUE | GWC12MB-A3DNA1A/O | 46 | 5625427 | LENNOX INDUSTRIES, INC. | MS8-CO-12L1A | VSMSAC | 12.5 | 20 | Yes | Yes | 2014-03-20 | NULL | 1
TRUE | GWC09MB-D3DNA3D/O | 54 | 5625428 | LENNOX INDUSTRIES, INC. | MS8-CO-09P1A | VSMSAC | 14.2 | 22 | Yes | Yes | 2014-03-20 | NULL | 3
TRUE | GWC12MB-D3DNA3D/O | 53 | 5625429 | LENNOX INDUSTRIES, INC. | MS8-CO-12P1A | VSMSAC | 12.2 | 20 | Yes | Yes | 2014-03-20 | NULL | 0
TRUE | GWC09MA-A3DNA1A/O | 46 | 5625426 | LENNOX INDUSTRIES, INC. | MS8-CO-09L1A | VSMSAC | 14.2 | 22 | Yes | Yes | 2014-03-20 | NULL | 3
TRUE | GWC24MD-D3DNA3D/O | 61 | 5625431 | LENNOX INDUSTRIES, INC. | MS8-CO-24P1A | VSMSAC | 12.2 | 18 | Yes | Yes | 2014-03-20 | NULL | 0
TRUE | GWC12MB-A3DNA1A/O | 46 | 4483952 | FRIEDRICH AIR CONDITIONING CO. | MR12C1H | VSMSAC | 12.5 | 20 | Yes | Yes | 2014-03-20 | NULL | 1
TRUE | GWC09MA-A3DNA1A/O | 46 | 4483964 | FRIEDRICH AIR CONDITIONING CO. | MR09C1H | VSMSAC | 14.2 | 22 | Yes | Yes | 2014-03-20 | NULL | 3
TRUE | GWC09MA-A3DNA1A/O | 46 | 5557395 | COLEMAN BY JOHNSON CONTROLS | DCPM09CSM41Q1A | VSMSAC | 14.2 | 22 | Yes | Yes | 2014-03-20 | NULL | 3
TRUE | GWC12MB-A3DNA1A/O | 46 | 5557407 | COLEMAN BY JOHNSON CONTROLS | DCPM12CSM41Q1A | VSMSAC | 12.5 | 20 | Yes | Yes | 2014-03-20 | NULL | 1
TRUE | GWC18MC-D3DNA3D/O | 60 | 5557419 | COLEMAN BY JOHNSON CONTROLS | DCPM18CSM42Q1A | VSMSAC | 12.2 | 18 | Yes | Yes | 2014-03-20 | NULL | 0
TRUE | GWC24MD-D3DNA3D/O | 61 | 5557425 | COLEMAN BY JOHNSON CONTROLS | DCPM24CSM42Q1A | VSMSAC | 12.2 | 18 | Yes | Yes | 2014-03-20 | NULL | 0
TRUE | GWC09MA-A3DNA1A/O | 46 | 5557396 | EVCON BY JOHNSON CONTROLS | DCPM09CSM41Q1A | VSMSAC | 14.2 | 22 | Yes | Yes | 2014-03-20 | NULL | 3
TRUE | GWC12MB-A3DNA1A/O | 46 | 5557408 | EVCON BY JOHNSON CONTROLS | DCPM12CSM41Q1A | VSMSAC | 12.5 | 20 | Yes | Yes | 2014-03-20 | NULL | 1
TRUE | GWC18MC-D3DNA3D/O | 60 | 5557420 | EVCON BY JOHNSON CONTROLS | DCPM18CSM42Q1A | VSMSAC | 12.2 | 18 | Yes | Yes | 2014-03-20 | NULL | 0
TRUE | GWC24MD-D3DNA3D/O | 61 | 5557426 | EVCON BY JOHNSON CONTROLS | DCPM24CSM42Q1A | VSMSAC | 12.2 | 18 | Yes | Yes | 2014-03-20 | NULL | 0
TRUE | GWC09MA-A3DNA1A/O | 46 | 5557397 | FRASER-JOHNSTON BY JOHNSON CONTROLS | DCPM09CSM41Q1A | VSMSAC | 14.2 | 22 | Yes | Yes | 2014-03-20 | NULL | 3
TRUE | GWC12MB-A3DNA1A/O | 46 | 5557409 | FRASER-JOHNSTON BY JOHNSON CONTROLS | DCPM12CSM41Q1A | VSMSAC | 12.5 | 20 | Yes | Yes | 2014-03-20 | NULL | 1
TRUE | GWC18MC-D3DNA3D/O | 60 | 5557421 | FRASER-JOHNSTON BY JOHNSON CONTROLS | DCPM18CSM42Q1A | VSMSAC | 12.2 | 18 | Yes | Yes | 2014-03-20 | NULL | 0
TRUE | GWC24MD-D3DNA3D/O | 61 | 5557427 | FRASER-JOHNSTON BY JOHNSON CONTROLS | DCPM24CSM42Q1A | VSMSAC | 12.2 | 18 | Yes | Yes | 2014-03-20 | NULL | 0
TRUE | GWC09MA-A3DNA1A/O | 46 | 5557398 | GUARDIAN BY JOHNSON CONTROLS | DCPM09CSM41Q1A | VSMSAC | 14.2 | 22 | Yes | Yes | 2014-03-20 | NULL | 3
TRUE | GWC12MB-A3DNA1A/O | 46 | 5557410 | GUARDIAN BY JOHNSON CONTROLS | DCPM12CSM41Q1A | VSMSAC | 12.5 | 20 | Yes | Yes | 2014-03-20 | NULL | 1
TRUE | GWC18MC-D3DNA3D/O | 60 | 5557422 | GUARDIAN BY JOHNSON CONTROLS | DCPM18CSM42Q1A | VSMSAC | 12.2 | 18 | Yes | Yes | 2014-03-20 | NULL | 0
TRUE | MOC-09CFN1-BU5W | 118 | 7176864 | MIDEA AMERICA (CANADA) CORP. | MOC-09CFN1-BU5W | VSMSAC | 14 | 21.5 | Yes | Yes | 2014-06-30 | NULL | 3
TRUE | GWC12MB-A3DNA1A/O | 46 | 5677662 | KEEPRITE | DLC4AV12J1A1 | VSMSAC | 12.5 | 20 | Yes | Yes | 2015-02-18 | NULL | 1
TRUE | GWC12MB-D3DNA3D/O | 53 | 5677669 | KEEPRITE | DLC4AV12K1A1 | VSMSAC | 12.2 | 20 | Yes | Yes | 2015-02-18 | NULL | 0
TRUE | GWC18MC-D3DNA3D/O | 60 | 5677676 | KEEPRITE | DLC4AV18K1A1 | VSMSAC | 12.2 | 18 | Yes | Yes | 2015-02-18 | NULL | 0
TRUE | GWC24MD-D3DNA3D/O | 61 | 5677683 | KEEPRITE | DLC4AV24K1A1 | VSMSAC | 12.2 | 18 | Yes | Yes | 2015-02-18 | NULL | 0
TRUE | GWC09MA-A3DNA1A/O | 46 | 5677658 | KENMORE | DLC4AV09J1A1 | VSMSAC | 14.2 | 22 | Yes | Yes | 2015-02-18 | NULL | 3
TRUE | GWC12MB-A3DNA1A/O | 46 | 5677666 | KENMORE | DLC4AV12J1A1 | VSMSAC | 12.5 | 20 | Yes | Yes | 2015-02-18 | NULL | 1
TRUE | GWC12MB-D3DNA3D/O | 53 | 5677673 | KENMORE | DLC4AV12K1A1 | VSMSAC | 12.2 | 20 | Yes | Yes | 2015-02-18 | NULL | 0
TRUE | GWC18MC-D3DNA3D/O | 60 | 5677680 | KENMORE | DLC4AV18K1A1 | VSMSAC | 12.2 | 18 | Yes | Yes | 2015-02-18 | NULL | 0
TRUE | GWC24MD-D3DNA3D/O | 61 | 5677687 | KENMORE | DLC4AV24K1A1 | VSMSAC | 12.2 | 18 | Yes | Yes | 2015-02-18 | NULL | 0
TRUE | GWC09MA-A3DNA1A/O | 46 | 5942279 | PAYNE | DLC4AV09J1A1 | VSMSAC | 14.2 | 22 | Yes | Yes | 2015-02-18 | NULL | 3
TRUE | GWC12MB-A3DNA1A/O | 46 | 5942281 | PAYNE | DLC4AV12J1A1 | VSMSAC | 12.5 | 20 | Yes | Yes | 2015-02-18 | NULL | 1
TRUE | GWC12MB-D3DNA3D/O | 53 | 5942257 | PAYNE | DLC4AV12K1A1 | VSMSAC | 12.2 | 20 | Yes | Yes | 2015-02-18 | NULL | 0
TRUE | GWC18MC-D3DNA3D/O | 60 | 5942259 | PAYNE | DLC4AV18K1A1 | VSMSAC | 12.2 | 18 | Yes | Yes | 2015-02-18 | NULL | 0
TRUE | GWC24MD-D3DNA3D/O | 61 | 5942261 | PAYNE | DLC4AV24K1A1 | VSMSAC | 12.2 | 18 | Yes | Yes | 2015-02-18 | NULL | 0
TRUE | GWC09MA-A3DNA1A/O | 46 | 5677655 | TEMPSTAR | DLC4AV09J1A1 | VSMSAC | 14.2 | 22 | Yes | Yes | 2015-02-18 | NULL | 3
TRUE | GWC12MB-A3DNA1A/O | 46 | 5677663 | TEMPSTAR | DLC4AV12J1A1 | VSMSAC | 12.5 | 20 | Yes | Yes | 2015-02-18 | NULL | 1
TRUE | GWC12MB-D3DNA3D/O | 53 | 5677670 | TEMPSTAR | DLC4AV12K1A1 | VSMSAC | 12.2 | 20 | Yes | Yes | 2015-02-18 | NULL | 0
TRUE | GWC18MC-D3DNA3D/O | 60 | 5677677 | TEMPSTAR | DLC4AV18K1A1 | VSMSAC | 12.2 | 18 | Yes | Yes | 2015-02-18 | NULL | 0
TRUE | GWC24MD-D3DNA3D/O | 61 | 5677684 | TEMPSTAR | DLC4AV24K1A1 | VSMSAC | 12.2 | 18 | Yes | Yes | 2015-02-18 | NULL | 0
TRUE | GWC09QC-D3DNA1D/O | 134 | 8331798 | PAYNE | DLCCAR09K1A | VSMSAC | 14 | 23 | Yes | Yes | 2015-07-28 | NULL | 3
TRUE | GWC09QC-D3DNA1D/O | 134 | 8331799 | HEIL | DLCCAR09K1A | VSMSAC | 14 | 23 | Yes | Yes | 2015-07-28 | NULL | 3
TRUE | GWC09QC-D3DNA1D/O | 134 | 8331800 | KEEPRITE | DLCCAR09K1A | VSMSAC | 14 | 23 | Yes | Yes | 2015-07-28 | NULL | 3
TRUE | GWC09QC-D3DNA1D/O | 134 | 8331801 | TEMPSTAR | DLCCAR09K1A | VSMSAC | 14 | 23 | Yes | Yes | 2015-07-28 | NULL | 3
TRUE | GWC09QC-D3DNA1D/O | 134 | 8331802 | DAY & NIGHT | DLCCAR09K1A | VSMSAC | 14 | 23 | Yes | Yes | 2015-07-28 | NULL | 3
TRUE | GWC09QC-D3DNA1D/O | 134 | 8331803 | ARCOAIRE | DLCCAR09K1A | VSMSAC | 14 | 23 | Yes | Yes | 2015-07-28 | NULL | 3
TRUE | GWC09QC-D3DNA1D/O | 134 | 8331804 | KENMORE | DLCCAR09K1A | VSMSAC | 14 | 23 | Yes | Yes | 2015-07-28 | NULL | 3
TRUE | GWC09QC-D3DNA1D/O | 134 | 8331805 | COMFORTMAKER | DLCCAR09K1A | VSMSAC | 14 | 23 | Yes | Yes | 2015-07-28 | NULL | 3
TRUE | GWC09QC-D3DNA1D/O | 134 | 8331806 | CARRIER | DLCCAR09K1A | VSMSAC | 14 | 23 | Yes | Yes | 2015-07-28 | NULL | 3
TRUE | GWC09QC-A3DNA1D/O | 136 | 8331780 | PAYNE | DLCCAR09J1A | VSMSAC | 13 | 23 | Yes | Yes | 2015-07-28 | NULL | 3
TRUE | GWC09QC-A3DNA1D/O | 136 | 8331781 | HEIL | DLCCAR09J1A | VSMSAC | 13 | 23 | Yes | Yes | 2015-07-28 | NULL | 3
TRUE | GWC09QC-A3DNA1D/O | 136 | 8331782 | KEEPRITE | DLCCAR09J1A | VSMSAC | 13 | 23 | Yes | Yes | 2015-07-28 | NULL | 3
TRUE | GWC09QC-A3DNA1D/O | 136 | 8331783 | TEMPSTAR | DLCCAR09J1A | VSMSAC | 13 | 23 | Yes | Yes | 2015-07-28 | NULL | 3
TRUE | GWC09QC-A3DNA1D/O | 136 | 8331784 | DAY & NIGHT | DLCCAR09J1A | VSMSAC | 13 | 23 | Yes | Yes | 2015-07-28 | NULL | 3
TRUE | GWC09QC-A3DNA1D/O | 136 | 8331785 | ARCOAIRE | DLCCAR09J1A | VSMSAC | 13 | 23 | Yes | Yes | 2015-07-28 | NULL | 3
TRUE | GWC09QC-A3DNA1D/O | 136 | 8331786 | KENMORE | DLCCAR09J1A | VSMSAC | 13 | 23 | Yes | Yes | 2015-07-28 | NULL | 3
TRUE | GWC09QC-A3DNA1D/O | 136 | 8331787 | COMFORTMAKER | DLCCAR09J1A | VSMSAC | 13 | 23 | Yes | Yes | 2015-07-28 | NULL | 3
TRUE | GWC09QC-A3DNA1D/O | 136 | 8331788 | CARRIER | DLCCAR09J1A | VSMSAC | 13 | 23 | Yes | Yes | 2015-07-28 | NULL | 3
TRUE | GWC12QC-A3DNA1D/O | 137 | 8331789 | PAYNE | DLCCAR12J1A | VSMSAC | 13 | 22 | Yes | Yes | 2015-07-28 | NULL | 3
TRUE | GWC12QC-A3DNA1D/O | 137 | 8331790 | HEIL | DLCCAR12J1A | VSMSAC | 13 | 22 | Yes | Yes | 2015-07-28 | NULL | 3
TRUE | GWC12QC-A3DNA1D/O | 137 | 8331791 | KEEPRITE | DLCCAR12J1A | VSMSAC | 13 | 22 | Yes | Yes | 2015-07-28 | NULL | 3
TRUE | GWC12QC-A3DNA1D/O | 137 | 8331792 | TEMPSTAR | DLCCAR12J1A | VSMSAC | 13 | 22 | Yes | Yes | 2015-07-28 | NULL | 3
TRUE | GWC12QC-A3DNA1D/O | 137 | 8331793 | DAY & NIGHT | DLCCAR12J1A | VSMSAC | 13 | 22 | Yes | Yes | 2015-07-28 | NULL | 3
TRUE | GWC12QC-A3DNA1D/O | 137 | 8331794 | ARCOAIRE | DLCCAR12J1A | VSMSAC | 13 | 22 | Yes | Yes | 2015-07-28 | NULL | 3
TRUE | GWC12QC-A3DNA1D/O | 137 | 8331795 | KENMORE | DLCCAR12J1A | VSMSAC | 13 | 22 | Yes | Yes | 2015-07-28 | NULL | 3
TRUE | GWC12QC-A3DNA1D/O | 137 | 8331796 | COMFORTMAKER | DLCCAR12J1A | VSMSAC | 13 | 22 | Yes | Yes | 2015-07-28 | NULL | 3
TRUE | GWC12QC-A3DNA1D/O | 137 | 8331797 | CARRIER | DLCCAR12J1A | VSMSAC | 13 | 22 | Yes | Yes | 2015-07-28 | NULL | 3
TRUE | GWC18QD-D3DNA1G/O | 177 | 8331817 | HEIL | DLCCAR18K1A | VSMSAC | 13 | 20 | Yes | Yes | 2015-07-28 | NULL | 3
TRUE | GWC18QD-D3DNA1G/O | 177 | 8331818 | KEEPRITE | DLCCAR18K1A | VSMSAC | 13 | 20 | Yes | Yes | 2015-07-28 | NULL | 3
TRUE | GWC18QD-D3DNA1G/O | 177 | 8331819 | TEMPSTAR | DLCCAR18K1A | VSMSAC | 13 | 20 | Yes | Yes | 2015-07-28 | NULL | 3
TRUE | GWC18QD-D3DNA1G/O | 177 | 8331820 | DAY & NIGHT | DLCCAR18K1A | VSMSAC | 13 | 20 | Yes | Yes | 2015-07-28 | NULL | 3
TRUE | GWC18QD-D3DNA1G/O | 177 | 8331821 | ARCOAIRE | DLCCAR18K1A | VSMSAC | 13 | 20 | Yes | Yes | 2015-07-28 | NULL | 3
TRUE | GWC18QD-D3DNA1G/O | 177 | 8331822 | KENMORE | DLCCAR18K1A | VSMSAC | 13 | 20 | Yes | Yes | 2015-07-28 | NULL | 3
TRUE | GWC18QD-D3DNA1G/O | 177 | 8331823 | COMFORTMAKER | DLCCAR18K1A | VSMSAC | 13 | 20 | Yes | Yes | 2015-07-28 | NULL | 3
TRUE | GWC18QD-D3DNA1G/O | 177 | 8331824 | CARRIER | DLCCAR18K1A | VSMSAC | 13 | 20 | Yes | Yes | 2015-07-28 | NULL | 3
TRUE | GWC18QD-D3DNA1G/O | 177 | 8331816 | PAYNE | DLCCAR18K1A | VSMSAC | 13 | 20 | Yes | Yes | 2015-07-28 | NULL | 3
TRUE | RAS-09EACV-UL | 5 | 6960770 | TOSHIBA CARRIER | RAS-09EACV-UL | VSMSAC | 13 | 20 | Yes | Yes | 2014-03-07 | NULL | 3
TRUE | RAS-12EACV-UL | 121 | 6960771 | TOSHIBA CARRIER | RAS-12EACV-UL | VSMSAC | 12.6 | 23 | Yes | Yes | 2014-03-07 | NULL | 1
TRUE | RAS-15EACV-UL | 2 | 6960772 | TOSHIBA CARRIER | RAS-15EACV-UL | VSMSAC | 13 | 20 | Yes | Yes | 2014-03-07 | NULL | 3
TRUE | RAS-17EACV-UL | 3 | 6960773 | TOSHIBA CARRIER | RAS-17EACV-UL | VSMSAC | 12.6 | 19 | Yes | Yes | 2014-03-07 | NULL | 1
TRUE | GWC09MA-A3DNA1A/O | 46 | 4614525 | GREE ELECTRIC APPLIANCES INC. OF ZHUHAI | GWC09MA-A3DNA1A/O | VSMSAC | 14.2 | 22 | Yes | Yes | 2014-03-17 | NULL | 3
TRUE | GWC09MA-D3DNA1A/O | 46 | 4614526 | GREE ELECTRIC APPLIANCES INC. OF ZHUHAI | GWC09MA-D3DNA1A/O | VSMSAC | 14.2 | 22 | Yes | Yes | 2014-03-17 | NULL | 3
TRUE | GWC09MB-D3DNA3D/O | 54 | 5069740 | GREE ELECTRIC APPLIANCES INC. OF ZHUHAI | GWC09MB-D3DNA3D/O | VSMSAC | 14.2 | 22 | Yes | Yes | 2014-03-17 | NULL | 3
TRUE | GWC12MB-A3DNA1A/O | 46 | 4614637 | GREE ELECTRIC APPLIANCES INC. OF ZHUHAI | GWC12MB-A3DNA1A/O | VSMSAC | 12.5 | 20 | Yes | Yes | 2014-03-17 | NULL | 1
TRUE | GWC12MB-A3DNA2B/O | 46 | 4614651 | GREE ELECTRIC APPLIANCES INC. OF ZHUHAI | GWC12MB-A3DNA2B/O | VSMSAC | 13 | 20 | Yes | Yes | 2014-03-17 | NULL | 3
TRUE | MOC-09CFN1-BS0W | 146 | 4865909 | GOODMAN MANUFACTURING CO., LP. | MSC092E19MC | VSMSAC | 14 | 19 | Yes | Yes | 2014-03-24 | NULL | 3
TRUE | MOC-12CFN1-BS0W | 146 | 4865910 | GOODMAN MANUFACTURING CO., LP. | MSC122E19MC | VSMSAC | 12.5 | 19 | Yes | Yes | 2014-03-24 | NULL | 1
TRUE | MOC-12CDN1-MS0W | 146 | 4865911 | GOODMAN MANUFACTURING CO., LP. | MSC123E19MC | VSMSAC | 12.5 | 19 | Yes | Yes | 2014-03-24 | NULL | 1
TRUE | MOF-18CFN1-MS0W | 150 | 4865912 | GOODMAN MANUFACTURING CO., LP. | MSC183E19MC | VSMSAC | 12.5 | 20.3 | Yes | Yes | 2014-03-24 | NULL | 1
TRUE | MOG-24CDN1-MS0W | 152 | 4865913 | GOODMAN MANUFACTURING CO., LP. | MSC243E19MC | VSMSAC | 12.5 | 18.5 | Yes | Yes | 2014-03-24 | NULL | 1
TRUE | GWC24MD-D3DNA3D/O | 61 | 5942260 | BRYANT | DLC4AV24K1A1 | VSMSAC | 12.2 | 18 | Yes | Yes | 2014-04-04 | NULL | 0
TRUE | GWC12MB-A3DNA1A/O | 46 | 5942280 | BRYANT | DLC4AV12J1A1 | VSMSAC | 12.5 | 20 | Yes | Yes | 2014-04-04 | NULL | 1
TRUE | GWC12MB-D3DNA3D/O | 53 | 5942256 | BRYANT | DLC4AV12K1A1 | VSMSAC | 12.2 | 20 | Yes | Yes | 2014-04-04 | NULL | 0
TRUE | GWC18MC-D3DNA3D/O | 60 | 5942258 | BRYANT | DLC4AV18K1A1 | VSMSAC | 12.2 | 18 | Yes | Yes | 2014-04-04 | NULL | 0
TRUE | GWC09MA-A3DNA1A/O | 46 | 5942278 | BRYANT | DLC4AV09J1A1 | VSMSAC | 14.2 | 22 | Yes | Yes | 2014-04-04 | NULL | 3
TRUE | MUY-GE09NA2 | 18 | 7065204 | MITSUBISHI ELECTRIC AND ELECTRONICS USA, INC. | MUY-GE09NA2 | VSMSAC | 13.6 | 23.2 | Yes | Yes | 2014-05-12 | NULL | 3
TRUE | MUY-GE12NA2 | 19 | 7065205 | MITSUBISHI ELECTRIC AND ELECTRONICS USA, INC. | MUY-GE12NA2 | VSMSAC | 12.5 | 22.7 | Yes | Yes | 2014-06-09 | NULL | 1
TRUE | MUY-GE15NA-1 | 22 | 4934966 | MITSUBISHI ELECTRIC AND ELECTRONICS USA, INC. | MUY-GE15NA-1 | VSMSAC | 13 | 21 | Yes | Yes | 2014-05-12 | NULL | 3
TRUE | MUY-GE15NA2 | 130 | 7065206 | MITSUBISHI ELECTRIC AND ELECTRONICS USA, INC. | MUY-GE15NA2 | VSMSAC | 13 | 21.6 | Yes | Yes | 2014-05-12 | NULL | 3
TRUE | MOC-09CFN1-BU5W | 118 | 7069070 | REFRICENTER OF MIAMI, INC. | MRX9C09ASA | VSMSAC | 14 | 21.5 | Yes | Yes | 2014-07-14 | NULL | 3
TRUE | MOC1-12CDN1-MS0W | 118 | 7069082 | REFRICENTER OF MIAMI, INC. | MRX9C12AS | VSMSAC | 12.5 | 19 | Yes | Yes | 2014-07-14 | NULL | 1
TRUE | MOC-12CFN1-BU0W | 118 | 7069071 | REFRICENTER OF MIAMI, INC. | MRX9C12ASA | VSMSAC | 12.5 | 21 | Yes | Yes | 2014-07-14 | NULL | 1
TRUE | MOF-18CFN1-MT3W | 119 | 7069985 | REFRICENTER OF MIAMI, INC. | MRX9C18AS | VSMSAC | 12.5 | 20.3 | Yes | Yes | 2014-07-14 | NULL | 1
TRUE | MOG-24CFN1-MR5W | 122 | 7069986 | REFRICENTER OF MIAMI, INC. | MRX9C24AS | VSMSAC | 12.5 | 18.5 | Yes | Yes | 2014-07-14 | NULL | 1
TRUE | MOC-09CFN1-BU5W | 118 | 7069077 | REFRICENTER OF MIAMI, INC. | MRX9T09ASA | VSMSAC | 14 | 21.5 | Yes | Yes | 2014-07-14 | NULL | 3
TRUE | MOC1-12CDN1-MS0W | 118 | 7069079 | REFRICENTER OF MIAMI, INC. | MRX9T12AS | VSMSAC | 12.5 | 19 | Yes | Yes | 2014-07-14 | NULL | 1
TRUE | GWC18MC-D3DNA3D/O | 60 | 7185921 | CARRIER INTERAMERICA CORPORATION | CG43AX018PH3H2C | VSMSAC | 12.2 | 18 | Yes | Yes | 2014-07-24 | NULL | 0
TRUE | GWC24MD-D3DNA3D/O | 61 | 7185922 | CARRIER INTERAMERICA CORPORATION | CG43AX024PH3H2C | VSMSAC | 12.2 | 18 | Yes | Yes | 2014-07-24 | NULL | 0
TRUE | MOY-22CFN1-MS0W | 161 | 7520432 | GD MIDEA AIR-CONDITIONING EQUIPMENT CO., LTD. | MOY-22CFN1-MS0W | VSMSAC | 12.5 | 20 | Yes | Yes | 2014-11-05 | NULL | 1
TRUE | GWC09KF-A3DNA5A/O | 55 | 5745800 | CARRIER | 38GVC009---1 | VSMSAC | 12 | 16 | Yes | Yes | 2015-03-06 | NULL | 0
TRUE | GWC09KF-A3DNA5A/O | 55 | 6959644 | ARCOAIRE | DLC4A609J1A | VSMSAC | 12 | 16 | Yes | Yes | 2015-03-06 | NULL | 0
TRUE | GWC09KF-A3DNA5A/O | 55 | 6959645 | COMFORTMAKER | DLC4A609J1A | VSMSAC | 12 | 16 | Yes | Yes | 2015-03-06 | NULL | 0
TRUE | GWC09KF-A3DNA5A/O | 55 | 6959646 | DAY & NIGHT | DLC4A609J1A | VSMSAC | 12 | 16 | Yes | Yes | 2015-03-06 | NULL | 0
TRUE | GWC09KF-A3DNA5A/O | 55 | 6959647 | HEIL | DLC4A609J1A | VSMSAC | 12 | 16 | Yes | Yes | 2015-03-06 | NULL | 0
TRUE | GWC09KF-A3DNA5A/O | 55 | 6959648 | KEEPRITE | DLC4A609J1A | VSMSAC | 12 | 16 | Yes | Yes | 2015-03-06 | NULL | 0
TRUE | GWC09KF-A3DNA5A/O | 55 | 6959649 | KENMORE | DLC4A609J1A | VSMSAC | 12 | 16 | Yes | Yes | 2015-03-06 | NULL | 0
TRUE | GWC09KF-A3DNA5A/O | 55 | 6959650 | TEMPSTAR | DLC4A609J1A | VSMSAC | 12 | 16 | Yes | Yes | 2015-03-06 | NULL | 0
TRUE | GWC09KF-A3DNA5A/O | 55 | 8068153 | BRYANT | DLC4A609J1A | VSMSAC | 12 | 16 | Yes | Yes | 2015-03-06 | NULL | 0
TRUE | GWC09KF-A3DNA5A/O | 55 | 8068154 | PAYNE | DLC4A609J1A | VSMSAC | 12 | 16 | Yes | Yes | 2015-03-06 | NULL | 0
TRUE | GWC09KF-A3DNA5A/O | 55 | 5202429 | GREE ELECTRIC APPLIANCES INC. OF ZHUHAI | GWC09KF-A3DNA5A/O | VSMSAC | 12 | 16 | Yes | Yes | 2015-03-06 | NULL | 0

## VSMS HP
ENERGY STAR AHRI Certified Central Air Conditioner Equipment and Air Source Heat Pumps (CAC-ASHP) - Version 4.1 Criteria
List Posted on September 15, 2015
IsHSVTC | TestedModelNumber | BmgId | AHRIRefNumber | ManufacturerName | ModelName | ProgramName | EER95F | SEER | HSPF | IsESApproved | IsESCertified | ESCertifiedDate | ESWithDrawnDate | CEE Tier
TRUE | GWH09TB-D3DNA1A/O | 151 | 5080501 | GREE ELECTRIC APPLIANCES INC. OF ZHUHAI | GWH09TB-D3DNA1A/O | VSMSHP | 14.5 | 27 | 10 | Yes | Yes | 2014-03-17 | NULL | 3
TRUE | GWH12MB-A3DNA1A/O | 140 | 5612210 | GREE ELECTRIC APPLIANCES INC. OF ZHUHAI | GWH12MB-A3DNA1A/O | VSMSHP | 12 | 20 | 9.6 | Yes | Yes | 2014-03-17 | NULL | 0
TRUE | GWH12MB-D3DNA3D/O | 149 | 5069745 | GREE ELECTRIC APPLIANCES INC. OF ZHUHAI | GWH12MB-D3DNA3D/O | VSMSHP | 12 | 20 | 9.2 | Yes | Yes | 2014-03-17 | NULL | 0
TRUE | GWH12MB-D3DNA4C/O | 140 | 4627673 | GREE ELECTRIC APPLIANCES INC. OF ZHUHAI | GWH12MB-D3DNA4C/O | VSMSHP | 12.5 | 20 | 9.6 | Yes | Yes | 2014-03-17 | NULL | 1
TRUE | GWH12TB-D3DNA1A/O | 151 | 5080502 | GREE ELECTRIC APPLIANCES INC. OF ZHUHAI | GWH12TB-D3DNA1A/O | VSMSHP | 13 | 25 | 10 | Yes | Yes | 2014-03-17 | NULL | 3
FALSE | PUZ-A42NHA6*** | 80 | 3345325 | MITSUBISHI ELECTRIC AND ELECTRONICS USA, INC. | PUZ-HA30NHA2 | VSMSHP | 12.1 | 16.1 | 9.3 | Yes | Yes | 2011-03-10 | NULL | 0
FALSE | PUZ-A42NHA6*** | 80 | 3345326 | MITSUBISHI ELECTRIC AND ELECTRONICS USA, INC. | PUZ-HA36NHA2 | VSMSHP | 12.6 | 17 | 10 | Yes | Yes | 2011-01-22 | NULL | 1
TRUE | PUZ-HA36NHA2 | 80 | 3345327 | MITSUBISHI ELECTRIC AND ELECTRONICS USA, INC. | PUZ-HA36NHA2 | VSMSHP | 12 | 16.2 | 10 | Yes | Yes | 2011-03-10 | NULL | 0
FALSE | PUZ-A42NHA6*** | 80 | 3345328 | MITSUBISHI ELECTRIC AND ELECTRONICS USA, INC. | PUZ-HA36NHA2 | VSMSHP | 12.1 | 16.6 | 10.3 | Yes | Yes | 2011-03-10 | NULL | 0
TRUE | MUZ-GE15NA | 87 | 3576035 | MITSUBISHI ELECTRIC AND ELECTRONICS USA, INC. | MUZ-GE15NA | VSMSHP | 13 | 21 | 10 | Yes | Yes | 2011-01-22 | NULL | 3
TRUE | MUZ-GE12NA | 84 | 3576362 | MITSUBISHI ELECTRIC AND ELECTRONICS USA, INC. | MUZ-GE12NA | VSMSHP | 12.5 | 20.25 | 10 | Yes | Yes | 2011-01-22 | NULL | 1
TRUE | MUZ-FE09NA | 87 | 3577497 | MITSUBISHI ELECTRIC AND ELECTRONICS USA, INC. | MUZ-FE09NA | VSMSHP | 15.5 | 26 | 10 | Yes | Yes | 2011-01-22 | NULL | 3
TRUE | MUZ-FE12NA | 87 | 3577498 | MITSUBISHI ELECTRIC AND ELECTRONICS USA, INC. | MUZ-FE12NA | VSMSHP | 12.9 | 23 | 10.5 | Yes | Yes | 2011-01-22 | NULL | 1
TRUE | MUZ-GE09NA | 85 | 3577499 | MITSUBISHI ELECTRIC AND ELECTRONICS USA, INC. | MUZ-GE09NA | VSMSHP | 13.6 | 21 | 10 | Yes | Yes | 2011-01-22 | NULL | 3
FALSE | MXZ-2B20NA | 88 | 3577580 | MITSUBISHI ELECTRIC AND ELECTRONICS USA, INC. | MXZ-2B20NA | VSMSHP | 12 | 18 | 8.9 | Yes | Yes | 2011-03-10 | NULL | 0
TRUE | MXZ-2B20NA | 88 | 3589025 | MITSUBISHI ELECTRIC AND ELECTRONICS USA, INC. | MXZ-2B20NA | VSMSHP | 12.5 | 18 | 8.9 | Yes | Yes | 2011-01-22 | NULL | 1
TRUE | LMU186HV | 56 | 3677991 | LG ELECTRONICS, INC. | LMU186HV | VSMSHP | 12.5 | 16 | 8.5 | Yes | Yes | 2011-01-22 | NULL | 1
FALSE | PUZ-A42NHA6*** | 80 | 3688724 | MITSUBISHI ELECTRIC AND ELECTRONICS USA, INC. | PUZ-HA30NHA2 | VSMSHP | 12 | 16.5 | 9.5 | Yes | Yes | 2011-03-10 | NULL | 0
FALSE | PUZ-A42NHA6*** | 80 | 3688725 | MITSUBISHI ELECTRIC AND ELECTRONICS USA, INC. | PUZ-HA36NHA2 | VSMSHP | 12.1 | 16.8 | 10.4 | Yes | Yes | 2011-03-10 | NULL | 0
TRUE | SUZ-KA12NA | 84 | 3837467 | MITSUBISHI ELECTRIC AND ELECTRONICS USA, INC. | SUZ-KA12NA | VSMSHP | 12.5 | 16 | 10 | Yes | Yes | 2011-01-22 | NULL | 1
TRUE | SUZ-KA15NA | 87 | 3837469 | MITSUBISHI ELECTRIC AND ELECTRONICS USA, INC. | SUZ-KA15NA | VSMSHP | 12 | 15.5 | 10 | Yes | Yes | 2011-03-10 | NULL | 0
TRUE | SUZ-KA18NA | 89 | 3837470 | MITSUBISHI ELECTRIC AND ELECTRONICS USA, INC. | SUZ-KA18NA | VSMSHP | 12.5 | 17.5 | 10 | Yes | Yes | 2011-01-22 | NULL | 1
TRUE | LSU240HSV | 70 | 3952309 | LG ELECTRONICS, INC. | LSU240HSV | VSMSHP | 12.5 | 18.9 | 10.2 | Yes | Yes | 2011-01-22 | NULL | 1
FALSE | GWH24MD-D3DNA1A/O | 145 | 3999953 | GREE ELECTRIC APPLIANCES INC. OF ZHUHAI | GWH24AC-D3DNA1B/O | VSMSHP | 12 | 18 | 10.2 | Yes | Yes | 2011-01-22 | NULL | 0
FALSE | GWH24MD-D3DNA1A/O | 145 | 3999954 | GREE ELECTRIC APPLIANCES INC. OF ZHUHAI | GWH24MD-D3DNA1A/O | VSMSHP | 12 | 18 | 10.2 | Yes | Yes | 2011-01-22 | NULL | 0
TRUE | LMU369HV | 75 | 4018195 | LG ELECTRONICS, INC. | LMU369HV | VSMSHP | 12.5 | 17.5 | 10.5 | Yes | Yes | 2011-01-22 | NULL | 1
TRUE | 4TXK8509A9* | 114 | 4119339 | TRANE | 4TXK8509A9* | VSMSHP | 13.6 | 22 | 9.8 | Yes | Yes | 2011-03-28 | NULL | 2
TRUE | 4TXK8512A9* | 115 | 4119344 | TRANE | 4TXK8512A9* | VSMSHP | 12 | 20 | 9.6 | Yes | Yes | 2011-03-28 | NULL | 0
FALSE | GWH09MA-A3DNA1A/O | 139 | 4322738 | GREE ELECTRIC APPLIANCES INC. OF ZHUHAI | GWH09MA-A3DNA1A/O | VSMSHP | 14.2 | 22 | 9.8 | Yes | Yes | 2011-01-22 | NULL | 2
FALSE | GWH09MA-A3DNA1A/O | 139 | 4322739 | GREE ELECTRIC APPLIANCES INC. OF ZHUHAI | GWH09MA-D3DNA1A/O | VSMSHP | 14.2 | 22 | 9.8 | Yes | Yes | 2011-01-22 | NULL | 2
TRUE | AOU18RLXFW | 50 | 4359504 | FUJITSU GENERAL AMERICA, INC. | AOU18RLXFW | VSMSHP | 13.3 | 19.2 | 10 | Yes | Yes | 2011-01-22 | NULL | 3
TRUE | AOU24RLXFW | 50 | 4359511 | FUJITSU GENERAL AMERICA, INC. | AOU24RLXFW | VSMSHP | 12.5 | 18 | 10 | Yes | Yes | 2011-01-22 | NULL | 1
TRUE | AOB9RL | 39 | 4362403 | FRIEDRICH AIR CONDITIONING CO. | MR09Y3H | VSMSHP | 12.5 | 21 | 10.5 | Yes | Yes | 2011-01-22 | NULL | 1
TRUE | AOB12RL | 48 | 4362404 | FRIEDRICH AIR CONDITIONING CO. | MR12Y3H | VSMSHP | 12.5 | 21 | 10.5 | Yes | Yes | 2011-01-22 | NULL | 1
TRUE | PUZ-HA30NHA4 | 80 | 4385513 | MITSUBISHI ELECTRIC AND ELECTRONICS USA, INC. | PUZ-HA30NHA4 | VSMSHP | 12 | 16.5 | 9.5 | Yes | Yes | 2011-03-10 | NULL | 0
FALSE | PUZ-A42NHA6*** | 80 | 4385514 | MITSUBISHI ELECTRIC AND ELECTRONICS USA, INC. | PUZ-HA30NHA4 | VSMSHP | 12.1 | 16.1 | 9.3 | Yes | Yes | 2011-03-10 | NULL | 0
FALSE | PUZ-A42NHA6*** | 80 | 4385515 | MITSUBISHI ELECTRIC AND ELECTRONICS USA, INC. | PUZ-HA30NHA4 | VSMSHP | 12.2 | 15.6 | 9.4 | Yes | Yes | 2011-03-10 | NULL | 0
FALSE | PUZ-A42NHA6*** | 80 | 4385516 | MITSUBISHI ELECTRIC AND ELECTRONICS USA, INC. | PUZ-HA36NHA4 | VSMSHP | 12.6 | 17 | 10 | Yes | Yes | 2011-01-22 | NULL | 1
TRUE | PUZ-HA36NHA4 | 80 | 4385517 | MITSUBISHI ELECTRIC AND ELECTRONICS USA, INC. | PUZ-HA36NHA4 | VSMSHP | 12 | 16.2 | 10 | Yes | Yes | 2011-03-10 | NULL | 0
FALSE | PUZ-A42NHA6*** | 80 | 4385518 | MITSUBISHI ELECTRIC AND ELECTRONICS USA, INC. | PUZ-HA36NHA4 | VSMSHP | 12.1 | 16.6 | 10.3 | Yes | Yes | 2011-03-10 | NULL | 0
FALSE | GWH12MB-A3DNA1A/O | 140 | 4385520 | GREE ELECTRIC APPLIANCES INC. OF ZHUHAI | GWH09AB-A3DNA1B/O | VSMSHP | 14.35 | 23 | 9.8 | Yes | Yes | 2011-01-22 | NULL | 2
TRUE | LMU187HV | 72 | 4385633 | LG ELECTRONICS, INC. | LMU187HV | VSMSHP | 14 | 21 | 9.2 | Yes | Yes | 2011-01-22 | NULL | 2
FALSE | PUZ-A42NHA6*** | 80 | 4392937 | MITSUBISHI ELECTRIC AND ELECTRONICS USA, INC. | PUZ-HA30NHA4 | VSMSHP | 12 | 16.5 | 9.5 | Yes | Yes | 2011-03-10 | NULL | 0
TRUE | GWH12AB-D3DNA1D/O | 141 | 5069744 | GREE ELECTRIC APPLIANCES INC. OF ZHUHAI | GWH12AB-D3DNA1D/O | VSMSHP | 12 | 22 | 8.9 | Yes | Yes | 2014-03-20 | NULL | 0
TRUE | AOU15RLS2 | 40 | 5069748 | FUJITSU GENERAL AMERICA, INC. | AOU15RLS2 | VSMSHP | 12 | 21.5 | 12 | Yes | Yes | 2012-03-01 | NULL | 0
TRUE | LSU120HYV | 71 | 5261828 | LG ELECTRONICS, INC. | LSU120HYV | VSMSHP | 14.1 | 26 | 11.5 | Yes | Yes | 2013-06-14 | NULL | 3
TRUE | LSU090HYV | 71 | 5265353 | LG ELECTRONICS, INC. | LSU090HYV | VSMSHP | 16.4 | 28 | 12 | Yes | Yes | 2013-06-14 | NULL | 3
TRUE | LSU091HSV2 | 62 | 5356474 | LG ELECTRONICS, INC. | LSU091HSV2 | VSMSHP | 13.3 | 20 | 11 | Yes | Yes | 2013-06-14 | NULL | 3
TRUE | LSU121HSV2 | 62 | 5356475 | LG ELECTRONICS, INC. | LSU121HSV2 | VSMSHP | 12.5 | 20 | 11 | Yes | Yes | 2013-06-14 | NULL | 1
TRUE | LSU181HSV2 | 69 | 5356476 | LG ELECTRONICS, INC. | LSU181HSV2 | VSMSHP | 12.6 | 20.5 | 9.7 | Yes | Yes | 2013-06-14 | NULL | 1
TRUE | LGU121HSV | 62 | 5356480 | LG ELECTRONICS, INC. | LGU121HSV | VSMSHP | 12.5 | 20 | 11 | Yes | Yes | 2013-06-14 | NULL | 1
TRUE | LGU181HSV | 68 | 5356481 | LG ELECTRONICS, INC. | LGU181HSV | VSMSHP | 12.6 | 20.5 | 9.7 | Yes | Yes | 2013-06-14 | NULL | 1
TRUE | LSU240HSV2 | 70 | 5360103 | LG ELECTRONICS, INC. | LSU240HSV2 | VSMSHP | 12.5 | 18.9 | 10.2 | Yes | Yes | 2013-06-14 | NULL | 1
TRUE | GWH12AB-A3DNA2B/O | 141 | 5514102 | GREE ELECTRIC APPLIANCES INC. OF ZHUHAI | GWH12AB-A3DNA2B/O | VSMSHP | 12.5 | 22 | 8.9 | Yes | Yes | 2014-03-20 | NULL | 1
TRUE | GWH09MB-D3DNA3D/O | 150 | 5537390 | TRANE | 4TXK8509A10N0BA | VSMSHP | 14.2 | 22 | 9.2 | Yes | Yes | 2013-11-04 | NULL | 2
TRUE | GWH09MB-D3DNA3D/O | 150 | 5537391 | AMERICAN STANDARD | 4TXK8509A10N0BA | VSMSHP | 14.2 | 22 | 9.2 | Yes | Yes | 2013-11-04 | NULL | 2
TRUE | GWH12MB-D3DNA3D/O | 149 | 5537392 | TRANE | 4TXK8512A10N0BA | VSMSHP | 12 | 20 | 9.2 | Yes | Yes | 2013-11-04 | NULL | 0
TRUE | GWH12MB-D3DNA3D/O | 149 | 5537393 | AMERICAN STANDARD | 4TXK8512A10N0BA | VSMSHP | 12 | 20 | 9.2 | Yes | Yes | 2013-11-04 | NULL | 0
TRUE | GWH18MC-D3DNA3D/O | 162 | 5537394 | TRANE | 4TXK8518A10N0BA | VSMSHP | 12 | 18 | 10 | Yes | Yes | 2013-11-04 | NULL | 0
TRUE | GWH18MC-D3DNA3D/O | 162 | 5537395 | AMERICAN STANDARD | 4TXK8518A10N0BA | VSMSHP | 12 | 18 | 10 | Yes | Yes | 2013-11-04 | NULL | 0
TRUE | GWH24MD-D3DNA3D/O | 163 | 5537396 | TRANE | 4TXK8524A10N0BA | VSMSHP | 12 | 18 | 10 | Yes | Yes | 2013-11-04 | NULL | 0
TRUE | GWH24MD-D3DNA3D/O | 163 | 5537397 | AMERICAN STANDARD | 4TXK8524A10N0BA | VSMSHP | 12 | 18 | 10 | Yes | Yes | 2013-11-04 | NULL | 0
TRUE | LAU120HVP | 64 | 5557251 | LG ELECTRONICS, INC. | LAU120HVP | VSMSHP | 12 | 16 | 8.2 | Yes | Yes | 2013-06-14 | NULL | Below V5.0 Req.
TRUE | LAU090HSV2 | 62 | 5557252 | LG ELECTRONICS, INC. | LAU090HSV2 | VSMSHP | 13.3 | 20 | 11 | Yes | Yes | 2013-06-14 | NULL | 3
TRUE | LSU091HSV3 | 269 | 6235499 | LG ELECTRONICS, INC. | LSU091HSV3 | VSMSHP | 13.3 | 21.5 | 11 | Yes | Yes | 2013-09-10 | NULL | 3
TRUE | LSU181HSV3 | 279 | 6235929 | LG ELECTRONICS, INC. | LSU181HSV3 | VSMSHP | 12.6 | 20.5 | 9.7 | Yes | Yes | 2013-09-10 | NULL | 1
TRUE | LSU240HSV3 | 261 | 6236101 | LG ELECTRONICS, INC. | LSU240HSV3 | VSMSHP | 12.5 | 20 | 10.2 | Yes | Yes | 2013-09-10 | NULL | 1
TRUE | LAU090HYV | 258 | 6468419 | LG ELECTRONICS, INC. | LAU090HYV | VSMSHP | 16 | 27.5 | 11.8 | Yes | Yes | 2013-09-10 | NULL | 3
TRUE | MOC-09HFN1-MW0W | 372 | 6877746 | HEAT CONTROLLER, INC. | A-VMH09SD-1 | VSMSHP | 14.5 | 23.5 | 10 | Yes | Yes | 2013-11-04 | NULL | 3
TRUE | MOC-12HFN1-MV0W | 372 | 6877747 | HEAT CONTROLLER, INC. | A-VMH12SD-1 | VSMSHP | 13 | 21.5 | 10 | Yes | Yes | 2013-11-04 | NULL | 3
TRUE | MOF-18HFN1-MU0W | 374 | 6877748 | HEAT CONTROLLER, INC. | A-VMH18SD-1 | VSMSHP | 12.5 | 21 | 9.5 | Yes | Yes | 2013-11-04 | NULL | 1
TRUE | MOG-24HFN1-MT0W | 381 | 6877749 | HEAT CONTROLLER, INC. | A-VMH24SD-1 | VSMSHP | 12.5 | 19 | 9 | Yes | Yes | 2013-11-04 | NULL | 1
TRUE | AOU9RLFF | 213 | 6936995 | FUJITSU GENERAL AMERICA, INC. | AOU9RLFF | VSMSHP | 16 | 26 | 12.6 | Yes | Yes | 2013-12-10 | NULL | 3
TRUE | AOU12RLFF | 289 | 6936996 | FUJITSU GENERAL AMERICA, INC. | AOU12RLFF | VSMSHP | 13.1 | 22.7 | 11.6 | Yes | Yes | 2013-12-10 | NULL | 3
TRUE | AOU15RLFF | 286 | 6936997 | FUJITSU GENERAL AMERICA, INC. | AOU15RLFF | VSMSHP | 12.5 | 20.3 | 11.2 | Yes | Yes | 2013-12-10 | NULL | 1
TRUE | AOU9RLFFH | 213 | 6937309 | FUJITSU GENERAL AMERICA, INC. | AOU9RLFFH | VSMSHP | 16 | 26 | 12.4 | Yes | Yes | 2013-12-10 | NULL | 3
TRUE | AOU12RLFFH | 289 | 6937310 | FUJITSU GENERAL AMERICA, INC. | AOU12RLFFH | VSMSHP | 13.1 | 22.7 | 11.3 | Yes | Yes | 2013-12-10 | NULL | 3
TRUE | AOU15RLFFH | 286 | 6937311 | FUJITSU GENERAL AMERICA, INC. | AOU15RLFFH | VSMSHP | 12.5 | 20.3 | 11 | Yes | Yes | 2013-12-10 | NULL | 1
TRUE | AOU9RLFW1 | 293 | 6961728 | FUJITSU GENERAL AMERICA, INC. | AOU9RLFW1 | VSMSHP | 13.8 | 23 | 11 | Yes | Yes | 2013-12-12 | NULL | 3
TRUE | AOU12RLFW1 | 47 | 6961729 | FUJITSU GENERAL AMERICA, INC. | AOU12RLFW1 | VSMSHP | 12.5 | 22 | 11 | Yes | Yes | 2013-12-12 | NULL | 1
TRUE | MR18Y3J | 303 | 6992568 | LG ELECTRONICS, INC. | MR18Y3J | VSMSHP | 12 | 18 | 9.7 | Yes | Yes | 2014-02-19 | NULL | 0
TRUE | GWH24TD-D3DNA1D/O | 307 | 6994653 | GREE ELECTRIC APPLIANCES INC. OF ZHUHAI | GWH24TD-D3DNA1D/O | VSMSHP | 12.5 | 21 | 10 | Yes | Yes | 2014-01-29 | NULL | 1
TRUE | MHR12Y3J | 71 | 7065560 | FRIEDRICH AIR CONDITIONING CO. LTD. | MHR12Y3J | VSMSHP | 14.1 | 25 | 11 | Yes | Yes | 2014-03-13 | NULL | 3
TRUE | RAS-09EAV-UL | 5 | 6960758 | TOSHIBA CARRIER | RAS-09EAV-UL | VSMSHP | 13 | 20 | 10 | Yes | Yes | 2014-03-13 | NULL | 3
TRUE | RAS-09EAV2-UL | 5 | 6960759 | TOSHIBA CARRIER | RAS-09EAV2-UL | VSMSHP | 13 | 20 | 10 | Yes | Yes | 2014-03-13 | NULL | 3
TRUE | RAS-09LAV-UL | 5 | 3639381 | TOSHIBA CARRIER | RAS-09LAV-UL | VSMSHP | 13 | 20 | 10 | Yes | Yes | 2014-03-13 | NULL | 3
TRUE | RAS-12EAV-UL | 288 | 6960760 | TOSHIBA CARRIER | RAS-12EAV-UL | VSMSHP | 12.6 | 23 | 9.7 | Yes | Yes | 2014-03-13 | NULL | 1
TRUE | RAS-12EAV2-UL | 288 | 6960761 | TOSHIBA CARRIER | RAS-12EAV2-UL | VSMSHP | 12.6 | 23 | 9.7 | Yes | Yes | 2014-03-13 | NULL | 1
TRUE | RAS-12LAV-UL | 288 | 3639388 | TOSHIBA CARRIER | RAS-12LAV-UL | VSMSHP | 12.6 | 23 | 9.7 | Yes | Yes | 2014-03-13 | NULL | 1
TRUE | RAS-15EAV-UL | 297 | 6960762 | TOSHIBA CARRIER | RAS-15EAV-UL | VSMSHP | 13 | 20 | 10 | Yes | Yes | 2014-03-13 | NULL | 3
TRUE | RAS-15EAV2-UL | 297 | 6960763 | TOSHIBA CARRIER | RAS-15EAV2-UL | VSMSHP | 13 | 20 | 10 | Yes | Yes | 2014-03-13 | NULL | 3
TRUE | MOC-09HFN1-MW0W | 372 | 5886909 | GD MIDEA AIR-CONDITIONING EQUIPMENT CO., LTD. | MOC-09HFN1-MW0W | VSMSHP | 14.5 | 23.5 | 10 | Yes | Yes | 2014-03-14 | NULL | 3
TRUE | MOC-09HFN1-BU5W | 287 | 6877742 | GD MIDEA AIR-CONDITIONING EQUIPMENT CO., LTD. | MOC-09HFN1-BU5W | VSMSHP | 14 | 21.5 | 10 | Yes | Yes | 2014-03-14 | NULL | 3
TRUE | MOZ-12HFN1-BW0W | 308 | 7000011 | GD MIDEA AIR-CONDITIONING EQUIPMENT CO., LTD. | MOZ-12HFN1-BW0W | VSMSHP | 13.5 | 23 | 10 | Yes | Yes | 2014-03-14 | NULL | 3
TRUE | MOZ-12HFN1-MW0W | 308 | 7000013 | GD MIDEA AIR-CONDITIONING EQUIPMENT CO., LTD. | MOZ-12HFN1-MW0W | VSMSHP | 13.5 | 23 | 10 | Yes | Yes | 2014-03-24 | NULL | 3
TRUE | MOC-12HFN1-MV0W | 372 | 5886910 | GD MIDEA AIR-CONDITIONING EQUIPMENT CO., LTD. | MOC-12HFN1-MV0W | VSMSHP | 13 | 21.5 | 10 | Yes | Yes | 2014-03-14 | NULL | 3
TRUE | MOC1-12HFN1-MW0W | 313 | 7022570 | GD MIDEA AIR-CONDITIONING EQUIPMENT CO., LTD. | MOC1-12HFN1-MW0W | VSMSHP | 13 | 22 | 10 | Yes | Yes | 2014-03-14 | NULL | 3
TRUE | MOC-12HFN1-BT0W | 283 | 6877745 | GD MIDEA AIR-CONDITIONING EQUIPMENT CO., LTD. | MOC-12HFN1-BT0W | VSMSHP | 12.5 | 20 | 9.6 | Yes | Yes | 2014-03-14 | NULL | 1
TRUE | MOG-24HFN1-MS0W | 317 | 7022571 | GD MIDEA AIR-CONDITIONING EQUIPMENT CO., LTD. | MOG-24HFN1-MS0W | VSMSHP | 12.5 | 18 | 9.6 | Yes | Yes | 2014-03-14 | NULL | 1
TRUE | MOF-18HFN1-MU0W | 374 | 5886911 | GD MIDEA AIR-CONDITIONING EQUIPMENT CO., LTD. | MOF-18HFN1-MU0W | VSMSHP | 12.5 | 21 | 9.5 | Yes | Yes | 2014-03-24 | NULL | 1
TRUE | MOG-24HFN1-MT0W | 381 | 5886912 | GD MIDEA AIR-CONDITIONING EQUIPMENT CO., LTD. | MOG-24HFN1-MT0W | VSMSHP | 12.5 | 19 | 9 | Yes | Yes | 2014-03-14 | NULL | 1
TRUE | MOC1-09HDN1-MP0W | 304 | 6993445 | GD MIDEA AIR-CONDITIONING EQUIPMENT CO., LTD. | MOC1-09HDN1-MP0W | VSMSHP | 12.2 | 16.4 | 9.6 | Yes | Yes | 2014-03-14 | NULL | 0
TRUE | MOC-12HDN1-MQ5W | 304 | 6993446 | GD MIDEA AIR-CONDITIONING EQUIPMENT CO., LTD. | MOC-12HDN1-MQ5W | VSMSHP | 12 | 17.5 | 9.6 | Yes | Yes | 2014-03-14 | NULL | 0
TRUE | MOF-18HDN1-MQ5W | 305 | 6993447 | GD MIDEA AIR-CONDITIONING EQUIPMENT CO., LTD. | MOF-18HDN1-MQ5W | VSMSHP | 12 | 17.5 | 9 | Yes | Yes | 2014-03-14 | NULL | 0
TRUE | M2OD-18HFN1-M | 281 | 6873885 | GD MIDEA AIR-CONDITIONING EQUIPMENT CO., LTD. | M2OD-18HFN1-M | VSMSHP | 12 | 21 | 10.2 | Yes | Yes | 2014-03-14 | NULL | 0
TRUE | MOZ-09HFN1-MZ10GW | 333 | 7065793 | GD MIDEA AIR-CONDITIONING EQUIPMENT CO., LTD. | MOZ-09HFN1-MZ10GW | VSMSHP | 15 | 27 | 9.6 | Yes | Yes | 2014-03-14 | NULL | 2
TRUE | MOZ-12HFN1-MX0GW | 332 | 7065794 | GD MIDEA AIR-CONDITIONING EQUIPMENT CO., LTD. | MOZ-12HFN1-MX0GW | VSMSHP | 13.5 | 24 | 10 | Yes | Yes | 2014-03-14 | NULL | 3
TRUE | MOF-17HFN1-MT0GW | 334 | 7065795 | GD MIDEA AIR-CONDITIONING EQUIPMENT CO., LTD. | MOF-17HFN1-MT0GW | VSMSHP | 12.5 | 20 | 9 | Yes | Yes | 2014-03-14 | NULL | 1
TRUE | MOG-22HFN1-MS0W | 335 | 7065796 | GD MIDEA AIR-CONDITIONING EQUIPMENT CO., LTD. | MOG-22HFN1-MS0W | VSMSHP | 12.5 | 19 | 9.5 | Yes | Yes | 2014-03-14 | NULL | 1
TRUE | GWH09AB-A3DNA1B/O | 140 | 4607272 | GREE ELECTRIC APPLIANCES INC. OF ZHUHAI | GWH09AB-A3DNA1B/O | VSMSHP | 14.35 | 23 | 9.8 | Yes | Yes | 2014-03-19 | NULL | 2
TRUE | GWH09AB-A3DNA2B/O | 140 | 5505250 | GREE ELECTRIC APPLIANCES INC. OF ZHUHAI | GWH09AB-A3DNA2B/O | VSMSHP | 14.35 | 23 | 9.8 | Yes | Yes | 2014-03-19 | NULL | 2
TRUE | GWH09AB-D3DNA1D/O | 150 | 5089669 | GREE ELECTRIC APPLIANCES INC. OF ZHUHAI | GWH09AB-D3DNA1D/O | VSMSHP | 14.35 | 23 | 9.8 | Yes | Yes | 2014-03-19 | NULL | 2
TRUE | GWH09AB-D3DNA2D/O | 150 | 5514103 | GREE ELECTRIC APPLIANCES INC. OF ZHUHAI | GWH09AB-D3DNA2D/O | VSMSHP | 14.35 | 23 | 9.8 | Yes | Yes | 2014-03-19 | NULL | 2
TRUE | GWH09KF-A3DNA5A/O | 153 | 5202423 | GREE ELECTRIC APPLIANCES INC. OF ZHUHAI | GWH09KF-A3DNA5A/O | VSMSHP | 12 | 16 | 8.6 | Yes | Yes | 2015-03-06 | NULL | 0
TRUE | GWH09MA-A3DNA1A/O | 139 | 5612209 | GREE ELECTRIC APPLIANCES INC. OF ZHUHAI | GWH09MA-A3DNA1A/O | VSMSHP | 14.2 | 22 | 9.8 | Yes | Yes | 2014-03-19 | NULL | 2
TRUE | GWH09MA-D3DNA1A/O | 139 | 4607279 | GREE ELECTRIC APPLIANCES INC. OF ZHUHAI | GWH09MA-D3DNA1A/O | VSMSHP | 14.2 | 22 | 9.8 | Yes | Yes | 2014-03-19 | NULL | 2
TRUE | GWH09MB-D3DNA3D/O | 150 | 5069743 | GREE ELECTRIC APPLIANCES INC. OF ZHUHAI | GWH09MB-D3DNA3D/O | VSMSHP | 14.2 | 22 | 9.2 | Yes | Yes | 2014-03-19 | NULL | 2
TRUE | GWH09UB-D3DNA1A/O | 152 | 5514487 | GREE ELECTRIC APPLIANCES INC. OF ZHUHAI | GWH09UB-D3DNA1A/O | VSMSHP | 13 | 20 | 9 | Yes | Yes | 2014-03-19 | NULL | 2
TRUE | GWH12AB-A3DNA1B/O | 141 | 4607275 | GREE ELECTRIC APPLIANCES INC. OF ZHUHAI | GWH12AB-A3DNA1B/O | VSMSHP | 12.5 | 22 | 8.9 | Yes | Yes | 2014-03-19 | NULL | 1
TRUE | GWH18TC-D3DNA1A/O | 161 | 5080503 | GREE ELECTRIC APPLIANCES INC. OF ZHUHAI | GWH18TC-D3DNA1A/O | VSMSHP | 12 | 21 | 9.8 | Yes | Yes | 2014-03-19 | NULL | 0
FALSE | M3OC-30HRFN1-M**** | 265 | 7065018 | GD MIDEA AIR-CONDITIONING EQUIPMENT CO., LTD. | M3OC-30HRFN1-M-C | VSMSHP | 12 | 18.5 | 10 | Yes | Yes | 2014-04-21 | NULL | 0
TRUE | GWH18AC-D3DNA2D/O | 162 | 5514105 | GREE ELECTRIC APPLIANCES INC. OF ZHUHAI | GWH18AC-D3DNA2D/O | VSMSHP | 12 | 18 | 10 | Yes | Yes | 2014-03-20 | NULL | 0
TRUE | GWH18MC-D3DNA4C/O | 144 | 4627674 | GREE ELECTRIC APPLIANCES INC. OF ZHUHAI | GWH18MC-D3DNA4C/O | VSMSHP | 12 | 18 | 10.2 | Yes | Yes | 2014-03-20 | NULL | 0
TRUE | GWH24AC-D3DNA2D/O | 163 | 5514106 | GREE ELECTRIC APPLIANCES INC. OF ZHUHAI | GWH24AC-D3DNA2D/O | VSMSHP | 12 | 18 | 9.2 | Yes | Yes | 2014-03-20 | NULL | 0
TRUE | GWH12AB-D3DNA2D/O | 141 | 5514104 | GREE ELECTRIC APPLIANCES INC. OF ZHUHAI | GWH12AB-D3DNA2D/O | VSMSHP | 12 | 22 | 8.9 | Yes | Yes | 2014-03-20 | NULL | 0
TRUE | GWH09MB-D3DNA3D/O | 150 | 7065152 | TRANE | 4TXK8509A10N0CA | VSMSHP | 14.2 | 22 | 9.2 | Yes | Yes | 2014-03-20 | NULL | 2
TRUE | GWH09MB-D3DNA3D/O | 150 | 7065153 | AMERICAN STANDARD | 4TXK8509A10N0CA | VSMSHP | 14.2 | 22 | 9.2 | Yes | Yes | 2014-03-20 | NULL | 2
TRUE | GWH12MB-D3DNA3D/O | 149 | 7065154 | TRANE | 4TXK8512A10N0CA | VSMSHP | 12 | 20 | 9.2 | Yes | Yes | 2014-03-20 | NULL | 0
TRUE | GWH12MB-D3DNA3D/O | 149 | 5625422 | LENNOX INDUSTRIES, INC. | MS8-HO-12P1A | VSMSHP | 12 | 20 | 9.2 | Yes | Yes | 2014-03-20 | NULL | 0
TRUE | GWH18MC-D3DNA3D/O | 162 | 5625423 | LENNOX INDUSTRIES, INC. | MS8-HO-18P1A | VSMSHP | 12 | 18 | 10 | Yes | Yes | 2014-03-20 | NULL | 0
TRUE | GWH24MD-D3DNA3D/O | 163 | 5625424 | LENNOX INDUSTRIES, INC. | MS8-HO-24P1A | VSMSHP | 12 | 18 | 10 | Yes | Yes | 2014-03-20 | NULL | 0
TRUE | GWH09MA-A3DNA1A/O | 139 | 5625419 | LENNOX INDUSTRIES, INC. | MS8-HO-09L1A | VSMSHP | 14.2 | 22 | 9.8 | Yes | Yes | 2014-03-20 | NULL | 2
TRUE | GWH12MB-A3DNA1A/O | 140 | 5625420 | LENNOX INDUSTRIES, INC. | MS8-HO-12L1A | VSMSHP | 12 | 20 | 9.6 | Yes | Yes | 2014-03-20 | NULL | 0
TRUE | MOC-12HFN1-BS0W | 368 | 5537368 | NORDYNE, LLC. | PCHPD2-12A4A | VSMSHP | 12.5 | 18.8 | 9.6 | Yes | Yes | 2014-03-24 | NULL | 1
TRUE | MOC-12HFN1-MS0W | 368 | 5537370 | NORDYNE, LLC. | PCHPD2-12K4A | VSMSHP | 12.5 | 18.8 | 9.3 | Yes | Yes | 2014-03-24 | NULL | 1
TRUE | MOF-18HFN1-MS0W | 376 | 5537372 | NORDYNE, LLC. | PCHPD2-18K4A | VSMSHP | 12.5 | 19.2 | 9.6 | Yes | Yes | 2014-03-24 | NULL | 1
TRUE | MOG-24HDN1-MS0W | 383 | 5537374 | NORDYNE, LLC. | PCHPD2-24K4A | VSMSHP | 12.5 | 18 | 9.6 | Yes | Yes | 2014-03-24 | NULL | 1
TRUE | MOG-24HDN1-MS0W | 383 | 5617695 | MONITOR PRODUCTS, INC. | MHP-S24MA-EX | VSMSHP | 12.5 | 18 | 9.6 | Yes | Yes | 2014-03-24 | NULL | 1
TRUE | GWH24QE-D3DNA1D/O | 336 | 7070719 | GREE ELECTRIC APPLIANCES INC. OF ZHUHAI | GWH24QE-D3DNA1D/O | VSMSHP | 12.5 | 20 | 10 | Yes | Yes | 2014-03-31 | NULL | 1
TRUE | GEH09AA-A3DNA1A/O | 338 | 7084750 | GREE ELECTRIC APPLIANCES INC. OF ZHUHAI | GEH09AA-A3DNA1A/O | VSMSHP | 13 | 22 | 8.5 | Yes | Yes | 2014-03-31 | NULL | 1
TRUE | MOZ-09HFN1-MZ10GW | 333 | 7072792 | PRIDIOM GROUP LLC | POS097EL | VSMSHP | 15 | 27 | 9.6 | Yes | Yes | 2014-04-11 | NULL | 2
TRUE | MOZ-12HFN1-MX0GW | 332 | 7072793 | PRIDIOM GROUP LLC | POS127EL | VSMSHP | 13.5 | 24 | 10 | Yes | Yes | 2014-04-11 | NULL | 3
TRUE | MOF-17HFN1-MT0GW | 334 | 7072794 | PRIDIOM GROUP LLC | POS187EL | VSMSHP | 12.5 | 20 | 9 | Yes | Yes | 2014-04-11 | NULL | 1
TRUE | MOG-22HFN1-MS0W | 335 | 7072795 | PRIDIOM GROUP LLC | POS247EL | VSMSHP | 12.5 | 19 | 9.5 | Yes | Yes | 2014-04-11 | NULL | 1
TRUE | GWH12QC-A3DNA1D/O | 348 | 7091968 | GREE ELECTRIC APPLIANCES INC. OF ZHUHAI | GWH12QC-A3DNA1D/O | VSMSHP | 12.5 | 22 | 10.2 | Yes | Yes | 2014-04-17 | NULL | 1
TRUE | GWH18QD-D3DNA1D/O | 349 | 7091969 | GREE ELECTRIC APPLIANCES INC. OF ZHUHAI | GWH18QD-D3DNA1D/O | VSMSHP | 12 | 20 | 9 | Yes | Yes | 2014-04-17 | NULL | 0
TRUE | GWH09QC-D3DNA1D/O | 345 | 7091970 | GREE ELECTRIC APPLIANCES INC. OF ZHUHAI | GWH09QC-D3DNA1D/O | VSMSHP | 14 | 23 | 10.5 | Yes | Yes | 2014-04-17 | NULL | 3
TRUE | GWH12QC-D3DNA1D/O | 346 | 7091971 | GREE ELECTRIC APPLIANCES INC. OF ZHUHAI | GWH12QC-D3DNA1D/O | VSMSHP | 12.5 | 22 | 10.1 | Yes | Yes | 2014-04-17 | NULL | 1
FALSE | NEO12HP115V1AO | 350 | 7116989 | GREE ELECTRIC APPLIANCES INC. OF ZHUHAI | GWH12MB-A3DNA3C/O | VSMSHP | 12 | 20 | 9.6 | Yes | Yes | 2014-04-17 | NULL | 0
FALSE | NEO09HP115V1AO | 351 | 7116990 | GREE ELECTRIC APPLIANCES INC. OF ZHUHAI | GWH09MB-A3DNA3C/O | VSMSHP | 13.2 | 22 | 9.8 | Yes | Yes | 2014-04-17 | NULL | 2
TRUE | M2OD-18HFN1-M | 281 | 7147802 | MIDEA AMERICA (CANADA) CORP. | M2OD-18HFN1-M | VSMSHP | 12 | 21 | 10.2 | Yes | Yes | 2014-05-12 | NULL | 0
FALSE | M3OC-30HRFN1-M**** | 265 | 7147803 | MIDEA AMERICA (CANADA) CORP. | M3OC-30HRFN1-M | VSMSHP | 12 | 18.5 | 10 | Yes | Yes | 2014-05-12 | NULL | 0
TRUE | MUZ-FE09NA-1 | 87 | 4908219 | MITSUBISHI ELECTRIC AND ELECTRONICS USA, INC. | MUZ-FE09NA-1 | VSMSHP | 15.5 | 26 | 10 | Yes | Yes | 2014-05-12 | NULL | 3
TRUE | MUZ-FE09NAH | 87 | 5377911 | MITSUBISHI ELECTRIC AND ELECTRONICS USA, INC. | MUZ-FE09NAH | VSMSHP | 15.5 | 26 | 10 | Yes | Yes | 2014-05-12 | NULL | 3
TRUE | MUZ-FE12NA1 | 87 | 4934170 | MITSUBISHI ELECTRIC AND ELECTRONICS USA, INC. | MUZ-FE12NA1 | VSMSHP | 12.9 | 23 | 10.5 | Yes | Yes | 2014-05-12 | NULL | 1
TRUE | MUZ-FE12NAH | 87 | 5378525 | MITSUBISHI ELECTRIC AND ELECTRONICS USA, INC. | MUZ-FE12NAH | VSMSHP | 12.9 | 23 | 10.1 | Yes | Yes | 2014-05-12 | NULL | 1
TRUE | MUZ-FH09NA | 311 | 7002062 | MITSUBISHI ELECTRIC AND ELECTRONICS USA, INC. | MUZ-FH09NA | VSMSHP | 16.1 | 30.5 | 13.5 | Yes | Yes | 2014-05-12 | NULL | 3
TRUE | MUZ-FH09NAH | 311 | 7002504 | MITSUBISHI ELECTRIC AND ELECTRONICS USA, INC. | MUZ-FH09NAH | VSMSHP | 16.1 | 30.5 | 12.5 | Yes | Yes | 2014-05-12 | NULL | 3
TRUE | MUZ-FH12NA | 314 | 7002063 | MITSUBISHI ELECTRIC AND ELECTRONICS USA, INC. | MUZ-FH12NA | VSMSHP | 13.8 | 26.1 | 12.5 | Yes | Yes | 2014-05-12 | NULL | 3
TRUE | MUZ-FH12NAH | 314 | 7002578 | MITSUBISHI ELECTRIC AND ELECTRONICS USA, INC. | MUZ-FH12NAH | VSMSHP | 13.8 | 26.1 | 12 | Yes | Yes | 2014-05-12 | NULL | 3
TRUE | MUZ-FH15NA | 316 | 7002444 | MITSUBISHI ELECTRIC AND ELECTRONICS USA, INC. | MUZ-FH15NA | VSMSHP | 12.5 | 22 | 12 | Yes | Yes | 2014-05-12 | NULL | 1
TRUE | MUZ-FH15NAH | 316 | 7002594 | MITSUBISHI ELECTRIC AND ELECTRONICS USA, INC. | MUZ-FH15NAH | VSMSHP | 12.5 | 22 | 11.5 | Yes | Yes | 2014-05-12 | NULL | 1
TRUE | MUZ-GE09NA2 | 82 | 7064983 | MITSUBISHI ELECTRIC AND ELECTRONICS USA, INC. | MUZ-GE09NA2 | VSMSHP | 13.6 | 23.2 | 11 | Yes | Yes | 2014-05-12 | NULL | 3
TRUE | MUZ-GE09NAH | 82 | 5378526 | MITSUBISHI ELECTRIC AND ELECTRONICS USA, INC. | MUZ-GE09NAH | VSMSHP | 13.6 | 21 | 10 | Yes | Yes | 2014-05-12 | NULL | 3
TRUE | MUZ-GE09NAH2 | 82 | 7064989 | MITSUBISHI ELECTRIC AND ELECTRONICS USA, INC. | MUZ-GE09NAH2 | VSMSHP | 13.6 | 23.2 | 10.1 | Yes | Yes | 2014-05-12 | NULL | 3
TRUE | MUZ-GE12NA2 | 321 | 7064987 | MITSUBISHI ELECTRIC AND ELECTRONICS USA, INC. | MUZ-GE12NA2 | VSMSHP | 12.5 | 22.7 | 11.4 | Yes | Yes | 2014-05-12 | NULL | 1
TRUE | GEH09AA-A3DNA1A/O | 338 | 7117106 | 4435273 CANADA INC | WCS09MH21S/O | VSMSHP | 13 | 22 | 8.5 | Yes | Yes | 2014-05-12 | NULL | 1
TRUE | GEH12AA-A3DNA1A/O | 339 | 7117107 | 4435273 CANADA INC | CS12KCH21S/O | VSMSHP | 12.5 | 21 | 8.5 | Yes | Yes | 2014-05-12 | NULL | 1
TRUE | GWH09MA-A3DNA1A/O | 139 | 7117099 | 4435273 CANADA INC | WCM09MH22S115/O | VSMSHP | 14.2 | 22 | 9.8 | Yes | Yes | 2014-05-12 | NULL | 2
TRUE | GWH12MB-A3DNA1A/O | 140 | 7117100 | 4435273 CANADA INC | WCM12MH20S115/O | VSMSHP | 12 | 20 | 9.6 | Yes | Yes | 2014-05-12 | NULL | 0
TRUE | GWH24TD-D3DNA1D/O | 307 | 7117101 | 4435273 CANADA INC | HS24KCH21S/O | VSMSHP | 12.5 | 21 | 10 | Yes | Yes | 2014-05-12 | NULL | 1
TRUE | GWH24MD-D3DNA3D/O | 163 | 7117078 | 4435273 CANADA INC | WCM24MH18S/O | VSMSHP | 12 | 18 | 10 | Yes | Yes | 2014-05-12 | NULL | 0
TRUE | GWH09TB-D3DNA1A/O | 151 | 7117079 | 4435273 CANADA INC | HS09KCH27S/O | VSMSHP | 14.5 | 27 | 10 | Yes | Yes | 2014-05-12 | NULL | 3
TRUE | GWH09TB-D3DNA1A/O | 151 | 7117080 | 4435273 CANADA INC | WAM09MH27S/O | VSMSHP | 14.5 | 27 | 10 | Yes | Yes | 2014-05-12 | NULL | 3
TRUE | GWH12TB-D3DNA1A/O | 151 | 7117081 | 4435273 CANADA INC | HS12KCH25S/O | VSMSHP | 13 | 25 | 10 | Yes | Yes | 2014-05-12 | NULL | 3
TRUE | GWH12TB-D3DNA1A/O | 151 | 7117082 | 4435273 CANADA INC | WAM12MH25S/O | VSMSHP | 13 | 25 | 10 | Yes | Yes | 2014-05-12 | NULL | 3
TRUE | GWH18MC-D3DNA3D/O | 162 | 7117077 | 4435273 CANADA INC | WCM18MH18S/O | VSMSHP | 12 | 18 | 10 | Yes | Yes | 2014-05-12 | NULL | 0
TRUE | MOC-12HFN1-BT0W | 283 | 7118783 | ISOLATION BEAUPORT 1978 INC. | KFR-35W/BPX1B | VSMSHP | 12.5 | 20 | 9.6 | Yes | Yes | 2014-05-19 | NULL | 1
TRUE | GWH09TB-D3DNA1A/O | 151 | 7151511 | LENNOX INDUSTRIES, INC. | LI009HO-270P432 | VSMSHP | 14.5 | 27 | 10 | Yes | Yes | 2014-05-20 | NULL | 3
TRUE | GWH12TB-D3DNA1A/O | 151 | 7151512 | LENNOX INDUSTRIES, INC. | LI012HO-270P432 | VSMSHP | 13 | 25 | 10 | Yes | Yes | 2014-05-20 | NULL | 3
TRUE | GWH09KF-A3DNA5A/O | 153 | 6959679 | ARCOAIRE | DLC4H609J1A | VSMSHP | 12 | 16 | 8.6 | Yes | Yes | 2014-06-19 | NULL | 0
TRUE | GWH09MA-A3DNA1A/O | 139 | 5677700 | ARCOAIRE | DLC4HV09J1A1 | VSMSHP | 14.2 | 22 | 9.8 | Yes | Yes | 2015-02-18 | NULL | 2
TRUE | GWH12MB-A3DNA1A/O | 140 | 5677693 | ARCOAIRE | DLC4HV12J1A1 | VSMSHP | 12 | 20 | 9.6 | Yes | Yes | 2015-02-18 | NULL | 0
TRUE | GWH12MB-D3DNA3D/O | 149 | 5677709 | ARCOAIRE | DLC4HV12K1A1 | VSMSHP | 12 | 20 | 9.2 | Yes | Yes | 2015-02-18 | NULL | 0
TRUE | GWH18MC-D3DNA3D/O | 162 | 5677716 | ARCOAIRE | DLC4HV18K1A1 | VSMSHP | 12 | 18 | 10 | Yes | Yes | 2015-02-18 | NULL | 0
TRUE | GWH24MD-D3DNA3D/O | 163 | 5677723 | ARCOAIRE | DLC4HV24K1A1 | VSMSHP | 12 | 18 | 10 | Yes | Yes | 2015-02-18 | NULL | 0
TRUE | GWH09KF-A3DNA5A/O | 153 | 6959683 | KEEPRITE | DLC4H609J1A | VSMSHP | 12 | 16 | 8.6 | Yes | Yes | 2014-06-19 | NULL | 0
TRUE | GWH09MA-A3DNA1A/O | 139 | 5677697 | KEEPRITE | DLC4HV09J1A1 | VSMSHP | 14.2 | 22 | 9.8 | Yes | Yes | 2015-02-18 | NULL | 2
TRUE | GWH12MB-A3DNA1A/O | 140 | 5677690 | KEEPRITE | DLC4HV12J1A1 | VSMSHP | 12 | 20 | 9.6 | Yes | Yes | 2015-02-18 | NULL | 0
TRUE | GWH12MB-D3DNA3D/O | 149 | 5677705 | KEEPRITE | DLC4HV12K1A1 | VSMSHP | 12 | 20 | 9.2 | Yes | Yes | 2015-02-18 | NULL | 0
TRUE | GWH18MC-D3DNA3D/O | 162 | 5677713 | KEEPRITE | DLC4HV18K1A1 | VSMSHP | 12 | 18 | 10 | Yes | Yes | 2015-02-18 | NULL | 0
TRUE | M2OD-18HFN1-M* | 281 | 7159935 | PRIDIOM GROUP LLC | POM 185HXX | VSMSHP | 12 | 21 | 10.2 | Yes | Yes | 2014-07-08 | NULL | 0
TRUE | MOC-09HFN1-BU5W | 287 | 6993541 | PRIDIOM GROUP LLC | POS091CL | VSMSHP | 14 | 21.5 | 10 | Yes | Yes | 2014-07-08 | NULL | 3
TRUE | MOC-12HFN1-BT0W | 283 | 7072781 | PRIDIOM GROUP LLC | POS121CL | VSMSHP | 12.5 | 20 | 9.6 | Yes | Yes | 2014-07-08 | NULL | 1
TRUE | MOZ-09HFN1-MX4W | 309 | 7069992 | MONITOR PRODUCTS, INC. | MHP-S09MD-EX | VSMSHP | 15 | 24.4 | 10.5 | Yes | Yes | 2014-07-08 | NULL | 3
TRUE | MOZ-12HFN1-MW0W | 308 | 7069993 | MONITOR PRODUCTS, INC. | MHP-S12MD-EX | VSMSHP | 13.5 | 23 | 10 | Yes | Yes | 2014-07-08 | NULL | 3
TRUE | MOG-24HDN1-MS0W | 383 | 5437726 | GT-WORLD MACHINERIES INCORPORATED | MOG-24HDN1-MS0W | VSMSHP | 12.5 | 18 | 9.6 | Yes | Yes | 2014-07-08 | NULL | 1
TRUE | M2OD-18HFN1-M* | 281 | 7159972 | GT-WORLD MACHINERIES INCORPORATED | SENA/18HF /MO | VSMSHP | 12 | 21 | 10.2 | Yes | Yes | 2014-07-08 | NULL | 0
TRUE | M3OC-30HRFN1-M | 265 | 7159975 | GT-WORLD MACHINERIES INCORPORATED | SENA/30HF/MO | VSMSHP | 12 | 18.5 | 10 | Yes | Yes | 2014-07-08 | NULL | 0
TRUE | MOC-09HFN1-MW0W | 372 | 6479894 | TURBO AIR CONDITIONING CORPORATION | TAS-09EHN/O | VSMSHP | 14.5 | 23.5 | 10 | Yes | Yes | 2014-07-08 | NULL | 3
TRUE | MOZ-09HFN1-BX4W | 309 | 7110184 | TURBO AIR CONDITIONING CORPORATION | TAS-09EHN1/O | VSMSHP | 15 | 24.4 | 10 | Yes | Yes | 2014-07-08 | NULL | 3
TRUE | MOC-12HFN1-MV0W | 372 | 6479895 | TURBO AIR CONDITIONING CORPORATION | TAS-12EHN/O | VSMSHP | 13 | 21.5 | 10 | Yes | Yes | 2014-07-08 | NULL | 3
TRUE | MOZ-12HFN1-BW0W | 308 | 7110185 | TURBO AIR CONDITIONING CORPORATION | TAS-12EHN1/O | VSMSHP | 13.5 | 23 | 10 | Yes | Yes | 2014-07-08 | NULL | 3
TRUE | MOF-18HFN1-MU0W | 374 | 6479896 | TURBO AIR CONDITIONING CORPORATION | TAS-18EHN/O | VSMSHP | 12.5 | 21 | 9.5 | Yes | Yes | 2014-07-08 | NULL | 1
TRUE | MOG-24HFN1-MT0W | 381 | 6479897 | TURBO AIR CONDITIONING CORPORATION | TAS-24EHN/O | VSMSHP | 12.5 | 19 | 9 | Yes | Yes | 2014-07-08 | NULL | 1
TRUE | M2OD-18HFN1-M* | 281 | 7159971 | HEAT CONTROLLER, INC. | A-VMH18DD -1 | VSMSHP | 12 | 21 | 10.2 | Yes | Yes | 2014-07-08 | NULL | 0
TRUE | M3OC-30HRFN1-M | 265 | 7159974 | HEAT CONTROLLER, INC. | A-VMH30TD-1 | VSMSHP | 12 | 18.5 | 10 | Yes | Yes | 2014-07-08 | NULL | 0
TRUE | GWH12MB-A3DNA1A/O | 140 | 7181267 | 4435273 CANADA INC | CZ12KCH20S115/O | VSMSHP | 12 | 20 | 9.6 | Yes | Yes | 2014-07-09 | NULL | 0
TRUE | GWH09MA-A3DNA1A/O | 139 | 7181268 | 4435273 CANADA INC | CZ09KCH22S115/O | VSMSHP | 14.2 | 22 | 9.8 | Yes | Yes | 2014-07-09 | NULL | 2
TRUE | GWH18MC-D3DNA3D/O | 162 | 7181269 | 4435273 CANADA INC | CZ18KCH18S/O | VSMSHP | 12 | 18 | 10 | Yes | Yes | 2014-07-09 | NULL | 0
TRUE | GWH24MD-D3DNA3D/O | 163 | 7181270 | 4435273 CANADA INC | CZ24KCH18S/O | VSMSHP | 12 | 18 | 10 | Yes | Yes | 2014-07-09 | NULL | 0
TRUE | GWH09MB-D3DNA3D/O | 150 | 7181265 | 4435273 CANADA INC | CZ09KCH22S/O | VSMSHP | 14.2 | 22 | 9.2 | Yes | Yes | 2014-07-09 | NULL | 2
TRUE | MOZ-12HFN1-BW0W | 308 | 7186865 | MIDEA AMERICA (CANADA) CORP. | MOZ-12HFN1-BW0W | VSMSHP | 13.5 | 23 | 10 | Yes | Yes | 2014-07-15 | NULL | 3
TRUE | MOF-18HFN1-MU0W | 374 | 7186866 | MIDEA AMERICA (CANADA) CORP. | MOF-18HFN1-MU0W | VSMSHP | 12.5 | 21 | 9.5 | Yes | Yes | 2014-07-15 | NULL | 1
TRUE | MOG-24HFN1-MT0W | 381 | 7186867 | MIDEA AMERICA (CANADA) CORP. | MOG-24HFN1-MT0W | VSMSHP | 12.5 | 19 | 9 | Yes | Yes | 2014-07-15 | NULL | 1
TRUE | MOZ-12HFN1-MX0GW | 332 | 7186868 | MIDEA AMERICA (CANADA) CORP. | MOZ-12HFN1-MX0GW | VSMSHP | 13.5 | 24 | 10 | Yes | Yes | 2014-07-15 | NULL | 3
TRUE | MOF-17HFN1-MT0GW | 334 | 7186869 | MIDEA AMERICA (CANADA) CORP. | MOF-17HFN1-MT0GW | VSMSHP | 12.5 | 20 | 9 | Yes | Yes | 2014-07-15 | NULL | 1
TRUE | MOZ-09HFN1-BX4W | 309 | 7173911 | KLIMAIRE PRODUCTS INC. | KSIO009-H124-O | VSMSHP | 15 | 24.4 | 10 | Yes | Yes | 2014-07-21 | NULL | 3
TRUE | MOZ-12HFN1-BW0W | 308 | 7084975 | KLIMAIRE PRODUCTS INC. | KSIO012-H123-O | VSMSHP | 13.5 | 23 | 10 | Yes | Yes | 2014-07-21 | NULL | 3
TRUE | MOF-18HFN1-MU0W | 374 | 7176652 | KLIMAIRE PRODUCTS INC. | KSIO018-H221-O | VSMSHP | 12.5 | 21 | 9.5 | Yes | Yes | 2014-07-21 | NULL | 1
TRUE | MOG-24HFN1-MT0W | 381 | 7176653 | KLIMAIRE PRODUCTS INC. | KSIO024-H219-O | VSMSHP | 12.5 | 19 | 9 | Yes | Yes | 2014-07-21 | NULL | 1
TRUE | M2OD-18HFN1-M-* | 281 | 7159970 | DIRECT AIR | M2OD-18HFN1-M | VSMSHP | 12 | 21 | 10.2 | Yes | Yes | 2014-07-30 | NULL | 0
TRUE | M2OD-18HFN1-M* | 281 | 7280462 | DIRECT AIR | M2OD-18HFN1-M | VSMSHP | 12 | 21 | 10.2 | Yes | Yes | 2014-07-30 | NULL | 0
TRUE | MOF-18HFN1-MU0W | 374 | 7223200 | DIRECT AIR | MOF-18HFN1-MU0W | VSMSHP | 12.5 | 21 | 9.5 | Yes | Yes | 2014-07-30 | NULL | 1
TRUE | MOG-24HFN1-MT0W | 381 | 7223012 | DIRECT AIR | MOG-24HFN1-MT0W | VSMSHP | 12.5 | 19 | 9 | Yes | Yes | 2014-07-30 | NULL | 1
TRUE | MOZ-09HFN1-MX4W | 309 | 7084999 | DIRECT AIR | MOZ-09HFN1-MX4W | VSMSHP | 15 | 24.4 | 10.5 | Yes | Yes | 2014-07-30 | NULL | 3
TRUE | MOZ-12HFN1-MW0W | 308 | 7085000 | DIRECT AIR | MOZ-12HFN1-MW0W | VSMSHP | 13.5 | 23 | 10 | Yes | Yes | 2014-07-30 | NULL | 3
TRUE | GWHD(18)ND3EO | 327 | 7065026 | GREE ELECTRIC APPLIANCES INC. OF ZHUHAI | GWHD(18)ND3EO | VSMSHP | 12.5 | 22 | 9 | Yes | Yes | 2014-08-06 | NULL | 1
FALSE | M3OC-30HRFN1-M**** | 265 | 7365077 | DIRECT AIR | M3OC-30HRFN1-M | VSMSHP | 12 | 18.5 | 10 | Yes | Yes | 2014-08-07 | NULL | 0
TRUE | MOF-18HFN1-MU0W | 374 | 7174344 | MANUFLOW INC | MOF-18HFN1-MU0W | VSMSHP | 12.5 | 21 | 9.5 | Yes | Yes | 2014-08-21 | NULL | 1
TRUE | MOG-24HFN1-MT0W | 381 | 7174345 | MANUFLOW INC | MOG-24HFN1-MT0W | VSMSHP | 12.5 | 19 | 9 | Yes | Yes | 2014-08-21 | NULL | 1
TRUE | MOZ-12HFN1-MW0W | 308 | 7174343 | MANUFLOW INC | MOZ-12HFN1-MW0W | VSMSHP | 13.5 | 23 | 10 | Yes | Yes | 2014-08-21 | NULL | 3
TRUE | GWH12MB-A3DNA1A/O | 140 | 7426545 | LUZERNE TRADING COMPANY, INC. | ISAH-1220A1/O | VSMSHP | 12 | 20 | 9.6 | Yes | Yes | 2014-09-02 | NULL | 0
TRUE | GWH24MD-D3DNA3D/O | 163 | 7426546 | LUZERNE TRADING COMPANY, INC. | ISAH-2418B1/O | VSMSHP | 12 | 18 | 10 | Yes | Yes | 2014-09-02 | NULL | 0
TRUE | M4OC-36HRFN1-M(E) | 413 | 7445278 | GD MIDEA AIR-CONDITIONING EQUIPMENT CO., LTD. | M4OC-36HRFN1-M(E) | VSMSHP | 12 | 19.5 | 9 | Yes | Yes | 2014-09-10 | NULL | 0
FALSE | LGU121HSV2 | 269 | 7484109 | LG ELECTRONICS, INC. | LSU090HSV4 | VSMSHP | 13.3 | 21.5 | 10.8 | Yes | Yes | 2014-09-19 | NULL | 3
TRUE | LSU090HSV4 | 269 | 7484110 | LG ELECTRONICS, INC. | LSU090HSV4 | VSMSHP | 13.3 | 21.5 | 10.8 | Yes | Yes | 2014-09-19 | NULL | 3
FALSE | LGU121HSV2 | 269 | 7484111 | LG ELECTRONICS, INC. | LSU120HSV4 | VSMSHP | 12.5 | 21.5 | 11 | Yes | Yes | 2014-09-19 | NULL | 1
TRUE | LSU120HSV4 | 269 | 7484112 | LG ELECTRONICS, INC. | LSU120HSV4 | VSMSHP | 12.5 | 21.5 | 11 | Yes | Yes | 2014-09-19 | NULL | 1
FALSE | LAU240HYV1 | 279 | 7484113 | LG ELECTRONICS, INC. | LSU180HSV4 | VSMSHP | 12.6 | 20.5 | 9.7 | Yes | Yes | 2014-09-19 | NULL | 1
TRUE | LSU180HSV4 | 279 | 7484114 | LG ELECTRONICS, INC. | LSU180HSV4 | VSMSHP | 12.6 | 20.5 | 9.7 | Yes | Yes | 2014-09-19 | NULL | 1
FALSE | MOC-12HRFN1-MV0SW | 360 | 7180414 | GD MIDEA AIR-CONDITIONING EQUIPMENT CO., LTD. | MOC-12HRFN1-MV0SW | VSMSHP | 13 | 20 | 9.6 | Yes | Yes | 2014-09-19 | NULL | 2
TRUE | MOC-12HRFN1-MV0SW | 360 | 7170582 | GD MIDEA AIR-CONDITIONING EQUIPMENT CO., LTD. | MOC-12HRFN1-MV0SW | VSMSHP | 13 | 21 | 10 | Yes | Yes | 2014-09-19 | NULL | 3
FALSE | MOZ-12HFN1-MW0W | 308 | 7170591 | GD MIDEA AIR-CONDITIONING EQUIPMENT CO., LTD. | MOZ-12HFN1-MW0W | VSMSHP | 13 | 22 | 11 | Yes | Yes | 2014-09-19 | NULL | 3
TRUE | MOB-09HFN1-BT0W | 415 | 7507348 | GD MIDEA AIR-CONDITIONING EQUIPMENT CO., LTD. | MOB-09HFN1-BT0W | VSMSHP | 13.5 | 21 | 10 | Yes | Yes | 2014-10-28 | NULL | 3
TRUE | MOB-09HFN1-MT0W | 415 | 7507347 | GD MIDEA AIR-CONDITIONING EQUIPMENT CO., LTD. | MOB-09HFN1-MT0W | VSMSHP | 13.5 | 20 | 10 | Yes | Yes | 2014-10-28 | NULL | 3
FALSE | C5OE-48HFN1-M | 418 | 7520439 | GD MIDEA AIR-CONDITIONING EQUIPMENT CO., LTD. | M5OC-48HFN1-M | VSMSHP | 12.5 | 21 | 10 | Yes | Yes | 2014-11-18 | NULL | 1
TRUE | MOF-17HFN1-MT0W | 419 | 7571151 | GD MIDEA AIR-CONDITIONING EQUIPMENT CO., LTD. | MOF-17HFN1-MT0W | VSMSHP | 12.5 | 20 | 9.6 | Yes | Yes | 2014-11-19 | NULL | 1
TRUE | NEO09HP115V1AO | 351 | 7181271 | GREE ELECTRIC APPLIANCES INC. OF ZHUHAI | NEO09HP115V1AO | VSMSHP | 13.2 | 22 | 9.8 | Yes | Yes | 2014-11-24 | NULL | 2
FALSE | GWH09MB-D3DNA3D/O | 150 | 7065019 | GREE ELECTRIC APPLIANCES INC. OF ZHUHAI | NEO09HP230V1AO | VSMSHP | 14.2 | 22 | 9.2 | Yes | Yes | 2014-11-24 | NULL | 2
TRUE | NEO12HP115V1AO | 350 | 7181272 | GREE ELECTRIC APPLIANCES INC. OF ZHUHAI | NEO12HP115V1AO | VSMSHP | 12 | 20 | 9.6 | Yes | Yes | 2014-11-24 | NULL | 0
FALSE | GWH12MB-D3DNA3D/O | 149 | 7065020 | GREE ELECTRIC APPLIANCES INC. OF ZHUHAI | NEO12HP230V1AO | VSMSHP | 12 | 20 | 9.2 | Yes | Yes | 2014-11-24 | NULL | 0
FALSE | GWH18MC-D3DNA3D/O | 162 | 7065021 | GREE ELECTRIC APPLIANCES INC. OF ZHUHAI | NEO18HP230V1AO | VSMSHP | 12 | 18 | 10 | Yes | Yes | 2014-11-24 | NULL | 0
FALSE | GWH24MD-D3DNA3D/O | 163 | 7065022 | GREE ELECTRIC APPLIANCES INC. OF ZHUHAI | NEO24HP230V1AO | VSMSHP | 12 | 18 | 10 | Yes | Yes | 2014-11-24 | NULL | 0
FALSE | GWH12KF-A3DNA5A/O | 153 | 7077793 | GREE ELECTRIC APPLIANCES INC. OF ZHUHAI | RIO09HP115V1AO | VSMSHP | 12 | 16 | 8.6 | Yes | Yes | 2014-11-24 | NULL | 0
FALSE | GWH12TB-D3DNA1A/O | 151 | 7084753 | GREE ELECTRIC APPLIANCES INC. OF ZHUHAI | TERRA09HP230V1AO | VSMSHP | 14.5 | 27 | 10 | Yes | Yes | 2014-11-24 | NULL | 3
FALSE | GWH12TB-D3DNA1A/O | 151 | 7077794 | GREE ELECTRIC APPLIANCES INC. OF ZHUHAI | TERRA12HP230V1AO | VSMSHP | 13 | 25 | 10 | Yes | Yes | 2014-11-24 | NULL | 3
FALSE | GWH18TC-D3DNA1A/O | 161 | 7077795 | GREE ELECTRIC APPLIANCES INC. OF ZHUHAI | TERRA18HP230V1AO | VSMSHP | 12 | 21 | 9.8 | Yes | Yes | 2014-11-24 | NULL | 0
FALSE | GWH24TD-D3DNA1A/O | 156 | 7078450 | GREE ELECTRIC APPLIANCES INC. OF ZHUHAI | TERRA24HP230V1AO | VSMSHP | 12 | 21 | 9.2 | Yes | Yes | 2014-11-24 | NULL | 0
TRUE | MXZ-8C48NA | 411 | 7432927 | MITSUBISHI ELECTRIC COOLING & HEATING | MXZ-8C48NA | VSMSHP | 12 | 18.9 | 11.4 | Yes | Yes | 2014-12-17 | NULL | 0
TRUE | MXZ-8C48NAHZ | 411 | 7432944 | MITSUBISHI ELECTRIC COOLING & HEATING | MXZ-8C48NAHZ | VSMSHP | 12 | 18.9 | 11 | Yes | Yes | 2014-12-17 | NULL | 0
TRUE | MXZ-5C42NAHZ | 411 | 7434477 | MITSUBISHI ELECTRIC COOLING & HEATING | MXZ-5C42NAHZ | VSMSHP | 13.4 | 19 | 11 | Yes | Yes | 2014-12-17 | NULL | 3
FALSE | MXZ-4C36NAHZ | 411 | 7434481 | MITSUBISHI ELECTRIC COOLING & HEATING | MXZ-5C42NAHZ | VSMSHP | 12.1 | 17 | 10.55 | Yes | Yes | 2014-12-17 | NULL | 0
TRUE | MXZ-4C36NAHZ | 411 | 7434482 | MITSUBISHI ELECTRIC COOLING & HEATING | MXZ-4C36NAHZ | VSMSHP | 14 | 19.1 | 11.3 | Yes | Yes | 2014-12-17 | NULL | 3
FALSE | MXZ-4C36NAHZ | 411 | 7434486 | MITSUBISHI ELECTRIC COOLING & HEATING | MXZ-4C36NAHZ | VSMSHP | 12.65 | 17.45 | 10.7 | Yes | Yes | 2014-12-17 | NULL | 1
TRUE | MXZ-3C30NAHZ | 412 | 7451794 | MITSUBISHI ELECTRIC COOLING & HEATING | MXZ-3C30NAHZ | VSMSHP | 12.5 | 18 | 11 | Yes | Yes | 2014-12-17 | NULL | 1
TRUE | MXZ-3C24NAHZ | 412 | 7451969 | MITSUBISHI ELECTRIC COOLING & HEATING | MXZ-3C24NAHZ | VSMSHP | 13.5 | 19 | 10 | Yes | Yes | 2014-12-17 | NULL | 3
TRUE | MXZ-2C20NAHZ | 412 | 7451974 | MITSUBISHI ELECTRIC COOLING & HEATING | MXZ-2C20NAHZ | VSMSHP | 13.5 | 17 | 9.8 | Yes | Yes | 2014-12-17 | NULL | 2
TRUE | MXZ-3C24NA | 414 | 7505787 | MITSUBISHI ELECTRIC COOLING & HEATING | MXZ-3C24NA | VSMSHP | 13.6 | 20 | 9.8 | Yes | Yes | 2014-12-17 | NULL | 2
TRUE | GWH09TB-D3DNA1A/O | 151 | 7984271 | THERMOCORP INC. | T227S-H209-C | VSMSHP | 14.5 | 27 | 10 | Yes | Yes | 2015-03-06 | NULL | 3
TRUE | GWH12TB-D3DNA1A/O | 151 | 7984270 | THERMOCORP INC. | T225S-H212-C | VSMSHP | 13 | 25 | 10 | Yes | Yes | 2015-03-06 | NULL | 3
TRUE | GWH24TD-D3DNA1D/O | 307 | 7984269 | THERMOCORP INC. | T221S-H224-C | VSMSHP | 12.5 | 21 | 10 | Yes | Yes | 2015-03-06 | NULL | 1
TRUE | LAU090HYV1 | 258 | 7947563 | LG ELECTRONICS, INC. | LAU090HYV1 | VSMSHP | 15.65 | 27.5 | 12 | Yes | Yes | 2015-01-30 | NULL | 3
TRUE | GWH18QD-D3DNA1G/O | 455 | 8000864 | GREE ELECTRIC APPLIANCES INC. OF ZHUHAI | GWH18QD-D3DNA1G/O | VSMSHP | 12.5 | 20 | 10 | Yes | Yes | 2015-02-06 | NULL | 1
TRUE | COZ-09HFN1-BX0W | 421 | 7947232 | CARRIER CORPORATION | 38MAQB09---101-- | VSMSHP | 14.5 | 23.5 | 10 | Yes | Yes | 2015-02-09 | NULL | 3
TRUE | COZ-09HFN1-MX0W | 421 | 7947234 | CARRIER CORPORATION | 38MAQB09---301-- | VSMSHP | 14.5 | 23.5 | 10 | Yes | Yes | 2015-02-09 | NULL | 3
FALSE | COZ-09HFN1-MX0W | 421 | 7947260 | CARRIER CORPORATION | 38MAQB09---301-- | VSMSHP | 13 | 19 | 10 | Yes | Yes | 2015-02-09 | NULL | 3
FALSE | COZ-09HFN1-MX0W | 421 | 7947268 | CARRIER CORPORATION | 38MAQB09---301-- | VSMSHP | 12.5 | 20 | 10 | Yes | Yes | 2015-02-09 | NULL | 1
TRUE | COZ-12HFN1-BU5W | 416 | 7947236 | CARRIER CORPORATION | 38MAQB12---101-- | VSMSHP | 13 | 21.5 | 10 | Yes | Yes | 2015-02-09 | NULL | 3
TRUE | COZ-12HFN1-MU5W | 416 | 7947238 | CARRIER CORPORATION | 38MAQB12---301-- | VSMSHP | 13 | 21.5 | 10 | Yes | Yes | 2015-02-09 | NULL | 3
FALSE | COZ-12HFN1-MU5W | 416 | 7947277 | CARRIER CORPORATION | 38MAQB12---301-- | VSMSHP | 13 | 20.5 | 10 | Yes | Yes | 2015-02-09 | NULL | 3
FALSE | COZ-12HFN1-MU5W | 416 | 7947287 | CARRIER CORPORATION | 38MAQB12---301-- | VSMSHP | 12.5 | 20.5 | 10 | Yes | Yes | 2015-02-09 | NULL | 1
TRUE | COF-18HFN1-MT0W | 420 | 7947240 | CARRIER CORPORATION | 38MAQB18---301-- | VSMSHP | 12.5 | 19.5 | 9.6 | Yes | Yes | 2015-02-09 | NULL | 1
FALSE | COF-18HFN1-MT0W | 420 | 7947292 | CARRIER CORPORATION | 38MAQB18---301-- | VSMSHP | 12.5 | 19 | 9 | Yes | Yes | 2015-02-09 | NULL | 1
FALSE | M2OC-24HFN1-MW | 417 | 7992971 | CARRIER CORPORATION | 38MAQB24---301-- | VSMSHP | 12.5 | 19 | 10.5 | Yes | Yes | 2015-02-09 | NULL | 1
TRUE | COY-23HFN1-MT0W | 417 | 7947242 | CARRIER CORPORATION | 38MAQB24---301-- | VSMSHP | 12.5 | 20 | 10 | Yes | Yes | 2015-02-09 | NULL | 1
FALSE | M2OC-24HFN1-MW | 417 | 7947328 | CARRIER CORPORATION | 38MGQD27---301-- | VSMSHP | 12.5 | 22 | 9.6 | Yes | Yes | 2015-02-09 | NULL | 1
TRUE | C5OE-48HFN1-M | 418 | 7947375 | CARRIER CORPORATION | 38MGQF48---301-- | VSMSHP | 12.5 | 20 | 10 | Yes | Yes | 2015-02-09 | NULL | 1
FALSE | COZ-09HFN1-MX0W | 421 | 7992965 | CARRIER CORPORATION | 40MAQB09B--301-- | VSMSHP | 13.5 | 19 | 9.6 | Yes | Yes | 2015-02-09 | NULL | 2
FALSE | COZ-12HFN1-MU5W | 416 | 7992967 | CARRIER CORPORATION | 40MAQB12B--301-- | VSMSHP | 12.5 | 18 | 10 | Yes | Yes | 2015-02-09 | NULL | 1
FALSE | COF-18HFN1-MT0W | 420 | 7992969 | CARRIER CORPORATION | 40MAQB18B--301-- | VSMSHP | 12.5 | 18.5 | 9.6 | Yes | Yes | 2015-02-09 | NULL | 1
TRUE | COZ-09HFN1-BX0W | 421 | 7947233 | CARRIER CORPORATION | 538PAQ009RBMAAAA | VSMSHP | 14.5 | 23.5 | 10 | Yes | Yes | 2015-02-09 | NULL | 3
TRUE | COZ-12HFN1-BU5W | 416 | 7947237 | CARRIER CORPORATION | 538PAQ012RBMAAAA | VSMSHP | 13 | 21.5 | 10 | Yes | Yes | 2015-02-09 | NULL | 3
FALSE | COZ-09HFN1-MX0W | 421 | 7992966 | CARRIER CORPORATION | 538PEQ009RBMAAAA | VSMSHP | 13.5 | 19 | 9.6 | Yes | Yes | 2015-02-09 | NULL | 2
TRUE | COZ-09HFN1-MX0W | 421 | 7947235 | CARRIER CORPORATION | 538PEQ009RBMAAAA | VSMSHP | 14.5 | 23.5 | 10 | Yes | Yes | 2015-02-09 | NULL | 3
FALSE | COZ-09HFN1-MX0W | 421 | 7947264 | CARRIER CORPORATION | 538PEQ009RBMAAAA | VSMSHP | 13 | 19 | 10 | Yes | Yes | 2015-02-09 | NULL | 3
FALSE | COZ-09HFN1-MX0W | 421 | 7947270 | CARRIER CORPORATION | 538PEQ009RBMAAAA | VSMSHP | 12.5 | 20 | 10 | Yes | Yes | 2015-02-09 | NULL | 1
TRUE | RX09NMVJU | 470 | 8064265 | DAIKIN AC (AMERICAS), INC. | RX09NMVJU | VSMSHP | 12.5 | 19 | 9 | Yes | Yes | 2015-04-08 | NULL | 1
TRUE | RX12NMVJU | 469 | 8064266 | DAIKIN AC (AMERICAS), INC. | RX12NMVJU | VSMSHP | 12.5 | 19 | 9 | Yes | Yes | 2015-04-08 | NULL | 1
TRUE | RX18NMVJU | 472 | 8064267 | DAIKIN AC (AMERICAS), INC. | RX18NMVJU | VSMSHP | 12.5 | 18 | 9 | Yes | Yes | 2015-04-08 | NULL | 1
TRUE | RX24NMVJU | 471 | 8064268 | DAIKIN AC (AMERICAS), INC. | RX24NMVJU | VSMSHP | 12.5 | 18 | 9 | Yes | Yes | 2015-04-08 | NULL | 1
TRUE | MOC-12HFN1-MV0W | 372 | 7432917 | SLIMAIR TECHNOLOGIES INC. | SHC12VC-2 | VSMSHP | 13 | 21.5 | 10 | Yes | Yes | 2015-04-13 | NULL | 3
TRUE | MOF-18HFN1-MU0W | 374 | 7432918 | SLIMAIR TECHNOLOGIES INC. | SHC18VC-2 | VSMSHP | 12.5 | 21 | 9.5 | Yes | Yes | 2015-04-13 | NULL | 1
TRUE | MOC-09HFN1-BU5W | 287 | 7551761 | PARKER DAVIS HVAC INTERNATIONAL, INC. | YN009AMFI20RPD | VSMSHP | 14 | 21.5 | 10 | Yes | Yes | 2015-04-17 | NULL | 3
TRUE | GWH24MD-D3DNA3D/O | 163 | 5710084 | QUIETSIDE | QS24-VP220 | VSMSHP | 12 | 18 | 10 | Yes | Yes | 2015-05-27 | NULL | 0
TRUE | GWH09MB-D3DNA3D/O | 150 | 5710081 | QUIETSIDE | QS09-VP220 | VSMSHP | 14.2 | 22 | 9.2 | Yes | Yes | 2015-05-27 | NULL | 2
TRUE | GWH12MB-D3DNA3D/O | 149 | 5710082 | QUIETSIDE | QS12-VP220 | VSMSHP | 12 | 20 | 9.2 | Yes | Yes | 2015-05-27 | NULL | 0
TRUE | GWH18MC-D3DNA3D/O | 162 | 5710083 | QUIETSIDE | QS18-VP220 | VSMSHP | 12 | 18 | 10 | Yes | Yes | 2015-05-27 | NULL | 0
TRUE | GWH09MA-A3DNA1A/O | 139 | 6046956 | QUIETSIDE | QS09-VP115 | VSMSHP | 14.2 | 22 | 9.8 | Yes | Yes | 2015-05-27 | NULL | 2
TRUE | GWH12MB-A3DNA1A/O | 140 | 6046957 | QUIETSIDE | QS12-VP115 | VSMSHP | 12 | 20 | 9.6 | Yes | Yes | 2015-05-27 | NULL | 0
FALSE | PUZ-A42NHA6*** | 80 | 8052676 | MITSUBISHI ELECTRIC COOLING & HEATING | PUZ-HA30NHA4 | VSMSHP | 12 | 17 | 9.7 | Yes | Yes | 2015-06-03 | NULL | 0
FALSE | PUZ-A42NHA6*** | 80 | 8052677 | MITSUBISHI ELECTRIC COOLING & HEATING | PUZ-HA36NHA4 | VSMSHP | 12.2 | 17.8 | 11 | Yes | Yes | 2015-06-03 | NULL | 0
TRUE | RXS09LVJU | 9 | 5265753 | DAIKIN AC (AMERICAS), INC. | RXS09LVJU | VSMSHP | 15.3 | 24.5 | 12.5 | Yes | Yes | 2015-07-08 | NULL | 3
TRUE | RXS12LVJU | 9 | 5265755 | DAIKIN AC (AMERICAS), INC. | RXS12LVJU | VSMSHP | 12.8 | 23 | 12.5 | Yes | Yes | 2015-07-08 | NULL | 1
TRUE | RXS15LVJU | 19 | 5265756 | DAIKIN AC (AMERICAS), INC. | RXS15LVJU | VSMSHP | 14.4 | 20.6 | 11.6 | Yes | Yes | 2015-07-08 | NULL | 3
TRUE | RXS18LVJU | 19 | 5265757 | DAIKIN AC (AMERICAS), INC. | RXS18LVJU | VSMSHP | 12.7 | 20.3 | 11 | Yes | Yes | 2015-07-08 | NULL | 1
TRUE | RXS24LVJU | 24 | 5265758 | DAIKIN AC (AMERICAS), INC. | RXS24LVJU | VSMSHP | 12.5 | 20 | 10.6 | Yes | Yes | 2015-07-08 | NULL | 1
TRUE | GWH12QC-D3DNA1D/O | 346 | 8331936 | TEMPSTAR | DLCCHR12K1A | VSMSHP | 12.5 | 22 | 10.1 | Yes | Yes | 2015-07-28 | NULL | 1
TRUE | GWH12QC-D3DNA1D/O | 346 | 8331937 | DAY & NIGHT | DLCCHR12K1A | VSMSHP | 12.5 | 22 | 10.1 | Yes | Yes | 2015-07-28 | NULL | 1
TRUE | GWH12QC-D3DNA1D/O | 346 | 8331938 | ARCOAIRE | DLCCHR12K1A | VSMSHP | 12.5 | 22 | 10.1 | Yes | Yes | 2015-07-28 | NULL | 1
TRUE | GWH12QC-D3DNA1D/O | 346 | 8331939 | KENMORE | DLCCHR12K1A | VSMSHP | 12.5 | 22 | 10.1 | Yes | Yes | 2015-07-28 | NULL | 1
TRUE | GWH12QC-D3DNA1D/O | 346 | 8331940 | COMFORTMAKER | DLCCHR12K1A | VSMSHP | 12.5 | 22 | 10.1 | Yes | Yes | 2015-07-28 | NULL | 1
TRUE | GWH12QC-D3DNA1D/O | 346 | 8331941 | CARRIER | DLCCHR12K1A | VSMSHP | 12.5 | 22 | 10.1 | Yes | Yes | 2015-07-28 | NULL | 1
FALSE | NEO09HP115V1AO | 351 | 8321932 | TATUNG COMPANY OF AMERICA, INC. | R-091DYGN | VSMSHP | 13.2 | 22 | 9.8 | Yes | Yes | 2015-08-06 | NULL | 2
TRUE | GWH09QC-A3DNA1D/O | 347 | 8235776 | COOPER & HUNTER INTERNATIONAL | GWH09QC-A3DNA1D/O | VSMSHP | 13 | 23 | 10.5 | Yes | Yes | 2015-09-01 | NULL | 3
TRUE | GWHD(18)ND3EO | 327 | 8235756 | COOPER & HUNTER INTERNATIONAL | GWH09QC-D3DNA1D/I | VSMSHP | 12.5 | 22 | 9 | Yes | Yes | 2015-09-01 | NULL | 1
TRUE | GWH09QC-D3DNA1D/O | 345 | 8235772 | COOPER & HUNTER INTERNATIONAL | GWH09QC-D3DNA1D/O | VSMSHP | 14 | 23 | 10.5 | Yes | Yes | 2015-09-01 | NULL | 3
TRUE | GWH12QC-A3DNA1D/O | 348 | 8235777 | COOPER & HUNTER INTERNATIONAL | GWH12QC-A3DNA1D/O | VSMSHP | 12.5 | 22 | 10.2 | Yes | Yes | 2015-09-01 | NULL | 1
TRUE | GWH12QC-D3DNA1D/O | 346 | 8235773 | COOPER & HUNTER INTERNATIONAL | GWH12QC-D3DNA1D/O | VSMSHP | 12.5 | 22 | 10.1 | Yes | Yes | 2015-09-01 | NULL | 1
TRUE | GWH18QD-D3DNA1G/O | 455 | 8235774 | COOPER & HUNTER INTERNATIONAL | GWH18QD-D3DNA1G/O | VSMSHP | 12.5 | 20 | 10 | Yes | Yes | 2015-09-01 | NULL | 1
TRUE | GWH24QE-D3DNA1D/O | 336 | 8235775 | COOPER & HUNTER INTERNATIONAL | GWH24QE-D3DNA1D/O | VSMSHP | 12.5 | 20 | 10 | Yes | Yes | 2015-09-01 | NULL | 1
TRUE | GWHD(18)ND3EO | 327 | 8237500 | COOPER & HUNTER INTERNATIONAL | GWHD(18)ND3EO | VSMSHP | 12.5 | 22 | 9 | Yes | Yes | 2015-09-01 | NULL | 1
TRUE | AR09JSSDHWKX | 439 | 7924441 | SAMSUNG ELECTRONICS CO., LTD. | AR09JSSDHWKX | VSMSHP | 15.8 | 28.1 | 12 | Yes | Yes | 2015-09-10 | NULL | 3
TRUE | AR09JSFDHWKX | 439 | 7924646 | SAMSUNG ELECTRONICS CO., LTD. | AR09JSFDHWKX | VSMSHP | 15.8 | 28.1 | 12 | Yes | Yes | 2015-09-10 | NULL | 3
TRUE | AR12JSSDHWKX | 439 | 7924516 | SAMSUNG ELECTRONICS CO., LTD. | AR12JSSDHWKX | VSMSHP | 14.1 | 26.1 | 11.5 | Yes | Yes | 2015-09-10 | NULL | 3
TRUE | AR12JSFDHWKX | 439 | 7924571 | SAMSUNG ELECTRONICS CO., LTD. | AR12JSFDHWKX | VSMSHP | 14.1 | 26.1 | 11.5 | Yes | Yes | 2015-09-10 | NULL | 3
TRUE | AR09HSFSJWKX | 326 | 7159927 | SAMSUNG ELECTRONICS CO., LTD. | AR09HSFSJWKX | VSMSHP | 15 | 23 | 10.5 | Yes | Yes | 2015-09-10 | NULL | 3
TRUE | AR12HSFSJWKX | 326 | 7159928 | SAMSUNG ELECTRONICS CO., LTD. | AR12HSFSJWKX | VSMSHP | 13.6 | 22 | 9.5 | Yes | Yes | 2015-09-10 | NULL | 2
TRUE | AR18HSFSJWKX | 324 | 7159929 | SAMSUNG ELECTRONICS CO., LTD. | AR18HSFSJWKX | VSMSHP | 13.2 | 20.5 | 9 | Yes | Yes | 2015-09-10 | NULL | 2
TRUE | MOC-12HFN1-BT0W | 283 | 7072753 | WOLF STEEL LTD | NH19-12F-O-B | VSMSHP | 12.5 | 20 | 9.6 | Yes | Yes | 2014-03-24 | NULL | 1
TRUE | MOG-24HFN1-MS0W | 317 | 7072755 | WOLF STEEL LTD | NH19-24F-O-B | VSMSHP | 12.5 | 18 | 9.6 | Yes | Yes | 2014-03-24 | NULL | 1
TRUE | MOG-24HFN1-MT0W | 381 | 7072759 | WOLF STEEL LTD | NH23-24F-O | VSMSHP | 12.5 | 19 | 9 | Yes | Yes | 2014-03-24 | NULL | 1
TRUE | MOC1-09HDN1-MP0W | 304 | 7072760 | WOLF STEEL LTD | NLIS9-O-B | VSMSHP | 12.2 | 16.4 | 9.6 | Yes | Yes | 2014-03-24 | NULL | 0
TRUE | MOC-12HDN1-MQ5W | 304 | 7072761 | WOLF STEEL LTD | NLIS12-O-B | VSMSHP | 12 | 17.5 | 9.6 | Yes | Yes | 2014-03-24 | NULL | 0
TRUE | MOF-18HDN1-MQ5W | 305 | 7072762 | WOLF STEEL LTD | NLIS18-O-B | VSMSHP | 12 | 17.5 | 9 | Yes | Yes | 2014-03-24 | NULL | 0
TRUE | MOC-12HDN1-MP0W | 369 | 5929038 | WOLF STEEL LTD | NLIS12-O | VSMSHP | 12 | 16.6 | 9 | Yes | Yes | 2014-03-24 | NULL | 0
TRUE | MOG-24HDN1-MS0W | 383 | 5929043 | WOLF STEEL LTD | NH19-24F-O | VSMSHP | 12.5 | 18 | 9.6 | Yes | Yes | 2014-03-24 | NULL | 1
TRUE | MOF-18HFN1-MS0W | 376 | 5929042 | WOLF STEEL LTD | NH19-18F-O | VSMSHP | 12.5 | 19.2 | 9.6 | Yes | Yes | 2014-03-24 | NULL | 1
TRUE | MOC-12HFN1-BS0W | 368 | 5929036 | WOLF STEEL LTD | NH19-12F-O | VSMSHP | 12.5 | 18.8 | 9.6 | Yes | Yes | 2014-03-24 | NULL | 1
TRUE | MOC-09HFN1-BS0W | 370 | 5929035 | WOLF STEEL LTD | NH19-09F-O | VSMSHP | 14 | 19 | 9.6 | Yes | Yes | 2014-03-24 | NULL | 2
TRUE | MOC-09HDN1-MP0W | 369 | 5929037 | WOLF STEEL LTD | NLIS9-O | VSMSHP | 12 | 16 | 9.2 | Yes | Yes | 2014-03-24 | NULL | 0
TRUE | GEH12AA-A3DNA1A/O | 339 | 7084751 | GREE ELECTRIC APPLIANCES INC. OF ZHUHAI | GEH12AA-A3DNA1A/O | VSMSHP | 12.5 | 21 | 8.5 | Yes | Yes | 2014-03-31 | NULL | 1
TRUE | GWH24TD-D3DNA1D/O | 307 | 7085013 | TRANE | 4TXK9524A10N0AA | VSMSHP | 12.5 | 21 | 10 | Yes | Yes | 2014-05-27 | NULL | 1
TRUE | GWH09TB-D3DNA1A/O | 151 | 7085007 | TRANE | 4TXK9509A10N0AA | VSMSHP | 14.5 | 27 | 10 | Yes | Yes | 2014-05-27 | NULL | 3
TRUE | GWH12TB-D3DNA1A/O | 151 | 7085008 | AMERICAN STANDARD | 4TXK9512A10N0AA | VSMSHP | 13 | 25 | 10 | Yes | Yes | 2014-05-27 | NULL | 3
TRUE | GWH12TB-D3DNA1A/O | 151 | 7085009 | TRANE | 4TXK9512A10N0AA | VSMSHP | 13 | 25 | 10 | Yes | Yes | 2014-05-27 | NULL | 3
TRUE | GWH18TC-D3DNA1D/O | 306 | 7085010 | AMERICAN STANDARD | 4TXK9518A10N0AA | VSMSHP | 12.5 | 21 | 10 | Yes | Yes | 2014-05-27 | NULL | 1
TRUE | GWH18TC-D3DNA1D/O | 306 | 7085011 | TRANE | 4TXK9518A10N0AA | VSMSHP | 12.5 | 21 | 10 | Yes | Yes | 2014-05-27 | NULL | 1
TRUE | GWH24TD-D3DNA1D/O | 307 | 7085012 | AMERICAN STANDARD | 4TXK9524A10N0AA | VSMSHP | 12.5 | 21 | 10 | Yes | Yes | 2014-05-27 | NULL | 1
TRUE | GWH09TB-D3DNA1A/O | 151 | 7085006 | AMERICAN STANDARD | 4TXK9509A10N0AA | VSMSHP | 14.5 | 27 | 10 | Yes | Yes | 2014-05-27 | NULL | 3
TRUE | MCH-09AVH2 | 247 | 7084493 | GD MIDEA AIR-CONDITIONING EQUIPMENT CO., LTD. | MCH-09AVH2 | VSMSHP | 14.5 | 23.5 | 10 | Yes | Yes | 2014-04-15 | NULL | 3
TRUE | MCHU-18AVH2 | 251 | 7084762 | GD MIDEA AIR-CONDITIONING EQUIPMENT CO., LTD. | MCHU-18AVH2 | VSMSHP | 12.5 | 21 | 9.5 | Yes | Yes | 2014-04-15 | NULL | 1
TRUE | MCHU-24AVH2 | 253 | 7084897 | GD MIDEA AIR-CONDITIONING EQUIPMENT CO., LTD. | MCHU-24AVH2 | VSMSHP | 12.5 | 19 | 9 | Yes | Yes | 2014-04-15 | NULL | 1
TRUE | MOZ-09HFN1-MX4W | 309 | 7072756 | WOLF STEEL LTD | NH23-09F-O | VSMSHP | 15 | 24.4 | 10.5 | Yes | Yes | 2014-04-02 | NULL | 3
TRUE | MOZ-12HFN1-MW0W | 308 | 7072757 | WOLF STEEL LTD | NH23-12F-O | VSMSHP | 13.5 | 23 | 10 | Yes | Yes | 2014-04-02 | NULL | 3
TRUE | MOF-18HFN1-MU0W | 374 | 7072758 | WOLF STEEL LTD | NH23-18F-O | VSMSHP | 12.5 | 21 | 9.5 | Yes | Yes | 2014-04-02 | NULL | 1
TRUE | MOC-09HFN1-BU5W | 287 | 7044042 | EAIR LLC | CHP009CA-2B(O) | VSMSHP | 14 | 21.5 | 10 | Yes | Yes | 2014-04-15 | NULL | 3
TRUE | MOC-12HFN1-BT0W | 283 | 7044043 | EAIR LLC | CHP012CA-2B(O) | VSMSHP | 12.5 | 20 | 9.6 | Yes | Yes | 2014-04-15 | NULL | 1
TRUE | LSU090HXV | 329 | 7065151 | LG ELECTRONICS, INC. | LSU090HXV | VSMSHP | 12 | 17 | 9 | Yes | Yes | 2014-04-15 | NULL | 0
TRUE | MRH12Y3J | 71 | 7086357 | LG ELECTRONICS, INC. | MRH12Y3J | VSMSHP | 14.1 | 25 | 11 | Yes | Yes | 2014-04-15 | NULL | 3
TRUE | MRH12Y3J | 71 | 7086358 | FRIEDRICH AIR CONDITIONING CO. LTD. | MRH12Y3J | VSMSHP | 14.1 | 25 | 11 | Yes | Yes | 2014-04-15 | NULL | 3
TRUE | GWH09QC-A3DNA1D/O | 347 | 7091967 | GREE ELECTRIC APPLIANCES INC. OF ZHUHAI | GWH09QC-A3DNA1D/O | VSMSHP | 13 | 23 | 10.5 | Yes | Yes | 2014-04-17 | NULL | 3
TRUE | COZ-09HFN1-BX0W | 421 | 7601140 | GD MIDEA AIR-CONDITIONING EQUIPMENT CO., LTD. | COZ-09HFN1-BX0W | VSMSHP | 14.5 | 23.5 | 10 | Yes | Yes | 2014-11-24 | NULL | 3
TRUE | COZ-09HFN1-MX0W | 421 | 7601141 | GD MIDEA AIR-CONDITIONING EQUIPMENT CO., LTD. | COZ-09HFN1-MX0W | VSMSHP | 14.5 | 23.5 | 10 | Yes | Yes | 2014-11-24 | NULL | 3
TRUE | COZ-12HFN1-BU5W | 416 | 7601142 | GD MIDEA AIR-CONDITIONING EQUIPMENT CO., LTD. | COZ-12HFN1-BU5W | VSMSHP | 13 | 21.5 | 10 | Yes | Yes | 2014-11-24 | NULL | 3
TRUE | COZ-12HFN1-MU5W | 416 | 7601143 | GD MIDEA AIR-CONDITIONING EQUIPMENT CO., LTD. | COZ-12HFN1-MU5W | VSMSHP | 13 | 21.5 | 10 | Yes | Yes | 2014-11-24 | NULL | 3
TRUE | COF-18HFN1-MT0W | 420 | 7601144 | GD MIDEA AIR-CONDITIONING EQUIPMENT CO., LTD. | COF-18HFN1-MT0W | VSMSHP | 12.5 | 19.5 | 9.6 | Yes | Yes | 2014-11-24 | NULL | 1
TRUE | COY-23HFN1-MT0W | 417 | 7601145 | GD MIDEA AIR-CONDITIONING EQUIPMENT CO., LTD. | COY-23HFN1-MT0W | VSMSHP | 12.5 | 20 | 10 | Yes | Yes | 2014-11-24 | NULL | 1
FALSE | GWH18QD-D3DNA1D/O | 349 | 7606717 | GREE ELECTRIC APPLIANCES INC. OF ZHUHAI | TERRA18HP230V1BO | VSMSHP | 12.5 | 21 | 10 | Yes | Yes | 2014-12-01 | NULL | 1
FALSE | VIR24HP230V1AO | 336 | 7606718 | GREE ELECTRIC APPLIANCES INC. OF ZHUHAI | TERRA24HP230V1BO | VSMSHP | 12.5 | 21 | 10 | Yes | Yes | 2014-12-01 | NULL | 1
TRUE | GWH09MB-D3DNA3D/O | 150 | 7505808 | OUELLET CANADA INC. | OTP-B09000D-E | VSMSHP | 14.2 | 22 | 9.2 | Yes | Yes | 2014-12-10 | NULL | 2
TRUE | GWH12MB-D3DNA3D/O | 149 | 7505809 | OUELLET CANADA INC. | OTP-B12000D-E | VSMSHP | 12 | 20 | 9.2 | Yes | Yes | 2014-12-10 | NULL | 0
TRUE | GWH18MC-D3DNA3D/O | 162 | 7505810 | OUELLET CANADA INC. | OTP-B18000D-E | VSMSHP | 12 | 18 | 10 | Yes | Yes | 2014-12-10 | NULL | 0
TRUE | GWH24MD-D3DNA3D/O | 163 | 7505811 | OUELLET CANADA INC. | OTP-B24000D-E | VSMSHP | 12 | 18 | 10 | Yes | Yes | 2014-12-10 | NULL | 0
TRUE | LGU121HSV2 | 269 | 7845625 | LG ELECTRONICS, INC. | LGU121HSV2 | VSMSHP | 12.5 | 20 | 11 | Yes | Yes | 2014-12-24 | NULL | 1
TRUE | LGU181HSV2 | 279 | 7845626 | LG ELECTRONICS, INC. | LGU181HSV2 | VSMSHP | 12.6 | 20.5 | 9.7 | Yes | Yes | 2014-12-24 | NULL | 1
TRUE | LAU120HYV1 | 258 | 7849625 | LG ELECTRONICS, INC. | LAU120HYV1 | VSMSHP | 13.8 | 25.5 | 12 | Yes | Yes | 2014-12-24 | NULL | 3
TRUE | AOU18RLXFZ | 45 | 4397408 | FUJITSU GENERAL AMERICA, INC. | AOU18RLXFZ | VSMSHP | 12.5 | 18 | 9.3 | Yes | Yes | 2015-01-08 | NULL | 1
TRUE | AOU9RLS3H | 453 | 8004700 | FUJITSU GENERAL AMERICA, INC. | AOU9RLS3H | VSMSHP | 18 | 33 | 14 | Yes | Yes | 2015-02-20 | NULL | 3
TRUE | AOU9RLS3 | 453 | 8004699 | FUJITSU GENERAL AMERICA, INC. | AOU9RLS3 | VSMSHP | 18 | 33 | 14.2 | Yes | Yes | 2015-02-20 | NULL | 3
FALSE | COZ-09HFN1-MX0W | 421 | 8016603 | CARRIER CORPORATION | 38MAQB09---301-- | VSMSHP | 13.5 | 19 | 9.6 | Yes | Yes | 2015-02-12 | NULL | 2
FALSE | COZ-12HFN1-MU5W | 416 | 8016604 | CARRIER CORPORATION | 38MAQB12---301-- | VSMSHP | 12.5 | 18 | 10 | Yes | Yes | 2015-02-12 | NULL | 1
FALSE | COF-18HFN1-MT0W | 420 | 8016605 | CARRIER CORPORATION | 38MAQB18---301-- | VSMSHP | 12.5 | 18.5 | 9.6 | Yes | Yes | 2015-02-12 | NULL | 1
TRUE | 1U12ES2VHA | 459 | 8021588 | HAIER AMERICA | 1U12ES2VHA | VSMSHP | 12.5 | 23 | 11 | Yes | Yes | 2015-02-13 | NULL | 1
TRUE | AOU18RLXFZH | 464 | 8033584 | FUJITSU GENERAL AMERICA, INC. | AOU18RLXFZH | VSMSHP | 13.5 | 21.5 | 10.3 | Yes | Yes | 2015-03-02 | NULL | 3
TRUE | AOU24RLXFZH | 465 | 8033586 | FUJITSU GENERAL AMERICA, INC. | AOU24RLXFZH | VSMSHP | 13.3 | 20 | 10.3 | Yes | Yes | 2015-03-02 | NULL | 3
TRUE | GWH09KF-A3DNA5A/O | 153 | 5745806 | CARRIER | 38GVQ009---1 | VSMSHP | 12 | 16 | 8.6 | Yes | Yes | 2015-03-06 | NULL | 0
FALSE | MOC-12HFN1-BT0W | 283 | 8131823 | MIDEA AMERICA (CANADA) CORP. | MOB-09HFN1-BR0W | VSMSHP | 12 | 18 | 9 | Yes | Yes | 2015-03-31 | NULL | 0
FALSE | MOC-12HFN1-BT0W | 283 | 8131822 | MIDEA AMERICA (CANADA) CORP. | MOZ-12HFN1-BR0W | VSMSHP | 12 | 19 | 9 | Yes | Yes | 2015-03-31 | NULL | 0
FALSE | M3OC-30HRFN1-M**** | 265 | 8215577 | KLIMAIRE PRODUCTS INC. | KSIM330-H219 | VSMSHP | 12 | 18.5 | 10 | Yes | Yes | 2015-05-19 | NULL | 0
TRUE | GWH09MA-A3DNA1A/O | 139 | 8203135 | LUZERNE TRADING COMPANY, INC. | ISAH-0922A1/O | VSMSHP | 14.2 | 22 | 9.8 | Yes | Yes | 2015-05-19 | NULL | 2
TRUE | GWH18TC-D3DNA1D/O | 306 | 8203136 | LUZERNE TRADING COMPANY, INC. | ISAJ-1821B1/O | VSMSHP | 12.5 | 21 | 10 | Yes | Yes | 2015-05-19 | NULL | 1
TRUE | MUZ-FH18NAH | 316 | 8107718 | MITSUBISHI ELECTRIC COOLING & HEATING | MUZ-FH18NAH | VSMSHP | 12 | 21 | 11 | Yes | Yes | 2015-05-20 | NULL | 0
TRUE | MUZ-FH18NA | 316 | 8111727 | MITSUBISHI ELECTRIC COOLING & HEATING | MUZ-FH18NA | VSMSHP | 12 | 21 | 12 | Yes | Yes | 2015-05-20 | NULL | 0
TRUE | M2OC-24HFN1-MW | 417 | 8133071 | GD MIDEA AIR-CONDITIONING EQUIPMENT CO., LTD. | M2OC-24HFN1-MW | VSMSHP | 13 | 22 | 10 | Yes | Yes | 2015-05-28 | NULL | 3
TRUE | M2OC-24HFN1-MW | 417 | 8232202 | DIRECT AIR | M2OC-24HFN1-MW | VSMSHP | 13 | 22 | 10 | Yes | Yes | 2015-05-28 | NULL | 3
FALSE | C5OE-48HFN1-M | 418 | 8235612 | KLIMAIRE PRODUCTS INC. | KSIM548-H221 | VSMSHP | 12.5 | 21 | 10 | Yes | Yes | 2015-05-28 | NULL | 1
TRUE | LMU30CHV | 391 | 8111355 | LG ELECTRONICS, INC. | LMU30CHV | VSMSHP | 13 | 22 | 10 | Yes | Yes | 2015-06-26 | NULL | 3
TRUE | LMU480HV | 482 | 8111358 | LG ELECTRONICS, INC. | LMU480HV | VSMSHP | 12.5 | 19.5 | 10 | Yes | Yes | 2015-06-26 | NULL | 1
TRUE | VIR09HP115V1AO | 347 | 8236252 | GREE ELECTRIC APPLIANCES INC. OF ZHUHAI | VIR09HP115V1AO | VSMSHP | 13 | 23 | 10.5 | Yes | Yes | 2015-07-02 | NULL | 3
TRUE | VIR09HP230V1AO | 345 | 8237302 | GREE ELECTRIC APPLIANCES INC. OF ZHUHAI | VIR09HP230V1AO | VSMSHP | 14 | 23 | 10.5 | Yes | Yes | 2015-07-02 | NULL | 3
TRUE | VIR12HP115V1AO | 348 | 8237300 | GREE ELECTRIC APPLIANCES INC. OF ZHUHAI | VIR12HP115V1AO | VSMSHP | 12.5 | 22 | 10.2 | Yes | Yes | 2015-07-02 | NULL | 1
TRUE | VIR12HP230V1AO | 346 | 8237303 | GREE ELECTRIC APPLIANCES INC. OF ZHUHAI | VIR12HP230V1AO | VSMSHP | 12.5 | 22 | 10.1 | Yes | Yes | 2015-07-02 | NULL | 1
TRUE | VIR18HP230V1AO | 455 | 8237304 | GREE ELECTRIC APPLIANCES INC. OF ZHUHAI | VIR18HP230V1AO | VSMSHP | 12.5 | 20 | 10 | Yes | Yes | 2015-07-02 | NULL | 1
TRUE | VIR24HP230V1AO | 336 | 8237305 | GREE ELECTRIC APPLIANCES INC. OF ZHUHAI | VIR24HP230V1AO | VSMSHP | 12.5 | 20 | 10 | Yes | Yes | 2015-07-02 | NULL | 1
TRUE | GWH12QC-A3DNA1D/O | 348 | 8331915 | PAYNE | DLCCHR12J1A | VSMSHP | 12.5 | 22 | 10.2 | Yes | Yes | 2015-07-28 | NULL | 1
TRUE | GWH12QC-A3DNA1D/O | 348 | 8331916 | HEIL | DLCCHR12J1A | VSMSHP | 12.5 | 22 | 10.2 | Yes | Yes | 2015-07-28 | NULL | 1
TRUE | GWH12QC-A3DNA1D/O | 348 | 8331917 | KEEPRITE | DLCCHR12J1A | VSMSHP | 12.5 | 22 | 10.2 | Yes | Yes | 2015-07-28 | NULL | 1
TRUE | GWH12QC-A3DNA1D/O | 348 | 8331918 | TEMPSTAR | DLCCHR12J1A | VSMSHP | 12.5 | 22 | 10.2 | Yes | Yes | 2015-07-28 | NULL | 1
TRUE | GWH12QC-A3DNA1D/O | 348 | 8331919 | DAY & NIGHT | DLCCHR12J1A | VSMSHP | 12.5 | 22 | 10.2 | Yes | Yes | 2015-07-28 | NULL | 1
TRUE | GWH12QC-A3DNA1D/O | 348 | 8331920 | ARCOAIRE | DLCCHR12J1A | VSMSHP | 12.5 | 22 | 10.2 | Yes | Yes | 2015-07-28 | NULL | 1
TRUE | GWH12QC-A3DNA1D/O | 348 | 8331921 | KENMORE | DLCCHR12J1A | VSMSHP | 12.5 | 22 | 10.2 | Yes | Yes | 2015-07-28 | NULL | 1
TRUE | GWH12QC-A3DNA1D/O | 348 | 8331922 | COMFORTMAKER | DLCCHR12J1A | VSMSHP | 12.5 | 22 | 10.2 | Yes | Yes | 2015-07-28 | NULL | 1
TRUE | GWH12QC-A3DNA1D/O | 348 | 8331923 | CARRIER | DLCCHR12J1A | VSMSHP | 12.5 | 22 | 10.2 | Yes | Yes | 2015-07-28 | NULL | 1
TRUE | GWH24QE-D3DNA1D/O | 336 | 8331951 | PAYNE | DLCCHR24K1A | VSMSHP | 12.5 | 20 | 10 | Yes | Yes | 2015-07-28 | NULL | 1
TRUE | GWH24QE-D3DNA1D/O | 336 | 8331952 | HEIL | DLCCHR24K1A | VSMSHP | 12.5 | 20 | 10 | Yes | Yes | 2015-07-28 | NULL | 1
TRUE | GWH24QE-D3DNA1D/O | 336 | 8331953 | KEEPRITE | DLCCHR24K1A | VSMSHP | 12.5 | 20 | 10 | Yes | Yes | 2015-07-28 | NULL | 1
TRUE | GWH24QE-D3DNA1D/O | 336 | 8331954 | TEMPSTAR | DLCCHR24K1A | VSMSHP | 12.5 | 20 | 10 | Yes | Yes | 2015-07-28 | NULL | 1
TRUE | GWH24QE-D3DNA1D/O | 336 | 8331955 | DAY & NIGHT | DLCCHR24K1A | VSMSHP | 12.5 | 20 | 10 | Yes | Yes | 2015-07-28 | NULL | 1
TRUE | MOC1-09HDN1-MP0W | 304 | 7072769 | GT-WORLD MACHINERIES INCORPORATED | SENL/09HD/O | VSMSHP | 12.2 | 16.4 | 9.6 | Yes | Yes | 2014-04-21 | NULL | 0
TRUE | MOC-12HDN1-MQ5W | 304 | 7072770 | GT-WORLD MACHINERIES INCORPORATED | SENL/12HD/O | VSMSHP | 12 | 17.5 | 9.6 | Yes | Yes | 2014-04-21 | NULL | 0
TRUE | MOF-18HDN1-MQ5W | 305 | 7072771 | GT-WORLD MACHINERIES INCORPORATED | SENL/18HD/O | VSMSHP | 12 | 17.5 | 9 | Yes | Yes | 2014-04-21 | NULL | 0
TRUE | MOC-09HFN1-MW0W | 372 | 7072773 | GT-WORLD MACHINERIES INCORPORATED | SENA/09HF/O | VSMSHP | 14.5 | 23.5 | 10 | Yes | Yes | 2014-04-21 | NULL | 3
TRUE | MOC-12HFN1-MV0W | 372 | 7072774 | GT-WORLD MACHINERIES INCORPORATED | SENA/12HF/O | VSMSHP | 13 | 21.5 | 10 | Yes | Yes | 2014-04-21 | NULL | 3
TRUE | MOF-18HFN1-MU0W | 374 | 7072775 | GT-WORLD MACHINERIES INCORPORATED | SENA/18HF/O | VSMSHP | 12.5 | 21 | 9.5 | Yes | Yes | 2014-04-21 | NULL | 1
TRUE | AOU18RLB | 211 | 7937663 | FUJITSU GENERAL AMERICA, INC. | AOU18RLB | VSMSHP | 12.5 | 19 | 10.6 | Yes | Yes | 2015-02-05 | NULL | 1
TRUE | AOU12RLS3 | 453 | 7993242 | FUJITSU GENERAL AMERICA, INC. | AOU12RLS3 | VSMSHP | 15.2 | 29.3 | 14 | Yes | Yes | 2015-02-05 | NULL | 3
TRUE | AOU12RLS3H | 453 | 7993244 | FUJITSU GENERAL AMERICA, INC. | AOU12RLS3H | VSMSHP | 15.2 | 29.3 | 13.8 | Yes | Yes | 2015-02-05 | NULL | 3
TRUE | AOU15RLS3 | 211 | 7993243 | FUJITSU GENERAL AMERICA, INC. | AOU15RLS3 | VSMSHP | 13.9 | 25.3 | 13.4 | Yes | Yes | 2015-02-05 | NULL | 3
TRUE | AOU15RLS3H | 211 | 7993245 | FUJITSU GENERAL AMERICA, INC. | AOU15RLS3H | VSMSHP | 13.9 | 25.3 | 13.3 | Yes | Yes | 2015-02-05 | NULL | 3
TRUE | 2MXS18NMVJU | 478 | 8103542 | DAIKIN AC (AMERICAS), INC. | 2MXS18NMVJU | VSMSHP | 12.5 | 18.9 | 10.7 | Yes | Yes | 2015-04-28 | NULL | 1
TRUE | 3MXS24NMVJU | 479 | 8103869 | DAIKIN AC (AMERICAS), INC. | 3MXS24NMVJU | VSMSHP | 12.7 | 17.9 | 12.5 | Yes | Yes | 2015-04-28 | NULL | 1
TRUE | GWHD(18)ND3EO | 327 | 8176016 | KEEPRITE | DLCBHR18K1A | VSMSHP | 12.5 | 22 | 9 | Yes | Yes | 2015-04-28 | NULL | 1
TRUE | 2MXS18GVJU | 22 | 3059249 | DAIKIN AC (AMERICAS), INC. | 2MXS18GVJU | VSMSHP | 12.6 | 19.5 | 9.2 | Yes | Yes | 2011-01-22 | NULL | 1
TRUE | RXS15DVJU | 14 | 3208511 | DAIKIN AC (AMERICAS), INC. | RXS15DVJU | VSMSHP | 12.2 | 17 | 10.1 | Yes | Yes | 2011-01-22 | NULL | 0
TRUE | RXG09HVJU | 21 | 3208521 | DAIKIN AC (AMERICAS), INC. | RXG09HVJU | VSMSHP | 15.8 | 26.1 | 11 | Yes | Yes | 2011-01-22 | NULL | 3
TRUE | RXG12HVJU | 21 | 3208522 | DAIKIN AC (AMERICAS), INC. | RXG12HVJU | VSMSHP | 14 | 24.2 | 10.55 | Yes | Yes | 2011-01-22 | NULL | 3
TRUE | RXG15HVJU | 21 | 3208523 | DAIKIN AC (AMERICAS), INC. | RXG15HVJU | VSMSHP | 12.9 | 21 | 10 | Yes | Yes | 2011-01-22 | NULL | 1
TRUE | AOU9RLS | 208 | 3302798 | FUJITSU GENERAL AMERICA, INC. | AOU9RLS | VSMSHP | 17.3 | 26 | 12 | Yes | Yes | 2011-01-22 | NULL | 3
TRUE | AOU12RLS | 209 | 3302799 | FUJITSU GENERAL AMERICA, INC. | AOU12RLS | VSMSHP | 14.45 | 25 | 12 | Yes | Yes | 2011-01-22 | NULL | 3
FALSE | PUZ-A42NHA6*** | 80 | 3345323 | MITSUBISHI ELECTRIC AND ELECTRONICS USA, INC. | PUZ-HA30NHA2 | VSMSHP | 12.2 | 15.6 | 9.4 | Yes | Yes | 2011-03-10 | NULL | 0
TRUE | PUZ-HA30NHA2 | 80 | 3345324 | MITSUBISHI ELECTRIC AND ELECTRONICS USA, INC. | PUZ-HA30NHA2 | VSMSHP | 12 | 16.5 | 9.5 | Yes | Yes | 2011-03-10 | NULL | 0
TRUE | GWH12MB-D3DNA3D/O | 149 | 7065155 | AMERICAN STANDARD | 4TXK8512A10N0CA | VSMSHP | 12 | 20 | 9.2 | Yes | Yes | 2014-03-20 | NULL | 0
TRUE | GWH18MC-D3DNA3D/O | 162 | 7065156 | AMERICAN STANDARD | 4TXK8518A10N0CA | VSMSHP | 12 | 18 | 10 | Yes | Yes | 2014-03-20 | NULL | 0
TRUE | GWH18MC-D3DNA3D/O | 162 | 7065157 | TRANE | 4TXK8518A10N0CA | VSMSHP | 12 | 18 | 10 | Yes | Yes | 2014-03-20 | NULL | 0
TRUE | GWH24MD-D3DNA3D/O | 163 | 7065158 | AMERICAN STANDARD | 4TXK8524A10N0CA | VSMSHP | 12 | 18 | 10 | Yes | Yes | 2014-03-20 | NULL | 0
TRUE | GWH24MD-D3DNA3D/O | 163 | 7065159 | TRANE | 4TXK8524A10N0CA | VSMSHP | 12 | 18 | 10 | Yes | Yes | 2014-03-20 | NULL | 0
TRUE | GWH24MD-D3DNA3D/O | 163 | 5557313 | FRASER-JOHNSTON BY JOHNSON CONTROLS | DHPM24CSM42Q1A | VSMSHP | 12 | 18 | 10 | Yes | Yes | 2014-03-20 | NULL | 0
TRUE | GWH18MC-D3DNA3D/O | 162 | 5557307 | FRASER-JOHNSTON BY JOHNSON CONTROLS | DHPM18CSM42Q1A | VSMSHP | 12 | 18 | 10 | Yes | Yes | 2014-03-20 | NULL | 0
TRUE | GWH12MB-D3DNA3D/O | 149 | 5557301 | FRASER-JOHNSTON BY JOHNSON CONTROLS | DHPM12CSM42Q1A | VSMSHP | 12 | 20 | 9.2 | Yes | Yes | 2014-03-20 | NULL | 0
TRUE | GWH12MB-A3DNA1A/O | 140 | 5557295 | FRASER-JOHNSTON BY JOHNSON CONTROLS | DHPM12CSM41Q1A | VSMSHP | 12 | 20 | 9.6 | Yes | Yes | 2014-03-20 | NULL | 0
TRUE | GWH09MB-D3DNA3D/O | 150 | 5557289 | FRASER-JOHNSTON BY JOHNSON CONTROLS | DHPM09CSM42Q1A | VSMSHP | 14.2 | 22 | 9.2 | Yes | Yes | 2014-03-20 | NULL | 2
TRUE | GWH09MA-A3DNA1A/O | 139 | 5557283 | FRASER-JOHNSTON BY JOHNSON CONTROLS | DHPM09CSM41Q1A | VSMSHP | 14.2 | 22 | 9.8 | Yes | Yes | 2014-03-20 | NULL | 2
TRUE | GWH24MD-D3DNA3D/O | 163 | 5557314 | GUARDIAN BY JOHNSON CONTROLS | DHPM24CSM42Q1A | VSMSHP | 12 | 18 | 10 | Yes | Yes | 2014-03-20 | NULL | 0
TRUE | GWH18MC-D3DNA3D/O | 162 | 5557308 | GUARDIAN BY JOHNSON CONTROLS | DHPM18CSM42Q1A | VSMSHP | 12 | 18 | 10 | Yes | Yes | 2014-03-20 | NULL | 0
TRUE | GWH12MB-D3DNA3D/O | 149 | 5557302 | GUARDIAN BY JOHNSON CONTROLS | DHPM12CSM42Q1A | VSMSHP | 12 | 20 | 9.2 | Yes | Yes | 2014-03-20 | NULL | 0
TRUE | GWH12MB-A3DNA1A/O | 140 | 5557296 | GUARDIAN BY JOHNSON CONTROLS | DHPM12CSM41Q1A | VSMSHP | 12 | 20 | 9.6 | Yes | Yes | 2014-03-20 | NULL | 0
TRUE | GWH09MB-D3DNA3D/O | 150 | 5557290 | GUARDIAN BY JOHNSON CONTROLS | DHPM09CSM42Q1A | VSMSHP | 14.2 | 22 | 9.2 | Yes | Yes | 2014-03-20 | NULL | 2
TRUE | GWH09MA-A3DNA1A/O | 139 | 5557284 | GUARDIAN BY JOHNSON CONTROLS | DHPM09CSM41Q1A | VSMSHP | 14.2 | 22 | 9.8 | Yes | Yes | 2014-03-20 | NULL | 2
TRUE | GWH24MD-D3DNA3D/O | 163 | 5557315 | LUXAIRE BY JOHNSON CONTROLS | DHPM24CSM42Q1A | VSMSHP | 12 | 18 | 10 | Yes | Yes | 2014-03-20 | NULL | 0
TRUE | GWH18MC-D3DNA3D/O | 162 | 5557309 | LUXAIRE BY JOHNSON CONTROLS | DHPM18CSM42Q1A | VSMSHP | 12 | 18 | 10 | Yes | Yes | 2014-03-20 | NULL | 0
TRUE | MOC-12HFN1-BT0W | 283 | 7176878 | KAUSSMANN | KM-19-12000-HCI | VSMSHP | 12.5 | 20 | 9.6 | Yes | Yes | 2014-06-30 | NULL | 1
TRUE | MOC-09HDN1-MP0W | 369 | 7071123 | SHENZHEN YONAN AIR CONDITIONING CO., LTD. | KFR-25GW/GX1DC | VSMSHP | 12 | 16 | 9.2 | Yes | Yes | 2014-06-30 | NULL | 0
TRUE | MOC-12HDN1-MP0W | 369 | 7071124 | SHENZHEN YONAN AIR CONDITIONING CO., LTD. | KFR-35GW/GX1DC | VSMSHP | 12 | 16.6 | 9 | Yes | Yes | 2014-06-30 | NULL | 0
TRUE | MOF-18HDN1-MQ5W | 305 | 7071125 | SHENZHEN YONAN AIR CONDITIONING CO., LTD. | KFR-51GW/GX1DC | VSMSHP | 12 | 17.5 | 9 | Yes | Yes | 2014-06-30 | NULL | 0
TRUE | M3OC-30HRFN1-M | 265 | 7159976 | MIDEA AMERICA (CANADA) CORP. | M3OC-30HRFN1-M | VSMSHP | 12 | 18.5 | 10 | Yes | Yes | 2014-06-30 | NULL | 0
TRUE | M2OD-18HFN1-M* | 281 | 7159973 | MIDEA AMERICA (CANADA) CORP. | M2OD-18HFN1-M | VSMSHP | 12 | 21 | 10.2 | Yes | Yes | 2014-06-30 | NULL | 0
TRUE | MOF-18HFN1-MU0W | 374 | 7176860 | MIDEA AMERICA (CANADA) CORP. | MOF-18HFN1-MR0W | VSMSHP | 12.5 | 21 | 9.5 | Yes | Yes | 2014-06-30 | NULL | 1
TRUE | MOG-24HFN1-MT0W | 381 | 7176861 | MIDEA AMERICA (CANADA) CORP. | MOG-23HFN1-MR0W | VSMSHP | 12.5 | 19 | 9 | Yes | Yes | 2014-06-30 | NULL | 1
TRUE | MOC-12HFN1-BT0W | 283 | 7147795 | MIDEA AMERICA (CANADA) CORP. | MOC-12HFN1-BT0W | VSMSHP | 12.5 | 20 | 9.6 | Yes | Yes | 2014-06-30 | NULL | 1
TRUE | MOG-24HFN1-MS0W | 317 | 7147796 | MIDEA AMERICA (CANADA) CORP. | MOG-24HFN1-MS0W | VSMSHP | 12.5 | 18 | 9.6 | Yes | Yes | 2014-06-30 | NULL | 1
TRUE | MOC-09HFN1-BU5W | 287 | 7147797 | MIDEA AMERICA (CANADA) CORP. | MOC-09HFN1-BU5W | VSMSHP | 14 | 21.5 | 10 | Yes | Yes | 2014-06-30 | NULL | 3
TRUE | GWH12MB-D3DNA3D/O | 149 | 7181266 | 4435273 CANADA INC | CZ12KCH20S/O | VSMSHP | 12 | 20 | 9.2 | Yes | Yes | 2014-07-09 | NULL | 0
TRUE | MOC-09HFN1-MW0W | 372 | 6749860 | REFRICENTER OF MIAMI, INC. | MROHC09AS | VSMSHP | 14.5 | 23.5 | 10 | Yes | Yes | 2014-07-14 | NULL | 3
TRUE | MOC-12HFN1-MV0W | 372 | 6749862 | REFRICENTER OF MIAMI, INC. | MROHC12AS | VSMSHP | 13 | 21.5 | 10 | Yes | Yes | 2014-07-14 | NULL | 3
TRUE | MOF-18HFN1-MU0W | 374 | 6749864 | REFRICENTER OF MIAMI, INC. | MROHC18AS | VSMSHP | 12.5 | 21 | 9.5 | Yes | Yes | 2014-07-14 | NULL | 1
TRUE | MOG-24HFN1-MT0W | 381 | 6749866 | REFRICENTER OF MIAMI, INC. | MROHC24AS | VSMSHP | 12.5 | 19 | 9 | Yes | Yes | 2014-07-14 | NULL | 1
TRUE | MOG-24HFN1-MT0W | 381 | 6796674 | REFRICENTER OF MIAMI, INC. | MROHC24AS | VSMSHP | 12.5 | 19 | 9 | Yes | Yes | 2014-07-14 | NULL | 1
TRUE | MOC-09HFN1-MW0W | 372 | 6749859 | REFRICENTER OF MIAMI, INC. | MROHT09AS | VSMSHP | 14.5 | 23.5 | 10 | Yes | Yes | 2014-07-14 | NULL | 3
TRUE | MOC-12HFN1-MV0W | 372 | 6749861 | REFRICENTER OF MIAMI, INC. | MROHT12AS | VSMSHP | 13 | 21.5 | 10 | Yes | Yes | 2014-07-14 | NULL | 3
TRUE | MOF-18HFN1-MU0W | 374 | 6749863 | REFRICENTER OF MIAMI, INC. | MROHT18AS | VSMSHP | 12.5 | 21 | 9.5 | Yes | Yes | 2014-07-14 | NULL | 1
TRUE | MOG-24HFN1-MT0W | 381 | 6749865 | REFRICENTER OF MIAMI, INC. | MROHT24AS | VSMSHP | 12.5 | 19 | 9 | Yes | Yes | 2014-07-14 | NULL | 1
TRUE | MOG-24HFN1-MT0W | 381 | 6796673 | REFRICENTER OF MIAMI, INC. | MROHT24AS | VSMSHP | 12.5 | 19 | 9 | Yes | Yes | 2014-07-14 | NULL | 1
TRUE | MOZ-09HFN1-MZ10GW | 333 | 7119448 | REFRICENTER OF MIAMI, INC. | MRPHC09AS | VSMSHP | 15 | 27 | 9.6 | Yes | Yes | 2014-07-14 | NULL | 2
TRUE | MOZ-12HFN1-MX0GW | 332 | 7119449 | REFRICENTER OF MIAMI, INC. | MRPHC12AS | VSMSHP | 13.5 | 24 | 10 | Yes | Yes | 2014-07-14 | NULL | 3
TRUE | MOF-17HFN1-MT0GW | 334 | 7119450 | REFRICENTER OF MIAMI, INC. | MRPHC18AS | VSMSHP | 12.5 | 20 | 9 | Yes | Yes | 2014-07-14 | NULL | 1
TRUE | GWH24MD-D3DNA3D/O | 163 | 5677724 | KENMORE | DLC4HV24K1A1 | VSMSHP | 12 | 18 | 10 | Yes | Yes | 2015-02-18 | NULL | 0
TRUE | GWH09MA-A3DNA1A/O | 139 | 5942265 | PAYNE | DLC4HV09J1A1 | VSMSHP | 14.2 | 22 | 9.8 | Yes | Yes | 2015-02-18 | NULL | 2
TRUE | GWH12MB-A3DNA1A/O | 140 | 5942267 | PAYNE | DLC4HV12J1A1 | VSMSHP | 12 | 20 | 9.6 | Yes | Yes | 2015-02-18 | NULL | 0
TRUE | GWH12MB-D3DNA3D/O | 149 | 5942269 | PAYNE | DLC4HV12K1A1 | VSMSHP | 12 | 20 | 9.2 | Yes | Yes | 2015-02-18 | NULL | 0
TRUE | GWH18MC-D3DNA3D/O | 162 | 5942271 | PAYNE | DLC4HV18K1A1 | VSMSHP | 12 | 18 | 10 | Yes | Yes | 2015-02-18 | NULL | 0
TRUE | GWH24MD-D3DNA3D/O | 163 | 5942273 | PAYNE | DLC4HV24K1A1 | VSMSHP | 12 | 18 | 10 | Yes | Yes | 2015-02-18 | NULL | 0
TRUE | MOB-09HFN1-MT0W | 415 | 8028384 | TTI CLIMATISATION CHAUFFAGE (2005) INC. | MOB-09HFN1-MT0W | VSMSHP | 13.5 | 20 | 10 | Yes | Yes | 2015-02-18 | NULL | 3
TRUE | MOZ-12HFN1-MT0W | 416 | 8028385 | TTI CLIMATISATION CHAUFFAGE (2005) INC. | MOZ-12HFN1-MT0W | VSMSHP | 13 | 20 | 9.6 | Yes | Yes | 2015-02-18 | NULL | 2
TRUE | MOF-17HFN1-MT0W | 419 | 8028386 | TTI CLIMATISATION CHAUFFAGE (2005) INC. | MOF-17HFN1-MT0W | VSMSHP | 12.5 | 20 | 9.6 | Yes | Yes | 2015-02-18 | NULL | 1
TRUE | MOY-22HFN1-MS0W | 417 | 8028387 | TTI CLIMATISATION CHAUFFAGE (2005) INC. | MOY-22HFN1-MS0W | VSMSHP | 12.5 | 20 | 9.6 | Yes | Yes | 2015-02-18 | NULL | 1
TRUE | 1U09ES2VHA | 460 | 8028528 | HAIER AMERICA | 1U09ES2VHA | VSMSHP | 14.5 | 23.5 | 12 | Yes | Yes | 2015-02-18 | NULL | 3
TRUE | 1U18ES2VHA | 461 | 8028490 | HAIER AMERICA | 1U18ES2VHA | VSMSHP | 12.6 | 21 | 11 | Yes | Yes | 2015-02-18 | NULL | 1
TRUE | 1U24ES2VHA | 462 | 8028525 | HAIER AMERICA | 1U24ES2VHA | VSMSHP | 12.5 | 20 | 10 | Yes | Yes | 2015-02-18 | NULL | 1
TRUE | LSU090HEV1 | 463 | 8032527 | LG ELECTRONICS, INC. | LSU090HEV1 | VSMSHP | 12.5 | 19 | 9 | Yes | Yes | 2015-02-20 | NULL | 1
TRUE | GWH09MA-A3DNA1A/O | 139 | 7065539 | CARRIER | DLC4HV09J1A1 | VSMSHP | 14.2 | 22 | 9.8 | Yes | Yes | 2015-02-18 | NULL | 2
TRUE | GWH12MB-A3DNA1A/O | 140 | 7065540 | CARRIER | DLC4HV12J1A1 | VSMSHP | 12 | 20 | 9.6 | Yes | Yes | 2015-02-18 | NULL | 0
TRUE | GWH12MB-D3DNA3D/O | 149 | 7065541 | CARRIER | DLC4HV12K1A1 | VSMSHP | 12 | 20 | 9.2 | Yes | Yes | 2015-02-18 | NULL | 0
TRUE | GWH18MC-D3DNA3D/O | 162 | 7065542 | CARRIER | DLC4HV18K1A1 | VSMSHP | 12 | 18 | 10 | Yes | Yes | 2015-02-18 | NULL | 0
TRUE | GWH24MD-D3DNA3D/O | 163 | 7065543 | CARRIER | DLC4HV24K1A1 | VSMSHP | 12 | 18 | 10 | Yes | Yes | 2015-02-18 | NULL | 0
TRUE | GWH09MA-A3DNA1A/O | 139 | 5677702 | KENMORE | DLC4HV09J1A1 | VSMSHP | 14.2 | 22 | 9.8 | Yes | Yes | 2015-02-18 | NULL | 2
TRUE | GWH12MB-A3DNA1A/O | 140 | 5677694 | KENMORE | DLC4HV12J1A1 | VSMSHP | 12 | 20 | 9.6 | Yes | Yes | 2015-02-18 | NULL | 0
TRUE | GWH12MB-D3DNA3D/O | 149 | 5677710 | KENMORE | DLC4HV12K1A1 | VSMSHP | 12 | 20 | 9.2 | Yes | Yes | 2015-02-18 | NULL | 0
TRUE | GWH18MC-D3DNA3D/O | 162 | 5677717 | KENMORE | DLC4HV18K1A1 | VSMSHP | 12 | 18 | 10 | Yes | Yes | 2015-02-18 | NULL | 0
TRUE | RXS09JEVJU | 6 | 3696299 | DAIKIN AC (AMERICAS), INC. | RXS09JEVJU | VSMSHP | 12.5 | 18 | 10 | Yes | Yes | 2011-01-22 | NULL | 1
TRUE | RXS12JEVJU | 6 | 3696303 | DAIKIN AC (AMERICAS), INC. | RXS12JEVJU | VSMSHP | 12.5 | 18 | 10 | Yes | Yes | 2011-01-22 | NULL | 1
TRUE | 3MXS24JVJU | 29 | 3697115 | DAIKIN AC (AMERICAS), INC. | 3MXS24JVJU | VSMSHP | 12.5 | 16.6 | 9 | Yes | Yes | 2011-01-22 | NULL | 1
TRUE | LMU246HV | 60 | 3707112 | LG ELECTRONICS, INC. | LMU246HV | VSMSHP | 12.5 | 16 | 10.3 | Yes | Yes | 2011-01-22 | NULL | 1
TRUE | LAU096HV | 61 | 3716588 | LG ELECTRONICS, INC. | LAU096HV | VSMSHP | 12.6 | 19 | 9.2 | Yes | Yes | 2011-01-22 | NULL | 1
TRUE | LSU091HSV | 63 | 3716608 | LG ELECTRONICS, INC. | LSU091HSV | VSMSHP | 13.3 | 20 | 11 | Yes | Yes | 2011-01-22 | NULL | 3
TRUE | LSU121HSV | 63 | 3716609 | LG ELECTRONICS, INC. | LSU121HSV | VSMSHP | 12.5 | 20 | 11.3 | Yes | Yes | 2011-01-22 | NULL | 1
TRUE | LSU181HSV | 66 | 3716610 | LG ELECTRONICS, INC. | LSU181HSV | VSMSHP | 12.6 | 18.2 | 9.7 | Yes | Yes | 2011-01-22 | NULL | 1
FALSE | PUZ-A42NHA6*** | 80 | 3721858 | MITSUBISHI ELECTRIC AND ELECTRONICS USA, INC. | PUZ-HA36NHA2 | VSMSHP | 12.5 | 16.8 | 10.4 | Yes | Yes | 2011-01-22 | NULL | 1
TRUE | AOU18RLXS | 49 | 3799054 | FUJITSU GENERAL AMERICA, INC. | AOU18RLXS | VSMSHP | 13 | 19.2 | 10 | Yes | Yes | 2011-01-22 | NULL | 3
TRUE | AOU24RLXS | 50 | 3799055 | FUJITSU GENERAL AMERICA, INC. | AOU24RLXS | VSMSHP | 12.5 | 18 | 10 | Yes | Yes | 2011-01-22 | NULL | 1
TRUE | AOU18RLXS | 49 | 3799477 | FRIEDRICH AIR CONDITIONING CO. | MR18Y3H | VSMSHP | 13 | 19.2 | 10 | Yes | Yes | 2011-01-22 | NULL | 3
TRUE | AOU24RLXS | 50 | 3799478 | FRIEDRICH AIR CONDITIONING CO. | MR24Y3H | VSMSHP | 12.5 | 18 | 10 | Yes | Yes | 2011-01-22 | NULL | 1
TRUE | CARAT09CA | 206 | 3805843 | EAIR LLC | CARAT09CA | VSMSHP | 14 | 23 | 9.8 | Yes | Yes | 2011-01-22 | NULL | 2
TRUE | CARAT09CD | 206 | 3805846 | EAIR LLC | CARAT09CD | VSMSHP | 14 | 23 | 9.8 | Yes | Yes | 2011-01-22 | NULL | 2
TRUE | CARAT12CA | 34 | 3805850 | EAIR LLC | CARAT12CA | VSMSHP | 12.5 | 22 | 10 | Yes | Yes | 2011-01-22 | NULL | 1
TRUE | CARAT12CD | 34 | 3805853 | EAIR LLC | CARAT12CD | VSMSHP | 12.5 | 22 | 10 | Yes | Yes | 2011-01-22 | NULL | 1
TRUE | LSU161HSV | 74 | 3819287 | LG ELECTRONICS, INC. | LSU161HSV | VSMSHP | 12.5 | 19 | 9.7 | Yes | Yes | 2011-01-22 | NULL | 1
TRUE | SUZ-KA09NA | 83 | 3837466 | MITSUBISHI ELECTRIC AND ELECTRONICS USA, INC. | SUZ-KA09NA | VSMSHP | 12 | 15 | 10 | Yes | Yes | 2011-03-10 | NULL | 0
TRUE | AOU9RLFW | 38 | 4185165 | FUJITSU GENERAL AMERICA, INC. | AOU9RLFW | VSMSHP | 13.8 | 23 | 11 | Yes | Yes | 2011-01-22 | NULL | 3
TRUE | AOU12RLFW | 47 | 4185166 | FUJITSU GENERAL AMERICA, INC. | AOU12RLFW | VSMSHP | 12.5 | 22 | 11 | Yes | Yes | 2011-01-22 | NULL | 1
TRUE | AOU15RLS | 210 | 4185167 | FUJITSU GENERAL AMERICA, INC. | AOU15RLS | VSMSHP | 12.5 | 21 | 11 | Yes | Yes | 2011-01-22 | NULL | 1
TRUE | MUZ-GE24NA | 90 | 4217872 | MITSUBISHI ELECTRIC AND ELECTRONICS USA, INC. | MUZ-GE24NA | VSMSHP | 12.5 | 19 | 10 | Yes | Yes | 2011-01-22 | NULL | 1
TRUE | MUZ-FE18NA | 90 | 4217888 | MITSUBISHI ELECTRIC AND ELECTRONICS USA, INC. | MUZ-FE18NA | VSMSHP | 14.2 | 20.2 | 10.3 | Yes | Yes | 2011-01-22 | NULL | 3
TRUE | WCHPV-09KCR1 | 95 | 4239083 | NORDYNE, INC. | WCHPV-09KCR1 | VSMSHP | 12 | 18 | 8.5 | Yes | Yes | 2011-01-22 | NULL | 0
TRUE | WCHPV-12KCR1 | 96 | 4239084 | NORDYNE, INC. | WCHPV-12KCR1 | VSMSHP | 12 | 19 | 8.2 | Yes | Yes | 2011-01-22 | NULL | Below V5.0 Req.
TRUE | WCHPV-18KCR1 | 97 | 4239085 | NORDYNE, INC. | WCHPV-18KCR1 | VSMSHP | 12 | 17 | 8.2 | Yes | Yes | 2011-01-22 | NULL | Below V5.0 Req.
FALSE | GWH12MB-A3DNA1A/O | 140 | 4255096 | GREE ELECTRIC APPLIANCES INC. OF ZHUHAI | GWH12MB-D3DNA1A/O | VSMSHP | 12.5 | 20 | 9.6 | Yes | Yes | 2011-01-22 | NULL | 1
FALSE | GWH12MB-A3DNA1A/O | 140 | 4255097 | GREE ELECTRIC APPLIANCES INC. OF ZHUHAI | GWH12MB-A3DNA1A/O | VSMSHP | 12 | 20 | 9.6 | Yes | Yes | 2011-01-22 | NULL | 0
FALSE | GWH12AB-A3DNA1B/O | 141 | 4255098 | GREE ELECTRIC APPLIANCES INC. OF ZHUHAI | GWH12AB-D3DNA1B/O | VSMSHP | 12.5 | 22 | 8.9 | Yes | Yes | 2011-01-22 | NULL | 1
FALSE | GWH12AB-A3DNA1B/O | 141 | 4255099 | GREE ELECTRIC APPLIANCES INC. OF ZHUHAI | GWH12AB-A3DNA1B/O | VSMSHP | 12.5 | 22 | 8.9 | Yes | Yes | 2011-01-22 | NULL | 1
FALSE | GWH18MC-D3DNA4C/O | 144 | 4255100 | GREE ELECTRIC APPLIANCES INC. OF ZHUHAI | GWH18MC-D3DNA1A/O | VSMSHP | 12 | 18 | 10.2 | Yes | Yes | 2011-01-22 | NULL | 0
FALSE | GWH18MC-D3DNA4C/O | 144 | 4255101 | GREE ELECTRIC APPLIANCES INC. OF ZHUHAI | GWH18AC-D3DNA1B/O | VSMSHP | 12 | 20 | 10.2 | Yes | Yes | 2011-01-22 | NULL | 0
FALSE | PUZ-A42NHA6*** | 80 | 4392938 | MITSUBISHI ELECTRIC AND ELECTRONICS USA, INC. | PUZ-HA36NHA4 | VSMSHP | 12.1 | 16.8 | 10.4 | Yes | Yes | 2011-03-10 | NULL | 0
FALSE | PUZ-A42NHA6*** | 80 | 4393024 | MITSUBISHI ELECTRIC AND ELECTRONICS USA, INC. | PUZ-HA36NHA4 | VSMSHP | 12.5 | 16.8 | 10.4 | Yes | Yes | 2011-01-22 | NULL | 1
FALSE | GWH12MB-A3DNA1A/O | 140 | 4393099 | GREE ELECTRIC APPLIANCES INC. OF ZHUHAI | GWH09AB-D3DNA1B/O | VSMSHP | 14.35 | 23 | 9.8 | Yes | Yes | 2011-01-22 | NULL | 2
FALSE | GWH12MB-A3DNA1A/O | 140 | 4393120 | GREE ELECTRIC APPLIANCES INC. OF ZHUHAI | GWH12MB-D3DNA4C/O | VSMSHP | 12.5 | 20 | 9.6 | Yes | Yes | 2011-01-22 | NULL | 1
FALSE | GWH18MC-D3DNA4C/O | 144 | 4393121 | GREE ELECTRIC APPLIANCES INC. OF ZHUHAI | GWH18MC-D3DNA4C/O | VSMSHP | 12 | 18 | 10.2 | Yes | Yes | 2011-01-22 | NULL | 0
TRUE | LMU247HV | 67 | 4397401 | LG ELECTRONICS, INC. | LMU247HV | VSMSHP | 13.4 | 21.7 | 9.4 | Yes | Yes | 2011-01-22 | NULL | 2
TRUE | LAU090HSV | 62 | 4412707 | LG ELECTRONICS, INC. | LAU090HSV | VSMSHP | 13.3 | 20 | 11 | Yes | Yes | 2011-02-15 | NULL | 3
TRUE | LAU120HSV | 62 | 4412714 | LG ELECTRONICS, INC. | LAU120HSV | VSMSHP | 12.5 | 20 | 11 | Yes | Yes | 2011-02-15 | NULL | 1
TRUE | LAU180HSV | 68 | 4412715 | LG ELECTRONICS, INC. | LAU180HSV | VSMSHP | 12.6 | 20.5 | 9.7 | Yes | Yes | 2011-02-15 | NULL | 1
FALSE | SUZ-KA09NA | 83 | 4415024 | MITSUBISHI ELECTRIC AND ELECTRONICS USA, INC. | SUZ-KA09NA | VSMSHP | 12 | 15 | 9.6 | Yes | Yes | 2011-06-09 | NULL | 0
FALSE | MUZ-GE12NAH | 84 | 4415252 | MITSUBISHI ELECTRIC AND ELECTRONICS USA, INC. | SUZ-KA12NA | VSMSHP | 12 | 15.4 | 9.6 | Yes | Yes | 2011-06-09 | NULL | 0
TRUE | GWH12MB-D3DNA1A/O | 140 | 4607277 | GREE ELECTRIC APPLIANCES INC. OF ZHUHAI | GWH12MB-D3DNA1A/O | VSMSHP | 12.5 | 20 | 9.6 | Yes | Yes | 2014-01-16 | NULL | 1
TRUE | GWH24AC-D3DNA1B/O | 145 | 4607282 | GREE ELECTRIC APPLIANCES INC. OF ZHUHAI | GWH24AC-D3DNA1B/O | VSMSHP | 12 | 18 | 10.2 | Yes | Yes | 2014-01-16 | NULL | 0
FALSE | AOU18RLXFZ | 45 | 4651511 | FUJITSU GENERAL AMERICA, INC. | AOU18RLXFZ | VSMSHP | 12.5 | 18 | 9 | Yes | Yes | 2012-04-02 | NULL | 1
FALSE | AOU18RLXFZ | 45 | 4651512 | FUJITSU GENERAL AMERICA, INC. | AOU18RLXFZ | VSMSHP | 12.5 | 18 | 9 | Yes | Yes | 2012-03-30 | NULL | 1
TRUE | AOU9RLS2 | 41 | 5063325 | FUJITSU GENERAL AMERICA, INC. | AOU9RLS2 | VSMSHP | 16.1 | 27.2 | 12.5 | Yes | Yes | 2012-03-01 | NULL | 3
TRUE | AOU12RLS2 | 42 | 5063326 | FUJITSU GENERAL AMERICA, INC. | AOU12RLS2 | VSMSHP | 13.8 | 25 | 12 | Yes | Yes | 2012-03-01 | NULL | 3
TRUE | LAU120HSV2 | 62 | 5557253 | LG ELECTRONICS, INC. | LAU120HSV2 | VSMSHP | 12.5 | 20 | 11 | Yes | Yes | 2013-06-14 | NULL | 1
TRUE | LAU180HSV2 | 68 | 5557254 | LG ELECTRONICS, INC. | LAU180HSV2 | VSMSHP | 12.6 | 20.5 | 9.7 | Yes | Yes | 2013-06-14 | NULL | 1
TRUE | AE-X15PU | 204 | 5599274 | SHARP ELECTRONICS CORPORATION | AE-X15PU | VSMSHP | 12.5 | 21.5 | 9.6 | Yes | Yes | 2012-12-20 | NULL | 1
TRUE | LAU090HVP | 64 | 5600183 | LG ELECTRONICS, INC. | LAU090HVP | VSMSHP | 12.5 | 16 | 8.2 | Yes | Yes | 2013-06-14 | NULL | Below V5.0 Req.
TRUE | AE-X18PU | 238 | 5625571 | SHARP ELECTRONICS CORPORATION | AE-X18PU | VSMSHP | 12 | 21 | 10.6 | Yes | Yes | 2012-12-20 | NULL | 0
TRUE | AE-X09PU | 237 | 5625715 | SHARP ELECTRONICS CORPORATION | AE-X09PU | VSMSHP | 13 | 22 | 10.6 | Yes | Yes | 2012-12-20 | NULL | 3
TRUE | AE-X12PU | 236 | 5625716 | SHARP ELECTRONICS CORPORATION | AE-X12PU | VSMSHP | 12 | 22.5 | 10.6 | Yes | Yes | 2012-12-20 | NULL | 0
TRUE | AOU9RLS2H | 212 | 5674832 | FUJITSU GENERAL AMERICA, INC. | AOU9RLS2H | VSMSHP | 16.1 | 27.2 | 8.8 | Yes | Yes | 2013-01-24 | NULL | 1
TRUE | AOU12RLS2H | 213 | 5674833 | FUJITSU GENERAL AMERICA, INC. | AOU12RLS2H | VSMSHP | 13.8 | 25 | 9.3 | Yes | Yes | 2013-01-24 | NULL | 2
TRUE | AOU15RLS2H | 211 | 5674834 | FUJITSU GENERAL AMERICA, INC. | AOU15RLS2H | VSMSHP | 12 | 21.5 | 10.3 | Yes | Yes | 2013-01-24 | NULL | 0
TRUE | AOU9RLFC | 243 | 5751311 | FUJITSU GENERAL AMERICA, INC. | AOU9RLFC | VSMSHP | 14.5 | 24 | 13 | Yes | Yes | 2013-03-29 | NULL | 3
FALSE | AOU9RLFC | 243 | 5751312 | FUJITSU GENERAL AMERICA, INC. | AOU9RLFC | VSMSHP | 14.5 | 21.5 | 12.2 | Yes | Yes | 2013-03-29 | NULL | 3
TRUE | AOU12RLFC | 213 | 5751313 | FUJITSU GENERAL AMERICA, INC. | AOU12RLFC | VSMSHP | 12.8 | 21.9 | 12.2 | Yes | Yes | 2013-03-29 | NULL | 1
FALSE | AOU9RLFFH | 213 | 5751314 | FUJITSU GENERAL AMERICA, INC. | AOU12RLFC | VSMSHP | 12.8 | 20 | 11.5 | Yes | Yes | 2013-03-29 | NULL | 1
FALSE | AOU15RLS3H | 211 | 5839957 | FUJITSU GENERAL AMERICA, INC. | AOU18RLFC | VSMSHP | 12 | 19.7 | 11.3 | Yes | Yes | 2013-04-05 | NULL | 0
TRUE | LAU120HYV | 258 | 6233140 | LG ELECTRONICS, INC. | LAU120HYV | VSMSHP | 14.1 | 25.5 | 11.5 | Yes | Yes | 2013-09-10 | NULL | 3
TRUE | LSU121HSV3 | 269 | 6235075 | LG ELECTRONICS, INC. | LSU121HSV3 | VSMSHP | 12.5 | 21.5 | 11 | Yes | Yes | 2013-09-10 | NULL | 1
TRUE | GWH18TC-D3DNA1D/O | 306 | 6994654 | GREE ELECTRIC APPLIANCES INC. OF ZHUHAI | GWH18TC-D3DNA1D/O | VSMSHP | 12.5 | 21 | 10 | Yes | Yes | 2014-01-29 | NULL | 1
FALSE | AOU18RLXFZ | 45 | 6998276 | FUJITSU GENERAL AMERICA, INC. | AOU18RLXFZ | VSMSHP | 12.5 | 18 | 9.3 | Yes | Yes | 2014-02-03 | NULL | 1
FALSE | AOU18RLXFZ | 45 | 6998277 | FUJITSU GENERAL AMERICA, INC. | AOU18RLXFZ | VSMSHP | 12.5 | 18 | 9 | Yes | Yes | 2014-02-03 | NULL | 1
FALSE | AOU18RLXFZ | 45 | 6998278 | FUJITSU GENERAL AMERICA, INC. | AOU18RLXFZ | VSMSHP | 12.5 | 18 | 9 | Yes | Yes | 2014-02-03 | NULL | 1
FALSE | AOU24RLXFZ | 46 | 6998279 | FUJITSU GENERAL AMERICA, INC. | AOU24RLXFZ | VSMSHP | 12.5 | 18 | 9.5 | Yes | Yes | 2014-02-03 | NULL | 1
TRUE | LSU091HSV3 | 269 | 7000021 | FRIEDRICH AIR CONDITIONING CO. LTD. | MR09Y3J | VSMSHP | 13.3 | 21.5 | 11 | Yes | Yes | 2014-02-19 | NULL | 3
TRUE | LSU121HSV3 | 269 | 7000022 | FRIEDRICH AIR CONDITIONING CO. LTD. | MR12Y3J | VSMSHP | 12.5 | 21.5 | 11 | Yes | Yes | 2014-02-19 | NULL | 1
TRUE | MR18Y3J | 303 | 7000023 | FRIEDRICH AIR CONDITIONING CO. LTD. | MR18Y3J | VSMSHP | 12 | 18 | 9.7 | Yes | Yes | 2014-02-19 | NULL | 0
TRUE | LSU240HLV | 310 | 7012586 | LG ELECTRONICS, INC. | LSU240HLV | VSMSHP | 12.5 | 21.5 | 11 | Yes | Yes | 2014-02-19 | NULL | 1
TRUE | LSU240HLV | 310 | 7012589 | FRIEDRICH AIR CONDITIONING CO. LTD. | MR24Y3J | VSMSHP | 12.5 | 21.5 | 11 | Yes | Yes | 2014-02-19 | NULL | 1
TRUE | RAS-15LAV-UL | 297 | 3639394 | TOSHIBA CARRIER | RAS-15LAV-UL | VSMSHP | 13 | 20 | 10 | Yes | Yes | 2014-03-13 | NULL | 3
TRUE | RAS-17EAV-UL | 290 | 6960764 | TOSHIBA CARRIER | RAS-17EAV-UL | VSMSHP | 12.6 | 19 | 10 | Yes | Yes | 2014-03-13 | NULL | 1
TRUE | RAS-17EAV2-UL | 290 | 6960765 | TOSHIBA CARRIER | RAS-17EAV2-UL | VSMSHP | 12.6 | 19 | 10 | Yes | Yes | 2014-03-13 | NULL | 1
TRUE | RAS-17LAV-UL | 290 | 3639395 | TOSHIBA CARRIER | RAS-17LAV-UL | VSMSHP | 12.6 | 19 | 10 | Yes | Yes | 2014-03-13 | NULL | 1
FALSE | RAV-SP300AT2-UL | 132 | 3638310 | TOSHIBA CARRIER | RAV-SP300AT2-UL | VSMSHP | 13 | 20.6 | 8.5 | Yes | Yes | 2014-03-13 | NULL | 1
TRUE | RAV-SP300AT2-UL | 132 | 3638309 | TOSHIBA CARRIER | RAV-SP300AT2-UL | VSMSHP | 14 | 21 | 11 | Yes | Yes | 2014-03-13 | NULL | 3
FALSE | RAV-SP420AT2-UL | 133 | 3638312 | TOSHIBA CARRIER | RAV-SP360AT2-UL | VSMSHP | 12 | 20.4 | 11 | Yes | Yes | 2014-03-13 | NULL | 0
TRUE | RAV-SP360AT2-UL | 133 | 3638311 | TOSHIBA CARRIER | RAV-SP360AT2-UL | VSMSHP | 13 | 21 | 11.9 | Yes | Yes | 2014-03-13 | NULL | 3
TRUE | MOC1-09HDN1-MP0W | 304 | 6999862 | ECR INTERNATIONAL | ZHB09D00 | VSMSHP | 12.2 | 16.4 | 9.6 | Yes | Yes | 2014-03-14 | NULL | 0
TRUE | MOC-12HDN1-MQ5W | 304 | 6999863 | ECR INTERNATIONAL | ZHB12D00 | VSMSHP | 12 | 17.5 | 9.6 | Yes | Yes | 2014-03-14 | NULL | 0
TRUE | MOF-18HDN1-MQ5W | 305 | 7000778 | ECR INTERNATIONAL | ZHB18D00 | VSMSHP | 12 | 17.5 | 9 | Yes | Yes | 2014-03-14 | NULL | 0
TRUE | MOF-18HFN1-MU0W | 374 | 6885833 | KERR CONTROLS LIMITED | A-KMH18SD-1 | VSMSHP | 12.5 | 21 | 9.5 | Yes | Yes | 2014-03-14 | NULL | 1
TRUE | MOG-24HFN1-MT0W | 381 | 6885834 | KERR CONTROLS LIMITED | A-KMH24SD-1 | VSMSHP | 12.5 | 19 | 9 | Yes | Yes | 2014-03-14 | NULL | 1
TRUE | MOC-12HFN1-MV0W | 372 | 6885832 | KERR CONTROLS LIMITED | A-KMH12SD-1 | VSMSHP | 13 | 21.5 | 10 | Yes | Yes | 2014-03-14 | NULL | 3
TRUE | MOC-09HFN1-MW0W | 372 | 6885831 | KERR CONTROLS LIMITED | A-KMH09SD-1 | VSMSHP | 14.5 | 23.5 | 10 | Yes | Yes | 2014-03-14 | NULL | 3
TRUE | GWH12UB-D3DNA1A/O | 135 | 5514488 | GREE ELECTRIC APPLIANCES INC. OF ZHUHAI | GWH12UB-D3DNA1A/O | VSMSHP | 12 | 18 | 9 | Yes | Yes | 2014-03-17 | NULL | 0
TRUE | GWH18AC-D3DNA1B/O | 144 | 4607280 | GREE ELECTRIC APPLIANCES INC. OF ZHUHAI | GWH18AC-D3DNA1B/O | VSMSHP | 12 | 20 | 10.2 | Yes | Yes | 2014-03-17 | NULL | 0
TRUE | GWH18AC-D3DNA1D/O | 162 | 5077219 | GREE ELECTRIC APPLIANCES INC. OF ZHUHAI | GWH18AC-D3DNA1D/O | VSMSHP | 12 | 18 | 10 | Yes | Yes | 2014-03-17 | NULL | 0
TRUE | GWH18MC-D3DNA1A/O | 144 | 4607281 | GREE ELECTRIC APPLIANCES INC. OF ZHUHAI | GWH18MC-D3DNA1A/O | VSMSHP | 12 | 18 | 10.2 | Yes | Yes | 2014-03-17 | NULL | 0
TRUE | GWH18MC-D3DNA3D/O | 162 | 5077217 | GREE ELECTRIC APPLIANCES INC. OF ZHUHAI | GWH18MC-D3DNA3D/O | VSMSHP | 12 | 18 | 10 | Yes | Yes | 2014-03-17 | NULL | 0
TRUE | GWH24AC-D3DNA1D/O | 163 | 5077220 | GREE ELECTRIC APPLIANCES INC. OF ZHUHAI | GWH24AC-D3DNA1D/O | VSMSHP | 12 | 18 | 9.2 | Yes | Yes | 2014-03-17 | NULL | 0
TRUE | GWH24MD-D3DNA1A/O | 145 | 4614511 | GREE ELECTRIC APPLIANCES INC. OF ZHUHAI | GWH24MD-D3DNA1A/O | VSMSHP | 12 | 18 | 10.2 | Yes | Yes | 2014-03-17 | NULL | 0
TRUE | GWH24MD-D3DNA3D/O | 163 | 5077218 | GREE ELECTRIC APPLIANCES INC. OF ZHUHAI | GWH24MD-D3DNA3D/O | VSMSHP | 12 | 18 | 10 | Yes | Yes | 2014-03-17 | NULL | 0
TRUE | GWH24TD-D3DNA1A/O | 156 | 5080504 | GREE ELECTRIC APPLIANCES INC. OF ZHUHAI | GWH24TD-D3DNA1A/O | VSMSHP | 12 | 21 | 9.2 | Yes | Yes | 2014-03-17 | NULL | 0
TRUE | GWH18TC-D3DNA1D/O | 306 | 7063899 | TRANE | 4TXK9518A1*00** | VSMSHP | 12.5 | 21 | 10 | Yes | Yes | 2014-03-14 | NULL | 1
TRUE | GWH24TD-D3DNA1D/O | 307 | 7063900 | TRANE | 4TXK9524A1*00** | VSMSHP | 12.5 | 21 | 10 | Yes | Yes | 2014-03-14 | NULL | 1
TRUE | GWH09TB-D3DNA1A/O | 151 | 7063897 | TRANE | 4TXK9509A1*00** | VSMSHP | 14.5 | 27 | 10 | Yes | Yes | 2014-03-14 | NULL | 3
TRUE | GWH12TB-D3DNA1A/O | 151 | 7063898 | TRANE | 4TXK9512A1*00** | VSMSHP | 13 | 25 | 10 | Yes | Yes | 2014-03-14 | NULL | 3
TRUE | GWH09AB-D3DNA1D/O | 150 | 6452526 | EAIR LLC | CARAT09CD-2B(O) | VSMSHP | 14.35 | 23 | 9.8 | Yes | Yes | 2014-03-14 | NULL | 2
TRUE | GWH12AB-D3DNA1D/O | 141 | 6452527 | EAIR LLC | CARAT12CD-2B(O) | VSMSHP | 12 | 22 | 8.9 | Yes | Yes | 2014-03-14 | NULL | 0
TRUE | GWH18AC-D3DNA1D/O | 162 | 6452528 | EAIR LLC | CARAT18CD-2B(O) | VSMSHP | 12 | 18 | 10 | Yes | Yes | 2014-03-14 | NULL | 0
TRUE | GWH24AC-D3DNA1D/O | 163 | 6452529 | EAIR LLC | CARAT24CD-2B(O) | VSMSHP | 12 | 18 | 9.2 | Yes | Yes | 2014-03-14 | NULL | 0
TRUE | MOZ-09HFN1-MX4W | 309 | 7000012 | GD MIDEA AIR-CONDITIONING EQUIPMENT CO., LTD. | MOZ-09HFN1-MX4W | VSMSHP | 15 | 24.4 | 10.5 | Yes | Yes | 2014-03-24 | NULL | 3
TRUE | MOZ-09HFN1-BX4W | 309 | 6999864 | GD MIDEA AIR-CONDITIONING EQUIPMENT CO., LTD. | MOZ-09HFN1-BX4W | VSMSHP | 15 | 24.4 | 10 | Yes | Yes | 2014-03-14 | NULL | 3
TRUE | GWH09MB-D3DNA3D/O | 150 | 5625421 | LENNOX INDUSTRIES, INC. | MS8-HO-09P1A | VSMSHP | 14.2 | 22 | 9.2 | Yes | Yes | 2014-03-20 | NULL | 2
TRUE | GWH24MD-D3DNA1A/O | 145 | 4733656 | LENNOX INDUSTRIES, INC. | MS7-HO-24P1* | VSMSHP | 12 | 18 | 10.2 | Yes | Yes | 2014-03-20 | NULL | 0
TRUE | GWH09MA-A3DNA1A/O | 139 | 4733651 | LENNOX INDUSTRIES, INC. | MS7-HO-09L1* | VSMSHP | 14.2 | 22 | 9.8 | Yes | Yes | 2014-03-20 | NULL | 2
TRUE | GWH12MB-A3DNA1A/O | 140 | 4733652 | LENNOX INDUSTRIES, INC. | MS7-HO-12L1* | VSMSHP | 12 | 20 | 9.6 | Yes | Yes | 2014-03-20 | NULL | 0
TRUE | GWH09MA-D3DNA1A/O | 139 | 4733653 | LENNOX INDUSTRIES, INC. | MS7-HO-09P1* | VSMSHP | 14.2 | 22 | 9.8 | Yes | Yes | 2014-03-20 | NULL | 2
TRUE | GWH12MB-D3DNA1A/O | 140 | 4733654 | LENNOX INDUSTRIES, INC. | MS7-HO-12P1* | VSMSHP | 12.5 | 20 | 9.6 | Yes | Yes | 2014-03-20 | NULL | 1
TRUE | GWH18MC-D3DNA1A/O | 144 | 4733655 | LENNOX INDUSTRIES, INC. | MS7-HO-18P1* | VSMSHP | 12 | 18 | 10.2 | Yes | Yes | 2014-03-20 | NULL | 0
TRUE | GWH12MB-D3DNA3D/O | 149 | 5201377 | MIRAGE APPLIANCES INC. | C18H121W | VSMSHP | 12 | 20 | 9.2 | Yes | Yes | 2014-03-20 | NULL | 0
TRUE | GWH18MC-D3DNA3D/O | 162 | 5201378 | MIRAGE APPLIANCES INC. | C18H181W | VSMSHP | 12 | 18 | 10 | Yes | Yes | 2014-03-20 | NULL | 0
TRUE | GWH24MD-D3DNA3D/O | 163 | 5201379 | MIRAGE APPLIANCES INC. | C18H241W | VSMSHP | 12 | 18 | 10 | Yes | Yes | 2014-03-20 | NULL | 0
TRUE | GWH24MD-D3DNA3D/O | 163 | 5557311 | COLEMAN BY JOHNSON CONTROLS | DHPM24CSM42Q1A | VSMSHP | 12 | 18 | 10 | Yes | Yes | 2014-03-20 | NULL | 0
TRUE | GWH18MC-D3DNA3D/O | 162 | 5557305 | COLEMAN BY JOHNSON CONTROLS | DHPM18CSM42Q1A | VSMSHP | 12 | 18 | 10 | Yes | Yes | 2014-03-20 | NULL | 0
TRUE | GWH12MB-D3DNA3D/O | 149 | 5557299 | COLEMAN BY JOHNSON CONTROLS | DHPM12CSM42Q1A | VSMSHP | 12 | 20 | 9.2 | Yes | Yes | 2014-03-20 | NULL | 0
TRUE | GWH12MB-A3DNA1A/O | 140 | 5557293 | COLEMAN BY JOHNSON CONTROLS | DHPM12CSM41Q1A | VSMSHP | 12 | 20 | 9.6 | Yes | Yes | 2014-03-20 | NULL | 0
TRUE | GWH09MB-D3DNA3D/O | 150 | 5557287 | COLEMAN BY JOHNSON CONTROLS | DHPM09CSM42Q1A | VSMSHP | 14.2 | 22 | 9.2 | Yes | Yes | 2014-03-20 | NULL | 2
TRUE | GWH09MA-A3DNA1A/O | 139 | 5557281 | COLEMAN BY JOHNSON CONTROLS | DHPM09CSM41Q1A | VSMSHP | 14.2 | 22 | 9.8 | Yes | Yes | 2014-03-20 | NULL | 2
TRUE | GWH24MD-D3DNA3D/O | 163 | 5557312 | EVCON BY JOHNSON CONTROLS | DHPM24CSM42Q1A | VSMSHP | 12 | 18 | 10 | Yes | Yes | 2014-03-20 | NULL | 0
TRUE | GWH18MC-D3DNA3D/O | 162 | 5557306 | EVCON BY JOHNSON CONTROLS | DHPM18CSM42Q1A | VSMSHP | 12 | 18 | 10 | Yes | Yes | 2014-03-20 | NULL | 0
TRUE | GWH12MB-D3DNA3D/O | 149 | 5557300 | EVCON BY JOHNSON CONTROLS | DHPM12CSM42Q1A | VSMSHP | 12 | 20 | 9.2 | Yes | Yes | 2014-03-20 | NULL | 0
TRUE | GWH12MB-A3DNA1A/O | 140 | 5557294 | EVCON BY JOHNSON CONTROLS | DHPM12CSM41Q1A | VSMSHP | 12 | 20 | 9.6 | Yes | Yes | 2014-03-20 | NULL | 0
TRUE | GWH09MB-D3DNA3D/O | 150 | 5557288 | EVCON BY JOHNSON CONTROLS | DHPM09CSM42Q1A | VSMSHP | 14.2 | 22 | 9.2 | Yes | Yes | 2014-03-20 | NULL | 2
TRUE | GWH09MA-A3DNA1A/O | 139 | 5557282 | EVCON BY JOHNSON CONTROLS | DHPM09CSM41Q1A | VSMSHP | 14.2 | 22 | 9.8 | Yes | Yes | 2014-03-20 | NULL | 2
TRUE | GWH12MB-D3DNA3D/O | 149 | 5557303 | LUXAIRE BY JOHNSON CONTROLS | DHPM12CSM42Q1A | VSMSHP | 12 | 20 | 9.2 | Yes | Yes | 2014-03-20 | NULL | 0
TRUE | GWH12MB-A3DNA1A/O | 140 | 5557297 | LUXAIRE BY JOHNSON CONTROLS | DHPM12CSM41Q1A | VSMSHP | 12 | 20 | 9.6 | Yes | Yes | 2014-03-20 | NULL | 0
TRUE | GWH09MB-D3DNA3D/O | 150 | 5557291 | LUXAIRE BY JOHNSON CONTROLS | DHPM09CSM42Q1A | VSMSHP | 14.2 | 22 | 9.2 | Yes | Yes | 2014-03-20 | NULL | 2
TRUE | GWH09MA-A3DNA1A/O | 139 | 5557285 | LUXAIRE BY JOHNSON CONTROLS | DHPM09CSM41Q1A | VSMSHP | 14.2 | 22 | 9.8 | Yes | Yes | 2014-03-20 | NULL | 2
TRUE | GWH24MD-D3DNA3D/O | 163 | 5557316 | YORK BY JOHNSON CONTROLS | DHPM24CSM42Q1A | VSMSHP | 12 | 18 | 10 | Yes | Yes | 2014-03-20 | NULL | 0
TRUE | GWH18MC-D3DNA3D/O | 162 | 5557310 | YORK BY JOHNSON CONTROLS | DHPM18CSM42Q1A | VSMSHP | 12 | 18 | 10 | Yes | Yes | 2014-03-20 | NULL | 0
TRUE | GWH12MB-D3DNA3D/O | 149 | 5557304 | YORK BY JOHNSON CONTROLS | DHPM12CSM42Q1A | VSMSHP | 12 | 20 | 9.2 | Yes | Yes | 2014-03-20 | NULL | 0
TRUE | GWH12MB-A3DNA1A/O | 140 | 5557298 | YORK BY JOHNSON CONTROLS | DHPM12CSM41Q1A | VSMSHP | 12 | 20 | 9.6 | Yes | Yes | 2014-03-20 | NULL | 0
TRUE | GWH09MB-D3DNA3D/O | 150 | 5557292 | YORK BY JOHNSON CONTROLS | DHPM09CSM42Q1A | VSMSHP | 14.2 | 22 | 9.2 | Yes | Yes | 2014-03-20 | NULL | 2
TRUE | GWH09MA-A3DNA1A/O | 139 | 5557286 | YORK BY JOHNSON CONTROLS | DHPM09CSM41Q1A | VSMSHP | 14.2 | 22 | 9.8 | Yes | Yes | 2014-03-20 | NULL | 2
TRUE | GWH12MB-D3DNA3D/O | 149 | 5620401 | AIR-CON INTERNATIONAL, INC. | A20CI4H4R12 | VSMSHP | 12 | 20 | 9.2 | Yes | Yes | 2014-03-20 | NULL | 0
TRUE | GWH18MC-D3DNA3D/O | 162 | 5620402 | AIR-CON INTERNATIONAL, INC. | A18CI4H4R18 | VSMSHP | 12 | 18 | 10 | Yes | Yes | 2014-03-20 | NULL | 0
TRUE | GWH24MD-D3DNA3D/O | 163 | 5620403 | AIR-CON INTERNATIONAL, INC. | A18CI4H4R24 | VSMSHP | 12 | 18 | 10 | Yes | Yes | 2014-03-20 | NULL | 0
TRUE | GWH09MB-D3DNA3D/O | 150 | 5620400 | AIR-CON INTERNATIONAL, INC. | A22CI4H4R09 | VSMSHP | 14.2 | 22 | 9.2 | Yes | Yes | 2014-03-20 | NULL | 2
TRUE | MOZ-09HFN1-MZ10GW | 333 | 7072788 | MONITOR PRODUCTS, INC. | MHP-S09MC-EX | VSMSHP | 15 | 27 | 9.6 | Yes | Yes | 2014-03-21 | NULL | 2
TRUE | MOZ-12HFN1-MX0GW | 332 | 7072789 | MONITOR PRODUCTS, INC. | MHP-S12MC-EX | VSMSHP | 13.5 | 24 | 10 | Yes | Yes | 2014-03-21 | NULL | 3
TRUE | MOF-17HFN1-MT0GW | 334 | 7072790 | MONITOR PRODUCTS, INC. | MHP-S18MC-EX | VSMSHP | 12.5 | 20 | 9 | Yes | Yes | 2014-03-21 | NULL | 1
TRUE | MOG-22HFN1-MS0W | 335 | 7072791 | MONITOR PRODUCTS, INC. | MHP-S24MC-EX | VSMSHP | 12.5 | 19 | 9.5 | Yes | Yes | 2014-03-21 | NULL | 1
TRUE | MOF-18HFN1-MS0W | 376 | 5537371 | NORDYNE, LLC. | WCHPD2-18K4A | VSMSHP | 12.5 | 19.2 | 9.6 | Yes | Yes | 2014-03-24 | NULL | 1
TRUE | MOC-12HFN1-BS0W | 368 | 5537367 | NORDYNE, LLC. | WCHPD2-12A4A | VSMSHP | 12.5 | 18.8 | 9.6 | Yes | Yes | 2014-03-24 | NULL | 1
TRUE | MOC-12HFN1-MS0W | 368 | 5537369 | NORDYNE, LLC. | WCHPD2-12K4A | VSMSHP | 12.5 | 18.8 | 9.3 | Yes | Yes | 2014-03-24 | NULL | 1
TRUE | MOG-24HDN1-MS0W | 383 | 5537373 | NORDYNE, LLC. | WCHPD2-24K4A | VSMSHP | 12.5 | 18 | 9.6 | Yes | Yes | 2014-03-24 | NULL | 1
TRUE | MOC-12HFN1-MS0W | 368 | 5620530 | MONITOR PRODUCTS, INC. | MHP-S12MA-EX | VSMSHP | 12.5 | 18.8 | 9.3 | Yes | Yes | 2014-03-24 | NULL | 1
TRUE | MOC-12HFN1-BS0W | 368 | 5617696 | MONITOR PRODUCTS, INC. | MHP-S12MB-EX | VSMSHP | 12.5 | 18.8 | 9.6 | Yes | Yes | 2014-03-24 | NULL | 1
TRUE | MOF-18HFN1-MS0W | 376 | 5620532 | MONITOR PRODUCTS, INC. | MHP-S18MA-EX | VSMSHP | 12.5 | 19.2 | 9.6 | Yes | Yes | 2014-03-24 | NULL | 1
TRUE | MOC-09HFN1-MTOW | 365 | 4703234 | HEAT CONTROLLER, INC. | A-VMH09SC-1 | VSMSHP | 13 | 18.3 | 8.6 | Yes | Yes | 2014-03-24 | NULL | 1
TRUE | MOF-18HDN1-MQOW | 378 | 4703236 | HEAT CONTROLLER, INC. | A-VMH18SC-1 | VSMSHP | 12 | 17 | 9 | Yes | Yes | 2014-03-24 | NULL | 0
TRUE | MOC-12HFN1-MTOW | 365 | 4703235 | HEAT CONTROLLER, INC. | A-VMH12SC-1 | VSMSHP | 12 | 19.3 | 8.9 | Yes | Yes | 2014-03-24 | NULL | 0
TRUE | MOC-09HDN1-MP0W | 369 | 5677739 | ECR INTERNATIONAL | ZHA09D00 | VSMSHP | 12 | 16 | 9.2 | Yes | Yes | 2014-03-24 | NULL | 0
TRUE | MOC-12HDN1-MP0W | 369 | 5677740 | ECR INTERNATIONAL | ZHA12D00 | VSMSHP | 12 | 16.6 | 9 | Yes | Yes | 2014-03-24 | NULL | 0
TRUE | MOC-12HFN1-MS0W | 368 | 4865916 | GOODMAN MANUFACTURING CO., LP. | MSH123E19MC | VSMSHP | 12.5 | 18.8 | 9.3 | Yes | Yes | 2014-03-24 | NULL | 1
TRUE | MOC-09HFN1-BS0W | 370 | 4865914 | GOODMAN MANUFACTURING CO., LP. | MSH092E19MC | VSMSHP | 14 | 19 | 9.6 | Yes | Yes | 2014-03-24 | NULL | 2
TRUE | MOC-12HFN1-BS0W | 368 | 4865915 | GOODMAN MANUFACTURING CO., LP. | MSH122E19MC | VSMSHP | 12.5 | 18.8 | 9.6 | Yes | Yes | 2014-03-24 | NULL | 1
TRUE | MOF-18HFN1-MS0W | 376 | 4865917 | GOODMAN MANUFACTURING CO., LP. | MSH183E19MC | VSMSHP | 12.5 | 19.2 | 9.6 | Yes | Yes | 2014-03-24 | NULL | 1
TRUE | MOG-24HDN1-MS0W | 383 | 4865918 | GOODMAN MANUFACTURING CO., LP. | MSH243E19MC | VSMSHP | 12.5 | 18 | 9.6 | Yes | Yes | 2014-03-24 | NULL | 1
TRUE | MOC-09HFN1-BU5W | 287 | 7072752 | WOLF STEEL LTD | NH19-09F-O-B | VSMSHP | 14 | 21.5 | 10 | Yes | Yes | 2014-03-24 | NULL | 3
TRUE | MOZ-09HFN1-MX4W | 309 | 7086795 | WOLF STEEL LTD | CH23-09F-O | VSMSHP | 15 | 24.4 | 10.5 | Yes | Yes | 2014-04-03 | NULL | 3
TRUE | MOZ-12HFN1-MW0W | 308 | 7086796 | WOLF STEEL LTD | CH23-12F-O | VSMSHP | 13.5 | 23 | 10 | Yes | Yes | 2014-04-03 | NULL | 3
TRUE | MOF-18HFN1-MU0W | 374 | 7086797 | WOLF STEEL LTD | CH23-18F-O | VSMSHP | 12.5 | 21 | 9.5 | Yes | Yes | 2014-04-03 | NULL | 1
TRUE | MOG-24HFN1-MT0W | 381 | 7086798 | WOLF STEEL LTD | CH23-24F-O | VSMSHP | 12.5 | 19 | 9 | Yes | Yes | 2014-04-03 | NULL | 1
TRUE | MOC1-09HDN1-MP0W | 304 | 7086799 | WOLF STEEL LTD | CLIS9F-O | VSMSHP | 12.2 | 16.4 | 9.6 | Yes | Yes | 2014-04-03 | NULL | 0
TRUE | MOC-12HDN1-MQ5W | 304 | 7086800 | WOLF STEEL LTD | CLIS12F-O | VSMSHP | 12 | 17.5 | 9.6 | Yes | Yes | 2014-04-03 | NULL | 0
TRUE | MOF-18HDN1-MQ5W | 305 | 7086801 | WOLF STEEL LTD | CLIS18F-O | VSMSHP | 12 | 17.5 | 9 | Yes | Yes | 2014-04-03 | NULL | 0
TRUE | MCHU-12AVH2 | 247 | 7086368 | GD MIDEA AIR-CONDITIONING EQUIPMENT CO., LTD. | MCHU-12AVH2 | VSMSHP | 13 | 21.5 | 10 | Yes | Yes | 2014-04-15 | NULL | 3
TRUE | GWH12MB-D3DNA3D/O | 149 | 5942268 | BRYANT | DLC4HV12K1A1 | VSMSHP | 12 | 20 | 9.2 | Yes | Yes | 2014-04-04 | NULL | 0
TRUE | GWH18MC-D3DNA3D/O | 162 | 5942270 | BRYANT | DLC4HV18K1A1 | VSMSHP | 12 | 18 | 10 | Yes | Yes | 2014-04-04 | NULL | 0
TRUE | GWH24MD-D3DNA3D/O | 163 | 5942272 | BRYANT | DLC4HV24K1A1 | VSMSHP | 12 | 18 | 10 | Yes | Yes | 2014-04-04 | NULL | 0
TRUE | GWH09MA-A3DNA1A/O | 139 | 5942264 | BRYANT | DLC4HV09J1A1 | VSMSHP | 14.2 | 22 | 9.8 | Yes | Yes | 2014-04-04 | NULL | 2
TRUE | GWH12MB-A3DNA1A/O | 140 | 5942266 | BRYANT | DLC4HV12J1A1 | VSMSHP | 12 | 20 | 9.6 | Yes | Yes | 2014-04-04 | NULL | 0
TRUE | MOG-24HFN1-MT0W | 381 | 7072776 | GT-WORLD MACHINERIES INCORPORATED | SENA/24HF/O | VSMSHP | 12.5 | 19 | 9 | Yes | Yes | 2014-04-21 | NULL | 1
TRUE | HSU09VHG(DB)-W | 296 | 6970203 | HAIER AMERICA | HSU09VHG(DB)-W | VSMSHP | 13 | 18 | 8.6 | Yes | Yes | 2014-04-21 | NULL | 1
TRUE | HSU12VHG(DB)-W | 3 | 6970204 | HAIER AMERICA | HSU12VHG(DB)-W | VSMSHP | 13 | 20 | 10 | Yes | Yes | 2014-04-21 | NULL | 3
TRUE | HSU09VHJ(DB)-W | 295 | 6970229 | HAIER AMERICA | HSU09VHJ(DB)-W | VSMSHP | 13 | 16.8 | 9.5 | Yes | Yes | 2014-04-21 | NULL | 2
TRUE | GWH09MA-A3DNA1A/O | 139 | 4403870 | YMGI GROUP LLC. | WMMS-09C-V2A(58) | VSMSHP | 14.2 | 22 | 9.8 | Yes | Yes | 2014-04-22 | NULL | 2
TRUE | GWH09MA-A3DNA1A/O | 139 | 5717391 | YMGI GROUP LLC. | WMMS-09C-V2A(58)2 | VSMSHP | 14.2 | 22 | 9.8 | Yes | Yes | 2014-04-22 | NULL | 2
TRUE | GWH09MB-D3DNA3D/O | 150 | 5717393 | YMGI GROUP LLC. | WMMS-09C-V2B(58)2 | VSMSHP | 14.2 | 22 | 9.2 | Yes | Yes | 2014-04-22 | NULL | 2
TRUE | GWH12MB-A3DNA1A/O | 140 | 4403871 | YMGI GROUP LLC. | WMMS-12C-V2A(58) | VSMSHP | 12 | 20 | 9.6 | Yes | Yes | 2014-04-22 | NULL | 0
TRUE | GWH12MB-A3DNA1A/O | 140 | 5717392 | YMGI GROUP LLC. | WMMS-12C-V2A(58)2 | VSMSHP | 12 | 20 | 9.6 | Yes | Yes | 2014-04-22 | NULL | 0
TRUE | GWH12MB-D3DNA3D/O | 149 | 5717394 | YMGI GROUP LLC. | WMMS-12C-V2B(58)2 | VSMSHP | 12 | 20 | 9.2 | Yes | Yes | 2014-04-22 | NULL | 0
TRUE | GWH18MC-D3DNA1A/O | 144 | 4411735 | YMGI GROUP LLC. | WMMS-18C-V2B(58) | VSMSHP | 12 | 18 | 10.2 | Yes | Yes | 2014-04-22 | NULL | 0
TRUE | GWH18MC-D3DNA3D/O | 162 | 5559409 | YMGI GROUP LLC. | WMMS-18C-V2B(58)2 | VSMSHP | 12 | 18 | 10 | Yes | Yes | 2014-04-22 | NULL | 0
TRUE | GWH24MD-D3DNA1A/O | 145 | 4411736 | YMGI GROUP LLC. | WMMS-24C-V2B(58) | VSMSHP | 12 | 18 | 10.2 | Yes | Yes | 2014-04-22 | NULL | 0
TRUE | GWH24MD-D3DNA3D/O | 163 | 5559410 | YMGI GROUP LLC. | WMMS-24C-V2B(58)2 | VSMSHP | 12 | 18 | 10 | Yes | Yes | 2014-04-22 | NULL | 0
TRUE | GWH12MB-D3DNA4C/O | 140 | 4627675 | YMGI GROUP LLC. | WMMS-12CS-V2B(56) | VSMSHP | 12.5 | 20 | 9.6 | Yes | Yes | 2014-04-22 | NULL | 1
TRUE | GWH18MC-D3DNA4C/O | 144 | 4627676 | YMGI GROUP LLC. | WMMS-18CS-V2B(56) | VSMSHP | 12 | 18 | 10.2 | Yes | Yes | 2014-04-22 | NULL | 0
TRUE | M2OD-18HFN1-M | 281 | 7147786 | GT-WORLD MACHINERIES INCORPORATED | SENA/18HF/MO | VSMSHP | 12 | 21 | 10.2 | Yes | Yes | 2014-05-12 | NULL | 0
FALSE | M3OC-30HRFN1-M**** | 265 | 7147787 | GT-WORLD MACHINERIES INCORPORATED | SENA/30HF/MO | VSMSHP | 12 | 18.5 | 10 | Yes | Yes | 2014-05-12 | NULL | 0
TRUE | MUZ-GE12NAH | 84 | 5378528 | MITSUBISHI ELECTRIC AND ELECTRONICS USA, INC. | MUZ-GE12NAH | VSMSHP | 12.5 | 20.5 | 10 | Yes | Yes | 2014-05-12 | NULL | 1
TRUE | MUZ-GE12NAH2 | 321 | 7064990 | MITSUBISHI ELECTRIC AND ELECTRONICS USA, INC. | MUZ-GE12NAH2 | VSMSHP | 12.5 | 22.7 | 10.8 | Yes | Yes | 2014-05-12 | NULL | 1
TRUE | MUZ-GE15NA-1 | 87 | 4934349 | MITSUBISHI ELECTRIC AND ELECTRONICS USA, INC. | MUZ-GE15NA-1 | VSMSHP | 13 | 21 | 10 | Yes | Yes | 2014-05-12 | NULL | 3
TRUE | MUZ-GE15NA2 | 322 | 7064988 | MITSUBISHI ELECTRIC AND ELECTRONICS USA, INC. | MUZ-GE15NA2 | VSMSHP | 13 | 21.6 | 11.2 | Yes | Yes | 2014-05-12 | NULL | 3
TRUE | MUZ-GE15NAH | 87 | 5378527 | MITSUBISHI ELECTRIC AND ELECTRONICS USA, INC. | MUZ-GE15NAH | VSMSHP | 13 | 21 | 10 | Yes | Yes | 2014-05-12 | NULL | 3
TRUE | MUZ-GE15NAH2 | 323 | 7064991 | MITSUBISHI ELECTRIC AND ELECTRONICS USA, INC. | MUZ-GE15NAH2 | VSMSHP | 13 | 22.7 | 10.8 | Yes | Yes | 2014-05-12 | NULL | 3
TRUE | MUZ-HE09NA | 82 | 7065526 | MITSUBISHI ELECTRIC AND ELECTRONICS USA, INC. | MUZ-HE09NA | VSMSHP | 12 | 18 | 8.5 | Yes | Yes | 2014-05-12 | NULL | 0
TRUE | MUZ-HE15NA | 323 | 7065528 | MITSUBISHI ELECTRIC AND ELECTRONICS USA, INC. | MUZ-HE15NA | VSMSHP | 12 | 18 | 8.5 | Yes | Yes | 2014-05-12 | NULL | 0
TRUE | GEH12AA-A3DNA1A/O | 339 | 7117108 | 4435273 CANADA INC | WCS12MH21S/O | VSMSHP | 12.5 | 21 | 8.5 | Yes | Yes | 2014-05-12 | NULL | 1
TRUE | GWH24TD-D3DNA1D/O | 307 | 7117102 | 4435273 CANADA INC | WAM24MH21S/O | VSMSHP | 12.5 | 21 | 10 | Yes | Yes | 2014-05-12 | NULL | 1
TRUE | GWH18TC-D3DNA1D/O | 306 | 7117103 | 4435273 CANADA INC | HS18KCH21S/O | VSMSHP | 12.5 | 21 | 10 | Yes | Yes | 2014-05-12 | NULL | 1
TRUE | GWH18TC-D3DNA1D/O | 306 | 7117104 | 4435273 CANADA INC | WAM18MH21S/O | VSMSHP | 12.5 | 21 | 10 | Yes | Yes | 2014-05-12 | NULL | 1
TRUE | GEH09AA-A3DNA1A/O | 338 | 7117105 | 4435273 CANADA INC | CS09KCH21S/O | VSMSHP | 13 | 22 | 8.5 | Yes | Yes | 2014-05-12 | NULL | 1
TRUE | GWH18TC-D3DNA1A/O | 161 | 7151513 | LENNOX INDUSTRIES, INC. | LI018HO-270P432 | VSMSHP | 12 | 21 | 9.8 | Yes | Yes | 2014-05-20 | NULL | 0
TRUE | GWH24TD-D3DNA1A/O | 156 | 7151514 | LENNOX INDUSTRIES, INC. | LI024HO-270P432 | VSMSHP | 12 | 21 | 9.2 | Yes | Yes | 2014-05-20 | NULL | 0
TRUE | GWH24TD-D3DNA1D/O | 307 | 7151537 | TRANE | 4TXK2724A10N0AA | VSMSHP | 12.5 | 21 | 10 | Yes | Yes | 2014-05-27 | NULL | 1
TRUE | GWH09TB-D3DNA1A/O | 151 | 7151531 | TRANE | 4TXK2709A10N0AA | VSMSHP | 14.5 | 27 | 10 | Yes | Yes | 2014-05-27 | NULL | 3
TRUE | GWH12TB-D3DNA1A/O | 151 | 7151532 | AMERICAN STANDARD | 4TXK2712A10N0AA | VSMSHP | 13 | 25 | 10 | Yes | Yes | 2014-05-27 | NULL | 3
TRUE | GWH12TB-D3DNA1A/O | 151 | 7151533 | TRANE | 4TXK2712A10N0AA | VSMSHP | 13 | 25 | 10 | Yes | Yes | 2014-05-27 | NULL | 3
TRUE | GWH18TC-D3DNA1D/O | 306 | 7151534 | AMERICAN STANDARD | 4TXK2718A10N0AA | VSMSHP | 12.5 | 21 | 10 | Yes | Yes | 2014-05-27 | NULL | 1
TRUE | GWH18TC-D3DNA1D/O | 306 | 7151535 | TRANE | 4TXK2718A10N0AA | VSMSHP | 12.5 | 21 | 10 | Yes | Yes | 2014-05-27 | NULL | 1
TRUE | GWH24TD-D3DNA1D/O | 307 | 7151536 | AMERICAN STANDARD | 4TXK2724A10N0AA | VSMSHP | 12.5 | 21 | 10 | Yes | Yes | 2014-05-27 | NULL | 1
TRUE | GWH09TB-D3DNA1A/O | 151 | 7151530 | AMERICAN STANDARD | 4TXK2709A10N0AA | VSMSHP | 14.5 | 27 | 10 | Yes | Yes | 2014-05-27 | NULL | 3
TRUE | GWH09KF-A3DNA5A/O | 153 | 7116143 | FRIEDRICH AIR CONDITIONING CO. | MRM09Y1J | VSMSHP | 12 | 16 | 8.6 | Yes | Yes | 2014-06-17 | NULL | 0
TRUE | GWH12MB-A3DNA1A/O | 140 | 5677691 | TEMPSTAR | DLC4HV12J1A1 | VSMSHP | 12 | 20 | 9.6 | Yes | Yes | 2015-02-18 | NULL | 0
TRUE | GWH12MB-D3DNA3D/O | 149 | 5677707 | TEMPSTAR | DLC4HV12K1A1 | VSMSHP | 12 | 20 | 9.2 | Yes | Yes | 2015-02-18 | NULL | 0
TRUE | GWH18MC-D3DNA3D/O | 162 | 5677714 | TEMPSTAR | DLC4HV18K1A1 | VSMSHP | 12 | 18 | 10 | Yes | Yes | 2015-02-18 | NULL | 0
TRUE | GWH24MD-D3DNA3D/O | 163 | 5677721 | TEMPSTAR | DLC4HV24K1A1 | VSMSHP | 12 | 18 | 10 | Yes | Yes | 2015-02-18 | NULL | 0
TRUE | GWH24MD-D3DNA3D/O | 163 | 5677720 | KEEPRITE | DLC4HV24K1A1 | VSMSHP | 12 | 18 | 10 | Yes | Yes | 2015-02-18 | NULL | 0
TRUE | GWH09KF-A3DNA5A/O | 153 | 6959680 | COMFORTMAKER | DLC4H609J1A | VSMSHP | 12 | 16 | 8.6 | Yes | Yes | 2014-06-19 | NULL | 0
TRUE | GWH09MA-A3DNA1A/O | 139 | 5677703 | COMFORTMAKER | DLC4HV09J1A1 | VSMSHP | 14.2 | 22 | 9.8 | Yes | Yes | 2015-02-18 | NULL | 2
TRUE | GWH12MB-A3DNA1A/O | 140 | 5677695 | COMFORTMAKER | DLC4HV12J1A1 | VSMSHP | 12 | 20 | 9.6 | Yes | Yes | 2015-02-18 | NULL | 0
TRUE | GWH12MB-D3DNA3D/O | 149 | 5677711 | COMFORTMAKER | DLC4HV12K1A1 | VSMSHP | 12 | 20 | 9.2 | Yes | Yes | 2015-02-18 | NULL | 0
TRUE | GWH18MC-D3DNA3D/O | 162 | 5677718 | COMFORTMAKER | DLC4HV18K1A1 | VSMSHP | 12 | 18 | 10 | Yes | Yes | 2015-02-18 | NULL | 0
TRUE | GWH24MD-D3DNA3D/O | 163 | 5677725 | COMFORTMAKER | DLC4HV24K1A1 | VSMSHP | 12 | 18 | 10 | Yes | Yes | 2015-02-18 | NULL | 0
TRUE | GWH09KF-A3DNA5A/O | 153 | 6959681 | DAY & NIGHT | DLC4H609J1A | VSMSHP | 12 | 16 | 8.6 | Yes | Yes | 2014-06-19 | NULL | 0
TRUE | GWH09MA-A3DNA1A/O | 139 | 5677699 | DAY & NIGHT | DLC4HV09J1A1 | VSMSHP | 14.2 | 22 | 9.8 | Yes | Yes | 2015-02-18 | NULL | 2
TRUE | GWH12MB-A3DNA1A/O | 140 | 5677692 | DAY & NIGHT | DLC4HV12J1A1 | VSMSHP | 12 | 20 | 9.6 | Yes | Yes | 2015-02-18 | NULL | 0
TRUE | GWH12MB-D3DNA3D/O | 149 | 5677708 | DAY & NIGHT | DLC4HV12K1A1 | VSMSHP | 12 | 20 | 9.2 | Yes | Yes | 2015-02-18 | NULL | 0
TRUE | GWH18MC-D3DNA3D/O | 162 | 5677715 | DAY & NIGHT | DLC4HV18K1A1 | VSMSHP | 12 | 18 | 10 | Yes | Yes | 2015-02-18 | NULL | 0
TRUE | GWH24MD-D3DNA3D/O | 163 | 5677722 | DAY & NIGHT | DLC4HV24K1A1 | VSMSHP | 12 | 18 | 10 | Yes | Yes | 2015-02-18 | NULL | 0
TRUE | GWH09KF-A3DNA5A/O | 153 | 6959682 | HEIL | DLC4H609J1A | VSMSHP | 12 | 16 | 8.6 | Yes | Yes | 2014-06-19 | NULL | 0
TRUE | GWH09MA-A3DNA1A/O | 139 | 5677696 | HEIL | DLC4HV09J1A1 | VSMSHP | 14.2 | 22 | 9.8 | Yes | Yes | 2015-02-18 | NULL | 2
TRUE | GWH12MB-A3DNA1A/O | 140 | 5677689 | HEIL | DLC4HV12J1A1 | VSMSHP | 12 | 20 | 9.6 | Yes | Yes | 2015-02-18 | NULL | 0
TRUE | GWH12MB-D3DNA3D/O | 149 | 5677704 | HEIL | DLC4HV12K1A1 | VSMSHP | 12 | 20 | 9.2 | Yes | Yes | 2015-02-18 | NULL | 0
TRUE | GWH18MC-D3DNA3D/O | 162 | 5677712 | HEIL | DLC4HV18K1A1 | VSMSHP | 12 | 18 | 10 | Yes | Yes | 2015-02-18 | NULL | 0
TRUE | GWH24MD-D3DNA3D/O | 163 | 5677719 | HEIL | DLC4HV24K1A1 | VSMSHP | 12 | 18 | 10 | Yes | Yes | 2015-02-18 | NULL | 0
TRUE | GWH09KF-A3DNA5A/O | 153 | 6959685 | TEMPSTAR | DLC4H609J1A | VSMSHP | 12 | 16 | 8.6 | Yes | Yes | 2014-06-19 | NULL | 0
TRUE | GWH09MA-A3DNA1A/O | 139 | 5677698 | TEMPSTAR | DLC4HV09J1A1 | VSMSHP | 14.2 | 22 | 9.8 | Yes | Yes | 2015-02-18 | NULL | 2
TRUE | MOG-22HFN1-MS0W | 335 | 7119451 | REFRICENTER OF MIAMI, INC. | MRPHC24AS | VSMSHP | 12.5 | 19 | 9.5 | Yes | Yes | 2014-07-14 | NULL | 1
TRUE | MOZ-09HFN1-MZ10GW | 333 | 7119444 | REFRICENTER OF MIAMI, INC. | MRPHT09AS | VSMSHP | 15 | 27 | 9.6 | Yes | Yes | 2014-07-14 | NULL | 2
TRUE | MOZ-12HFN1-MX0GW | 332 | 7119445 | REFRICENTER OF MIAMI, INC. | MRPHT12AS | VSMSHP | 13.5 | 24 | 10 | Yes | Yes | 2014-07-14 | NULL | 3
TRUE | MOF-17HFN1-MT0GW | 334 | 7119446 | REFRICENTER OF MIAMI, INC. | MRPHT18AS | VSMSHP | 12.5 | 20 | 9 | Yes | Yes | 2014-07-14 | NULL | 1
TRUE | MOG-22HFN1-MS0W | 335 | 7119447 | REFRICENTER OF MIAMI, INC. | MRPHT24AS | VSMSHP | 12.5 | 19 | 9.5 | Yes | Yes | 2014-07-14 | NULL | 1
TRUE | MOG-24HDN1-MS0W | 383 | 6749846 | REFRICENTER OF MIAMI, INC. | MRS9HC24AS | VSMSHP | 12.5 | 18 | 9.6 | Yes | Yes | 2014-07-14 | NULL | 1
TRUE | MOG-24HDN1-MS0W | 383 | 6749845 | REFRICENTER OF MIAMI, INC. | MRS9HT24AS | VSMSHP | 12.5 | 18 | 9.6 | Yes | Yes | 2014-07-14 | NULL | 1
TRUE | MOC-09HFN1-BU5W | 287 | 7069987 | REFRICENTER OF MIAMI, INC. | MRX9HC09ASA | VSMSHP | 14 | 21.5 | 10 | Yes | Yes | 2014-07-14 | NULL | 3
TRUE | MOC-12HFN1-BT0W | 283 | 7069988 | REFRICENTER OF MIAMI, INC. | MRX9HC12ASA | VSMSHP | 12.5 | 20 | 9.6 | Yes | Yes | 2014-07-14 | NULL | 1
TRUE | MOG-24HFN1-MS0W | 317 | 7069991 | REFRICENTER OF MIAMI, INC. | MRX9HC24AS | VSMSHP | 12.5 | 18 | 9.6 | Yes | Yes | 2014-07-14 | NULL | 1
TRUE | MOC-09HFN1-BU5W | 287 | 7069076 | REFRICENTER OF MIAMI, INC. | MRX9HT09ASA | VSMSHP | 14 | 21.5 | 10 | Yes | Yes | 2014-07-14 | NULL | 3
TRUE | MOC-12HFN1-BT0W | 283 | 7069075 | REFRICENTER OF MIAMI, INC. | MRX9HT12ASA | VSMSHP | 12.5 | 20 | 9.6 | Yes | Yes | 2014-07-14 | NULL | 1
TRUE | MOG-24HFN1-MS0W | 317 | 7069072 | REFRICENTER OF MIAMI, INC. | MRX9HT24AS | VSMSHP | 12.5 | 18 | 9.6 | Yes | Yes | 2014-07-14 | NULL | 1
TRUE | GWH09TB-D3DNA1A/O | 151 | 7185923 | CARRIER INTERAMERICA CORPORATION | CG43DX009PH3H1H | VSMSHP | 14.5 | 27 | 10 | Yes | Yes | 2014-07-24 | NULL | 3
TRUE | GWH12TB-D3DNA1A/O | 151 | 7185924 | CARRIER INTERAMERICA CORPORATION | CG43DX012PH3H1H | VSMSHP | 13 | 25 | 10 | Yes | Yes | 2014-07-24 | NULL | 3
TRUE | GWH18TC-D3DNA1D/O | 306 | 7185925 | CARRIER INTERAMERICA CORPORATION | CG43DX018PH3H1H | VSMSHP | 12.5 | 21 | 10 | Yes | Yes | 2014-07-24 | NULL | 1
TRUE | GWH24TD-D3DNA1D/O | 307 | 7185926 | CARRIER INTERAMERICA CORPORATION | CG43DX024PH3H1H | VSMSHP | 12.5 | 21 | 10 | Yes | Yes | 2014-07-24 | NULL | 1
TRUE | MOZ-12HFN1-MW0W | 308 | 7162818 | TTI CLIMATISATION CHAUFFAGE (2005) INC. | MS11M-12HRFN1-MR0W | VSMSHP | 13.5 | 23 | 10 | Yes | Yes | 2014-07-25 | NULL | 3
TRUE | MOF-18HFN1-MU0W | 374 | 7162819 | TTI CLIMATISATION CHAUFFAGE (2005) INC. | MS11M-18HRFN1-MR0W | VSMSHP | 12.5 | 21 | 9.5 | Yes | Yes | 2014-07-25 | NULL | 1
TRUE | MOG-24HFN1-MT0W | 381 | 7162820 | TTI CLIMATISATION CHAUFFAGE (2005) INC. | MS11M-23HRDN1-MR0W | VSMSHP | 12.5 | 19 | 9 | Yes | Yes | 2014-07-25 | NULL | 1
TRUE | MOZ-12HFN1-MX0GW | 332 | 7162821 | TTI CLIMATISATION CHAUFFAGE (2005) INC. | MS11P-12HRFN1-MX0GW(A) | VSMSHP | 13.5 | 24 | 10 | Yes | Yes | 2014-07-25 | NULL | 3
TRUE | MOF-17HFN1-MT0GW | 334 | 7162822 | TTI CLIMATISATION CHAUFFAGE (2005) INC. | MS11P-18HRFN1-MT5GW | VSMSHP | 12.5 | 20 | 9 | Yes | Yes | 2014-07-25 | NULL | 1
TRUE | MOC-12HRFN1-MV0SW | 360 | 7201808 | HOTSPOT ENERGY INC | ACDC12-ODU(B) | VSMSHP | 13 | 21 | 10 | Yes | Yes | 2014-07-25 | NULL | 3
TRUE | GWH09MB-D3DNA3D/O | 150 | 7469721 | ELECTROLUX HOME PRODUCTS, INC. | FFHP092CQ2 | VSMSHP | 14.2 | 22 | 9.2 | Yes | Yes | 2014-09-15 | NULL | 2
TRUE | GWH12MB-D3DNA3D/O | 149 | 7469722 | ELECTROLUX HOME PRODUCTS, INC. | FFHP122CQ2 | VSMSHP | 12 | 20 | 9.2 | Yes | Yes | 2014-09-15 | NULL | 0
TRUE | GWH18MC-D3DNA3D/O | 162 | 7469723 | ELECTROLUX HOME PRODUCTS, INC. | FFHP182CQ2 | VSMSHP | 12 | 18 | 10 | Yes | Yes | 2014-09-15 | NULL | 0
TRUE | GWH24MD-D3DNA3D/O | 163 | 7469724 | ELECTROLUX HOME PRODUCTS, INC. | FFHP222CQ2 | VSMSHP | 12 | 18 | 10 | Yes | Yes | 2014-09-15 | NULL | 0
TRUE | MOY-22HFN1-MS0W | 417 | 7520431 | GD MIDEA AIR-CONDITIONING EQUIPMENT CO., LTD. | MOY-22HFN1-MS0W | VSMSHP | 12.5 | 20 | 9.6 | Yes | Yes | 2014-11-05 | NULL | 1
TRUE | MOZ-12HFN1-BT0W | 416 | 7520429 | GD MIDEA AIR-CONDITIONING EQUIPMENT CO., LTD. | MOZ-12HFN1-BT0W | VSMSHP | 13 | 20 | 9.6 | Yes | Yes | 2014-11-05 | NULL | 2
TRUE | MOZ-12HFN1-MT0W | 416 | 7520430 | GD MIDEA AIR-CONDITIONING EQUIPMENT CO., LTD. | MOZ-12HFN1-MT0W | VSMSHP | 13 | 20 | 9.6 | Yes | Yes | 2014-11-05 | NULL | 2
TRUE | AOU24RLXFZ | 46 | 4397405 | FUJITSU GENERAL AMERICA, INC. | AOU24RLXFZ | VSMSHP | 12.5 | 18 | 9.5 | Yes | Yes | 2015-01-09 | NULL | 1
TRUE | M3OC-30HRFN1-M | 265 | 7551751 | REFRICENTER OF MIAMI, INC. | MROHC30AS3 | VSMSHP | 12 | 18.5 | 10 | Yes | Yes | 2014-11-17 | NULL | 0
FALSE | C5OE-48HFN1-M | 418 | 7551754 | REFRICENTER OF MIAMI, INC. | MROHC48AS5 | VSMSHP | 12.5 | 21 | 10 | Yes | Yes | 2014-11-17 | NULL | 1
TRUE | M3OC-30HRFN1-M | 265 | 7551757 | REFRICENTER OF MIAMI, INC. | MROHT30AS3 | VSMSHP | 12 | 18.5 | 10 | Yes | Yes | 2014-11-17 | NULL | 0
FALSE | C5OE-48HFN1-M | 418 | 7551760 | REFRICENTER OF MIAMI, INC. | MROHT48AS5 | VSMSHP | 12.5 | 21 | 10 | Yes | Yes | 2014-11-17 | NULL | 1
TRUE | LMU18CHV | 392 | 7180060 | LG ELECTRONICS, INC. | LMU18CHV | VSMSHP | 13 | 22 | 9.7 | Yes | Yes | 2014-12-02 | NULL | 2
TRUE | LMU24CHV | 392 | 7180062 | LG ELECTRONICS, INC. | LMU24CHV | VSMSHP | 13.5 | 21.7 | 10.6 | Yes | Yes | 2014-12-02 | NULL | 3
FALSE | LMU24CHV | 392 | 7184507 | LG ELECTRONICS, INC. | LMU24CHV | VSMSHP | 12.5 | 19.6 | 10.2 | Yes | Yes | 2014-12-02 | NULL | 1
TRUE | LMU36CHV | 391 | 7180063 | LG ELECTRONICS, INC. | LMU36CHV | VSMSHP | 13 | 22 | 10 | Yes | Yes | 2014-12-02 | NULL | 3
FALSE | LMU30CHV | 391 | 7184508 | LG ELECTRONICS, INC. | LMU36CHV | VSMSHP | 12 | 20.1 | 9.85 | Yes | Yes | 2014-12-02 | NULL | 0
TRUE | LUU187HV | 65 | 5859619 | LG ELECTRONICS, INC. | LUU187HV | VSMSHP | 15 | 20 | 10.1 | Yes | Yes | 2014-12-02 | NULL | 3
TRUE | LUU247HV | 65 | 5584107 | LG ELECTRONICS, INC. | LUU247HV | VSMSHP | 12.6 | 17 | 9.7 | Yes | Yes | 2014-12-02 | NULL | 1
FALSE | LUU187HV | 65 | 5859621 | LG ELECTRONICS, INC. | LUU247HV | VSMSHP | 12 | 17 | 10 | Yes | Yes | 2014-12-02 | NULL | 0
TRUE | LUU367HV | 78 | 5859620 | LG ELECTRONICS, INC. | LUU367HV | VSMSHP | 13.5 | 19 | 9.5 | Yes | Yes | 2014-12-02 | NULL | 2
FALSE | LUU367HV | 78 | 5859622 | LG ELECTRONICS, INC. | LUU367HV | VSMSHP | 12.1 | 17.6 | 9.2 | Yes | Yes | 2014-12-02 | NULL | 0
TRUE | A3UW243FA2 | 67 | 7012704 | FRIEDRICH AIR CONDITIONING CO. LTD. | MR24DY3JM | VSMSHP | 13.4 | 21.7 | 9.4 | Yes | Yes | 2014-12-02 | NULL | 2
TRUE | LUU247HV | 65 | 7000014 | FRIEDRICH AIR CONDITIONING CO. LTD. | MR24UY3J | VSMSHP | 12.6 | 17 | 9.7 | Yes | Yes | 2014-12-02 | NULL | 1
FALSE | LUU187HV | 65 | 7000016 | FRIEDRICH AIR CONDITIONING CO. LTD. | MR24UY3J | VSMSHP | 12 | 17 | 10 | Yes | Yes | 2014-12-02 | NULL | 0
TRUE | A4UW363FA2 | 75 | 7012710 | FRIEDRICH AIR CONDITIONING CO. LTD. | MR36TQY3JM | VSMSHP | 12.5 | 17.5 | 10.5 | Yes | Yes | 2014-12-02 | NULL | 1
TRUE | LUU367HV | 78 | 7000015 | FRIEDRICH AIR CONDITIONING CO. LTD. | MR36UY3J | VSMSHP | 13.5 | 19 | 9.5 | Yes | Yes | 2014-12-02 | NULL | 2
FALSE | LUU367HV | 78 | 7000017 | FRIEDRICH AIR CONDITIONING CO. LTD. | MR36UY3J | VSMSHP | 12.1 | 17.6 | 9.2 | Yes | Yes | 2014-12-02 | NULL | 0
FALSE | COZ-12HFN1-MU5W | 416 | 7992968 | CARRIER CORPORATION | 538PEQ012RBMAAAA | VSMSHP | 12.5 | 18 | 10 | Yes | Yes | 2015-02-09 | NULL | 1
TRUE | COZ-12HFN1-MU5W | 416 | 7947239 | CARRIER CORPORATION | 538PEQ012RBMAAAA | VSMSHP | 13 | 21.5 | 10 | Yes | Yes | 2015-02-09 | NULL | 3
FALSE | COZ-12HFN1-MU5W | 416 | 7947278 | CARRIER CORPORATION | 538PEQ012RBMAAAA | VSMSHP | 13 | 20.5 | 10 | Yes | Yes | 2015-02-09 | NULL | 3
FALSE | COZ-12HFN1-MU5W | 416 | 7947288 | CARRIER CORPORATION | 538PEQ012RBMAAAA | VSMSHP | 12.5 | 20.5 | 10 | Yes | Yes | 2015-02-09 | NULL | 1
FALSE | COF-18HFN1-MT0W | 420 | 7992970 | CARRIER CORPORATION | 538PEQ018RBMAAAA | VSMSHP | 12.5 | 18.5 | 9.6 | Yes | Yes | 2015-02-09 | NULL | 1
TRUE | COF-18HFN1-MT0W | 420 | 7947241 | CARRIER CORPORATION | 538PEQ018RBMAAAA | VSMSHP | 12.5 | 19.5 | 9.6 | Yes | Yes | 2015-02-09 | NULL | 1
FALSE | COF-18HFN1-MT0W | 420 | 7947293 | CARRIER CORPORATION | 538PEQ018RBMAAAA | VSMSHP | 12.5 | 19 | 9 | Yes | Yes | 2015-02-09 | NULL | 1
FALSE | M2OC-24HFN1-MW | 417 | 7992972 | CARRIER CORPORATION | 538PEQ024RBMAAAA | VSMSHP | 12.5 | 19 | 10.5 | Yes | Yes | 2015-02-09 | NULL | 1
TRUE | COY-23HFN1-MT0W | 417 | 7947243 | CARRIER CORPORATION | 538PEQ024RBMAAAA | VSMSHP | 12.5 | 20 | 10 | Yes | Yes | 2015-02-09 | NULL | 1
FALSE | M2OC-24HFN1-MW | 417 | 7947334 | CARRIER CORPORATION | 538TEQ027RDMAAAA | VSMSHP | 12.5 | 22 | 9.6 | Yes | Yes | 2015-02-09 | NULL | 1
TRUE | C5OE-48HFN1-M | 418 | 7947382 | CARRIER CORPORATION | 538TEQ048RFMAAAA | VSMSHP | 12.5 | 20 | 10 | Yes | Yes | 2015-02-09 | NULL | 1
TRUE | GWHD(18)ND3EO | 327 | 8005105 | CARRIER | 38GJQC18---301-- | VSMSHP | 12.5 | 22 | 9 | Yes | Yes | 2015-02-09 | NULL | 1
TRUE | GWHD(18)ND3EO | 327 | 8005106 | BRYANT | 538KEQ018RCGAAAA | VSMSHP | 12.5 | 22 | 9 | Yes | Yes | 2015-02-09 | NULL | 1
FALSE | C5OE-48HFN1-M | 418 | 8071540 | MIDEA AMERICA (CANADA) CORP. | M5OC-48HFN1-M | VSMSHP | 12.5 | 21 | 10 | Yes | Yes | 2015-03-06 | NULL | 1
TRUE | MOC-12HRFN1-MV0SW | 360 | 8071547 | MIDEA AMERICA (CANADA) CORP. | MOC-12HRFN1-MV0SW | VSMSHP | 13 | 21 | 10 | Yes | Yes | 2015-03-06 | NULL | 3
TRUE | MOY-22HFN1-MS0W | 417 | 8071545 | MIDEA AMERICA (CANADA) CORP. | MOY-22HFN1-MS0W | VSMSHP | 12.5 | 20 | 9.6 | Yes | Yes | 2015-03-06 | NULL | 1
TRUE | MOZ-12HFN1-MT0W | 416 | 8071543 | MIDEA AMERICA (CANADA) CORP. | MOZ-12HFN1-MT0W | VSMSHP | 13 | 20 | 9.6 | Yes | Yes | 2015-03-06 | NULL | 2
TRUE | MOZ-12HFN1-MW0W | 308 | 8071542 | MIDEA AMERICA (CANADA) CORP. | MOZ-12HFN1-MW0W | VSMSHP | 13.5 | 23 | 10 | Yes | Yes | 2015-03-06 | NULL | 3
TRUE | MOC-09HFN1-MW0W | 372 | 7551787 | PARKER DAVIS HVAC INTERNATIONAL, INC. | YN009GMFI22RPD | VSMSHP | 14.5 | 23.5 | 10 | Yes | Yes | 2015-04-17 | NULL | 3
TRUE | MOC-12HFN1-BT0W | 283 | 7551762 | PARKER DAVIS HVAC INTERNATIONAL, INC. | YN012AMFI20RPD | VSMSHP | 12.5 | 20 | 9.6 | Yes | Yes | 2015-04-17 | NULL | 1
TRUE | MOC-12HFN1-MV0W | 372 | 7551788 | PARKER DAVIS HVAC INTERNATIONAL, INC. | YN012GMFI22RPD | VSMSHP | 13 | 21.5 | 10 | Yes | Yes | 2015-04-17 | NULL | 3
TRUE | MOF-18HFN1-MU0W | 374 | 7551789 | PARKER DAVIS HVAC INTERNATIONAL, INC. | YN018GMFI22RPD | VSMSHP | 12.5 | 21 | 9.5 | Yes | Yes | 2015-04-17 | NULL | 1
TRUE | MOG-24HFN1-MS0W | 317 | 7551765 | PARKER DAVIS HVAC INTERNATIONAL, INC. | YN024GMFI20RPD | VSMSHP | 12.5 | 18 | 9.6 | Yes | Yes | 2015-04-17 | NULL | 1
TRUE | MOG-24HFN1-MT0W | 381 | 7551790 | PARKER DAVIS HVAC INTERNATIONAL, INC. | YN024GMFI22RPD | VSMSHP | 12.5 | 19 | 9 | Yes | Yes | 2015-04-17 | NULL | 1
TRUE | GWH24QE-D3DNA1D/O | 336 | 8331956 | ARCOAIRE | DLCCHR24K1A | VSMSHP | 12.5 | 20 | 10 | Yes | Yes | 2015-07-28 | NULL | 1
TRUE | GWH24QE-D3DNA1D/O | 336 | 8331957 | KENMORE | DLCCHR24K1A | VSMSHP | 12.5 | 20 | 10 | Yes | Yes | 2015-07-28 | NULL | 1
TRUE | GWH24QE-D3DNA1D/O | 336 | 8331958 | COMFORTMAKER | DLCCHR24K1A | VSMSHP | 12.5 | 20 | 10 | Yes | Yes | 2015-07-28 | NULL | 1
TRUE | GWH24QE-D3DNA1D/O | 336 | 8331959 | CARRIER | DLCCHR24K1A | VSMSHP | 12.5 | 20 | 10 | Yes | Yes | 2015-07-28 | NULL | 1
TRUE | GWH09QC-D3DNA1D/O | 345 | 8331924 | PAYNE | DLCCHR09K1A | VSMSHP | 14 | 23 | 10.5 | Yes | Yes | 2015-07-28 | NULL | 3
TRUE | GWH09QC-D3DNA1D/O | 345 | 8331925 | HEIL | DLCCHR09K1A | VSMSHP | 14 | 23 | 10.5 | Yes | Yes | 2015-07-28 | NULL | 3
TRUE | GWH09QC-D3DNA1D/O | 345 | 8331926 | KEEPRITE | DLCCHR09K1A | VSMSHP | 14 | 23 | 10.5 | Yes | Yes | 2015-07-28 | NULL | 3
TRUE | GWH09QC-D3DNA1D/O | 345 | 8331927 | TEMPSTAR | DLCCHR09K1A | VSMSHP | 14 | 23 | 10.5 | Yes | Yes | 2015-07-28 | NULL | 3
TRUE | GWH09QC-D3DNA1D/O | 345 | 8331928 | DAY & NIGHT | DLCCHR09K1A | VSMSHP | 14 | 23 | 10.5 | Yes | Yes | 2015-07-28 | NULL | 3
TRUE | GWH09QC-D3DNA1D/O | 345 | 8331929 | ARCOAIRE | DLCCHR09K1A | VSMSHP | 14 | 23 | 10.5 | Yes | Yes | 2015-07-28 | NULL | 3
TRUE | GWH09QC-D3DNA1D/O | 345 | 8331930 | KENMORE | DLCCHR09K1A | VSMSHP | 14 | 23 | 10.5 | Yes | Yes | 2015-07-28 | NULL | 3
TRUE | GWH09QC-D3DNA1D/O | 345 | 8331932 | CARRIER | DLCCHR09K1A | VSMSHP | 14 | 23 | 10.5 | Yes | Yes | 2015-07-28 | NULL | 3
TRUE | GWH09QC-D3DNA1D/O | 345 | 8331931 | COMFORTMAKER | DLCCHR09K1A | VSMSHP | 14 | 23 | 10.5 | Yes | Yes | 2015-07-28 | NULL | 3
TRUE | GWH09QC-A3DNA1D/O | 347 | 8331912 | KENMORE | DLCCHR09J1A | VSMSHP | 13 | 23 | 10.5 | Yes | Yes | 2015-07-28 | NULL | 3
TRUE | GWH09QC-A3DNA1D/O | 347 | 8331913 | COMFORTMAKER | DLCCHR09J1A | VSMSHP | 13 | 23 | 10.5 | Yes | Yes | 2015-07-28 | NULL | 3
TRUE | GWH09QC-A3DNA1D/O | 347 | 8331914 | CARRIER | DLCCHR09J1A | VSMSHP | 13 | 23 | 10.5 | Yes | Yes | 2015-07-28 | NULL | 3
TRUE | GWH09QC-A3DNA1D/O | 347 | 8331906 | PAYNE | DLCCHR09J1A | VSMSHP | 13 | 23 | 10.5 | Yes | Yes | 2015-07-28 | NULL | 3
TRUE | GWH09QC-A3DNA1D/O | 347 | 8331907 | HEIL | DLCCHR09J1A | VSMSHP | 13 | 23 | 10.5 | Yes | Yes | 2015-07-28 | NULL | 3
TRUE | GWH09QC-A3DNA1D/O | 347 | 8331908 | KEEPRITE | DLCCHR09J1A | VSMSHP | 13 | 23 | 10.5 | Yes | Yes | 2015-07-28 | NULL | 3
TRUE | GWH09QC-A3DNA1D/O | 347 | 8331909 | TEMPSTAR | DLCCHR09J1A | VSMSHP | 13 | 23 | 10.5 | Yes | Yes | 2015-07-28 | NULL | 3
TRUE | GWH09QC-A3DNA1D/O | 347 | 8331910 | DAY & NIGHT | DLCCHR09J1A | VSMSHP | 13 | 23 | 10.5 | Yes | Yes | 2015-07-28 | NULL | 3
TRUE | GWH09QC-A3DNA1D/O | 347 | 8331911 | ARCOAIRE | DLCCHR09J1A | VSMSHP | 13 | 23 | 10.5 | Yes | Yes | 2015-07-28 | NULL | 3
TRUE | GWH12QC-D3DNA1D/O | 346 | 8331933 | PAYNE | DLCCHR12K1A | VSMSHP | 12.5 | 22 | 10.1 | Yes | Yes | 2015-07-28 | NULL | 1
TRUE | GWH12QC-D3DNA1D/O | 346 | 8331934 | HEIL | DLCCHR12K1A | VSMSHP | 12.5 | 22 | 10.1 | Yes | Yes | 2015-07-28 | NULL | 1
TRUE | GWH12QC-D3DNA1D/O | 346 | 8331935 | KEEPRITE | DLCCHR12K1A | VSMSHP | 12.5 | 22 | 10.1 | Yes | Yes | 2015-07-28 | NULL | 1