FALSE | S4BF-036KB | 2740 | 5555113 | NUTONE | JS4BF-036KB | AC | Split System: Air-Cooled Condensing Unit, Coil with Blower | S4BF-036KB |  | C6B(A,H)-X36(C,U)-C | 13 | 16 | Yes | Yes | 2013-03-14 |  | 2
FALSE | S4BF-036KB | 2740 | 5555114 | NUTONE | JS4BF-036KB | AC | Split System: Air-Cooled Condensing Unit, Coil with Blower | S4BF-036KB |  | C6B(A,H)-X36(C,U)-C | 13 | 16 | Yes | Yes | 2013-03-14 |  | 2
FALSE | S4BF-036KB | 2740 | 5555115 | NUTONE | JS4BF-036KB | AC | Split System: Air-Cooled Condensing Unit, Coil with Blower | S4BF-036KB |  | C6B(A,H)-F42(C,U)-B+TXV-X3.0 | 12.5 | 15 | Yes | Yes | 2013-03-14 |  | 1
FALSE | S4BF-036KB | 2740 | 5555116 | NUTONE | JS4BF-036KB | AC | Split System: Air-Cooled Condensing Unit, Coil with Blower | S4BF-036KB |  | C6B(A,H)-X37(C,U)-C | 13 | 16 | Yes | Yes | 2013-03-14 |  | 2
FALSE | S4BF-036KB | 2740 | 5555117 | NUTONE | JS4BF-036KB | AC | Split System: Air-Cooled Condensing Unit, Coil with Blower | S4BF-036KB |  | C6B(A,H)-X37(C,U)-C | 13 | 16 | Yes | Yes | 2013-03-14 |  | 2
FALSE | S4BF-036KB | 2740 | 5555118 | NUTONE | JS4BF-036KB | AC | Split System: Air-Cooled Condensing Unit, Coil with Blower | S4BF-036KB |  | C6B(A,H)-F42(C,U)-B+TXV-X3.0 | 12.5 | 15 | Yes | Yes | 2013-03-14 |  | 1
FALSE | S4BF-048KC | 2750 | 5555073 | GARRISON | JS4BF-048KC | AC | Split System: Air-Cooled Condensing Unit, Coil with Blower | S4BF-048KC |  | C6B(A,H)-X48(C,U)-C | 12.5 | 16 | Yes | Yes | 2013-03-14 |  | 1
FALSE | S4BF-048KC | 2750 | 5555074 | GARRISON | JS4BF-048KC | AC | Split System: Air-Cooled Condensing Unit, Coil with Blower | S4BF-048KC |  | C6B(A,H)-X48(C,U)-C | 12.5 | 16 | Yes | Yes | 2013-03-14 |  | 1
FALSE | S4BF-048KC | 2750 | 5555075 | GARRISON | JS4BF-048KC | AC | Split System: Air-Cooled Condensing Unit, Coil with Blower | S4BF-048KC |  | C6B(A,H)-X48(C,U)-D | 12 | 15 | Yes | Yes | 2013-03-14 |  | 0
FALSE | S4BF-048KC | 2750 | 5555076 | GARRISON | JS4BF-048KC | AC | Split System: Air-Cooled Condensing Unit, Coil with Blower | S4BF-048KC |  | C6B(A,H)-X48(C,U)-D | 12 | 15 | Yes | Yes | 2013-03-14 |  | 0
FALSE | S4BF-048KC | 2750 | 5555077 | GARRISON | JS4BF-048KC | AC | Split System: Air-Cooled Condensing Unit, Coil with Blower | S4BF-048KC |  | C6B(A,H)-X48(C,U)-D | 12 | 15 | Yes | Yes | 2013-03-14 |  | 0
FALSE | S4BF-048KC | 2750 | 5555078 | GARRISON | JS4BF-048KC | AC | Split System: Air-Cooled Condensing Unit, Coil with Blower | S4BF-048KC |  | C6B(A,H)-F60(C,U)-C+TXV-X4.0 | 13 | 16 | Yes | Yes | 2013-03-14 |  | 2
TRUE | S4BF-048KC | 2750 | 5555079 | GARRISON | JS4BF-048KC | AC | Split System: Air-Cooled Condensing Unit, Coil with Blower | S4BF-048KC |  | B6VMAX48K-C | 13 | 16 | Yes | Yes | 2013-03-14 |  | 2
FALSE | S4BF-048KC | 2750 | 5555080 | GARRISON | JS4BF-048KC | AC | Split System: Air-Cooled Condensing Unit, Coil with Blower | S4BF-048KC |  | C6B(A,H)-X48(C,U)-C | 13 | 16 | Yes | Yes | 2013-03-14 |  | 2
FALSE | S4BF-024KB | 2733 | 5555081 | NUTONE | JS4BF-024KB | AC | Split System: Air-Cooled Condensing Unit, Coil with Blower | S4BF-024KB |  | C6B(A,H)-F24(C,U)-B+TXV-X2.0 | 12.5 | 15.5 | Yes | Yes | 2013-03-14 |  | 1
FALSE | S4BF-024KB | 2733 | 5555082 | NUTONE | JS4BF-024KB | AC | Split System: Air-Cooled Condensing Unit, Coil with Blower | S4BF-024KB |  | C6B(A,H)-X24(C,U)-B | 12.5 | 15.5 | Yes | Yes | 2013-03-14 |  | 1
FALSE | S4BF-024KB | 2733 | 5555083 | NUTONE | JS4BF-024KB | AC | Split System: Air-Cooled Condensing Unit, Coil with Blower | S4BF-024KB |  | C6B(A,H)-X26(C,U)-B | 13 | 16 | Yes | Yes | 2013-03-14 |  | 2
FALSE | S4BF-024KB | 2733 | 5555084 | NUTONE | JS4BF-024KB | AC | Split System: Air-Cooled Condensing Unit, Coil with Blower | S4BF-024KB |  | C6B(A,H)-F24(C,U)-B+TXV-X2.0 | 12.5 | 15.5 | Yes | Yes | 2013-03-14 |  | 1
FALSE | S4BF-024KB | 2733 | 5555085 | NUTONE | JS4BF-024KB | AC | Split System: Air-Cooled Condensing Unit, Coil with Blower | S4BF-024KB |  | C6B(A,H)-F24(C,U)-B+TXV-X2.0 | 12.5 | 15.5 | Yes | Yes | 2013-03-14 |  | 1
FALSE | S4BF-024KB | 2733 | 5555086 | NUTONE | JS4BF-024KB | AC | Split System: Air-Cooled Condensing Unit, Coil with Blower | S4BF-024KB |  | C6B(A,H)-F24(C,U)-B+TXV-X2.0 | 12.5 | 15.5 | Yes | Yes | 2013-03-14 |  | 1
FALSE | S4BF-024KB | 2733 | 5555087 | NUTONE | JS4BF-024KB | AC | Split System: Air-Cooled Condensing Unit, Coil with Blower | S4BF-024KB |  | C6B(A,H)-X24(C,U)-B | 12.5 | 15.5 | Yes | Yes | 2013-03-14 |  | 1
FALSE | S4BF-024KB | 2733 | 5555088 | NUTONE | JS4BF-024KB | AC | Split System: Air-Cooled Condensing Unit, Coil with Blower | S4BF-024KB |  | C6B(A,H)-X26(C,U)-B | 13 | 16 | Yes | Yes | 2013-03-14 |  | 2
FALSE | S4BF-024KB | 2733 | 5555089 | NUTONE | JS4BF-024KB | AC | Split System: Air-Cooled Condensing Unit, Coil with Blower | S4BF-024KB |  | C6B(A,H)-F24(C,U)-B+TXV-X2.0 | 12.5 | 15.5 | Yes | Yes | 2013-03-14 |  | 1
FALSE | S4BF-024KB | 2733 | 5555090 | NUTONE | JS4BF-024KB | AC | Split System: Air-Cooled Condensing Unit, Coil with Blower | S4BF-024KB |  | C6B(A,H)-X24(C,U)-B | 12.5 | 15.5 | Yes | Yes | 2013-03-14 |  | 1
FALSE | S4BF-024KB | 2733 | 5555091 | NUTONE | JS4BF-024KB | AC | Split System: Air-Cooled Condensing Unit, Coil with Blower | S4BF-024KB |  | C6B(A,H)-X24(C,U)-B | 12.5 | 15.5 | Yes | Yes | 2013-03-14 |  | 1
FALSE | S4BF-024KB | 2733 | 5555092 | NUTONE | JS4BF-024KB | AC | Split System: Air-Cooled Condensing Unit, Coil with Blower | S4BF-024KB |  | C6B(A,H)-F24(C,U)-B+TXV-X2.0 | 12.5 | 15.5 | Yes | Yes | 2013-03-14 |  | 1
FALSE | S4BF-024KB | 2733 | 5555093 | NUTONE | JS4BF-024KB | AC | Split System: Air-Cooled Condensing Unit, Coil with Blower | S4BF-024KB |  | C6B(A,H)-X24(C,U)-B | 12.5 | 15.5 | Yes | Yes | 2013-03-14 |  | 1
FALSE | S4BF-024KB | 2733 | 5555094 | NUTONE | JS4BF-024KB | AC | Split System: Air-Cooled Condensing Unit, Coil with Blower | S4BF-024KB |  | C6B(A,H)-X24(C,U)-B | 12.5 | 15.5 | Yes | Yes | 2013-03-14 |  | 1
FALSE | S4BF-024KB | 2733 | 5555095 | NUTONE | JS4BF-024KB | AC | Split System: Air-Cooled Condensing Unit, Coil with Blower | S4BF-024KB |  | C6B(A,H)-X26(C,U)-B | 13 | 16 | Yes | Yes | 2013-03-14 |  | 2
FALSE | S4BF-024KB | 2733 | 5555096 | NUTONE | JS4BF-024KB | AC | Split System: Air-Cooled Condensing Unit, Coil with Blower | S4BF-024KB |  | C6B(A,H)-X26(C,U)-B | 13 | 16 | Yes | Yes | 2013-03-14 |  | 2
FALSE | S4BF-024KB | 2733 | 5555097 | NUTONE | JS4BF-024KB | AC | Split System: Air-Cooled Condensing Unit, Coil with Blower | S4BF-024KB |  | C6B(A,H)-X26(C,U)-B | 13 | 16 | Yes | Yes | 2013-03-14 |  | 2
FALSE | S4BF-024KB | 2733 | 5555098 | NUTONE | JS4BF-024KB | AC | Split System: Air-Cooled Condensing Unit, Coil with Blower | S4BF-024KB |  | C6B(A,H)-X26(C,U)-B | 13 | 16 | Yes | Yes | 2013-03-14 |  | 2
FALSE | S4BF-024KB | 2733 | 5555099 | NUTONE | JS4BF-024KB | AC | Split System: Air-Cooled Condensing Unit, Coil with Blower | S4BF-024KB |  | C6B(A,H)-F24(C,U)-B+TXV-X2.0 | 12.5 | 15.5 | Yes | Yes | 2013-03-14 |  | 1
FALSE | S4BF-036KB | 2740 | 5555119 | NUTONE | JS4BF-036KB | AC | Split System: Air-Cooled Condensing Unit, Coil with Blower | S4BF-036KB |  | C6B(A,H)-X37(C,U)-C | 13 | 16 | Yes | Yes | 2013-03-14 |  | 2
FALSE | S4BF-036KB | 2740 | 5555120 | NUTONE | JS4BF-036KB | AC | Split System: Air-Cooled Condensing Unit, Coil with Blower | S4BF-036KB |  | C6B(A,H)-F48(C,U)-C+TXV-X3.0 | 13 | 16 | Yes | Yes | 2013-03-14 |  | 2
FALSE | S4BF-036KB | 2740 | 5555121 | NUTONE | JS4BF-036KB | AC | Split System: Air-Cooled Condensing Unit, Coil with Blower | S4BF-036KB |  | C6B(A,H)-F48(C,U)-C+TXV-X3.0 | 13 | 16 | Yes | Yes | 2013-03-14 |  | 2
FALSE | S4BF-036KB | 2740 | 5555122 | NUTONE | JS4BF-036KB | AC | Split System: Air-Cooled Condensing Unit, Coil with Blower | S4BF-036KB |  | C6B(A,H)-F48(C,U)-C+TXV-X3.0 | 13 | 16 | Yes | Yes | 2013-03-14 |  | 2
FALSE | S4BF-036KB | 2740 | 5555123 | NUTONE | JS4BF-036KB | AC | Split System: Air-Cooled Condensing Unit, Coil with Blower | S4BF-036KB |  | C6B(A,H)-X36(C,U)-B | 12.5 | 15 | Yes | Yes | 2013-03-14 |  | 1
FALSE | S4BF-036KB | 2740 | 5555124 | NUTONE | JS4BF-036KB | AC | Split System: Air-Cooled Condensing Unit, Coil with Blower | S4BF-036KB |  | C6B(A,H)-X36(C,U)-C | 13 | 16 | Yes | Yes | 2013-03-14 |  | 2
FALSE | S4BF-036KB | 2740 | 5555125 | NUTONE | JS4BF-036KB | AC | Split System: Air-Cooled Condensing Unit, Coil with Blower | S4BF-036KB |  | C6B(A,H)-X37(C,U)-C | 13 | 16 | Yes | Yes | 2013-03-14 |  | 2
FALSE | S4BF-036KB | 2740 | 5555126 | NUTONE | JS4BF-036KB | AC | Split System: Air-Cooled Condensing Unit, Coil with Blower | S4BF-036KB |  | C6B(A,H)-F42(C,U)-B+TXV-X3.0 | 12.5 | 15 | Yes | Yes | 2013-03-14 |  | 1
FALSE | S4BF-036KB | 2740 | 5555127 | NUTONE | JS4BF-036KB | AC | Split System: Air-Cooled Condensing Unit, Coil with Blower | S4BF-036KB |  | C6B(A,H)-X36(C,U)-C | 13 | 16 | Yes | Yes | 2013-03-14 |  | 2
FALSE | S4BF-036KB | 2740 | 5555128 | NUTONE | JS4BF-036KB | AC | Split System: Air-Cooled Condensing Unit, Coil with Blower | S4BF-036KB |  | C6B(A,H)-F42(C,U)-B+TXV-X3.0 | 12.5 | 15 | Yes | Yes | 2013-03-14 |  | 1
FALSE | S4BF-036KB | 2740 | 5555129 | NUTONE | JS4BF-036KB | AC | Split System: Air-Cooled Condensing Unit, Coil with Blower | S4BF-036KB |  | C6B(A,H)-X36(C,U)-B | 12.5 | 15 | Yes | Yes | 2013-03-14 |  | 1
FALSE | S4BF-036KB | 2740 | 5555130 | NUTONE | JS4BF-036KB | AC | Split System: Air-Cooled Condensing Unit, Coil with Blower | S4BF-036KB |  | C6B(A,H)-X36(C,U)-B | 12.5 | 15 | Yes | Yes | 2013-03-14 |  | 1
FALSE | S4BF-036KB | 2740 | 5555131 | NUTONE | JS4BF-036KB | AC | Split System: Air-Cooled Condensing Unit, Coil with Blower | S4BF-036KB |  | C6B(A,H)-X36(C,U)-C | 13 | 16 | Yes | Yes | 2013-03-14 |  | 2
FALSE | S4BF-036KB | 2740 | 5555132 | NUTONE | JS4BF-036KB | AC | Split System: Air-Cooled Condensing Unit, Coil with Blower | S4BF-036KB |  | C6B(A,H)-F42(C,U)-B+TXV-X3.0 | 12.5 | 15 | Yes | Yes | 2013-03-14 |  | 1
FALSE | S4BF-036KB | 2740 | 5555133 | NUTONE | JS4BF-036KB | AC | Split System: Air-Cooled Condensing Unit, Coil with Blower | S4BF-036KB |  | C6B(A,H)-F48(C,U)-C+TXV-X3.0 | 13 | 16 | Yes | Yes | 2013-03-14 |  | 2
FALSE | S4BF-036KB | 2740 | 5555134 | NUTONE | JS4BF-036KB | AC | Split System: Air-Cooled Condensing Unit, Coil with Blower | S4BF-036KB |  | C6B(A,H)-F48(C,U)-C+TXV-X3.0 | 13 | 16 | Yes | Yes | 2013-03-14 |  | 2
FALSE | S4BF-036KB | 2740 | 5555135 | NUTONE | JS4BF-036KB | AC | Split System: Air-Cooled Condensing Unit, Coil with Blower | S4BF-036KB |  | C6B(A,H)-X36(C,U)-B | 12.5 | 15 | Yes | Yes | 2013-03-14 |  | 1
FALSE | S4BF-036KB | 2740 | 5555136 | NUTONE | JS4BF-036KB | AC | Split System: Air-Cooled Condensing Unit, Coil with Blower | S4BF-036KB |  | C6B(A,H)-X36(C,U)-B | 12.5 | 15 | Yes | Yes | 2013-03-14 |  | 1
FALSE | S4BF-036KB | 2740 | 5555137 | NUTONE | JS4BF-036KB | AC | Split System: Air-Cooled Condensing Unit, Coil with Blower | S4BF-036KB |  | C6B(A,H)-X36(C,U)-C | 13 | 16 | Yes | Yes | 2013-03-14 |  | 2
TRUE | S4BF-036KB | 2740 | 5555138 | NUTONE | JS4BF-036KB | AC | Split System: Air-Cooled Condensing Unit, Coil with Blower | S4BF-036KB |  | B6VMAX36K-B | 13 | 16 | Yes | Yes | 2013-03-14 |  | 2
FALSE | S4BF-036KB | 2740 | 5555139 | NUTONE | JS4BF-036KB | AC | Split System: Air-Cooled Condensing Unit, Coil with Blower | S4BF-036KB |  | C6B(A,H)-F42(C,U)-B+TXV-X3.0 | 13 | 16 | Yes | Yes | 2013-03-14 |  | 2
FALSE | S4BF-036KB | 2740 | 5555140 | NUTONE | JS4BF-036KB | AC | Split System: Air-Cooled Condensing Unit, Coil with Blower | S4BF-036KB |  | C6B(A,H)-X36(C,U)-B | 13 | 16 | Yes | Yes | 2013-03-14 |  | 2
FALSE | S4BF-036KB | 2740 | 5555141 | NUTONE | JS4BF-036KB | AC | Split System: Air-Cooled Condensing Unit, Coil with Blower | S4BF-036KB |  | C6B(A,H)-F48(C,U)-C+TXV-X3.0 | 13 | 16 | Yes | Yes | 2013-03-14 |  | 2
FALSE | S4BF-036KB | 2740 | 5555142 | NUTONE | JS4BF-036KB | AC | Split System: Air-Cooled Condensing Unit, Coil with Blower | S4BF-036KB |  | C6B(A,H)-X36(C,U)-C | 13 | 16 | Yes | Yes | 2013-03-14 |  | 2
FALSE | S4BF-036KB | 2740 | 5555143 | NUTONE | JS4BF-036KB | AC | Split System: Air-Cooled Condensing Unit, Coil with Blower | S4BF-036KB |  | C6B(A,H)-X37(C,U)-C | 13 | 16 | Yes | Yes | 2013-03-14 |  | 2
FALSE | S4BF-048KC | 2750 | 5555144 | NUTONE | JS4BF-048KC | AC | Split System: Air-Cooled Condensing Unit, Coil with Blower | S4BF-048KC |  | C6B(A,H)-F60(C,U)-D+TXV-X4.0 | 12 | 15 | Yes | Yes | 2013-03-14 |  | 0
FALSE | S4BF-048KC | 2750 | 5555145 | NUTONE | JS4BF-048KC | AC | Split System: Air-Cooled Condensing Unit, Coil with Blower | S4BF-048KC |  | C6B(A,H)-X48(C,U)-C | 12.5 | 16 | Yes | Yes | 2013-03-14 |  | 1
FALSE | S4BF-048KC | 2750 | 5555146 | NUTONE | JS4BF-048KC | AC | Split System: Air-Cooled Condensing Unit, Coil with Blower | S4BF-048KC |  | C6B(A,H)-X48(C,U)-C | 12.5 | 16 | Yes | Yes | 2013-03-14 |  | 1
FALSE | S4BF-024KB | 2733 | 5555192 | ELECT-AIRE | JS4BF-024KB | AC | Split System: Air-Cooled Condensing Unit, Coil with Blower | S4BF-024KB |  | C6B(A,H)-F24(C,U)-B+TXV-X2.0 | 13 | 16 | Yes | Yes | 2013-03-14 |  | 2
FALSE | S4BF-024KB | 2733 | 5555193 | ELECT-AIRE | JS4BF-024KB | AC | Split System: Air-Cooled Condensing Unit, Coil with Blower | S4BF-024KB |  | C6B(A,H)-X24(C,U)-B | 13 | 16 | Yes | Yes | 2013-03-14 |  | 2
FALSE | S4BF-036KB | 2740 | 5555194 | ELECT-AIRE | JS4BF-036KB | AC | Split System: Air-Cooled Condensing Unit, Coil with Blower | S4BF-036KB |  | C6B(A,H)-F42(C,U)-B+TXV-X3.0 | 12.5 | 15 | Yes | Yes | 2013-03-14 |  | 1
FALSE | S4BF-036KB | 2740 | 5555195 | ELECT-AIRE | JS4BF-036KB | AC | Split System: Air-Cooled Condensing Unit, Coil with Blower | S4BF-036KB |  | C6B(A,H)-F48(C,U)-C+TXV-X3.0 | 13 | 16 | Yes | Yes | 2013-03-14 |  | 2
FALSE | S4BF-036KB | 2740 | 5555196 | ELECT-AIRE | JS4BF-036KB | AC | Split System: Air-Cooled Condensing Unit, Coil with Blower | S4BF-036KB |  | C6B(A,H)-X36(C,U)-B | 12.5 | 15 | Yes | Yes | 2013-03-14 |  | 1
FALSE | S4BF-036KB | 2740 | 5555197 | ELECT-AIRE | JS4BF-036KB | AC | Split System: Air-Cooled Condensing Unit, Coil with Blower | S4BF-036KB |  | C6B(A,H)-X37(C,U)-C | 13 | 16 | Yes | Yes | 2013-03-14 |  | 2
FALSE | S4BF-036KB | 2740 | 5555198 | ELECT-AIRE | JS4BF-036KB | AC | Split System: Air-Cooled Condensing Unit, Coil with Blower | S4BF-036KB |  | C6B(A,H)-X36(C,U)-C | 13 | 16 | Yes | Yes | 2013-03-14 |  | 2
FALSE | S4BF-036KB | 2740 | 5555199 | ELECT-AIRE | JS4BF-036KB | AC | Split System: Air-Cooled Condensing Unit, Coil with Blower | S4BF-036KB |  | C6B(A,H)-X36(C,U)-C | 13 | 16 | Yes | Yes | 2013-03-14 |  | 2
FALSE | S4BF-036KB | 2740 | 5555200 | ELECT-AIRE | JS4BF-036KB | AC | Split System: Air-Cooled Condensing Unit, Coil with Blower | S4BF-036KB |  | C6B(A,H)-F42(C,U)-B+TXV-X3.0 | 12.5 | 15 | Yes | Yes | 2013-03-14 |  | 1
FALSE | S4BF-036KB | 2740 | 5555201 | ELECT-AIRE | JS4BF-036KB | AC | Split System: Air-Cooled Condensing Unit, Coil with Blower | S4BF-036KB |  | C6B(A,H)-X37(C,U)-C | 13 | 16 | Yes | Yes | 2013-03-14 |  | 2
FALSE | S4BF-036KB | 2740 | 5555202 | ELECT-AIRE | JS4BF-036KB | AC | Split System: Air-Cooled Condensing Unit, Coil with Blower | S4BF-036KB |  | C6B(A,H)-X37(C,U)-C | 13 | 16 | Yes | Yes | 2013-03-14 |  | 2
FALSE | S4BF-036KB | 2740 | 5555203 | ELECT-AIRE | JS4BF-036KB | AC | Split System: Air-Cooled Condensing Unit, Coil with Blower | S4BF-036KB |  | C6B(A,H)-F42(C,U)-B+TXV-X3.0 | 12.5 | 15 | Yes | Yes | 2013-03-14 |  | 1
FALSE | S4BF-036KB | 2740 | 5555204 | ELECT-AIRE | JS4BF-036KB | AC | Split System: Air-Cooled Condensing Unit, Coil with Blower | S4BF-036KB |  | C6B(A,H)-X37(C,U)-C | 13 | 16 | Yes | Yes | 2013-03-14 |  | 2
FALSE | S4BF-036KB | 2740 | 5555205 | ELECT-AIRE | JS4BF-036KB | AC | Split System: Air-Cooled Condensing Unit, Coil with Blower | S4BF-036KB |  | C6B(A,H)-F48(C,U)-C+TXV-X3.0 | 13 | 16 | Yes | Yes | 2013-03-14 |  | 2
FALSE | S4BF-036KB | 2740 | 5555206 | ELECT-AIRE | JS4BF-036KB | AC | Split System: Air-Cooled Condensing Unit, Coil with Blower | S4BF-036KB |  | C6B(A,H)-F48(C,U)-C+TXV-X3.0 | 13 | 16 | Yes | Yes | 2013-03-14 |  | 2
FALSE | S4BF-036KB | 2740 | 5555207 | ELECT-AIRE | JS4BF-036KB | AC | Split System: Air-Cooled Condensing Unit, Coil with Blower | S4BF-036KB |  | C6B(A,H)-F48(C,U)-C+TXV-X3.0 | 13 | 16 | Yes | Yes | 2013-03-14 |  | 2
FALSE | S4BF-036KB | 2740 | 5555208 | ELECT-AIRE | JS4BF-036KB | AC | Split System: Air-Cooled Condensing Unit, Coil with Blower | S4BF-036KB |  | C6B(A,H)-X36(C,U)-B | 12.5 | 15 | Yes | Yes | 2013-03-14 |  | 1
FALSE | S4BF-036KB | 2740 | 5555209 | ELECT-AIRE | JS4BF-036KB | AC | Split System: Air-Cooled Condensing Unit, Coil with Blower | S4BF-036KB |  | C6B(A,H)-X36(C,U)-C | 13 | 16 | Yes | Yes | 2013-03-14 |  | 2
FALSE | S4BF-036KB | 2740 | 5555210 | ELECT-AIRE | JS4BF-036KB | AC | Split System: Air-Cooled Condensing Unit, Coil with Blower | S4BF-036KB |  | C6B(A,H)-X37(C,U)-C | 13 | 16 | Yes | Yes | 2013-03-14 |  | 2
FALSE | S4BF-024KB | 2733 | 5555166 | ELECT-AIRE | JS4BF-024KB | AC | Split System: Air-Cooled Condensing Unit, Coil with Blower | S4BF-024KB |  | C6B(A,H)-F24(C,U)-B+TXV-X2.0 | 12.5 | 15.5 | Yes | Yes | 2013-03-14 |  | 1
FALSE | S4BF-024KB | 2733 | 5555167 | ELECT-AIRE | JS4BF-024KB | AC | Split System: Air-Cooled Condensing Unit, Coil with Blower | S4BF-024KB |  | C6B(A,H)-X24(C,U)-B | 12.5 | 15.5 | Yes | Yes | 2013-03-14 |  | 1
FALSE | S4BF-024KB | 2733 | 5555168 | ELECT-AIRE | JS4BF-024KB | AC | Split System: Air-Cooled Condensing Unit, Coil with Blower | S4BF-024KB |  | C6B(A,H)-X26(C,U)-B | 13 | 16 | Yes | Yes | 2013-03-14 |  | 2
FALSE | S4BF-024KB | 2733 | 5555169 | ELECT-AIRE | JS4BF-024KB | AC | Split System: Air-Cooled Condensing Unit, Coil with Blower | S4BF-024KB |  | C6B(A,H)-F24(C,U)-B+TXV-X2.0 | 12.5 | 15.5 | Yes | Yes | 2013-03-14 |  | 1
FALSE | S4BF-024KB | 2733 | 5555170 | ELECT-AIRE | JS4BF-024KB | AC | Split System: Air-Cooled Condensing Unit, Coil with Blower | S4BF-024KB |  | C6B(A,H)-F24(C,U)-B+TXV-X2.0 | 12.5 | 15.5 | Yes | Yes | 2013-03-14 |  | 1
FALSE | S4BF-024KB | 2733 | 5555171 | ELECT-AIRE | JS4BF-024KB | AC | Split System: Air-Cooled Condensing Unit, Coil with Blower | S4BF-024KB |  | C6B(A,H)-F24(C,U)-B+TXV-X2.0 | 12.5 | 15.5 | Yes | Yes | 2013-03-14 |  | 1
FALSE | S4BF-024KB | 2733 | 5555172 | ELECT-AIRE | JS4BF-024KB | AC | Split System: Air-Cooled Condensing Unit, Coil with Blower | S4BF-024KB |  | C6B(A,H)-X24(C,U)-B | 12.5 | 15.5 | Yes | Yes | 2013-03-14 |  | 1
FALSE | S4BF-024KB | 2733 | 5555173 | ELECT-AIRE | JS4BF-024KB | AC | Split System: Air-Cooled Condensing Unit, Coil with Blower | S4BF-024KB |  | C6B(A,H)-X26(C,U)-B | 13 | 16 | Yes | Yes | 2013-03-14 |  | 2
FALSE | S4BF-024KB | 2733 | 5555174 | ELECT-AIRE | JS4BF-024KB | AC | Split System: Air-Cooled Condensing Unit, Coil with Blower | S4BF-024KB |  | C6B(A,H)-F24(C,U)-B+TXV-X2.0 | 12.5 | 15.5 | Yes | Yes | 2013-03-14 |  | 1
FALSE | S4BF-024KB | 2733 | 5555175 | ELECT-AIRE | JS4BF-024KB | AC | Split System: Air-Cooled Condensing Unit, Coil with Blower | S4BF-024KB |  | C6B(A,H)-X24(C,U)-B | 12.5 | 15.5 | Yes | Yes | 2013-03-14 |  | 1
FALSE | S4BF-024KB | 2733 | 5555176 | ELECT-AIRE | JS4BF-024KB | AC | Split System: Air-Cooled Condensing Unit, Coil with Blower | S4BF-024KB |  | C6B(A,H)-X24(C,U)-B | 12.5 | 15.5 | Yes | Yes | 2013-03-14 |  | 1
FALSE | S4BF-024KB | 2733 | 5555177 | ELECT-AIRE | JS4BF-024KB | AC | Split System: Air-Cooled Condensing Unit, Coil with Blower | S4BF-024KB |  | C6B(A,H)-F24(C,U)-B+TXV-X2.0 | 12.5 | 15.5 | Yes | Yes | 2013-03-14 |  | 1
FALSE | S4BF-024KB | 2733 | 5555178 | ELECT-AIRE | JS4BF-024KB | AC | Split System: Air-Cooled Condensing Unit, Coil with Blower | S4BF-024KB |  | C6B(A,H)-X24(C,U)-B | 12.5 | 15.5 | Yes | Yes | 2013-03-14 |  | 1
FALSE | S4BF-024KB | 2733 | 5555179 | ELECT-AIRE | JS4BF-024KB | AC | Split System: Air-Cooled Condensing Unit, Coil with Blower | S4BF-024KB |  | C6B(A,H)-X24(C,U)-B | 12.5 | 15.5 | Yes | Yes | 2013-03-14 |  | 1
FALSE | S4BF-024KB | 2733 | 5555180 | ELECT-AIRE | JS4BF-024KB | AC | Split System: Air-Cooled Condensing Unit, Coil with Blower | S4BF-024KB |  | C6B(A,H)-X26(C,U)-B | 13 | 16 | Yes | Yes | 2013-03-14 |  | 2
FALSE | S4BF-024KB | 2733 | 5555181 | ELECT-AIRE | JS4BF-024KB | AC | Split System: Air-Cooled Condensing Unit, Coil with Blower | S4BF-024KB |  | C6B(A,H)-X26(C,U)-B | 13 | 16 | Yes | Yes | 2013-03-14 |  | 2
FALSE | S4BF-024KB | 2733 | 5555182 | ELECT-AIRE | JS4BF-024KB | AC | Split System: Air-Cooled Condensing Unit, Coil with Blower | S4BF-024KB |  | C6B(A,H)-X26(C,U)-B | 13 | 16 | Yes | Yes | 2013-03-14 |  | 2
FALSE | S4BF-024KB | 2733 | 5555183 | ELECT-AIRE | JS4BF-024KB | AC | Split System: Air-Cooled Condensing Unit, Coil with Blower | S4BF-024KB |  | C6B(A,H)-X26(C,U)-B | 13 | 16 | Yes | Yes | 2013-03-14 |  | 2
FALSE | S4BF-024KB | 2733 | 5555184 | ELECT-AIRE | JS4BF-024KB | AC | Split System: Air-Cooled Condensing Unit, Coil with Blower | S4BF-024KB |  | C6B(A,H)-F24(C,U)-B+TXV-X2.0 | 12.5 | 15.5 | Yes | Yes | 2013-03-14 |  | 1
FALSE | S4BF-024KB | 2733 | 5555185 | ELECT-AIRE | JS4BF-024KB | AC | Split System: Air-Cooled Condensing Unit, Coil with Blower | S4BF-024KB |  | C6B(A,H)-X24(C,U)-B | 12.5 | 15.5 | Yes | Yes | 2013-03-14 |  | 1
FALSE | S4BF-024KB | 2733 | 5555186 | ELECT-AIRE | JS4BF-024KB | AC | Split System: Air-Cooled Condensing Unit, Coil with Blower | S4BF-024KB |  | C6B(A,H)-X24(C,U)-B | 12.5 | 15.5 | Yes | Yes | 2013-03-14 |  | 1
FALSE | S4BF-024KB | 2733 | 5555187 | ELECT-AIRE | JS4BF-024KB | AC | Split System: Air-Cooled Condensing Unit, Coil with Blower | S4BF-024KB |  | C6B(A,H)-X26(C,U)-B | 13 | 16 | Yes | Yes | 2013-03-14 |  | 2
FALSE | S4BF-024KB | 2733 | 5555188 | ELECT-AIRE | JS4BF-024KB | AC | Split System: Air-Cooled Condensing Unit, Coil with Blower | S4BF-024KB |  | C6B(A,H)-X26(C,U)-B | 13 | 16 | Yes | Yes | 2013-03-14 |  | 2
FALSE | S4BF-024KB | 2733 | 5555189 | ELECT-AIRE | JS4BF-024KB | AC | Split System: Air-Cooled Condensing Unit, Coil with Blower | S4BF-024KB |  | C6B(A,H)-F24(C,U)-B+TXV-X2.0 | 12.5 | 15.5 | Yes | Yes | 2013-03-14 |  | 1
FALSE | S4BF-024KB | 2733 | 5555190 | ELECT-AIRE | JS4BF-024KB | AC | Split System: Air-Cooled Condensing Unit, Coil with Blower | S4BF-024KB |  | C6B(A,H)-X26(C,U)-B | 13 | 16 | Yes | Yes | 2013-03-14 |  | 2
TRUE | S4BF-024KB | 2733 | 5555191 | ELECT-AIRE | JS4BF-024KB | AC | Split System: Air-Cooled Condensing Unit, Coil with Blower | S4BF-024KB |  | B6VMAX24K-B | 13 | 16 | Yes | Yes | 2013-03-14 |  | 2
FALSE | S4BF-036KB | 2740 | 5555211 | ELECT-AIRE | JS4BF-036KB | AC | Split System: Air-Cooled Condensing Unit, Coil with Blower | S4BF-036KB |  | C6B(A,H)-F42(C,U)-B+TXV-X3.0 | 12.5 | 15 | Yes | Yes | 2013-03-14 |  | 1
FALSE | S4BF-036KB | 2740 | 5555212 | ELECT-AIRE | JS4BF-036KB | AC | Split System: Air-Cooled Condensing Unit, Coil with Blower | S4BF-036KB |  | C6B(A,H)-X36(C,U)-C | 13 | 16 | Yes | Yes | 2013-03-14 |  | 2
FALSE | S4BF-036KB | 2740 | 5555213 | ELECT-AIRE | JS4BF-036KB | AC | Split System: Air-Cooled Condensing Unit, Coil with Blower | S4BF-036KB |  | C6B(A,H)-F42(C,U)-B+TXV-X3.0 | 12.5 | 15 | Yes | Yes | 2013-03-14 |  | 1
FALSE | S4BF-036KB | 2740 | 5555214 | ELECT-AIRE | JS4BF-036KB | AC | Split System: Air-Cooled Condensing Unit, Coil with Blower | S4BF-036KB |  | C6B(A,H)-X36(C,U)-B | 12.5 | 15 | Yes | Yes | 2013-03-14 |  | 1
FALSE | S4BF-036KB | 2740 | 5555215 | ELECT-AIRE | JS4BF-036KB | AC | Split System: Air-Cooled Condensing Unit, Coil with Blower | S4BF-036KB |  | C6B(A,H)-X36(C,U)-B | 12.5 | 15 | Yes | Yes | 2013-03-14 |  | 1
FALSE | S4BF-036KB | 2740 | 5555216 | ELECT-AIRE | JS4BF-036KB | AC | Split System: Air-Cooled Condensing Unit, Coil with Blower | S4BF-036KB |  | C6B(A,H)-X36(C,U)-C | 13 | 16 | Yes | Yes | 2013-03-14 |  | 2
FALSE | S4BF-036KB | 2740 | 5555217 | ELECT-AIRE | JS4BF-036KB | AC | Split System: Air-Cooled Condensing Unit, Coil with Blower | S4BF-036KB |  | C6B(A,H)-F42(C,U)-B+TXV-X3.0 | 12.5 | 15 | Yes | Yes | 2013-03-14 |  | 1
FALSE | S4BF-036KB | 2740 | 5555218 | ELECT-AIRE | JS4BF-036KB | AC | Split System: Air-Cooled Condensing Unit, Coil with Blower | S4BF-036KB |  | C6B(A,H)-F48(C,U)-C+TXV-X3.0 | 13 | 16 | Yes | Yes | 2013-03-14 |  | 2
FALSE | S4BF-036KB | 2740 | 5555219 | ELECT-AIRE | JS4BF-036KB | AC | Split System: Air-Cooled Condensing Unit, Coil with Blower | S4BF-036KB |  | C6B(A,H)-F48(C,U)-C+TXV-X3.0 | 13 | 16 | Yes | Yes | 2013-03-14 |  | 2
FALSE | S4BF-036KB | 2740 | 5555220 | ELECT-AIRE | JS4BF-036KB | AC | Split System: Air-Cooled Condensing Unit, Coil with Blower | S4BF-036KB |  | C6B(A,H)-X36(C,U)-B | 12.5 | 15 | Yes | Yes | 2013-03-14 |  | 1
FALSE | S4BF-036KB | 2740 | 5555221 | ELECT-AIRE | JS4BF-036KB | AC | Split System: Air-Cooled Condensing Unit, Coil with Blower | S4BF-036KB |  | C6B(A,H)-X36(C,U)-B | 12.5 | 15 | Yes | Yes | 2013-03-14 |  | 1
FALSE | S4BF-036KB | 2740 | 5555222 | ELECT-AIRE | JS4BF-036KB | AC | Split System: Air-Cooled Condensing Unit, Coil with Blower | S4BF-036KB |  | C6B(A,H)-X36(C,U)-C | 13 | 16 | Yes | Yes | 2013-03-14 |  | 2
TRUE | S4BF-036KB | 2740 | 5555223 | ELECT-AIRE | JS4BF-036KB | AC | Split System: Air-Cooled Condensing Unit, Coil with Blower | S4BF-036KB |  | B6VMAX36K-B | 13 | 16 | Yes | Yes | 2013-03-14 |  | 2
FALSE | S4BF-036KB | 2740 | 5555224 | ELECT-AIRE | JS4BF-036KB | AC | Split System: Air-Cooled Condensing Unit, Coil with Blower | S4BF-036KB |  | C6B(A,H)-F42(C,U)-B+TXV-X3.0 | 13 | 16 | Yes | Yes | 2013-03-14 |  | 2
FALSE | S4BF-036KB | 2740 | 5555225 | ELECT-AIRE | JS4BF-036KB | AC | Split System: Air-Cooled Condensing Unit, Coil with Blower | S4BF-036KB |  | C6B(A,H)-X36(C,U)-B | 13 | 16 | Yes | Yes | 2013-03-14 |  | 2
FALSE | S4BF-036KB | 2740 | 5555226 | ELECT-AIRE | JS4BF-036KB | AC | Split System: Air-Cooled Condensing Unit, Coil with Blower | S4BF-036KB |  | C6B(A,H)-F48(C,U)-C+TXV-X3.0 | 13 | 16 | Yes | Yes | 2013-03-14 |  | 2
FALSE | S4BF-036KB | 2740 | 5555227 | ELECT-AIRE | JS4BF-036KB | AC | Split System: Air-Cooled Condensing Unit, Coil with Blower | S4BF-036KB |  | C6B(A,H)-X36(C,U)-C | 13 | 16 | Yes | Yes | 2013-03-14 |  | 2
FALSE | S4BF-036KB | 2740 | 5555228 | ELECT-AIRE | JS4BF-036KB | AC | Split System: Air-Cooled Condensing Unit, Coil with Blower | S4BF-036KB |  | C6B(A,H)-X37(C,U)-C | 13 | 16 | Yes | Yes | 2013-03-14 |  | 2
FALSE | S4BF-048KC | 2750 | 5555229 | ELECT-AIRE | JS4BF-048KC | AC | Split System: Air-Cooled Condensing Unit, Coil with Blower | S4BF-048KC |  | C6B(A,H)-F60(C,U)-D+TXV-X4.0 | 12 | 15 | Yes | Yes | 2013-03-14 |  | 0
FALSE | S4BF-048KC | 2750 | 5555230 | ELECT-AIRE | JS4BF-048KC | AC | Split System: Air-Cooled Condensing Unit, Coil with Blower | S4BF-048KC |  | C6B(A,H)-X48(C,U)-C | 12.5 | 16 | Yes | Yes | 2013-03-14 |  | 1
FALSE | S4BF-048KC | 2750 | 5555231 | ELECT-AIRE | JS4BF-048KC | AC | Split System: Air-Cooled Condensing Unit, Coil with Blower | S4BF-048KC |  | C6B(A,H)-X48(C,U)-C | 12.5 | 16 | Yes | Yes | 2013-03-14 |  | 1
FALSE | S4BF-048KC | 2750 | 5555232 | ELECT-AIRE | JS4BF-048KC | AC | Split System: Air-Cooled Condensing Unit, Coil with Blower | S4BF-048KC |  | C6B(A,H)-F60(C,U)-C+TXV-X4.0 | 12.5 | 16 | Yes | Yes | 2013-03-14 |  | 1
FALSE | S4BF-048KC | 2750 | 5555233 | ELECT-AIRE | JS4BF-048KC | AC | Split System: Air-Cooled Condensing Unit, Coil with Blower | S4BF-048KC |  | C6B(A,H)-F60(C,U)-D+TXV-X4.0 | 12 | 15 | Yes | Yes | 2013-03-14 |  | 0
FALSE | S4BF-048KC | 2750 | 5555234 | ELECT-AIRE | JS4BF-048KC | AC | Split System: Air-Cooled Condensing Unit, Coil with Blower | S4BF-048KC |  | C6B(A,H)-X48(C,U)-C | 12.5 | 16 | Yes | Yes | 2013-03-14 |  | 1
FALSE | S4BF-048KC | 2750 | 5555235 | ELECT-AIRE | JS4BF-048KC | AC | Split System: Air-Cooled Condensing Unit, Coil with Blower | S4BF-048KC |  | C6B(A,H)-X48(C,U)-D | 12 | 15 | Yes | Yes | 2013-03-14 |  | 0
FALSE | S4BF-048KC | 2750 | 5555236 | ELECT-AIRE | JS4BF-048KC | AC | Split System: Air-Cooled Condensing Unit, Coil with Blower | S4BF-048KC |  | C6B(A,H)-F60(C,U)-C+TXV-X4.0 | 12.5 | 16 | Yes | Yes | 2013-03-14 |  | 1
FALSE | S4BF-036KB | 2740 | 5555283 | GIBSON | JS4BF-036KB | AC | Split System: Air-Cooled Condensing Unit, Coil with Blower | S4BF-036KB |  | C6B(A,H)-F42(C,U)-B+TXV-X3.0 | 12.5 | 15 | Yes | Yes | 2013-03-14 |  | 1
FALSE | S4BF-036KB | 2740 | 5555284 | GIBSON | JS4BF-036KB | AC | Split System: Air-Cooled Condensing Unit, Coil with Blower | S4BF-036KB |  | C6B(A,H)-X36(C,U)-C | 13 | 16 | Yes | Yes | 2013-03-14 |  | 2
FALSE | S4BF-036KB | 2740 | 5555285 | GIBSON | JS4BF-036KB | AC | Split System: Air-Cooled Condensing Unit, Coil with Blower | S4BF-036KB |  | C6B(A,H)-X36(C,U)-B | 12.5 | 15 | Yes | Yes | 2013-03-14 |  | 1
FALSE | S4BF-036KB | 2740 | 5555286 | GIBSON | JS4BF-036KB | AC | Split System: Air-Cooled Condensing Unit, Coil with Blower | S4BF-036KB |  | C6B(A,H)-X36(C,U)-B | 12.5 | 15 | Yes | Yes | 2013-03-14 |  | 1
FALSE | S4BF-036KB | 2740 | 5555287 | GIBSON | JS4BF-036KB | AC | Split System: Air-Cooled Condensing Unit, Coil with Blower | S4BF-036KB |  | C6B(A,H)-F42(C,U)-B+TXV-X3.0 | 12.5 | 15 | Yes | Yes | 2013-03-14 |  | 1
FALSE | S4BF-036KB | 2740 | 5555288 | GIBSON | JS4BF-036KB | AC | Split System: Air-Cooled Condensing Unit, Coil with Blower | S4BF-036KB |  | C6B(A,H)-F48(C,U)-C+TXV-X3.0 | 13 | 16 | Yes | Yes | 2013-03-14 |  | 2
FALSE | S4BF-036KB | 2740 | 5555289 | GIBSON | JS4BF-036KB | AC | Split System: Air-Cooled Condensing Unit, Coil with Blower | S4BF-036KB |  | C6B(A,H)-F48(C,U)-C+TXV-X3.0 | 13 | 16 | Yes | Yes | 2013-03-14 |  | 2
FALSE | S4BF-036KB | 2740 | 5555290 | GIBSON | JS4BF-036KB | AC | Split System: Air-Cooled Condensing Unit, Coil with Blower | S4BF-036KB |  | C6B(A,H)-X36(C,U)-B | 12.5 | 15 | Yes | Yes | 2013-03-14 |  | 1
FALSE | S4BF-036KB | 2740 | 5555291 | GIBSON | JS4BF-036KB | AC | Split System: Air-Cooled Condensing Unit, Coil with Blower | S4BF-036KB |  | C6B(A,H)-X36(C,U)-C | 13 | 16 | Yes | Yes | 2013-03-14 |  | 2
FALSE | S4BF-048KC | 2750 | 5555292 | GIBSON | JS4BF-048KC | AC | Split System: Air-Cooled Condensing Unit, Coil with Blower | S4BF-048KC |  | C6B(A,H)-F60(C,U)-D+TXV-X4.0 | 12 | 15 | Yes | Yes | 2013-03-14 |  | 0
FALSE | S4BF-048KC | 2750 | 5555293 | GIBSON | JS4BF-048KC | AC | Split System: Air-Cooled Condensing Unit, Coil with Blower | S4BF-048KC |  | C6B(A,H)-X48(C,U)-C | 12.5 | 16 | Yes | Yes | 2013-03-14 |  | 1
FALSE | S4BF-048KC | 2750 | 5555294 | GIBSON | JS4BF-048KC | AC | Split System: Air-Cooled Condensing Unit, Coil with Blower | S4BF-048KC |  | C6B(A,H)-X48(C,U)-C | 12.5 | 16 | Yes | Yes | 2013-03-14 |  | 1
FALSE | S4BF-048KC | 2750 | 5555295 | GIBSON | JS4BF-048KC | AC | Split System: Air-Cooled Condensing Unit, Coil with Blower | S4BF-048KC |  | C6B(A,H)-X48(C,U)-D | 12 | 15 | Yes | Yes | 2013-03-14 |  | 0
FALSE | S4BF-048KC | 2750 | 5555296 | GIBSON | JS4BF-048KC | AC | Split System: Air-Cooled Condensing Unit, Coil with Blower | S4BF-048KC |  | C6B(A,H)-F60(C,U)-C+TXV-X4.0 | 12.5 | 16 | Yes | Yes | 2013-03-14 |  | 1
FALSE | S4BF-048KC | 2750 | 5555297 | GIBSON | JS4BF-048KC | AC | Split System: Air-Cooled Condensing Unit, Coil with Blower | S4BF-048KC |  | C6B(A,H)-F60(C,U)-C+TXV-X4.0 | 12.5 | 16 | Yes | Yes | 2013-03-14 |  | 1
FALSE | S4BF-048KC | 2750 | 5555298 | GIBSON | JS4BF-048KC | AC | Split System: Air-Cooled Condensing Unit, Coil with Blower | S4BF-048KC |  | C6B(A,H)-F60(C,U)-C+TXV-X4.0 | 12.5 | 16 | Yes | Yes | 2013-03-14 |  | 1
FALSE | S4BF-048KC | 2750 | 5555299 | GIBSON | JS4BF-048KC | AC | Split System: Air-Cooled Condensing Unit, Coil with Blower | S4BF-048KC |  | C6B(A,H)-F60(C,U)-D+TXV-X4.0 | 12 | 15 | Yes | Yes | 2013-03-14 |  | 0
FALSE | S4BF-048KC | 2750 | 5555300 | GIBSON | JS4BF-048KC | AC | Split System: Air-Cooled Condensing Unit, Coil with Blower | S4BF-048KC |  | C6B(A,H)-F60(C,U)-D+TXV-X4.0 | 12 | 15 | Yes | Yes | 2013-03-14 |  | 0
FALSE | S4BF-048KC | 2750 | 5555301 | GIBSON | JS4BF-048KC | AC | Split System: Air-Cooled Condensing Unit, Coil with Blower | S4BF-048KC |  | C6B(A,H)-X48(C,U)-C | 12.5 | 16 | Yes | Yes | 2013-03-14 |  | 1
FALSE | S4BF-024KB | 2733 | 5555256 | GIBSON | JS4BF-024KB | AC | Split System: Air-Cooled Condensing Unit, Coil with Blower | S4BF-024KB |  | C6B(A,H)-X24(C,U)-B | 12.5 | 15.5 | Yes | Yes | 2013-03-14 |  | 1
FALSE | S4BF-024KB | 2733 | 5555257 | GIBSON | JS4BF-024KB | AC | Split System: Air-Cooled Condensing Unit, Coil with Blower | S4BF-024KB |  | C6B(A,H)-F24(C,U)-B+TXV-X2.0 | 12.5 | 15.5 | Yes | Yes | 2013-03-14 |  | 1
FALSE | S4BF-024KB | 2733 | 5555258 | GIBSON | JS4BF-024KB | AC | Split System: Air-Cooled Condensing Unit, Coil with Blower | S4BF-024KB |  | C6B(A,H)-X24(C,U)-B | 12.5 | 15.5 | Yes | Yes | 2013-03-14 |  | 1
FALSE | S4BF-024KB | 2733 | 5555259 | GIBSON | JS4BF-024KB | AC | Split System: Air-Cooled Condensing Unit, Coil with Blower | S4BF-024KB |  | C6B(A,H)-X24(C,U)-B | 12.5 | 15.5 | Yes | Yes | 2013-03-14 |  | 1
FALSE | S4BF-024KB | 2733 | 5555260 | GIBSON | JS4BF-024KB | AC | Split System: Air-Cooled Condensing Unit, Coil with Blower | S4BF-024KB |  | C6B(A,H)-F24(C,U)-B+TXV-X2.0 | 12.5 | 15.5 | Yes | Yes | 2013-03-14 |  | 1
FALSE | S4BF-024KB | 2733 | 5555261 | GIBSON | JS4BF-024KB | AC | Split System: Air-Cooled Condensing Unit, Coil with Blower | S4BF-024KB |  | C6B(A,H)-X24(C,U)-B | 12.5 | 15.5 | Yes | Yes | 2013-03-14 |  | 1
FALSE | S4BF-024KB | 2733 | 5555262 | GIBSON | JS4BF-024KB | AC | Split System: Air-Cooled Condensing Unit, Coil with Blower | S4BF-024KB |  | C6B(A,H)-X24(C,U)-B | 12.5 | 15.5 | Yes | Yes | 2013-03-14 |  | 1
FALSE | S4BF-024KB | 2733 | 5555263 | GIBSON | JS4BF-024KB | AC | Split System: Air-Cooled Condensing Unit, Coil with Blower | S4BF-024KB |  | C6B(A,H)-X26(C,U)-B | 13 | 16 | Yes | Yes | 2013-03-14 |  | 2
FALSE | S4BF-024KB | 2733 | 5555264 | GIBSON | JS4BF-024KB | AC | Split System: Air-Cooled Condensing Unit, Coil with Blower | S4BF-024KB |  | C6B(A,H)-X26(C,U)-B | 13 | 16 | Yes | Yes | 2013-03-14 |  | 2
FALSE | S4BF-024KB | 2733 | 5555265 | GIBSON | JS4BF-024KB | AC | Split System: Air-Cooled Condensing Unit, Coil with Blower | S4BF-024KB |  | C6B(A,H)-X26(C,U)-B | 13 | 16 | Yes | Yes | 2013-03-14 |  | 2
FALSE | S4BF-024KB | 2733 | 5555266 | GIBSON | JS4BF-024KB | AC | Split System: Air-Cooled Condensing Unit, Coil with Blower | S4BF-024KB |  | C6B(A,H)-F24(C,U)-B+TXV-X2.0 | 12.5 | 15.5 | Yes | Yes | 2013-03-14 |  | 1
FALSE | S4BF-024KB | 2733 | 5555267 | GIBSON | JS4BF-024KB | AC | Split System: Air-Cooled Condensing Unit, Coil with Blower | S4BF-024KB |  | C6B(A,H)-X26(C,U)-B | 13 | 16 | Yes | Yes | 2013-03-14 |  | 2
FALSE | S4BF-024KB | 2733 | 5555268 | GIBSON | JS4BF-024KB | AC | Split System: Air-Cooled Condensing Unit, Coil with Blower | S4BF-024KB |  | C6B(A,H)-X26(C,U)-B | 13 | 16 | Yes | Yes | 2013-03-14 |  | 2
FALSE | S4BF-036KB | 2740 | 5555269 | GIBSON | JS4BF-036KB | AC | Split System: Air-Cooled Condensing Unit, Coil with Blower | S4BF-036KB |  | C6B(A,H)-F42(C,U)-B+TXV-X3.0 | 12.5 | 15 | Yes | Yes | 2013-03-14 |  | 1
FALSE | S4BF-036KB | 2740 | 5555270 | GIBSON | JS4BF-036KB | AC | Split System: Air-Cooled Condensing Unit, Coil with Blower | S4BF-036KB |  | C6B(A,H)-F48(C,U)-C+TXV-X3.0 | 13 | 16 | Yes | Yes | 2013-03-14 |  | 2
FALSE | S4BF-036KB | 2740 | 5555271 | GIBSON | JS4BF-036KB | AC | Split System: Air-Cooled Condensing Unit, Coil with Blower | S4BF-036KB |  | C6B(A,H)-X36(C,U)-B | 12.5 | 15 | Yes | Yes | 2013-03-14 |  | 1
FALSE | S4BF-036KB | 2740 | 5555272 | GIBSON | JS4BF-036KB | AC | Split System: Air-Cooled Condensing Unit, Coil with Blower | S4BF-036KB |  | C6B(A,H)-X36(C,U)-C | 13 | 16 | Yes | Yes | 2013-03-14 |  | 2
FALSE | S4BF-036KB | 2740 | 5555273 | GIBSON | JS4BF-036KB | AC | Split System: Air-Cooled Condensing Unit, Coil with Blower | S4BF-036KB |  | C6B(A,H)-X36(C,U)-C | 13 | 16 | Yes | Yes | 2013-03-14 |  | 2
FALSE | S4BF-036KB | 2740 | 5555274 | GIBSON | JS4BF-036KB | AC | Split System: Air-Cooled Condensing Unit, Coil with Blower | S4BF-036KB |  | C6B(A,H)-F42(C,U)-B+TXV-X3.0 | 12.5 | 15 | Yes | Yes | 2013-03-14 |  | 1
FALSE | S4BF-036KB | 2740 | 5555275 | GIBSON | JS4BF-036KB | AC | Split System: Air-Cooled Condensing Unit, Coil with Blower | S4BF-036KB |  | C6B(A,H)-X37(C,U)-C | 13 | 16 | Yes | Yes | 2013-03-14 |  | 2
FALSE | S4BF-036KB | 2740 | 5555276 | GIBSON | JS4BF-036KB | AC | Split System: Air-Cooled Condensing Unit, Coil with Blower | S4BF-036KB |  | C6B(A,H)-X37(C,U)-C | 13 | 16 | Yes | Yes | 2013-03-14 |  | 2
FALSE | S4BF-036KB | 2740 | 5555277 | GIBSON | JS4BF-036KB | AC | Split System: Air-Cooled Condensing Unit, Coil with Blower | S4BF-036KB |  | C6B(A,H)-F42(C,U)-B+TXV-X3.0 | 12.5 | 15 | Yes | Yes | 2013-03-14 |  | 1
FALSE | S4BF-036KB | 2740 | 5555278 | GIBSON | JS4BF-036KB | AC | Split System: Air-Cooled Condensing Unit, Coil with Blower | S4BF-036KB |  | C6B(A,H)-X37(C,U)-C | 13 | 16 | Yes | Yes | 2013-03-14 |  | 2
FALSE | S4BF-036KB | 2740 | 5555279 | GIBSON | JS4BF-036KB | AC | Split System: Air-Cooled Condensing Unit, Coil with Blower | S4BF-036KB |  | C6B(A,H)-F48(C,U)-C+TXV-X3.0 | 13 | 16 | Yes | Yes | 2013-03-14 |  | 2
FALSE | S4BF-036KB | 2740 | 5555280 | GIBSON | JS4BF-036KB | AC | Split System: Air-Cooled Condensing Unit, Coil with Blower | S4BF-036KB |  | C6B(A,H)-F48(C,U)-C+TXV-X3.0 | 13 | 16 | Yes | Yes | 2013-03-14 |  | 2
FALSE | S4BF-036KB | 2740 | 5555281 | GIBSON | JS4BF-036KB | AC | Split System: Air-Cooled Condensing Unit, Coil with Blower | S4BF-036KB |  | C6B(A,H)-X36(C,U)-B | 12.5 | 15 | Yes | Yes | 2013-03-14 |  | 1
FALSE | S4BF-036KB | 2740 | 5555282 | GIBSON | JS4BF-036KB | AC | Split System: Air-Cooled Condensing Unit, Coil with Blower | S4BF-036KB |  | C6B(A,H)-X36(C,U)-C | 13 | 16 | Yes | Yes | 2013-03-14 |  | 2
FALSE | S4BF-048KC | 2750 | 5555302 | GIBSON | JS4BF-048KC | AC | Split System: Air-Cooled Condensing Unit, Coil with Blower | S4BF-048KC |  | C6B(A,H)-X48(C,U)-D | 12 | 15 | Yes | Yes | 2013-03-14 |  | 0
FALSE | S4BF-048KC | 2750 | 5555303 | GIBSON | JS4BF-048KC | AC | Split System: Air-Cooled Condensing Unit, Coil with Blower | S4BF-048KC |  | C6B(A,H)-X48(C,U)-D | 12 | 15 | Yes | Yes | 2013-03-14 |  | 0
FALSE | S4BF-048KC | 2750 | 5555304 | GIBSON | JS4BF-048KC | AC | Split System: Air-Cooled Condensing Unit, Coil with Blower | S4BF-048KC |  | C6B(A,H)-X48(C,U)-D | 12 | 15 | Yes | Yes | 2013-03-14 |  | 0
FALSE | S4BF-024KB | 2733 | 5555305 | GRANDAIRE | JS4BF-024KB | AC | Split System: Air-Cooled Condensing Unit, Coil with Blower | S4BF-024KB |  | C6B(A,H)-F24(C,U)-B+TXV-X2.0 | 12.5 | 15.5 | Yes | Yes | 2013-03-14 |  | 1
FALSE | S4BF-024KB | 2733 | 5555306 | GRANDAIRE | JS4BF-024KB | AC | Split System: Air-Cooled Condensing Unit, Coil with Blower | S4BF-024KB |  | C6B(A,H)-X24(C,U)-B | 12.5 | 15.5 | Yes | Yes | 2013-03-14 |  | 1
FALSE | S4BF-024KB | 2733 | 5555307 | GRANDAIRE | JS4BF-024KB | AC | Split System: Air-Cooled Condensing Unit, Coil with Blower | S4BF-024KB |  | C6B(A,H)-X26(C,U)-B | 13 | 16 | Yes | Yes | 2013-03-14 |  | 2
FALSE | S4BF-024KB | 2733 | 5555308 | GRANDAIRE | JS4BF-024KB | AC | Split System: Air-Cooled Condensing Unit, Coil with Blower | S4BF-024KB |  | C6B(A,H)-F24(C,U)-B+TXV-X2.0 | 12.5 | 15.5 | Yes | Yes | 2013-03-14 |  | 1
FALSE | S4BF-024KB | 2733 | 5555309 | GRANDAIRE | JS4BF-024KB | AC | Split System: Air-Cooled Condensing Unit, Coil with Blower | S4BF-024KB |  | C6B(A,H)-F24(C,U)-B+TXV-X2.0 | 12.5 | 15.5 | Yes | Yes | 2013-03-14 |  | 1
FALSE | S4BF-024KB | 2733 | 5555310 | GRANDAIRE | JS4BF-024KB | AC | Split System: Air-Cooled Condensing Unit, Coil with Blower | S4BF-024KB |  | C6B(A,H)-X24(C,U)-B | 12.5 | 15.5 | Yes | Yes | 2013-03-14 |  | 1
FALSE | S4BF-024KB | 2733 | 5555311 | GRANDAIRE | JS4BF-024KB | AC | Split System: Air-Cooled Condensing Unit, Coil with Blower | S4BF-024KB |  | C6B(A,H)-F24(C,U)-B+TXV-X2.0 | 12.5 | 15.5 | Yes | Yes | 2013-03-14 |  | 1
FALSE | S4BF-024KB | 2733 | 5555312 | GRANDAIRE | JS4BF-024KB | AC | Split System: Air-Cooled Condensing Unit, Coil with Blower | S4BF-024KB |  | C6B(A,H)-X24(C,U)-B | 12.5 | 15.5 | Yes | Yes | 2013-03-14 |  | 1
FALSE | S4BF-024KB | 2733 | 5555313 | GRANDAIRE | JS4BF-024KB | AC | Split System: Air-Cooled Condensing Unit, Coil with Blower | S4BF-024KB |  | C6B(A,H)-X24(C,U)-B | 12.5 | 15.5 | Yes | Yes | 2013-03-14 |  | 1
FALSE | S4BF-024KB | 2733 | 5555314 | GRANDAIRE | JS4BF-024KB | AC | Split System: Air-Cooled Condensing Unit, Coil with Blower | S4BF-024KB |  | C6B(A,H)-F24(C,U)-B+TXV-X2.0 | 12.5 | 15.5 | Yes | Yes | 2013-03-14 |  | 1
FALSE | S4BF-024KB | 2733 | 5555315 | GRANDAIRE | JS4BF-024KB | AC | Split System: Air-Cooled Condensing Unit, Coil with Blower | S4BF-024KB |  | C6B(A,H)-X24(C,U)-B | 12.5 | 15.5 | Yes | Yes | 2013-03-14 |  | 1
FALSE | S4BF-024KB | 2733 | 5555316 | GRANDAIRE | JS4BF-024KB | AC | Split System: Air-Cooled Condensing Unit, Coil with Blower | S4BF-024KB |  | C6B(A,H)-X24(C,U)-B | 12.5 | 15.5 | Yes | Yes | 2013-03-14 |  | 1
FALSE | S4BF-024KB | 2733 | 5555317 | GRANDAIRE | JS4BF-024KB | AC | Split System: Air-Cooled Condensing Unit, Coil with Blower | S4BF-024KB |  | C6B(A,H)-X26(C,U)-B | 13 | 16 | Yes | Yes | 2013-03-14 |  | 2
FALSE | S4BF-024KB | 2733 | 5555318 | GRANDAIRE | JS4BF-024KB | AC | Split System: Air-Cooled Condensing Unit, Coil with Blower | S4BF-024KB |  | C6B(A,H)-X26(C,U)-B | 13 | 16 | Yes | Yes | 2013-03-14 |  | 2
FALSE | S4BF-024KB | 2733 | 5555319 | GRANDAIRE | JS4BF-024KB | AC | Split System: Air-Cooled Condensing Unit, Coil with Blower | S4BF-024KB |  | C6B(A,H)-X26(C,U)-B | 13 | 16 | Yes | Yes | 2013-03-14 |  | 2
FALSE | S4BF-024KB | 2733 | 5555320 | GRANDAIRE | JS4BF-024KB | AC | Split System: Air-Cooled Condensing Unit, Coil with Blower | S4BF-024KB |  | C6B(A,H)-F24(C,U)-B+TXV-X2.0 | 12.5 | 15.5 | Yes | Yes | 2013-03-14 |  | 1
FALSE | S4BF-024KB | 2733 | 5555321 | GRANDAIRE | JS4BF-024KB | AC | Split System: Air-Cooled Condensing Unit, Coil with Blower | S4BF-024KB |  | C6B(A,H)-X26(C,U)-B | 13 | 16 | Yes | Yes | 2013-03-14 |  | 2
FALSE | S4BF-024KB | 2733 | 5555322 | GRANDAIRE | JS4BF-024KB | AC | Split System: Air-Cooled Condensing Unit, Coil with Blower | S4BF-024KB |  | C6B(A,H)-X26(C,U)-B | 13 | 16 | Yes | Yes | 2013-03-14 |  | 2
FALSE | S4BF-036KB | 2740 | 5555323 | GRANDAIRE | JS4BF-036KB | AC | Split System: Air-Cooled Condensing Unit, Coil with Blower | S4BF-036KB |  | C6B(A,H)-F42(C,U)-B+TXV-X3.0 | 12.5 | 15 | Yes | Yes | 2013-03-14 |  | 1
FALSE | S4BF-036KB | 2740 | 5555324 | GRANDAIRE | JS4BF-036KB | AC | Split System: Air-Cooled Condensing Unit, Coil with Blower | S4BF-036KB |  | C6B(A,H)-F48(C,U)-C+TXV-X3.0 | 13 | 16 | Yes | Yes | 2013-03-14 |  | 2
FALSE | S4BF-036KB | 2740 | 5555325 | GRANDAIRE | JS4BF-036KB | AC | Split System: Air-Cooled Condensing Unit, Coil with Blower | S4BF-036KB |  | C6B(A,H)-X36(C,U)-B | 12.5 | 15 | Yes | Yes | 2013-03-14 |  | 1
FALSE | S4BF-036KB | 2740 | 5555326 | GRANDAIRE | JS4BF-036KB | AC | Split System: Air-Cooled Condensing Unit, Coil with Blower | S4BF-036KB |  | C6B(A,H)-X36(C,U)-C | 13 | 16 | Yes | Yes | 2013-03-14 |  | 2
FALSE | S4BF-036KB | 2740 | 5555327 | GRANDAIRE | JS4BF-036KB | AC | Split System: Air-Cooled Condensing Unit, Coil with Blower | S4BF-036KB |  | C6B(A,H)-X36(C,U)-C | 13 | 16 | Yes | Yes | 2013-03-14 |  | 2
FALSE | S4BF-036KB | 2740 | 5555328 | GRANDAIRE | JS4BF-036KB | AC | Split System: Air-Cooled Condensing Unit, Coil with Blower | S4BF-036KB |  | C6B(A,H)-F42(C,U)-B+TXV-X3.0 | 12.5 | 15 | Yes | Yes | 2013-03-14 |  | 1
FALSE | S4BF-024KB | 2733 | 5555374 | PHILCO | JS4BF-024KB | AC | Split System: Air-Cooled Condensing Unit, Coil with Blower | S4BF-024KB |  | C6B(A,H)-F24(C,U)-B+TXV-X2.0 | 12.5 | 15.5 | Yes | Yes | 2013-03-14 |  | 1
FALSE | S4BF-024KB | 2733 | 5555375 | PHILCO | JS4BF-024KB | AC | Split System: Air-Cooled Condensing Unit, Coil with Blower | S4BF-024KB |  | C6B(A,H)-X26(C,U)-B | 13 | 16 | Yes | Yes | 2013-03-14 |  | 2
FALSE | S4BF-024KB | 2733 | 5555376 | PHILCO | JS4BF-024KB | AC | Split System: Air-Cooled Condensing Unit, Coil with Blower | S4BF-024KB |  | C6B(A,H)-X26(C,U)-B | 13 | 16 | Yes | Yes | 2013-03-14 |  | 2
FALSE | S4BF-036KB | 2740 | 5555377 | PHILCO | JS4BF-036KB | AC | Split System: Air-Cooled Condensing Unit, Coil with Blower | S4BF-036KB |  | C6B(A,H)-F42(C,U)-B+TXV-X3.0 | 12.5 | 15 | Yes | Yes | 2013-03-14 |  | 1
FALSE | S4BF-036KB | 2740 | 5555378 | PHILCO | JS4BF-036KB | AC | Split System: Air-Cooled Condensing Unit, Coil with Blower | S4BF-036KB |  | C6B(A,H)-F48(C,U)-C+TXV-X3.0 | 13 | 16 | Yes | Yes | 2013-03-14 |  | 2
FALSE | S4BF-036KB | 2740 | 5555379 | PHILCO | JS4BF-036KB | AC | Split System: Air-Cooled Condensing Unit, Coil with Blower | S4BF-036KB |  | C6B(A,H)-X36(C,U)-B | 12.5 | 15 | Yes | Yes | 2013-03-14 |  | 1
FALSE | S4BF-036KB | 2740 | 5555380 | PHILCO | JS4BF-036KB | AC | Split System: Air-Cooled Condensing Unit, Coil with Blower | S4BF-036KB |  | C6B(A,H)-X36(C,U)-C | 13 | 16 | Yes | Yes | 2013-03-14 |  | 2
FALSE | S4BF-036KB | 2740 | 5555381 | PHILCO | JS4BF-036KB | AC | Split System: Air-Cooled Condensing Unit, Coil with Blower | S4BF-036KB |  | C6B(A,H)-X36(C,U)-C | 13 | 16 | Yes | Yes | 2013-03-14 |  | 2
FALSE | S4BF-036KB | 2740 | 5555382 | PHILCO | JS4BF-036KB | AC | Split System: Air-Cooled Condensing Unit, Coil with Blower | S4BF-036KB |  | C6B(A,H)-F42(C,U)-B+TXV-X3.0 | 12.5 | 15 | Yes | Yes | 2013-03-14 |  | 1
FALSE | S4BF-036KB | 2740 | 5555383 | PHILCO | JS4BF-036KB | AC | Split System: Air-Cooled Condensing Unit, Coil with Blower | S4BF-036KB |  | C6B(A,H)-X37(C,U)-C | 13 | 16 | Yes | Yes | 2013-03-14 |  | 2
FALSE | S4BF-036KB | 2740 | 5555384 | PHILCO | JS4BF-036KB | AC | Split System: Air-Cooled Condensing Unit, Coil with Blower | S4BF-036KB |  | C6B(A,H)-X37(C,U)-C | 13 | 16 | Yes | Yes | 2013-03-14 |  | 2
FALSE | S4BF-036KB | 2740 | 5555385 | PHILCO | JS4BF-036KB | AC | Split System: Air-Cooled Condensing Unit, Coil with Blower | S4BF-036KB |  | C6B(A,H)-F42(C,U)-B+TXV-X3.0 | 12.5 | 15 | Yes | Yes | 2013-03-14 |  | 1
FALSE | S4BF-036KB | 2740 | 5555386 | PHILCO | JS4BF-036KB | AC | Split System: Air-Cooled Condensing Unit, Coil with Blower | S4BF-036KB |  | C6B(A,H)-X37(C,U)-C | 13 | 16 | Yes | Yes | 2013-03-14 |  | 2
FALSE | S4BF-036KB | 2740 | 5555387 | PHILCO | JS4BF-036KB | AC | Split System: Air-Cooled Condensing Unit, Coil with Blower | S4BF-036KB |  | C6B(A,H)-F48(C,U)-C+TXV-X3.0 | 13 | 16 | Yes | Yes | 2013-03-14 |  | 2
FALSE | S4BF-036KB | 2740 | 5555388 | PHILCO | JS4BF-036KB | AC | Split System: Air-Cooled Condensing Unit, Coil with Blower | S4BF-036KB |  | C6B(A,H)-F48(C,U)-C+TXV-X3.0 | 13 | 16 | Yes | Yes | 2013-03-14 |  | 2
FALSE | S4BF-036KB | 2740 | 5555389 | PHILCO | JS4BF-036KB | AC | Split System: Air-Cooled Condensing Unit, Coil with Blower | S4BF-036KB |  | C6B(A,H)-X36(C,U)-B | 12.5 | 15 | Yes | Yes | 2013-03-14 |  | 1
FALSE | S4BF-036KB | 2740 | 5555390 | PHILCO | JS4BF-036KB | AC | Split System: Air-Cooled Condensing Unit, Coil with Blower | S4BF-036KB |  | C6B(A,H)-X36(C,U)-C | 13 | 16 | Yes | Yes | 2013-03-14 |  | 2
FALSE | S4BF-036KB | 2740 | 5555391 | PHILCO | JS4BF-036KB | AC | Split System: Air-Cooled Condensing Unit, Coil with Blower | S4BF-036KB |  | C6B(A,H)-F42(C,U)-B+TXV-X3.0 | 12.5 | 15 | Yes | Yes | 2013-03-14 |  | 1
FALSE | S4BF-036KB | 2740 | 5555392 | PHILCO | JS4BF-036KB | AC | Split System: Air-Cooled Condensing Unit, Coil with Blower | S4BF-036KB |  | C6B(A,H)-X36(C,U)-C | 13 | 16 | Yes | Yes | 2013-03-14 |  | 2
FALSE | S4BF-048KC | 2750 | 5555347 | GRANDAIRE | JS4BF-048KC | AC | Split System: Air-Cooled Condensing Unit, Coil with Blower | S4BF-048KC |  | C6B(A,H)-X48(C,U)-C | 12.5 | 16 | Yes | Yes | 2013-03-14 |  | 1
FALSE | S4BF-048KC | 2750 | 5555348 | GRANDAIRE | JS4BF-048KC | AC | Split System: Air-Cooled Condensing Unit, Coil with Blower | S4BF-048KC |  | C6B(A,H)-X48(C,U)-C | 12.5 | 16 | Yes | Yes | 2013-03-14 |  | 1
FALSE | S4BF-048KC | 2750 | 5555349 | GRANDAIRE | JS4BF-048KC | AC | Split System: Air-Cooled Condensing Unit, Coil with Blower | S4BF-048KC |  | C6B(A,H)-X48(C,U)-D | 12 | 15 | Yes | Yes | 2013-03-14 |  | 0
FALSE | S4BF-048KC | 2750 | 5555350 | GRANDAIRE | JS4BF-048KC | AC | Split System: Air-Cooled Condensing Unit, Coil with Blower | S4BF-048KC |  | C6B(A,H)-F60(C,U)-C+TXV-X4.0 | 12.5 | 16 | Yes | Yes | 2013-03-14 |  | 1
FALSE | S4BF-048KC | 2750 | 5555351 | GRANDAIRE | JS4BF-048KC | AC | Split System: Air-Cooled Condensing Unit, Coil with Blower | S4BF-048KC |  | C6B(A,H)-F60(C,U)-C+TXV-X4.0 | 12.5 | 16 | Yes | Yes | 2013-03-14 |  | 1
FALSE | S4BF-048KC | 2750 | 5555352 | GRANDAIRE | JS4BF-048KC | AC | Split System: Air-Cooled Condensing Unit, Coil with Blower | S4BF-048KC |  | C6B(A,H)-F60(C,U)-C+TXV-X4.0 | 12.5 | 16 | Yes | Yes | 2013-03-14 |  | 1
FALSE | S4BF-048KC | 2750 | 5555353 | GRANDAIRE | JS4BF-048KC | AC | Split System: Air-Cooled Condensing Unit, Coil with Blower | S4BF-048KC |  | C6B(A,H)-F60(C,U)-D+TXV-X4.0 | 12 | 15 | Yes | Yes | 2013-03-14 |  | 0
FALSE | S4BF-048KC | 2750 | 5555354 | GRANDAIRE | JS4BF-048KC | AC | Split System: Air-Cooled Condensing Unit, Coil with Blower | S4BF-048KC |  | C6B(A,H)-F60(C,U)-D+TXV-X4.0 | 12 | 15 | Yes | Yes | 2013-03-14 |  | 0
FALSE | S4BF-048KC | 2750 | 5555355 | GRANDAIRE | JS4BF-048KC | AC | Split System: Air-Cooled Condensing Unit, Coil with Blower | S4BF-048KC |  | C6B(A,H)-X48(C,U)-C | 12.5 | 16 | Yes | Yes | 2013-03-14 |  | 1
FALSE | S4BF-048KC | 2750 | 5555356 | GRANDAIRE | JS4BF-048KC | AC | Split System: Air-Cooled Condensing Unit, Coil with Blower | S4BF-048KC |  | C6B(A,H)-X48(C,U)-D | 12 | 15 | Yes | Yes | 2013-03-14 |  | 0
FALSE | S4BF-048KC | 2750 | 5555357 | GRANDAIRE | JS4BF-048KC | AC | Split System: Air-Cooled Condensing Unit, Coil with Blower | S4BF-048KC |  | C6B(A,H)-X48(C,U)-D | 12 | 15 | Yes | Yes | 2013-03-14 |  | 0
FALSE | S4BF-048KC | 2750 | 5555358 | GRANDAIRE | JS4BF-048KC | AC | Split System: Air-Cooled Condensing Unit, Coil with Blower | S4BF-048KC |  | C6B(A,H)-X48(C,U)-D | 12 | 15 | Yes | Yes | 2013-03-14 |  | 0
FALSE | S4BF-024KB | 2733 | 5555359 | PHILCO | JS4BF-024KB | AC | Split System: Air-Cooled Condensing Unit, Coil with Blower | S4BF-024KB |  | C6B(A,H)-F24(C,U)-B+TXV-X2.0 | 12.5 | 15.5 | Yes | Yes | 2013-03-14 |  | 1
FALSE | S4BF-024KB | 2733 | 5555360 | PHILCO | JS4BF-024KB | AC | Split System: Air-Cooled Condensing Unit, Coil with Blower | S4BF-024KB |  | C6B(A,H)-X24(C,U)-B | 12.5 | 15.5 | Yes | Yes | 2013-03-14 |  | 1
FALSE | S4BF-024KB | 2733 | 5555361 | PHILCO | JS4BF-024KB | AC | Split System: Air-Cooled Condensing Unit, Coil with Blower | S4BF-024KB |  | C6B(A,H)-X26(C,U)-B | 13 | 16 | Yes | Yes | 2013-03-14 |  | 2
FALSE | S4BF-024KB | 2733 | 5555362 | PHILCO | JS4BF-024KB | AC | Split System: Air-Cooled Condensing Unit, Coil with Blower | S4BF-024KB |  | C6B(A,H)-F24(C,U)-B+TXV-X2.0 | 12.5 | 15.5 | Yes | Yes | 2013-03-14 |  | 1
FALSE | S4BF-024KB | 2733 | 5555363 | PHILCO | JS4BF-024KB | AC | Split System: Air-Cooled Condensing Unit, Coil with Blower | S4BF-024KB |  | C6B(A,H)-F24(C,U)-B+TXV-X2.0 | 12.5 | 15.5 | Yes | Yes | 2013-03-14 |  | 1
FALSE | S4BF-024KB | 2733 | 5555364 | PHILCO | JS4BF-024KB | AC | Split System: Air-Cooled Condensing Unit, Coil with Blower | S4BF-024KB |  | C6B(A,H)-X24(C,U)-B | 12.5 | 15.5 | Yes | Yes | 2013-03-14 |  | 1
FALSE | S4BF-024KB | 2733 | 5555365 | PHILCO | JS4BF-024KB | AC | Split System: Air-Cooled Condensing Unit, Coil with Blower | S4BF-024KB |  | C6B(A,H)-F24(C,U)-B+TXV-X2.0 | 12.5 | 15.5 | Yes | Yes | 2013-03-14 |  | 1
FALSE | S4BF-024KB | 2733 | 5555366 | PHILCO | JS4BF-024KB | AC | Split System: Air-Cooled Condensing Unit, Coil with Blower | S4BF-024KB |  | C6B(A,H)-X24(C,U)-B | 12.5 | 15.5 | Yes | Yes | 2013-03-14 |  | 1
FALSE | S4BF-024KB | 2733 | 5555367 | PHILCO | JS4BF-024KB | AC | Split System: Air-Cooled Condensing Unit, Coil with Blower | S4BF-024KB |  | C6B(A,H)-X24(C,U)-B | 12.5 | 15.5 | Yes | Yes | 2013-03-14 |  | 1
FALSE | S4BF-024KB | 2733 | 5555368 | PHILCO | JS4BF-024KB | AC | Split System: Air-Cooled Condensing Unit, Coil with Blower | S4BF-024KB |  | C6B(A,H)-F24(C,U)-B+TXV-X2.0 | 12.5 | 15.5 | Yes | Yes | 2013-03-14 |  | 1
FALSE | S4BF-024KB | 2733 | 5555369 | PHILCO | JS4BF-024KB | AC | Split System: Air-Cooled Condensing Unit, Coil with Blower | S4BF-024KB |  | C6B(A,H)-X24(C,U)-B | 12.5 | 15.5 | Yes | Yes | 2013-03-14 |  | 1
FALSE | S4BF-024KB | 2733 | 5555370 | PHILCO | JS4BF-024KB | AC | Split System: Air-Cooled Condensing Unit, Coil with Blower | S4BF-024KB |  | C6B(A,H)-X24(C,U)-B | 12.5 | 15.5 | Yes | Yes | 2013-03-14 |  | 1
FALSE | S4BF-024KB | 2733 | 5555371 | PHILCO | JS4BF-024KB | AC | Split System: Air-Cooled Condensing Unit, Coil with Blower | S4BF-024KB |  | C6B(A,H)-X26(C,U)-B | 13 | 16 | Yes | Yes | 2013-03-14 |  | 2
FALSE | S4BF-024KB | 2733 | 5555372 | PHILCO | JS4BF-024KB | AC | Split System: Air-Cooled Condensing Unit, Coil with Blower | S4BF-024KB |  | C6B(A,H)-X26(C,U)-B | 13 | 16 | Yes | Yes | 2013-03-14 |  | 2
FALSE | S4BF-024KB | 2733 | 5555373 | PHILCO | JS4BF-024KB | AC | Split System: Air-Cooled Condensing Unit, Coil with Blower | S4BF-024KB |  | C6B(A,H)-X26(C,U)-B | 13 | 16 | Yes | Yes | 2013-03-14 |  | 2
FALSE | S4BF-036KB | 2740 | 5555393 | PHILCO | JS4BF-036KB | AC | Split System: Air-Cooled Condensing Unit, Coil with Blower | S4BF-036KB |  | C6B(A,H)-X36(C,U)-B | 12.5 | 15 | Yes | Yes | 2013-03-14 |  | 1
FALSE | S4BF-036KB | 2740 | 5555394 | PHILCO | JS4BF-036KB | AC | Split System: Air-Cooled Condensing Unit, Coil with Blower | S4BF-036KB |  | C6B(A,H)-X36(C,U)-B | 12.5 | 15 | Yes | Yes | 2013-03-14 |  | 1
FALSE | S4BF-036KB | 2740 | 5555395 | PHILCO | JS4BF-036KB | AC | Split System: Air-Cooled Condensing Unit, Coil with Blower | S4BF-036KB |  | C6B(A,H)-F42(C,U)-B+TXV-X3.0 | 12.5 | 15 | Yes | Yes | 2013-03-14 |  | 1
FALSE | S4BF-036KB | 2740 | 5555396 | PHILCO | JS4BF-036KB | AC | Split System: Air-Cooled Condensing Unit, Coil with Blower | S4BF-036KB |  | C6B(A,H)-F48(C,U)-C+TXV-X3.0 | 13 | 16 | Yes | Yes | 2013-03-14 |  | 2
FALSE | S4BF-036KB | 2740 | 5555397 | PHILCO | JS4BF-036KB | AC | Split System: Air-Cooled Condensing Unit, Coil with Blower | S4BF-036KB |  | C6B(A,H)-F48(C,U)-C+TXV-X3.0 | 13 | 16 | Yes | Yes | 2013-03-14 |  | 2
FALSE | S4BF-036KB | 2740 | 5555398 | PHILCO | JS4BF-036KB | AC | Split System: Air-Cooled Condensing Unit, Coil with Blower | S4BF-036KB |  | C6B(A,H)-X36(C,U)-B | 12.5 | 15 | Yes | Yes | 2013-03-14 |  | 1
FALSE | S4BF-036KB | 2740 | 5555399 | PHILCO | JS4BF-036KB | AC | Split System: Air-Cooled Condensing Unit, Coil with Blower | S4BF-036KB |  | C6B(A,H)-X36(C,U)-C | 13 | 16 | Yes | Yes | 2013-03-14 |  | 2
FALSE | S4BF-048KC | 2750 | 5555400 | PHILCO | JS4BF-048KC | AC | Split System: Air-Cooled Condensing Unit, Coil with Blower | S4BF-048KC |  | C6B(A,H)-F60(C,U)-D+TXV-X4.0 | 12 | 15 | Yes | Yes | 2013-03-14 |  | 0
FALSE | S4BF-048KC | 2750 | 5555401 | PHILCO | JS4BF-048KC | AC | Split System: Air-Cooled Condensing Unit, Coil with Blower | S4BF-048KC |  | C6B(A,H)-X48(C,U)-C | 12.5 | 16 | Yes | Yes | 2013-03-14 |  | 1
FALSE | S4BF-048KC | 2750 | 5555402 | PHILCO | JS4BF-048KC | AC | Split System: Air-Cooled Condensing Unit, Coil with Blower | S4BF-048KC |  | C6B(A,H)-X48(C,U)-C | 12.5 | 16 | Yes | Yes | 2013-03-14 |  | 1
FALSE | S4BF-048KC | 2750 | 5555403 | PHILCO | JS4BF-048KC | AC | Split System: Air-Cooled Condensing Unit, Coil with Blower | S4BF-048KC |  | C6B(A,H)-X48(C,U)-D | 12 | 15 | Yes | Yes | 2013-03-14 |  | 0
FALSE | S4BF-048KC | 2750 | 5555404 | PHILCO | JS4BF-048KC | AC | Split System: Air-Cooled Condensing Unit, Coil with Blower | S4BF-048KC |  | C6B(A,H)-F60(C,U)-C+TXV-X4.0 | 12.5 | 16 | Yes | Yes | 2013-03-14 |  | 1
FALSE | S4BF-048KC | 2750 | 5555405 | PHILCO | JS4BF-048KC | AC | Split System: Air-Cooled Condensing Unit, Coil with Blower | S4BF-048KC |  | C6B(A,H)-F60(C,U)-C+TXV-X4.0 | 12.5 | 16 | Yes | Yes | 2013-03-14 |  | 1
FALSE | S4BF-048KC | 2750 | 5555406 | PHILCO | JS4BF-048KC | AC | Split System: Air-Cooled Condensing Unit, Coil with Blower | S4BF-048KC |  | C6B(A,H)-F60(C,U)-C+TXV-X4.0 | 12.5 | 16 | Yes | Yes | 2013-03-14 |  | 1
FALSE | S4BF-048KC | 2750 | 5555407 | PHILCO | JS4BF-048KC | AC | Split System: Air-Cooled Condensing Unit, Coil with Blower | S4BF-048KC |  | C6B(A,H)-F60(C,U)-D+TXV-X4.0 | 12 | 15 | Yes | Yes | 2013-03-14 |  | 0
FALSE | S4BF-048KC | 2750 | 5555408 | PHILCO | JS4BF-048KC | AC | Split System: Air-Cooled Condensing Unit, Coil with Blower | S4BF-048KC |  | C6B(A,H)-F60(C,U)-D+TXV-X4.0 | 12 | 15 | Yes | Yes | 2013-03-14 |  | 0
FALSE | S4BF-048KC | 2750 | 5555409 | PHILCO | JS4BF-048KC | AC | Split System: Air-Cooled Condensing Unit, Coil with Blower | S4BF-048KC |  | C6B(A,H)-X48(C,U)-C | 12.5 | 16 | Yes | Yes | 2013-03-14 |  | 1
FALSE | S4BF-048KC | 2750 | 5555410 | PHILCO | JS4BF-048KC | AC | Split System: Air-Cooled Condensing Unit, Coil with Blower | S4BF-048KC |  | C6B(A,H)-X48(C,U)-D | 12 | 15 | Yes | Yes | 2013-03-14 |  | 0
FALSE | S4BF-048KC | 2750 | 5555411 | PHILCO | JS4BF-048KC | AC | Split System: Air-Cooled Condensing Unit, Coil with Blower | S4BF-048KC |  | C6B(A,H)-X48(C,U)-D | 12 | 15 | Yes | Yes | 2013-03-14 |  | 0
FALSE | S4BF-048KC | 2750 | 5555412 | PHILCO | JS4BF-048KC | AC | Split System: Air-Cooled Condensing Unit, Coil with Blower | S4BF-048KC |  | C6B(A,H)-X48(C,U)-D | 12 | 15 | Yes | Yes | 2013-03-14 |  | 0
FALSE | S4BF-024KB | 2733 | 5555413 | KELVINATOR | JS4BF-024KB | AC | Split System: Air-Cooled Condensing Unit, Coil with Blower | S4BF-024KB |  | C6B(A,H)-F24(C,U)-B+TXV-X2.0 | 12.5 | 15.5 | Yes | Yes | 2013-03-14 |  | 1
FALSE | S4BF-024KB | 2733 | 5555414 | KELVINATOR | JS4BF-024KB | AC | Split System: Air-Cooled Condensing Unit, Coil with Blower | S4BF-024KB |  | C6B(A,H)-X24(C,U)-B | 12.5 | 15.5 | Yes | Yes | 2013-03-14 |  | 1
FALSE | S4BF-024KB | 2733 | 5555415 | KELVINATOR | JS4BF-024KB | AC | Split System: Air-Cooled Condensing Unit, Coil with Blower | S4BF-024KB |  | C6B(A,H)-X26(C,U)-B | 13 | 16 | Yes | Yes | 2013-03-14 |  | 2
FALSE | S4BF-024KB | 2733 | 5555416 | KELVINATOR | JS4BF-024KB | AC | Split System: Air-Cooled Condensing Unit, Coil with Blower | S4BF-024KB |  | C6B(A,H)-F24(C,U)-B+TXV-X2.0 | 12.5 | 15.5 | Yes | Yes | 2013-03-14 |  | 1
FALSE | S4BF-024KB | 2733 | 5555417 | KELVINATOR | JS4BF-024KB | AC | Split System: Air-Cooled Condensing Unit, Coil with Blower | S4BF-024KB |  | C6B(A,H)-F24(C,U)-B+TXV-X2.0 | 12.5 | 15.5 | Yes | Yes | 2013-03-14 |  | 1
FALSE | S4BF-024KB | 2733 | 5555418 | KELVINATOR | JS4BF-024KB | AC | Split System: Air-Cooled Condensing Unit, Coil with Blower | S4BF-024KB |  | C6B(A,H)-X24(C,U)-B | 12.5 | 15.5 | Yes | Yes | 2013-03-14 |  | 1
FALSE | S4BF-024KB | 2733 | 5555419 | KELVINATOR | JS4BF-024KB | AC | Split System: Air-Cooled Condensing Unit, Coil with Blower | S4BF-024KB |  | C6B(A,H)-F24(C,U)-B+TXV-X2.0 | 12.5 | 15.5 | Yes | Yes | 2013-03-14 |  | 1
FALSE | S4BF-024KB | 2733 | 5555420 | KELVINATOR | JS4BF-024KB | AC | Split System: Air-Cooled Condensing Unit, Coil with Blower | S4BF-024KB |  | C6B(A,H)-X24(C,U)-B | 12.5 | 15.5 | Yes | Yes | 2013-03-14 |  | 1
FALSE | S4BF-048KC | 2750 | 5555465 | KELVINATOR | JS4BF-048KC | AC | Split System: Air-Cooled Condensing Unit, Coil with Blower | S4BF-048KC |  | C6B(A,H)-X48(C,U)-D | 12 | 15 | Yes | Yes | 2013-03-14 |  | 0
FALSE | S4BF-048KC | 2750 | 5555466 | KELVINATOR | JS4BF-048KC | AC | Split System: Air-Cooled Condensing Unit, Coil with Blower | S4BF-048KC |  | C6B(A,H)-X48(C,U)-D | 12 | 15 | Yes | Yes | 2013-03-14 |  | 0
FALSE | S4BF-024KB | 2733 | 5555467 | GARRISON | JS4BF-024KB | AC | Split System: Air-Cooled Condensing Unit, Coil with Blower | S4BF-024KB |  | C6B(A,H)-F24(C,U)-B+TXV-X2.0 | 12.5 | 15.5 | Yes | Yes | 2013-03-14 |  | 1
FALSE | S4BF-024KB | 2733 | 5555468 | GARRISON | JS4BF-024KB | AC | Split System: Air-Cooled Condensing Unit, Coil with Blower | S4BF-024KB |  | C6B(A,H)-X24(C,U)-B | 12.5 | 15.5 | Yes | Yes | 2013-03-14 |  | 1
FALSE | S4BF-024KB | 2733 | 5555469 | GARRISON | JS4BF-024KB | AC | Split System: Air-Cooled Condensing Unit, Coil with Blower | S4BF-024KB |  | C6B(A,H)-X26(C,U)-B | 13 | 16 | Yes | Yes | 2013-03-14 |  | 2
FALSE | S4BF-024KB | 2733 | 5555470 | GARRISON | JS4BF-024KB | AC | Split System: Air-Cooled Condensing Unit, Coil with Blower | S4BF-024KB |  | C6B(A,H)-F24(C,U)-B+TXV-X2.0 | 12.5 | 15.5 | Yes | Yes | 2013-03-14 |  | 1
FALSE | S4BF-024KB | 2733 | 5555471 | GARRISON | JS4BF-024KB | AC | Split System: Air-Cooled Condensing Unit, Coil with Blower | S4BF-024KB |  | C6B(A,H)-F24(C,U)-B+TXV-X2.0 | 12.5 | 15.5 | Yes | Yes | 2013-03-14 |  | 1
FALSE | S4BF-024KB | 2733 | 5555472 | GARRISON | JS4BF-024KB | AC | Split System: Air-Cooled Condensing Unit, Coil with Blower | S4BF-024KB |  | C6B(A,H)-X24(C,U)-B | 12.5 | 15.5 | Yes | Yes | 2013-03-14 |  | 1
FALSE | S4BF-024KB | 2733 | 5555473 | GARRISON | JS4BF-024KB | AC | Split System: Air-Cooled Condensing Unit, Coil with Blower | S4BF-024KB |  | C6B(A,H)-F24(C,U)-B+TXV-X2.0 | 12.5 | 15.5 | Yes | Yes | 2013-03-14 |  | 1
FALSE | S4BF-024KB | 2733 | 5555474 | GARRISON | JS4BF-024KB | AC | Split System: Air-Cooled Condensing Unit, Coil with Blower | S4BF-024KB |  | C6B(A,H)-X24(C,U)-B | 12.5 | 15.5 | Yes | Yes | 2013-03-14 |  | 1
FALSE | S4BF-024KB | 2733 | 5555475 | GARRISON | JS4BF-024KB | AC | Split System: Air-Cooled Condensing Unit, Coil with Blower | S4BF-024KB |  | C6B(A,H)-X24(C,U)-B | 12.5 | 15.5 | Yes | Yes | 2013-03-14 |  | 1
FALSE | S4BF-024KB | 2733 | 5555476 | GARRISON | JS4BF-024KB | AC | Split System: Air-Cooled Condensing Unit, Coil with Blower | S4BF-024KB |  | C6B(A,H)-F24(C,U)-B+TXV-X2.0 | 12.5 | 15.5 | Yes | Yes | 2013-03-14 |  | 1
FALSE | S4BF-024KB | 2733 | 5555477 | GARRISON | JS4BF-024KB | AC | Split System: Air-Cooled Condensing Unit, Coil with Blower | S4BF-024KB |  | C6B(A,H)-X24(C,U)-B | 12.5 | 15.5 | Yes | Yes | 2013-03-14 |  | 1
FALSE | S4BF-024KB | 2733 | 5555478 | GARRISON | JS4BF-024KB | AC | Split System: Air-Cooled Condensing Unit, Coil with Blower | S4BF-024KB |  | C6B(A,H)-X24(C,U)-B | 12.5 | 15.5 | Yes | Yes | 2013-03-14 |  | 1
FALSE | S4BF-024KB | 2733 | 5555479 | GARRISON | JS4BF-024KB | AC | Split System: Air-Cooled Condensing Unit, Coil with Blower | S4BF-024KB |  | C6B(A,H)-X26(C,U)-B | 13 | 16 | Yes | Yes | 2013-03-14 |  | 2
FALSE | S4BF-024KB | 2733 | 5555480 | GARRISON | JS4BF-024KB | AC | Split System: Air-Cooled Condensing Unit, Coil with Blower | S4BF-024KB |  | C6B(A,H)-X26(C,U)-B | 13 | 16 | Yes | Yes | 2013-03-14 |  | 2
FALSE | S4BF-024KB | 2733 | 5555481 | GARRISON | JS4BF-024KB | AC | Split System: Air-Cooled Condensing Unit, Coil with Blower | S4BF-024KB |  | C6B(A,H)-X26(C,U)-B | 13 | 16 | Yes | Yes | 2013-03-14 |  | 2
FALSE | S4BF-024KB | 2733 | 5555482 | GARRISON | JS4BF-024KB | AC | Split System: Air-Cooled Condensing Unit, Coil with Blower | S4BF-024KB |  | C6B(A,H)-F24(C,U)-B+TXV-X2.0 | 12.5 | 15.5 | Yes | Yes | 2013-03-14 |  | 1
FALSE | S4BF-024KB | 2733 | 5555483 | GARRISON | JS4BF-024KB | AC | Split System: Air-Cooled Condensing Unit, Coil with Blower | S4BF-024KB |  | C6B(A,H)-X26(C,U)-B | 13 | 16 | Yes | Yes | 2013-03-14 |  | 2
FALSE | S4BF-036KB | 2740 | 5555439 | KELVINATOR | JS4BF-036KB | AC | Split System: Air-Cooled Condensing Unit, Coil with Blower | S4BF-036KB |  | C6B(A,H)-F42(C,U)-B+TXV-X3.0 | 12.5 | 15 | Yes | Yes | 2013-03-14 |  | 1
FALSE | S4BF-036KB | 2740 | 5555440 | KELVINATOR | JS4BF-036KB | AC | Split System: Air-Cooled Condensing Unit, Coil with Blower | S4BF-036KB |  | C6B(A,H)-X37(C,U)-C | 13 | 16 | Yes | Yes | 2013-03-14 |  | 2
FALSE | S4BF-036KB | 2740 | 5555441 | KELVINATOR | JS4BF-036KB | AC | Split System: Air-Cooled Condensing Unit, Coil with Blower | S4BF-036KB |  | C6B(A,H)-F48(C,U)-C+TXV-X3.0 | 13 | 16 | Yes | Yes | 2013-03-14 |  | 2
FALSE | S4BF-036KB | 2740 | 5555442 | KELVINATOR | JS4BF-036KB | AC | Split System: Air-Cooled Condensing Unit, Coil with Blower | S4BF-036KB |  | C6B(A,H)-F48(C,U)-C+TXV-X3.0 | 13 | 16 | Yes | Yes | 2013-03-14 |  | 2
FALSE | S4BF-036KB | 2740 | 5555443 | KELVINATOR | JS4BF-036KB | AC | Split System: Air-Cooled Condensing Unit, Coil with Blower | S4BF-036KB |  | C6B(A,H)-X36(C,U)-B | 12.5 | 15 | Yes | Yes | 2013-03-14 |  | 1
FALSE | S4BF-036KB | 2740 | 5555444 | KELVINATOR | JS4BF-036KB | AC | Split System: Air-Cooled Condensing Unit, Coil with Blower | S4BF-036KB |  | C6B(A,H)-X36(C,U)-C | 13 | 16 | Yes | Yes | 2013-03-14 |  | 2
FALSE | S4BF-036KB | 2740 | 5555445 | KELVINATOR | JS4BF-036KB | AC | Split System: Air-Cooled Condensing Unit, Coil with Blower | S4BF-036KB |  | C6B(A,H)-F42(C,U)-B+TXV-X3.0 | 12.5 | 15 | Yes | Yes | 2013-03-14 |  | 1
FALSE | S4BF-036KB | 2740 | 5555446 | KELVINATOR | JS4BF-036KB | AC | Split System: Air-Cooled Condensing Unit, Coil with Blower | S4BF-036KB |  | C6B(A,H)-X36(C,U)-C | 13 | 16 | Yes | Yes | 2013-03-14 |  | 2
FALSE | S4BF-036KB | 2740 | 5555447 | KELVINATOR | JS4BF-036KB | AC | Split System: Air-Cooled Condensing Unit, Coil with Blower | S4BF-036KB |  | C6B(A,H)-X36(C,U)-B | 12.5 | 15 | Yes | Yes | 2013-03-14 |  | 1
FALSE | S4BF-036KB | 2740 | 5555448 | KELVINATOR | JS4BF-036KB | AC | Split System: Air-Cooled Condensing Unit, Coil with Blower | S4BF-036KB |  | C6B(A,H)-X36(C,U)-B | 12.5 | 15 | Yes | Yes | 2013-03-14 |  | 1
FALSE | S4BF-036KB | 2740 | 5555449 | KELVINATOR | JS4BF-036KB | AC | Split System: Air-Cooled Condensing Unit, Coil with Blower | S4BF-036KB |  | C6B(A,H)-F42(C,U)-B+TXV-X3.0 | 12.5 | 15 | Yes | Yes | 2013-03-14 |  | 1
FALSE | S4BF-036KB | 2740 | 5555450 | KELVINATOR | JS4BF-036KB | AC | Split System: Air-Cooled Condensing Unit, Coil with Blower | S4BF-036KB |  | C6B(A,H)-F48(C,U)-C+TXV-X3.0 | 13 | 16 | Yes | Yes | 2013-03-14 |  | 2
FALSE | S4BF-036KB | 2740 | 5555451 | KELVINATOR | JS4BF-036KB | AC | Split System: Air-Cooled Condensing Unit, Coil with Blower | S4BF-036KB |  | C6B(A,H)-F48(C,U)-C+TXV-X3.0 | 13 | 16 | Yes | Yes | 2013-03-14 |  | 2
FALSE | S4BF-036KB | 2740 | 5555452 | KELVINATOR | JS4BF-036KB | AC | Split System: Air-Cooled Condensing Unit, Coil with Blower | S4BF-036KB |  | C6B(A,H)-X36(C,U)-B | 12.5 | 15 | Yes | Yes | 2013-03-14 |  | 1
FALSE | S4BF-036KB | 2740 | 5555453 | KELVINATOR | JS4BF-036KB | AC | Split System: Air-Cooled Condensing Unit, Coil with Blower | S4BF-036KB |  | C6B(A,H)-X36(C,U)-C | 13 | 16 | Yes | Yes | 2013-03-14 |  | 2
FALSE | S4BF-048KC | 2750 | 5555454 | KELVINATOR | JS4BF-048KC | AC | Split System: Air-Cooled Condensing Unit, Coil with Blower | S4BF-048KC |  | C6B(A,H)-F60(C,U)-D+TXV-X4.0 | 12 | 15 | Yes | Yes | 2013-03-14 |  | 0
FALSE | S4BF-048KC | 2750 | 5555455 | KELVINATOR | JS4BF-048KC | AC | Split System: Air-Cooled Condensing Unit, Coil with Blower | S4BF-048KC |  | C6B(A,H)-X48(C,U)-C | 12.5 | 16 | Yes | Yes | 2013-03-14 |  | 1
FALSE | S4BF-048KC | 2750 | 5555456 | KELVINATOR | JS4BF-048KC | AC | Split System: Air-Cooled Condensing Unit, Coil with Blower | S4BF-048KC |  | C6B(A,H)-X48(C,U)-C | 12.5 | 16 | Yes | Yes | 2013-03-14 |  | 1
FALSE | S4BF-048KC | 2750 | 5555457 | KELVINATOR | JS4BF-048KC | AC | Split System: Air-Cooled Condensing Unit, Coil with Blower | S4BF-048KC |  | C6B(A,H)-X48(C,U)-D | 12 | 15 | Yes | Yes | 2013-03-14 |  | 0
FALSE | S4BF-048KC | 2750 | 5555458 | KELVINATOR | JS4BF-048KC | AC | Split System: Air-Cooled Condensing Unit, Coil with Blower | S4BF-048KC |  | C6B(A,H)-F60(C,U)-C+TXV-X4.0 | 12.5 | 16 | Yes | Yes | 2013-03-14 |  | 1
FALSE | S4BF-048KC | 2750 | 5555459 | KELVINATOR | JS4BF-048KC | AC | Split System: Air-Cooled Condensing Unit, Coil with Blower | S4BF-048KC |  | C6B(A,H)-F60(C,U)-C+TXV-X4.0 | 12.5 | 16 | Yes | Yes | 2013-03-14 |  | 1
FALSE | S4BF-048KC | 2750 | 5555460 | KELVINATOR | JS4BF-048KC | AC | Split System: Air-Cooled Condensing Unit, Coil with Blower | S4BF-048KC |  | C6B(A,H)-F60(C,U)-C+TXV-X4.0 | 12.5 | 16 | Yes | Yes | 2013-03-14 |  | 1
FALSE | S4BF-048KC | 2750 | 5555461 | KELVINATOR | JS4BF-048KC | AC | Split System: Air-Cooled Condensing Unit, Coil with Blower | S4BF-048KC |  | C6B(A,H)-F60(C,U)-D+TXV-X4.0 | 12 | 15 | Yes | Yes | 2013-03-14 |  | 0
FALSE | S4BF-048KC | 2750 | 5555462 | KELVINATOR | JS4BF-048KC | AC | Split System: Air-Cooled Condensing Unit, Coil with Blower | S4BF-048KC |  | C6B(A,H)-F60(C,U)-D+TXV-X4.0 | 12 | 15 | Yes | Yes | 2013-03-14 |  | 0
FALSE | S4BF-048KC | 2750 | 5555463 | KELVINATOR | JS4BF-048KC | AC | Split System: Air-Cooled Condensing Unit, Coil with Blower | S4BF-048KC |  | C6B(A,H)-X48(C,U)-C | 12.5 | 16 | Yes | Yes | 2013-03-14 |  | 1
FALSE | S4BF-048KC | 2750 | 5555464 | KELVINATOR | JS4BF-048KC | AC | Split System: Air-Cooled Condensing Unit, Coil with Blower | S4BF-048KC |  | C6B(A,H)-X48(C,U)-D | 12 | 15 | Yes | Yes | 2013-03-14 |  | 0
FALSE | S4BF-024KB | 2733 | 5555484 | GARRISON | JS4BF-024KB | AC | Split System: Air-Cooled Condensing Unit, Coil with Blower | S4BF-024KB |  | C6B(A,H)-X26(C,U)-B | 13 | 16 | Yes | Yes | 2013-03-14 |  | 2
FALSE | S4BF-036KB | 2740 | 5555485 | GARRISON | JS4BF-036KB | AC | Split System: Air-Cooled Condensing Unit, Coil with Blower | S4BF-036KB |  | C6B(A,H)-F42(C,U)-B+TXV-X3.0 | 12.5 | 15 | Yes | Yes | 2013-03-14 |  | 1
FALSE | S4BF-036KB | 2740 | 5555486 | GARRISON | JS4BF-036KB | AC | Split System: Air-Cooled Condensing Unit, Coil with Blower | S4BF-036KB |  | C6B(A,H)-F48(C,U)-C+TXV-X3.0 | 13 | 16 | Yes | Yes | 2013-03-14 |  | 2
FALSE | S4BF-036KB | 2740 | 5555487 | GARRISON | JS4BF-036KB | AC | Split System: Air-Cooled Condensing Unit, Coil with Blower | S4BF-036KB |  | C6B(A,H)-X36(C,U)-B | 12.5 | 15 | Yes | Yes | 2013-03-14 |  | 1
FALSE | S4BF-036KB | 2740 | 5555488 | GARRISON | JS4BF-036KB | AC | Split System: Air-Cooled Condensing Unit, Coil with Blower | S4BF-036KB |  | C6B(A,H)-X36(C,U)-C | 13 | 16 | Yes | Yes | 2013-03-14 |  | 2
FALSE | S4BF-036KB | 2740 | 5555489 | GARRISON | JS4BF-036KB | AC | Split System: Air-Cooled Condensing Unit, Coil with Blower | S4BF-036KB |  | C6B(A,H)-X36(C,U)-C | 13 | 16 | Yes | Yes | 2013-03-14 |  | 2
FALSE | S4BF-036KB | 2740 | 5555490 | GARRISON | JS4BF-036KB | AC | Split System: Air-Cooled Condensing Unit, Coil with Blower | S4BF-036KB |  | C6B(A,H)-F42(C,U)-B+TXV-X3.0 | 12.5 | 15 | Yes | Yes | 2013-03-14 |  | 1
FALSE | S4BF-036KB | 2740 | 5555491 | GARRISON | JS4BF-036KB | AC | Split System: Air-Cooled Condensing Unit, Coil with Blower | S4BF-036KB |  | C6B(A,H)-X37(C,U)-C | 13 | 16 | Yes | Yes | 2013-03-14 |  | 2
FALSE | S4BF-036KB | 2740 | 5555492 | GARRISON | JS4BF-036KB | AC | Split System: Air-Cooled Condensing Unit, Coil with Blower | S4BF-036KB |  | C6B(A,H)-X37(C,U)-C | 13 | 16 | Yes | Yes | 2013-03-14 |  | 2
FALSE | S4BF-036KB | 2740 | 5555493 | GARRISON | JS4BF-036KB | AC | Split System: Air-Cooled Condensing Unit, Coil with Blower | S4BF-036KB |  | C6B(A,H)-F42(C,U)-B+TXV-X3.0 | 12.5 | 15 | Yes | Yes | 2013-03-14 |  | 1
FALSE | S4BF-036KB | 2740 | 5555494 | GARRISON | JS4BF-036KB | AC | Split System: Air-Cooled Condensing Unit, Coil with Blower | S4BF-036KB |  | C6B(A,H)-X37(C,U)-C | 13 | 16 | Yes | Yes | 2013-03-14 |  | 2
FALSE | S4BF-036KB | 2740 | 5555495 | GARRISON | JS4BF-036KB | AC | Split System: Air-Cooled Condensing Unit, Coil with Blower | S4BF-036KB |  | C6B(A,H)-F48(C,U)-C+TXV-X3.0 | 13 | 16 | Yes | Yes | 2013-03-14 |  | 2
FALSE | S4BF-036KB | 2740 | 5555496 | GARRISON | JS4BF-036KB | AC | Split System: Air-Cooled Condensing Unit, Coil with Blower | S4BF-036KB |  | C6B(A,H)-F48(C,U)-C+TXV-X3.0 | 13 | 16 | Yes | Yes | 2013-03-14 |  | 2
FALSE | S4BF-036KB | 2740 | 5555497 | GARRISON | JS4BF-036KB | AC | Split System: Air-Cooled Condensing Unit, Coil with Blower | S4BF-036KB |  | C6B(A,H)-X36(C,U)-B | 12.5 | 15 | Yes | Yes | 2013-03-14 |  | 1
FALSE | S4BF-036KB | 2740 | 5555498 | GARRISON | JS4BF-036KB | AC | Split System: Air-Cooled Condensing Unit, Coil with Blower | S4BF-036KB |  | C6B(A,H)-X36(C,U)-C | 13 | 16 | Yes | Yes | 2013-03-14 |  | 2
FALSE | S4BF-036KB | 2740 | 5555499 | GARRISON | JS4BF-036KB | AC | Split System: Air-Cooled Condensing Unit, Coil with Blower | S4BF-036KB |  | C6B(A,H)-F42(C,U)-B+TXV-X3.0 | 12.5 | 15 | Yes | Yes | 2013-03-14 |  | 1
FALSE | S4BF-036KB | 2740 | 5555500 | GARRISON | JS4BF-036KB | AC | Split System: Air-Cooled Condensing Unit, Coil with Blower | S4BF-036KB |  | C6B(A,H)-X36(C,U)-C | 13 | 16 | Yes | Yes | 2013-03-14 |  | 2
FALSE | S4BF-036KB | 2740 | 5555501 | GARRISON | JS4BF-036KB | AC | Split System: Air-Cooled Condensing Unit, Coil with Blower | S4BF-036KB |  | C6B(A,H)-X36(C,U)-B | 12.5 | 15 | Yes | Yes | 2013-03-14 |  | 1
FALSE | S4BF-036KB | 2740 | 5555502 | GARRISON | JS4BF-036KB | AC | Split System: Air-Cooled Condensing Unit, Coil with Blower | S4BF-036KB |  | C6B(A,H)-X36(C,U)-B | 12.5 | 15 | Yes | Yes | 2013-03-14 |  | 1
FALSE | S4BF-036KB | 2740 | 5555503 | GARRISON | JS4BF-036KB | AC | Split System: Air-Cooled Condensing Unit, Coil with Blower | S4BF-036KB |  | C6B(A,H)-F42(C,U)-B+TXV-X3.0 | 12.5 | 15 | Yes | Yes | 2013-03-14 |  | 1
FALSE | S4BF-036KB | 2740 | 5555504 | GARRISON | JS4BF-036KB | AC | Split System: Air-Cooled Condensing Unit, Coil with Blower | S4BF-036KB |  | C6B(A,H)-F48(C,U)-C+TXV-X3.0 | 13 | 16 | Yes | Yes | 2013-03-14 |  | 2
FALSE | S4BF-036KB | 2740 | 5555505 | GARRISON | JS4BF-036KB | AC | Split System: Air-Cooled Condensing Unit, Coil with Blower | S4BF-036KB |  | C6B(A,H)-F48(C,U)-C+TXV-X3.0 | 13 | 16 | Yes | Yes | 2013-03-14 |  | 2
FALSE | S4BF-036KB | 2740 | 5555506 | GARRISON | JS4BF-036KB | AC | Split System: Air-Cooled Condensing Unit, Coil with Blower | S4BF-036KB |  | C6B(A,H)-X36(C,U)-B | 12.5 | 15 | Yes | Yes | 2013-03-14 |  | 1
FALSE | S4BF-036KB | 2740 | 5555507 | GARRISON | JS4BF-036KB | AC | Split System: Air-Cooled Condensing Unit, Coil with Blower | S4BF-036KB |  | C6B(A,H)-X36(C,U)-C | 13 | 16 | Yes | Yes | 2013-03-14 |  | 2
FALSE | S4BF-048KC | 2750 | 5555508 | GARRISON | JS4BF-048KC | AC | Split System: Air-Cooled Condensing Unit, Coil with Blower | S4BF-048KC |  | C6B(A,H)-F60(C,U)-D+TXV-X4.0 | 12 | 15 | Yes | Yes | 2013-03-14 |  | 0
FALSE | S4BF-048KC | 2750 | 5555509 | GARRISON | JS4BF-048KC | AC | Split System: Air-Cooled Condensing Unit, Coil with Blower | S4BF-048KC |  | C6B(A,H)-X48(C,U)-C | 12.5 | 16 | Yes | Yes | 2013-03-14 |  | 1
FALSE | S4BF-048KC | 2750 | 5555510 | GARRISON | JS4BF-048KC | AC | Split System: Air-Cooled Condensing Unit, Coil with Blower | S4BF-048KC |  | C6B(A,H)-X48(C,U)-C | 12.5 | 16 | Yes | Yes | 2013-03-14 |  | 1
FALSE | S4BF-036KB | 2740 | 5555557 | NUTONE | JS4BF-036KB | AC | Split System: Air-Cooled Condensing Unit, Coil with Blower | S4BF-036KB |  | C6B(A,H)-F42(C,U)-B+TXV-X3.0 | 12.5 | 15 | Yes | Yes | 2013-03-14 |  | 1
FALSE | S4BF-036KB | 2740 | 5555558 | NUTONE | JS4BF-036KB | AC | Split System: Air-Cooled Condensing Unit, Coil with Blower | S4BF-036KB |  | C6B(A,H)-F48(C,U)-C+TXV-X3.0 | 13 | 16 | Yes | Yes | 2013-03-14 |  | 2
FALSE | S4BF-036KB | 2740 | 5555559 | NUTONE | JS4BF-036KB | AC | Split System: Air-Cooled Condensing Unit, Coil with Blower | S4BF-036KB |  | C6B(A,H)-F48(C,U)-C+TXV-X3.0 | 13 | 16 | Yes | Yes | 2013-03-14 |  | 2
FALSE | S4BF-036KB | 2740 | 5555560 | NUTONE | JS4BF-036KB | AC | Split System: Air-Cooled Condensing Unit, Coil with Blower | S4BF-036KB |  | C6B(A,H)-X36(C,U)-B | 12.5 | 15 | Yes | Yes | 2013-03-14 |  | 1
FALSE | S4BF-036KB | 2740 | 5555561 | NUTONE | JS4BF-036KB | AC | Split System: Air-Cooled Condensing Unit, Coil with Blower | S4BF-036KB |  | C6B(A,H)-X36(C,U)-C | 13 | 16 | Yes | Yes | 2013-03-14 |  | 2
FALSE | S4BF-048KC | 2750 | 5555562 | NUTONE | JS4BF-048KC | AC | Split System: Air-Cooled Condensing Unit, Coil with Blower | S4BF-048KC |  | C6B(A,H)-F60(C,U)-D+TXV-X4.0 | 12 | 15 | Yes | Yes | 2013-03-14 |  | 0
FALSE | S4BF-048KC | 2750 | 5555563 | NUTONE | JS4BF-048KC | AC | Split System: Air-Cooled Condensing Unit, Coil with Blower | S4BF-048KC |  | C6B(A,H)-X48(C,U)-C | 12.5 | 16 | Yes | Yes | 2013-03-14 |  | 1
FALSE | S4BF-048KC | 2750 | 5555564 | NUTONE | JS4BF-048KC | AC | Split System: Air-Cooled Condensing Unit, Coil with Blower | S4BF-048KC |  | C6B(A,H)-X48(C,U)-C | 12.5 | 16 | Yes | Yes | 2013-03-14 |  | 1
FALSE | S4BF-048KC | 2750 | 5555565 | NUTONE | JS4BF-048KC | AC | Split System: Air-Cooled Condensing Unit, Coil with Blower | S4BF-048KC |  | C6B(A,H)-X48(C,U)-D | 12 | 15 | Yes | Yes | 2013-03-14 |  | 0
FALSE | S4BF-048KC | 2750 | 5555566 | NUTONE | JS4BF-048KC | AC | Split System: Air-Cooled Condensing Unit, Coil with Blower | S4BF-048KC |  | C6B(A,H)-F60(C,U)-C+TXV-X4.0 | 12.5 | 16 | Yes | Yes | 2013-03-14 |  | 1
FALSE | S4BF-048KC | 2750 | 5555567 | NUTONE | JS4BF-048KC | AC | Split System: Air-Cooled Condensing Unit, Coil with Blower | S4BF-048KC |  | C6B(A,H)-F60(C,U)-C+TXV-X4.0 | 12.5 | 16 | Yes | Yes | 2013-03-14 |  | 1
FALSE | S4BF-048KC | 2750 | 5555568 | NUTONE | JS4BF-048KC | AC | Split System: Air-Cooled Condensing Unit, Coil with Blower | S4BF-048KC |  | C6B(A,H)-F60(C,U)-C+TXV-X4.0 | 12.5 | 16 | Yes | Yes | 2013-03-14 |  | 1
FALSE | S4BF-048KC | 2750 | 5555569 | NUTONE | JS4BF-048KC | AC | Split System: Air-Cooled Condensing Unit, Coil with Blower | S4BF-048KC |  | C6B(A,H)-F60(C,U)-D+TXV-X4.0 | 12 | 15 | Yes | Yes | 2013-03-14 |  | 0
FALSE | S4BF-048KC | 2750 | 5555570 | NUTONE | JS4BF-048KC | AC | Split System: Air-Cooled Condensing Unit, Coil with Blower | S4BF-048KC |  | C6B(A,H)-F60(C,U)-D+TXV-X4.0 | 12 | 15 | Yes | Yes | 2013-03-14 |  | 0
FALSE | S4BF-048KC | 2750 | 5555571 | NUTONE | JS4BF-048KC | AC | Split System: Air-Cooled Condensing Unit, Coil with Blower | S4BF-048KC |  | C6B(A,H)-X48(C,U)-C | 12.5 | 16 | Yes | Yes | 2013-03-14 |  | 1
FALSE | S4BF-048KC | 2750 | 5555572 | NUTONE | JS4BF-048KC | AC | Split System: Air-Cooled Condensing Unit, Coil with Blower | S4BF-048KC |  | C6B(A,H)-X48(C,U)-D | 12 | 15 | Yes | Yes | 2013-03-14 |  | 0
FALSE | S4BF-048KC | 2750 | 5555573 | NUTONE | JS4BF-048KC | AC | Split System: Air-Cooled Condensing Unit, Coil with Blower | S4BF-048KC |  | C6B(A,H)-X48(C,U)-D | 12 | 15 | Yes | Yes | 2013-03-14 |  | 0
FALSE | S4BF-048KC | 2750 | 5555574 | NUTONE | JS4BF-048KC | AC | Split System: Air-Cooled Condensing Unit, Coil with Blower | S4BF-048KC |  | C6B(A,H)-X48(C,U)-D | 12 | 15 | Yes | Yes | 2013-03-14 |  | 0
FALSE | S4BF-024KB | 2733 | 5555575 | ELECT-AIRE | JS4BF-024KB | AC | Split System: Air-Cooled Condensing Unit, Coil with Blower | S4BF-024KB |  | C6B(A,H)-F24(C,U)-B+TXV-X2.0 | 12.5 | 15.5 | Yes | Yes | 2013-03-14 |  | 1
FALSE | S4BF-024KB | 2733 | 5555530 | NUTONE | JS4BF-024KB | AC | Split System: Air-Cooled Condensing Unit, Coil with Blower | S4BF-024KB |  | C6B(A,H)-F24(C,U)-B+TXV-X2.0 | 12.5 | 15.5 | Yes | Yes | 2013-03-14 |  | 1
FALSE | S4BF-024KB | 2733 | 5555531 | NUTONE | JS4BF-024KB | AC | Split System: Air-Cooled Condensing Unit, Coil with Blower | S4BF-024KB |  | C6B(A,H)-X24(C,U)-B | 12.5 | 15.5 | Yes | Yes | 2013-03-14 |  | 1
FALSE | S4BF-024KB | 2733 | 5555532 | NUTONE | JS4BF-024KB | AC | Split System: Air-Cooled Condensing Unit, Coil with Blower | S4BF-024KB |  | C6B(A,H)-X24(C,U)-B | 12.5 | 15.5 | Yes | Yes | 2013-03-14 |  | 1
FALSE | S4BF-024KB | 2733 | 5555533 | NUTONE | JS4BF-024KB | AC | Split System: Air-Cooled Condensing Unit, Coil with Blower | S4BF-024KB |  | C6B(A,H)-X26(C,U)-B | 13 | 16 | Yes | Yes | 2013-03-14 |  | 2
FALSE | S4BF-024KB | 2733 | 5555534 | NUTONE | JS4BF-024KB | AC | Split System: Air-Cooled Condensing Unit, Coil with Blower | S4BF-024KB |  | C6B(A,H)-X26(C,U)-B | 13 | 16 | Yes | Yes | 2013-03-14 |  | 2
FALSE | S4BF-024KB | 2733 | 5555535 | NUTONE | JS4BF-024KB | AC | Split System: Air-Cooled Condensing Unit, Coil with Blower | S4BF-024KB |  | C6B(A,H)-X26(C,U)-B | 13 | 16 | Yes | Yes | 2013-03-14 |  | 2
FALSE | S4BF-024KB | 2733 | 5555536 | NUTONE | JS4BF-024KB | AC | Split System: Air-Cooled Condensing Unit, Coil with Blower | S4BF-024KB |  | C6B(A,H)-F24(C,U)-B+TXV-X2.0 | 12.5 | 15.5 | Yes | Yes | 2013-03-14 |  | 1
FALSE | S4BF-024KB | 2733 | 5555537 | NUTONE | JS4BF-024KB | AC | Split System: Air-Cooled Condensing Unit, Coil with Blower | S4BF-024KB |  | C6B(A,H)-X26(C,U)-B | 13 | 16 | Yes | Yes | 2013-03-14 |  | 2
FALSE | S4BF-024KB | 2733 | 5555538 | NUTONE | JS4BF-024KB | AC | Split System: Air-Cooled Condensing Unit, Coil with Blower | S4BF-024KB |  | C6B(A,H)-X26(C,U)-B | 13 | 16 | Yes | Yes | 2013-03-14 |  | 2
FALSE | S4BF-036KB | 2740 | 5555539 | NUTONE | JS4BF-036KB | AC | Split System: Air-Cooled Condensing Unit, Coil with Blower | S4BF-036KB |  | C6B(A,H)-F42(C,U)-B+TXV-X3.0 | 12.5 | 15 | Yes | Yes | 2013-03-14 |  | 1
FALSE | S4BF-036KB | 2740 | 5555540 | NUTONE | JS4BF-036KB | AC | Split System: Air-Cooled Condensing Unit, Coil with Blower | S4BF-036KB |  | C6B(A,H)-F48(C,U)-C+TXV-X3.0 | 13 | 16 | Yes | Yes | 2013-03-14 |  | 2
FALSE | S4BF-036KB | 2740 | 5555541 | NUTONE | JS4BF-036KB | AC | Split System: Air-Cooled Condensing Unit, Coil with Blower | S4BF-036KB |  | C6B(A,H)-X36(C,U)-B | 12.5 | 15 | Yes | Yes | 2013-03-14 |  | 1
FALSE | S4BF-036KB | 2740 | 5555542 | NUTONE | JS4BF-036KB | AC | Split System: Air-Cooled Condensing Unit, Coil with Blower | S4BF-036KB |  | C6B(A,H)-X36(C,U)-C | 13 | 16 | Yes | Yes | 2013-03-14 |  | 2
FALSE | S4BF-036KB | 2740 | 5555543 | NUTONE | JS4BF-036KB | AC | Split System: Air-Cooled Condensing Unit, Coil with Blower | S4BF-036KB |  | C6B(A,H)-X36(C,U)-C | 13 | 16 | Yes | Yes | 2013-03-14 |  | 2
FALSE | S4BF-036KB | 2740 | 5555544 | NUTONE | JS4BF-036KB | AC | Split System: Air-Cooled Condensing Unit, Coil with Blower | S4BF-036KB |  | C6B(A,H)-F42(C,U)-B+TXV-X3.0 | 12.5 | 15 | Yes | Yes | 2013-03-14 |  | 1
FALSE | S4BF-036KB | 2740 | 5555545 | NUTONE | JS4BF-036KB | AC | Split System: Air-Cooled Condensing Unit, Coil with Blower | S4BF-036KB |  | C6B(A,H)-X37(C,U)-C | 13 | 16 | Yes | Yes | 2013-03-14 |  | 2
FALSE | S4BF-036KB | 2740 | 5555546 | NUTONE | JS4BF-036KB | AC | Split System: Air-Cooled Condensing Unit, Coil with Blower | S4BF-036KB |  | C6B(A,H)-X37(C,U)-C | 13 | 16 | Yes | Yes | 2013-03-14 |  | 2
FALSE | S4BF-036KB | 2740 | 5555547 | NUTONE | JS4BF-036KB | AC | Split System: Air-Cooled Condensing Unit, Coil with Blower | S4BF-036KB |  | C6B(A,H)-F42(C,U)-B+TXV-X3.0 | 12.5 | 15 | Yes | Yes | 2013-03-14 |  | 1
FALSE | S4BF-036KB | 2740 | 5555548 | NUTONE | JS4BF-036KB | AC | Split System: Air-Cooled Condensing Unit, Coil with Blower | S4BF-036KB |  | C6B(A,H)-X37(C,U)-C | 13 | 16 | Yes | Yes | 2013-03-14 |  | 2
FALSE | S4BF-036KB | 2740 | 5555549 | NUTONE | JS4BF-036KB | AC | Split System: Air-Cooled Condensing Unit, Coil with Blower | S4BF-036KB |  | C6B(A,H)-F48(C,U)-C+TXV-X3.0 | 13 | 16 | Yes | Yes | 2013-03-14 |  | 2
FALSE | S4BF-036KB | 2740 | 5555550 | NUTONE | JS4BF-036KB | AC | Split System: Air-Cooled Condensing Unit, Coil with Blower | S4BF-036KB |  | C6B(A,H)-F48(C,U)-C+TXV-X3.0 | 13 | 16 | Yes | Yes | 2013-03-14 |  | 2
FALSE | S4BF-036KB | 2740 | 5555551 | NUTONE | JS4BF-036KB | AC | Split System: Air-Cooled Condensing Unit, Coil with Blower | S4BF-036KB |  | C6B(A,H)-X36(C,U)-B | 12.5 | 15 | Yes | Yes | 2013-03-14 |  | 1
FALSE | S4BF-036KB | 2740 | 5555552 | NUTONE | JS4BF-036KB | AC | Split System: Air-Cooled Condensing Unit, Coil with Blower | S4BF-036KB |  | C6B(A,H)-X36(C,U)-C | 13 | 16 | Yes | Yes | 2013-03-14 |  | 2
FALSE | S4BF-036KB | 2740 | 5555553 | NUTONE | JS4BF-036KB | AC | Split System: Air-Cooled Condensing Unit, Coil with Blower | S4BF-036KB |  | C6B(A,H)-F42(C,U)-B+TXV-X3.0 | 12.5 | 15 | Yes | Yes | 2013-03-14 |  | 1
FALSE | S4BF-036KB | 2740 | 5555554 | NUTONE | JS4BF-036KB | AC | Split System: Air-Cooled Condensing Unit, Coil with Blower | S4BF-036KB |  | C6B(A,H)-X36(C,U)-C | 13 | 16 | Yes | Yes | 2013-03-14 |  | 2
FALSE | S4BF-036KB | 2740 | 5555555 | NUTONE | JS4BF-036KB | AC | Split System: Air-Cooled Condensing Unit, Coil with Blower | S4BF-036KB |  | C6B(A,H)-X36(C,U)-B | 12.5 | 15 | Yes | Yes | 2013-03-14 |  | 1
FALSE | S4BF-036KB | 2740 | 5555556 | NUTONE | JS4BF-036KB | AC | Split System: Air-Cooled Condensing Unit, Coil with Blower | S4BF-036KB |  | C6B(A,H)-X36(C,U)-B | 12.5 | 15 | Yes | Yes | 2013-03-14 |  | 1
FALSE | S4BF-024KB | 2733 | 5555576 | ELECT-AIRE | JS4BF-024KB | AC | Split System: Air-Cooled Condensing Unit, Coil with Blower | S4BF-024KB |  | C6B(A,H)-X24(C,U)-B | 12.5 | 15.5 | Yes | Yes | 2013-03-14 |  | 1
FALSE | S4BF-024KB | 2733 | 5555577 | ELECT-AIRE | JS4BF-024KB | AC | Split System: Air-Cooled Condensing Unit, Coil with Blower | S4BF-024KB |  | C6B(A,H)-X26(C,U)-B | 13 | 16 | Yes | Yes | 2013-03-14 |  | 2
FALSE | S4BF-024KB | 2733 | 5555578 | ELECT-AIRE | JS4BF-024KB | AC | Split System: Air-Cooled Condensing Unit, Coil with Blower | S4BF-024KB |  | C6B(A,H)-F24(C,U)-B+TXV-X2.0 | 12.5 | 15.5 | Yes | Yes | 2013-03-14 |  | 1
FALSE | S4BF-024KB | 2733 | 5555579 | ELECT-AIRE | JS4BF-024KB | AC | Split System: Air-Cooled Condensing Unit, Coil with Blower | S4BF-024KB |  | C6B(A,H)-F24(C,U)-B+TXV-X2.0 | 12.5 | 15.5 | Yes | Yes | 2013-03-14 |  | 1
FALSE | S4BF-024KB | 2733 | 5555580 | ELECT-AIRE | JS4BF-024KB | AC | Split System: Air-Cooled Condensing Unit, Coil with Blower | S4BF-024KB |  | C6B(A,H)-X24(C,U)-B | 12.5 | 15.5 | Yes | Yes | 2013-03-14 |  | 1
FALSE | S4BF-024KB | 2733 | 5555581 | ELECT-AIRE | JS4BF-024KB | AC | Split System: Air-Cooled Condensing Unit, Coil with Blower | S4BF-024KB |  | C6B(A,H)-F24(C,U)-B+TXV-X2.0 | 12.5 | 15.5 | Yes | Yes | 2013-03-14 |  | 1
FALSE | S4BF-024KB | 2733 | 5555582 | ELECT-AIRE | JS4BF-024KB | AC | Split System: Air-Cooled Condensing Unit, Coil with Blower | S4BF-024KB |  | C6B(A,H)-X24(C,U)-B | 12.5 | 15.5 | Yes | Yes | 2013-03-14 |  | 1
FALSE | S4BF-024KB | 2733 | 5555583 | ELECT-AIRE | JS4BF-024KB | AC | Split System: Air-Cooled Condensing Unit, Coil with Blower | S4BF-024KB |  | C6B(A,H)-X24(C,U)-B | 12.5 | 15.5 | Yes | Yes | 2013-03-14 |  | 1
FALSE | S4BF-024KB | 2733 | 5555584 | ELECT-AIRE | JS4BF-024KB | AC | Split System: Air-Cooled Condensing Unit, Coil with Blower | S4BF-024KB |  | C6B(A,H)-F24(C,U)-B+TXV-X2.0 | 12.5 | 15.5 | Yes | Yes | 2013-03-14 |  | 1
FALSE | S4BF-024KB | 2733 | 5555585 | ELECT-AIRE | JS4BF-024KB | AC | Split System: Air-Cooled Condensing Unit, Coil with Blower | S4BF-024KB |  | C6B(A,H)-X24(C,U)-B | 12.5 | 15.5 | Yes | Yes | 2013-03-14 |  | 1
FALSE | S4BF-024KB | 2733 | 5555586 | ELECT-AIRE | JS4BF-024KB | AC | Split System: Air-Cooled Condensing Unit, Coil with Blower | S4BF-024KB |  | C6B(A,H)-X24(C,U)-B | 12.5 | 15.5 | Yes | Yes | 2013-03-14 |  | 1
FALSE | S4BF-024KB | 2733 | 5555587 | ELECT-AIRE | JS4BF-024KB | AC | Split System: Air-Cooled Condensing Unit, Coil with Blower | S4BF-024KB |  | C6B(A,H)-X26(C,U)-B | 13 | 16 | Yes | Yes | 2013-03-14 |  | 2
FALSE | S4BF-024KB | 2733 | 5555588 | ELECT-AIRE | JS4BF-024KB | AC | Split System: Air-Cooled Condensing Unit, Coil with Blower | S4BF-024KB |  | C6B(A,H)-X26(C,U)-B | 13 | 16 | Yes | Yes | 2013-03-14 |  | 2
FALSE | S4BF-024KB | 2733 | 5555589 | ELECT-AIRE | JS4BF-024KB | AC | Split System: Air-Cooled Condensing Unit, Coil with Blower | S4BF-024KB |  | C6B(A,H)-X26(C,U)-B | 13 | 16 | Yes | Yes | 2013-03-14 |  | 2
FALSE | S4BF-024KB | 2733 | 5555590 | ELECT-AIRE | JS4BF-024KB | AC | Split System: Air-Cooled Condensing Unit, Coil with Blower | S4BF-024KB |  | C6B(A,H)-F24(C,U)-B+TXV-X2.0 | 12.5 | 15.5 | Yes | Yes | 2013-03-14 |  | 1
FALSE | S4BF-024KB | 2733 | 5555591 | ELECT-AIRE | JS4BF-024KB | AC | Split System: Air-Cooled Condensing Unit, Coil with Blower | S4BF-024KB |  | C6B(A,H)-X26(C,U)-B | 13 | 16 | Yes | Yes | 2013-03-14 |  | 2
FALSE | S4BF-024KB | 2733 | 5555592 | ELECT-AIRE | JS4BF-024KB | AC | Split System: Air-Cooled Condensing Unit, Coil with Blower | S4BF-024KB |  | C6B(A,H)-X26(C,U)-B | 13 | 16 | Yes | Yes | 2013-03-14 |  | 2
FALSE | S4BF-036KB | 2740 | 5555593 | ELECT-AIRE | JS4BF-036KB | AC | Split System: Air-Cooled Condensing Unit, Coil with Blower | S4BF-036KB |  | C6B(A,H)-F42(C,U)-B+TXV-X3.0 | 12.5 | 15 | Yes | Yes | 2013-03-14 |  | 1
FALSE | S4BF-036KB | 2740 | 5555594 | ELECT-AIRE | JS4BF-036KB | AC | Split System: Air-Cooled Condensing Unit, Coil with Blower | S4BF-036KB |  | C6B(A,H)-F48(C,U)-C+TXV-X3.0 | 13 | 16 | Yes | Yes | 2013-03-14 |  | 2
FALSE | S4BF-036KB | 2740 | 5555595 | ELECT-AIRE | JS4BF-036KB | AC | Split System: Air-Cooled Condensing Unit, Coil with Blower | S4BF-036KB |  | C6B(A,H)-X36(C,U)-B | 12.5 | 15 | Yes | Yes | 2013-03-14 |  | 1
FALSE | S4BF-036KB | 2740 | 5555596 | ELECT-AIRE | JS4BF-036KB | AC | Split System: Air-Cooled Condensing Unit, Coil with Blower | S4BF-036KB |  | C6B(A,H)-X36(C,U)-C | 13 | 16 | Yes | Yes | 2013-03-14 |  | 2
FALSE | S4BF-036KB | 2740 | 5555597 | ELECT-AIRE | JS4BF-036KB | AC | Split System: Air-Cooled Condensing Unit, Coil with Blower | S4BF-036KB |  | C6B(A,H)-X36(C,U)-C | 13 | 16 | Yes | Yes | 2013-03-14 |  | 2
FALSE | S4BF-036KB | 2740 | 5555598 | ELECT-AIRE | JS4BF-036KB | AC | Split System: Air-Cooled Condensing Unit, Coil with Blower | S4BF-036KB |  | C6B(A,H)-F42(C,U)-B+TXV-X3.0 | 12.5 | 15 | Yes | Yes | 2013-03-14 |  | 1
FALSE | S4BF-036KB | 2740 | 5555599 | ELECT-AIRE | JS4BF-036KB | AC | Split System: Air-Cooled Condensing Unit, Coil with Blower | S4BF-036KB |  | C6B(A,H)-X37(C,U)-C | 13 | 16 | Yes | Yes | 2013-03-14 |  | 2
FALSE | S4BF-036KB | 2740 | 5555600 | ELECT-AIRE | JS4BF-036KB | AC | Split System: Air-Cooled Condensing Unit, Coil with Blower | S4BF-036KB |  | C6B(A,H)-X37(C,U)-C | 13 | 16 | Yes | Yes | 2013-03-14 |  | 2
FALSE | S4BF-036KB | 2740 | 5555601 | ELECT-AIRE | JS4BF-036KB | AC | Split System: Air-Cooled Condensing Unit, Coil with Blower | S4BF-036KB |  | C6B(A,H)-F42(C,U)-B+TXV-X3.0 | 12.5 | 15 | Yes | Yes | 2013-03-14 |  | 1
FALSE | S4BF-036KB | 2740 | 5555602 | ELECT-AIRE | JS4BF-036KB | AC | Split System: Air-Cooled Condensing Unit, Coil with Blower | S4BF-036KB |  | C6B(A,H)-X37(C,U)-C | 13 | 16 | Yes | Yes | 2013-03-14 |  | 2
FALSE | S4BF-024KB | 2733 | 5555647 | FRIGIDAIRE | ES4BF-024KB | AC | Split System: Air-Cooled Condensing Unit, Coil with Blower | S4BF-024KB |  | C6B(A,H)-F24(C,U)-B+TXV-X2.0 | 12.5 | 15.5 | Yes | Yes | 2013-03-14 |  | 1
FALSE | S4BF-024KB | 2733 | 5555648 | FRIGIDAIRE | ES4BF-024KB | AC | Split System: Air-Cooled Condensing Unit, Coil with Blower | S4BF-024KB |  | C6B(A,H)-X24(C,U)-B | 12.5 | 15.5 | Yes | Yes | 2013-03-14 |  | 1
FALSE | S4BF-024KB | 2733 | 5555649 | FRIGIDAIRE | ES4BF-024KB | AC | Split System: Air-Cooled Condensing Unit, Coil with Blower | S4BF-024KB |  | C6B(A,H)-X24(C,U)-B | 12.5 | 15.5 | Yes | Yes | 2013-03-14 |  | 1
FALSE | S4BF-024KB | 2733 | 5555650 | FRIGIDAIRE | ES4BF-024KB | AC | Split System: Air-Cooled Condensing Unit, Coil with Blower | S4BF-024KB |  | C6B(A,H)-X26(C,U)-B | 13 | 16 | Yes | Yes | 2013-03-14 |  | 2
FALSE | S4BF-024KB | 2733 | 5555651 | FRIGIDAIRE | ES4BF-024KB | AC | Split System: Air-Cooled Condensing Unit, Coil with Blower | S4BF-024KB |  | C6B(A,H)-X26(C,U)-B | 13 | 16 | Yes | Yes | 2013-03-14 |  | 2
FALSE | S4BF-024KB | 2733 | 5555652 | FRIGIDAIRE | ES4BF-024KB | AC | Split System: Air-Cooled Condensing Unit, Coil with Blower | S4BF-024KB |  | C6B(A,H)-F24(C,U)-B+TXV-X2.0 | 12.5 | 15.5 | Yes | Yes | 2013-03-14 |  | 1
FALSE | S4BF-024KB | 2733 | 5555653 | FRIGIDAIRE | ES4BF-024KB | AC | Split System: Air-Cooled Condensing Unit, Coil with Blower | S4BF-024KB |  | C6B(A,H)-X26(C,U)-B | 13 | 16 | Yes | Yes | 2013-03-14 |  | 2
TRUE | S4BF-024KB | 2733 | 5555654 | FRIGIDAIRE | ES4BF-024KB | AC | Split System: Air-Cooled Condensing Unit, Coil with Blower | S4BF-024KB |  | B6VMAX24K-B | 13 | 16 | Yes | Yes | 2013-03-14 |  | 2
FALSE | S4BF-024KB | 2733 | 5555655 | FRIGIDAIRE | ES4BF-024KB | AC | Split System: Air-Cooled Condensing Unit, Coil with Blower | S4BF-024KB |  | C6B(A,H)-F24(C,U)-B+TXV-X2.0 | 13 | 16 | Yes | Yes | 2013-03-14 |  | 2
FALSE | S4BF-024KB | 2733 | 5555656 | FRIGIDAIRE | ES4BF-024KB | AC | Split System: Air-Cooled Condensing Unit, Coil with Blower | S4BF-024KB |  | C6B(A,H)-X24(C,U)-B | 13 | 16 | Yes | Yes | 2013-03-14 |  | 2
FALSE | S4BF-036KB | 2740 | 5555657 | FRIGIDAIRE | ES4BF-036KB | AC | Split System: Air-Cooled Condensing Unit, Coil with Blower | S4BF-036KB |  | C6B(A,H)-F42(C,U)-B+TXV-X3.0 | 12.5 | 15 | Yes | Yes | 2013-03-14 |  | 1
FALSE | S4BF-036KB | 2740 | 5555658 | FRIGIDAIRE | ES4BF-036KB | AC | Split System: Air-Cooled Condensing Unit, Coil with Blower | S4BF-036KB |  | C6B(A,H)-F48(C,U)-C+TXV-X3.0 | 13 | 16 | Yes | Yes | 2013-03-14 |  | 2
FALSE | S4BF-036KB | 2740 | 5555659 | FRIGIDAIRE | ES4BF-036KB | AC | Split System: Air-Cooled Condensing Unit, Coil with Blower | S4BF-036KB |  | C6B(A,H)-X36(C,U)-B | 12.5 | 15 | Yes | Yes | 2013-03-14 |  | 1
FALSE | S4BF-036KB | 2740 | 5555660 | FRIGIDAIRE | ES4BF-036KB | AC | Split System: Air-Cooled Condensing Unit, Coil with Blower | S4BF-036KB |  | C6B(A,H)-X37(C,U)-C | 13 | 16 | Yes | Yes | 2013-03-14 |  | 2
FALSE | S4BF-036KB | 2740 | 5555661 | FRIGIDAIRE | ES4BF-036KB | AC | Split System: Air-Cooled Condensing Unit, Coil with Blower | S4BF-036KB |  | C6B(A,H)-X36(C,U)-C | 13 | 16 | Yes | Yes | 2013-03-14 |  | 2
FALSE | S4BF-036KB | 2740 | 5555662 | FRIGIDAIRE | ES4BF-036KB | AC | Split System: Air-Cooled Condensing Unit, Coil with Blower | S4BF-036KB |  | C6B(A,H)-X36(C,U)-C | 13 | 16 | Yes | Yes | 2013-03-14 |  | 2
FALSE | S4BF-036KB | 2740 | 5555663 | FRIGIDAIRE | ES4BF-036KB | AC | Split System: Air-Cooled Condensing Unit, Coil with Blower | S4BF-036KB |  | C6B(A,H)-F42(C,U)-B+TXV-X3.0 | 12.5 | 15 | Yes | Yes | 2013-03-14 |  | 1
FALSE | S4BF-036KB | 2740 | 5555664 | FRIGIDAIRE | ES4BF-036KB | AC | Split System: Air-Cooled Condensing Unit, Coil with Blower | S4BF-036KB |  | C6B(A,H)-X37(C,U)-C | 13 | 16 | Yes | Yes | 2013-03-14 |  | 2
FALSE | S4BF-036KB | 2740 | 5555665 | FRIGIDAIRE | ES4BF-036KB | AC | Split System: Air-Cooled Condensing Unit, Coil with Blower | S4BF-036KB |  | C6B(A,H)-X37(C,U)-C | 13 | 16 | Yes | Yes | 2013-03-14 |  | 2
FALSE | S4BF-048KC | 2750 | 5555621 | ELECT-AIRE | JS4BF-048KC | AC | Split System: Air-Cooled Condensing Unit, Coil with Blower | S4BF-048KC |  | C6B(A,H)-F60(C,U)-C+TXV-X4.0 | 12.5 | 16 | Yes | Yes | 2013-03-14 |  | 1
FALSE | S4BF-048KC | 2750 | 5555622 | ELECT-AIRE | JS4BF-048KC | AC | Split System: Air-Cooled Condensing Unit, Coil with Blower | S4BF-048KC |  | C6B(A,H)-F60(C,U)-C+TXV-X4.0 | 12.5 | 16 | Yes | Yes | 2013-03-14 |  | 1
FALSE | S4BF-048KC | 2750 | 5555623 | ELECT-AIRE | JS4BF-048KC | AC | Split System: Air-Cooled Condensing Unit, Coil with Blower | S4BF-048KC |  | C6B(A,H)-F60(C,U)-D+TXV-X4.0 | 12 | 15 | Yes | Yes | 2013-03-14 |  | 0
FALSE | S4BF-048KC | 2750 | 5555624 | ELECT-AIRE | JS4BF-048KC | AC | Split System: Air-Cooled Condensing Unit, Coil with Blower | S4BF-048KC |  | C6B(A,H)-F60(C,U)-D+TXV-X4.0 | 12 | 15 | Yes | Yes | 2013-03-14 |  | 0
FALSE | S4BF-048KC | 2750 | 5555625 | ELECT-AIRE | JS4BF-048KC | AC | Split System: Air-Cooled Condensing Unit, Coil with Blower | S4BF-048KC |  | C6B(A,H)-X48(C,U)-C | 12.5 | 16 | Yes | Yes | 2013-03-14 |  | 1
FALSE | S4BF-048KC | 2750 | 5555626 | ELECT-AIRE | JS4BF-048KC | AC | Split System: Air-Cooled Condensing Unit, Coil with Blower | S4BF-048KC |  | C6B(A,H)-X48(C,U)-D | 12 | 15 | Yes | Yes | 2013-03-14 |  | 0
FALSE | S4BF-048KC | 2750 | 5555627 | ELECT-AIRE | JS4BF-048KC | AC | Split System: Air-Cooled Condensing Unit, Coil with Blower | S4BF-048KC |  | C6B(A,H)-X48(C,U)-D | 12 | 15 | Yes | Yes | 2013-03-14 |  | 0
FALSE | S4BF-048KC | 2750 | 5555628 | ELECT-AIRE | JS4BF-048KC | AC | Split System: Air-Cooled Condensing Unit, Coil with Blower | S4BF-048KC |  | C6B(A,H)-X48(C,U)-D | 12 | 15 | Yes | Yes | 2013-03-14 |  | 0
FALSE | S4BF-024KB | 2733 | 5555629 | FRIGIDAIRE | ES4BF-024KB | AC | Split System: Air-Cooled Condensing Unit, Coil with Blower | S4BF-024KB |  | C6B(A,H)-F24(C,U)-B+TXV-X2.0 | 12.5 | 15.5 | Yes | Yes | 2013-03-14 |  | 1
FALSE | S4BF-024KB | 2733 | 5555630 | FRIGIDAIRE | ES4BF-024KB | AC | Split System: Air-Cooled Condensing Unit, Coil with Blower | S4BF-024KB |  | C6B(A,H)-X24(C,U)-B | 12.5 | 15.5 | Yes | Yes | 2013-03-14 |  | 1
FALSE | S4BF-024KB | 2733 | 5555631 | FRIGIDAIRE | ES4BF-024KB | AC | Split System: Air-Cooled Condensing Unit, Coil with Blower | S4BF-024KB |  | C6B(A,H)-X26(C,U)-B | 13 | 16 | Yes | Yes | 2013-03-14 |  | 2
FALSE | S4BF-024KB | 2733 | 5555632 | FRIGIDAIRE | ES4BF-024KB | AC | Split System: Air-Cooled Condensing Unit, Coil with Blower | S4BF-024KB |  | C6B(A,H)-F24(C,U)-B+TXV-X2.0 | 12.5 | 15.5 | Yes | Yes | 2013-03-14 |  | 1
FALSE | S4BF-024KB | 2733 | 5555633 | FRIGIDAIRE | ES4BF-024KB | AC | Split System: Air-Cooled Condensing Unit, Coil with Blower | S4BF-024KB |  | C6B(A,H)-F24(C,U)-B+TXV-X2.0 | 12.5 | 15.5 | Yes | Yes | 2013-03-14 |  | 1
FALSE | S4BF-024KB | 2733 | 5555634 | FRIGIDAIRE | ES4BF-024KB | AC | Split System: Air-Cooled Condensing Unit, Coil with Blower | S4BF-024KB |  | C6B(A,H)-F24(C,U)-B+TXV-X2.0 | 12.5 | 15.5 | Yes | Yes | 2013-03-14 |  | 1
FALSE | S4BF-024KB | 2733 | 5555635 | FRIGIDAIRE | ES4BF-024KB | AC | Split System: Air-Cooled Condensing Unit, Coil with Blower | S4BF-024KB |  | C6B(A,H)-X24(C,U)-B | 12.5 | 15.5 | Yes | Yes | 2013-03-14 |  | 1
FALSE | S4BF-024KB | 2733 | 5555636 | FRIGIDAIRE | ES4BF-024KB | AC | Split System: Air-Cooled Condensing Unit, Coil with Blower | S4BF-024KB |  | C6B(A,H)-X26(C,U)-B | 13 | 16 | Yes | Yes | 2013-03-14 |  | 2
FALSE | S4BF-024KB | 2733 | 5555637 | FRIGIDAIRE | ES4BF-024KB | AC | Split System: Air-Cooled Condensing Unit, Coil with Blower | S4BF-024KB |  | C6B(A,H)-F24(C,U)-B+TXV-X2.0 | 12.5 | 15.5 | Yes | Yes | 2013-03-14 |  | 1
FALSE | S4BF-024KB | 2733 | 5555638 | FRIGIDAIRE | ES4BF-024KB | AC | Split System: Air-Cooled Condensing Unit, Coil with Blower | S4BF-024KB |  | C6B(A,H)-X24(C,U)-B | 12.5 | 15.5 | Yes | Yes | 2013-03-14 |  | 1
FALSE | S4BF-024KB | 2733 | 5555639 | FRIGIDAIRE | ES4BF-024KB | AC | Split System: Air-Cooled Condensing Unit, Coil with Blower | S4BF-024KB |  | C6B(A,H)-X24(C,U)-B | 12.5 | 15.5 | Yes | Yes | 2013-03-14 |  | 1
FALSE | S4BF-024KB | 2733 | 5555640 | FRIGIDAIRE | ES4BF-024KB | AC | Split System: Air-Cooled Condensing Unit, Coil with Blower | S4BF-024KB |  | C6B(A,H)-F24(C,U)-B+TXV-X2.0 | 12.5 | 15.5 | Yes | Yes | 2013-03-14 |  | 1
FALSE | S4BF-024KB | 2733 | 5555641 | FRIGIDAIRE | ES4BF-024KB | AC | Split System: Air-Cooled Condensing Unit, Coil with Blower | S4BF-024KB |  | C6B(A,H)-X24(C,U)-B | 12.5 | 15.5 | Yes | Yes | 2013-03-14 |  | 1
FALSE | S4BF-024KB | 2733 | 5555642 | FRIGIDAIRE | ES4BF-024KB | AC | Split System: Air-Cooled Condensing Unit, Coil with Blower | S4BF-024KB |  | C6B(A,H)-X24(C,U)-B | 12.5 | 15.5 | Yes | Yes | 2013-03-14 |  | 1
FALSE | S4BF-024KB | 2733 | 5555643 | FRIGIDAIRE | ES4BF-024KB | AC | Split System: Air-Cooled Condensing Unit, Coil with Blower | S4BF-024KB |  | C6B(A,H)-X26(C,U)-B | 13 | 16 | Yes | Yes | 2013-03-14 |  | 2
FALSE | S4BF-024KB | 2733 | 5555644 | FRIGIDAIRE | ES4BF-024KB | AC | Split System: Air-Cooled Condensing Unit, Coil with Blower | S4BF-024KB |  | C6B(A,H)-X26(C,U)-B | 13 | 16 | Yes | Yes | 2013-03-14 |  | 2
FALSE | S4BF-024KB | 2733 | 5555645 | FRIGIDAIRE | ES4BF-024KB | AC | Split System: Air-Cooled Condensing Unit, Coil with Blower | S4BF-024KB |  | C6B(A,H)-X26(C,U)-B | 13 | 16 | Yes | Yes | 2013-03-14 |  | 2
FALSE | S4BF-024KB | 2733 | 5555646 | FRIGIDAIRE | ES4BF-024KB | AC | Split System: Air-Cooled Condensing Unit, Coil with Blower | S4BF-024KB |  | C6B(A,H)-X26(C,U)-B | 13 | 16 | Yes | Yes | 2013-03-14 |  | 2
FALSE | S4BF-036KB | 2740 | 5555666 | FRIGIDAIRE | ES4BF-036KB | AC | Split System: Air-Cooled Condensing Unit, Coil with Blower | S4BF-036KB |  | C6B(A,H)-F42(C,U)-B+TXV-X3.0 | 12.5 | 15 | Yes | Yes | 2013-03-14 |  | 1
FALSE | S4BF-036KB | 2740 | 5555667 | FRIGIDAIRE | ES4BF-036KB | AC | Split System: Air-Cooled Condensing Unit, Coil with Blower | S4BF-036KB |  | C6B(A,H)-X37(C,U)-C | 13 | 16 | Yes | Yes | 2013-03-14 |  | 2
FALSE | S4BF-036KB | 2740 | 5555668 | FRIGIDAIRE | ES4BF-036KB | AC | Split System: Air-Cooled Condensing Unit, Coil with Blower | S4BF-036KB |  | C6B(A,H)-F48(C,U)-C+TXV-X3.0 | 13 | 16 | Yes | Yes | 2013-03-14 |  | 2
FALSE | S4BF-036KB | 2740 | 5555669 | FRIGIDAIRE | ES4BF-036KB | AC | Split System: Air-Cooled Condensing Unit, Coil with Blower | S4BF-036KB |  | C6B(A,H)-F48(C,U)-C+TXV-X3.0 | 13 | 16 | Yes | Yes | 2013-03-14 |  | 2
FALSE | S4BF-036KB | 2740 | 5555670 | FRIGIDAIRE | ES4BF-036KB | AC | Split System: Air-Cooled Condensing Unit, Coil with Blower | S4BF-036KB |  | C6B(A,H)-F48(C,U)-C+TXV-X3.0 | 13 | 16 | Yes | Yes | 2013-03-14 |  | 2
FALSE | S4BF-036KB | 2740 | 5555671 | FRIGIDAIRE | ES4BF-036KB | AC | Split System: Air-Cooled Condensing Unit, Coil with Blower | S4BF-036KB |  | C6B(A,H)-X36(C,U)-B | 12.5 | 15 | Yes | Yes | 2013-03-14 |  | 1
FALSE | S4BF-036KB | 2740 | 5555672 | FRIGIDAIRE | ES4BF-036KB | AC | Split System: Air-Cooled Condensing Unit, Coil with Blower | S4BF-036KB |  | C6B(A,H)-X36(C,U)-C | 13 | 16 | Yes | Yes | 2013-03-14 |  | 2
FALSE | S4BF-036KB | 2740 | 5555673 | FRIGIDAIRE | ES4BF-036KB | AC | Split System: Air-Cooled Condensing Unit, Coil with Blower | S4BF-036KB |  | C6B(A,H)-X37(C,U)-C | 13 | 16 | Yes | Yes | 2013-03-14 |  | 2
FALSE | S4BF-036KB | 2740 | 5555674 | FRIGIDAIRE | ES4BF-036KB | AC | Split System: Air-Cooled Condensing Unit, Coil with Blower | S4BF-036KB |  | C6B(A,H)-F42(C,U)-B+TXV-X3.0 | 12.5 | 15 | Yes | Yes | 2013-03-14 |  | 1
FALSE | S4BF-036KB | 2740 | 5555675 | FRIGIDAIRE | ES4BF-036KB | AC | Split System: Air-Cooled Condensing Unit, Coil with Blower | S4BF-036KB |  | C6B(A,H)-X36(C,U)-C | 13 | 16 | Yes | Yes | 2013-03-14 |  | 2
FALSE | S4BF-036KB | 2740 | 5555676 | FRIGIDAIRE | ES4BF-036KB | AC | Split System: Air-Cooled Condensing Unit, Coil with Blower | S4BF-036KB |  | C6B(A,H)-F42(C,U)-B+TXV-X3.0 | 12.5 | 15 | Yes | Yes | 2013-03-14 |  | 1
FALSE | S4BF-036KB | 2740 | 5555677 | FRIGIDAIRE | ES4BF-036KB | AC | Split System: Air-Cooled Condensing Unit, Coil with Blower | S4BF-036KB |  | C6B(A,H)-X36(C,U)-B | 12.5 | 15 | Yes | Yes | 2013-03-14 |  | 1
FALSE | S4BF-036KB | 2740 | 5555678 | FRIGIDAIRE | ES4BF-036KB | AC | Split System: Air-Cooled Condensing Unit, Coil with Blower | S4BF-036KB |  | C6B(A,H)-X36(C,U)-B | 12.5 | 15 | Yes | Yes | 2013-03-14 |  | 1
FALSE | S4BF-036KB | 2740 | 5555679 | FRIGIDAIRE | ES4BF-036KB | AC | Split System: Air-Cooled Condensing Unit, Coil with Blower | S4BF-036KB |  | C6B(A,H)-X36(C,U)-C | 13 | 16 | Yes | Yes | 2013-03-14 |  | 2
FALSE | S4BF-036KB | 2740 | 5555680 | FRIGIDAIRE | ES4BF-036KB | AC | Split System: Air-Cooled Condensing Unit, Coil with Blower | S4BF-036KB |  | C6B(A,H)-F42(C,U)-B+TXV-X3.0 | 12.5 | 15 | Yes | Yes | 2013-03-14 |  | 1
FALSE | S4BF-036KB | 2740 | 5555681 | FRIGIDAIRE | ES4BF-036KB | AC | Split System: Air-Cooled Condensing Unit, Coil with Blower | S4BF-036KB |  | C6B(A,H)-F48(C,U)-C+TXV-X3.0 | 13 | 16 | Yes | Yes | 2013-03-14 |  | 2
FALSE | S4BF-036KB | 2740 | 5555682 | FRIGIDAIRE | ES4BF-036KB | AC | Split System: Air-Cooled Condensing Unit, Coil with Blower | S4BF-036KB |  | C6B(A,H)-F48(C,U)-C+TXV-X3.0 | 13 | 16 | Yes | Yes | 2013-03-14 |  | 2
FALSE | S4BF-036KB | 2740 | 5555683 | FRIGIDAIRE | ES4BF-036KB | AC | Split System: Air-Cooled Condensing Unit, Coil with Blower | S4BF-036KB |  | C6B(A,H)-X36(C,U)-B | 12.5 | 15 | Yes | Yes | 2013-03-14 |  | 1
FALSE | S4BF-036KB | 2740 | 5555684 | FRIGIDAIRE | ES4BF-036KB | AC | Split System: Air-Cooled Condensing Unit, Coil with Blower | S4BF-036KB |  | C6B(A,H)-X36(C,U)-B | 12.5 | 15 | Yes | Yes | 2013-03-14 |  | 1
FALSE | S4BF-036KB | 2740 | 5555685 | FRIGIDAIRE | ES4BF-036KB | AC | Split System: Air-Cooled Condensing Unit, Coil with Blower | S4BF-036KB |  | C6B(A,H)-X36(C,U)-C | 13 | 16 | Yes | Yes | 2013-03-14 |  | 2
TRUE | S4BF-036KB | 2740 | 5555686 | FRIGIDAIRE | ES4BF-036KB | AC | Split System: Air-Cooled Condensing Unit, Coil with Blower | S4BF-036KB |  | B6VMAX36K-B | 13 | 16 | Yes | Yes | 2013-03-14 |  | 2
FALSE | S4BF-036KB | 2740 | 5555687 | FRIGIDAIRE | ES4BF-036KB | AC | Split System: Air-Cooled Condensing Unit, Coil with Blower | S4BF-036KB |  | C6B(A,H)-F42(C,U)-B+TXV-X3.0 | 13 | 16 | Yes | Yes | 2013-03-14 |  | 2
FALSE | S4BF-036KB | 2740 | 5555688 | FRIGIDAIRE | ES4BF-036KB | AC | Split System: Air-Cooled Condensing Unit, Coil with Blower | S4BF-036KB |  | C6B(A,H)-X36(C,U)-B | 13 | 16 | Yes | Yes | 2013-03-14 |  | 2
FALSE | S4BF-036KB | 2740 | 5555689 | FRIGIDAIRE | ES4BF-036KB | AC | Split System: Air-Cooled Condensing Unit, Coil with Blower | S4BF-036KB |  | C6B(A,H)-F48(C,U)-C+TXV-X3.0 | 13 | 16 | Yes | Yes | 2013-03-14 |  | 2
FALSE | S4BF-036KB | 2740 | 5555690 | FRIGIDAIRE | ES4BF-036KB | AC | Split System: Air-Cooled Condensing Unit, Coil with Blower | S4BF-036KB |  | C6B(A,H)-X36(C,U)-C | 13 | 16 | Yes | Yes | 2013-03-14 |  | 2
FALSE | S4BF-036KB | 2740 | 5555691 | FRIGIDAIRE | ES4BF-036KB | AC | Split System: Air-Cooled Condensing Unit, Coil with Blower | S4BF-036KB |  | C6B(A,H)-X37(C,U)-C | 13 | 16 | Yes | Yes | 2013-03-14 |  | 2
FALSE | S4BF-024KB | 2733 | 5555737 | TAPPAN | ES4BF-024KB | AC | Split System: Air-Cooled Condensing Unit, Coil with Blower | S4BF-024KB |  | C6B(A,H)-F24(C,U)-B+TXV-X2.0 | 12.5 | 15.5 | Yes | Yes | 2013-03-14 |  | 1
FALSE | S4BF-024KB | 2733 | 5555738 | TAPPAN | ES4BF-024KB | AC | Split System: Air-Cooled Condensing Unit, Coil with Blower | S4BF-024KB |  | C6B(A,H)-X26(C,U)-B | 13 | 16 | Yes | Yes | 2013-03-14 |  | 2
TRUE | S4BF-024KB | 2733 | 5555739 | TAPPAN | ES4BF-024KB | AC | Split System: Air-Cooled Condensing Unit, Coil with Blower | S4BF-024KB |  | B6VMAX24K-B | 13 | 16 | Yes | Yes | 2013-03-14 |  | 2
FALSE | S4BF-024KB | 2733 | 5555740 | TAPPAN | ES4BF-024KB | AC | Split System: Air-Cooled Condensing Unit, Coil with Blower | S4BF-024KB |  | C6B(A,H)-F24(C,U)-B+TXV-X2.0 | 13 | 16 | Yes | Yes | 2013-03-14 |  | 2
FALSE | S4BF-024KB | 2733 | 5555741 | TAPPAN | ES4BF-024KB | AC | Split System: Air-Cooled Condensing Unit, Coil with Blower | S4BF-024KB |  | C6B(A,H)-X24(C,U)-B | 13 | 16 | Yes | Yes | 2013-03-14 |  | 2
FALSE | S4BF-036KB | 2740 | 5555742 | TAPPAN | ES4BF-036KB | AC | Split System: Air-Cooled Condensing Unit, Coil with Blower | S4BF-036KB |  | C6B(A,H)-F42(C,U)-B+TXV-X3.0 | 12.5 | 15 | Yes | Yes | 2013-03-14 |  | 1
FALSE | S4BF-036KB | 2740 | 5555743 | TAPPAN | ES4BF-036KB | AC | Split System: Air-Cooled Condensing Unit, Coil with Blower | S4BF-036KB |  | C6B(A,H)-F48(C,U)-C+TXV-X3.0 | 13 | 16 | Yes | Yes | 2013-03-14 |  | 2
FALSE | S4BF-036KB | 2740 | 5555744 | TAPPAN | ES4BF-036KB | AC | Split System: Air-Cooled Condensing Unit, Coil with Blower | S4BF-036KB |  | C6B(A,H)-X36(C,U)-B | 12.5 | 15 | Yes | Yes | 2013-03-14 |  | 1
FALSE | S4BF-036KB | 2740 | 5555745 | TAPPAN | ES4BF-036KB | AC | Split System: Air-Cooled Condensing Unit, Coil with Blower | S4BF-036KB |  | C6B(A,H)-X37(C,U)-C | 13 | 16 | Yes | Yes | 2013-03-14 |  | 2
FALSE | S4BF-036KB | 2740 | 5555746 | TAPPAN | ES4BF-036KB | AC | Split System: Air-Cooled Condensing Unit, Coil with Blower | S4BF-036KB |  | C6B(A,H)-X36(C,U)-C | 13 | 16 | Yes | Yes | 2013-03-14 |  | 2
FALSE | S4BF-036KB | 2740 | 5555747 | TAPPAN | ES4BF-036KB | AC | Split System: Air-Cooled Condensing Unit, Coil with Blower | S4BF-036KB |  | C6B(A,H)-X36(C,U)-C | 13 | 16 | Yes | Yes | 2013-03-14 |  | 2
FALSE | S4BF-036KB | 2740 | 5555748 | TAPPAN | ES4BF-036KB | AC | Split System: Air-Cooled Condensing Unit, Coil with Blower | S4BF-036KB |  | C6B(A,H)-F42(C,U)-B+TXV-X3.0 | 12.5 | 15 | Yes | Yes | 2013-03-14 |  | 1
FALSE | S4BF-036KB | 2740 | 5555749 | TAPPAN | ES4BF-036KB | AC | Split System: Air-Cooled Condensing Unit, Coil with Blower | S4BF-036KB |  | C6B(A,H)-X37(C,U)-C | 13 | 16 | Yes | Yes | 2013-03-14 |  | 2
FALSE | S4BF-036KB | 2740 | 5555750 | TAPPAN | ES4BF-036KB | AC | Split System: Air-Cooled Condensing Unit, Coil with Blower | S4BF-036KB |  | C6B(A,H)-X37(C,U)-C | 13 | 16 | Yes | Yes | 2013-03-14 |  | 2
FALSE | S4BF-036KB | 2740 | 5555751 | TAPPAN | ES4BF-036KB | AC | Split System: Air-Cooled Condensing Unit, Coil with Blower | S4BF-036KB |  | C6B(A,H)-F42(C,U)-B+TXV-X3.0 | 12.5 | 15 | Yes | Yes | 2013-03-14 |  | 1
FALSE | S4BF-036KB | 2740 | 5555752 | TAPPAN | ES4BF-036KB | AC | Split System: Air-Cooled Condensing Unit, Coil with Blower | S4BF-036KB |  | C6B(A,H)-X37(C,U)-C | 13 | 16 | Yes | Yes | 2013-03-14 |  | 2
FALSE | S4BF-036KB | 2740 | 5555753 | TAPPAN | ES4BF-036KB | AC | Split System: Air-Cooled Condensing Unit, Coil with Blower | S4BF-036KB |  | C6B(A,H)-F48(C,U)-C+TXV-X3.0 | 13 | 16 | Yes | Yes | 2013-03-14 |  | 2
FALSE | S4BF-036KB | 2740 | 5555754 | TAPPAN | ES4BF-036KB | AC | Split System: Air-Cooled Condensing Unit, Coil with Blower | S4BF-036KB |  | C6B(A,H)-F48(C,U)-C+TXV-X3.0 | 13 | 16 | Yes | Yes | 2013-03-14 |  | 2
FALSE | S4BF-036KB | 2740 | 5555755 | TAPPAN | ES4BF-036KB | AC | Split System: Air-Cooled Condensing Unit, Coil with Blower | S4BF-036KB |  | C6B(A,H)-F48(C,U)-C+TXV-X3.0 | 13 | 16 | Yes | Yes | 2013-03-14 |  | 2
FALSE | S4BF-048KC | 2750 | 5555710 | FRIGIDAIRE | ES4BF-048KC | AC | Split System: Air-Cooled Condensing Unit, Coil with Blower | S4BF-048KC |  | C6B(A,H)-X48(C,U)-D | 12 | 15 | Yes | Yes | 2013-03-14 |  | 0
FALSE | S4BF-048KC | 2750 | 5555711 | FRIGIDAIRE | ES4BF-048KC | AC | Split System: Air-Cooled Condensing Unit, Coil with Blower | S4BF-048KC |  | C6B(A,H)-F60(C,U)-C+TXV-X4.0 | 13 | 16 | Yes | Yes | 2013-03-14 |  | 2
TRUE | S4BF-048KC | 2750 | 5555712 | FRIGIDAIRE | ES4BF-048KC | AC | Split System: Air-Cooled Condensing Unit, Coil with Blower | S4BF-048KC |  | B6VMAX48K-C | 13 | 16 | Yes | Yes | 2013-03-14 |  | 2
FALSE | S4BF-048KC | 2750 | 5555713 | FRIGIDAIRE | ES4BF-048KC | AC | Split System: Air-Cooled Condensing Unit, Coil with Blower | S4BF-048KC |  | C6B(A,H)-X48(C,U)-C | 13 | 16 | Yes | Yes | 2013-03-14 |  | 2
FALSE | S4BF-024KB | 2733 | 5555714 | TAPPAN | ES4BF-024KB | AC | Split System: Air-Cooled Condensing Unit, Coil with Blower | S4BF-024KB |  | C6B(A,H)-F24(C,U)-B+TXV-X2.0 | 12.5 | 15.5 | Yes | Yes | 2013-03-14 |  | 1
FALSE | S4BF-024KB | 2733 | 5555715 | TAPPAN | ES4BF-024KB | AC | Split System: Air-Cooled Condensing Unit, Coil with Blower | S4BF-024KB |  | C6B(A,H)-X24(C,U)-B | 12.5 | 15.5 | Yes | Yes | 2013-03-14 |  | 1
FALSE | S4BF-024KB | 2733 | 5555716 | TAPPAN | ES4BF-024KB | AC | Split System: Air-Cooled Condensing Unit, Coil with Blower | S4BF-024KB |  | C6B(A,H)-X26(C,U)-B | 13 | 16 | Yes | Yes | 2013-03-14 |  | 2
FALSE | S4BF-024KB | 2733 | 5555717 | TAPPAN | ES4BF-024KB | AC | Split System: Air-Cooled Condensing Unit, Coil with Blower | S4BF-024KB |  | C6B(A,H)-F24(C,U)-B+TXV-X2.0 | 12.5 | 15.5 | Yes | Yes | 2013-03-14 |  | 1
FALSE | S4BF-024KB | 2733 | 5555718 | TAPPAN | ES4BF-024KB | AC | Split System: Air-Cooled Condensing Unit, Coil with Blower | S4BF-024KB |  | C6B(A,H)-F24(C,U)-B+TXV-X2.0 | 12.5 | 15.5 | Yes | Yes | 2013-03-14 |  | 1
FALSE | S4BF-024KB | 2733 | 5555719 | TAPPAN | ES4BF-024KB | AC | Split System: Air-Cooled Condensing Unit, Coil with Blower | S4BF-024KB |  | C6B(A,H)-F24(C,U)-B+TXV-X2.0 | 12.5 | 15.5 | Yes | Yes | 2013-03-14 |  | 1
FALSE | S4BF-024KB | 2733 | 5555720 | TAPPAN | ES4BF-024KB | AC | Split System: Air-Cooled Condensing Unit, Coil with Blower | S4BF-024KB |  | C6B(A,H)-X24(C,U)-B | 12.5 | 15.5 | Yes | Yes | 2013-03-14 |  | 1
FALSE | S4BF-024KB | 2733 | 5555721 | TAPPAN | ES4BF-024KB | AC | Split System: Air-Cooled Condensing Unit, Coil with Blower | S4BF-024KB |  | C6B(A,H)-X26(C,U)-B | 13 | 16 | Yes | Yes | 2013-03-14 |  | 2
FALSE | S4BF-024KB | 2733 | 5555722 | TAPPAN | ES4BF-024KB | AC | Split System: Air-Cooled Condensing Unit, Coil with Blower | S4BF-024KB |  | C6B(A,H)-F24(C,U)-B+TXV-X2.0 | 12.5 | 15.5 | Yes | Yes | 2013-03-14 |  | 1
FALSE | S4BF-024KB | 2733 | 5555723 | TAPPAN | ES4BF-024KB | AC | Split System: Air-Cooled Condensing Unit, Coil with Blower | S4BF-024KB |  | C6B(A,H)-X24(C,U)-B | 12.5 | 15.5 | Yes | Yes | 2013-03-14 |  | 1
FALSE | S4BF-024KB | 2733 | 5555724 | TAPPAN | ES4BF-024KB | AC | Split System: Air-Cooled Condensing Unit, Coil with Blower | S4BF-024KB |  | C6B(A,H)-X24(C,U)-B | 12.5 | 15.5 | Yes | Yes | 2013-03-14 |  | 1
FALSE | S4BF-024KB | 2733 | 5555725 | TAPPAN | ES4BF-024KB | AC | Split System: Air-Cooled Condensing Unit, Coil with Blower | S4BF-024KB |  | C6B(A,H)-F24(C,U)-B+TXV-X2.0 | 12.5 | 15.5 | Yes | Yes | 2013-03-14 |  | 1
FALSE | S4BF-024KB | 2733 | 5555726 | TAPPAN | ES4BF-024KB | AC | Split System: Air-Cooled Condensing Unit, Coil with Blower | S4BF-024KB |  | C6B(A,H)-X24(C,U)-B | 12.5 | 15.5 | Yes | Yes | 2013-03-14 |  | 1
FALSE | S4BF-024KB | 2733 | 5555727 | TAPPAN | ES4BF-024KB | AC | Split System: Air-Cooled Condensing Unit, Coil with Blower | S4BF-024KB |  | C6B(A,H)-X24(C,U)-B | 12.5 | 15.5 | Yes | Yes | 2013-03-14 |  | 1
FALSE | S4BF-024KB | 2733 | 5555728 | TAPPAN | ES4BF-024KB | AC | Split System: Air-Cooled Condensing Unit, Coil with Blower | S4BF-024KB |  | C6B(A,H)-X26(C,U)-B | 13 | 16 | Yes | Yes | 2013-03-14 |  | 2
FALSE | S4BF-024KB | 2733 | 5555729 | TAPPAN | ES4BF-024KB | AC | Split System: Air-Cooled Condensing Unit, Coil with Blower | S4BF-024KB |  | C6B(A,H)-X26(C,U)-B | 13 | 16 | Yes | Yes | 2013-03-14 |  | 2
FALSE | S4BF-024KB | 2733 | 5555730 | TAPPAN | ES4BF-024KB | AC | Split System: Air-Cooled Condensing Unit, Coil with Blower | S4BF-024KB |  | C6B(A,H)-X26(C,U)-B | 13 | 16 | Yes | Yes | 2013-03-14 |  | 2
FALSE | S4BF-024KB | 2733 | 5555731 | TAPPAN | ES4BF-024KB | AC | Split System: Air-Cooled Condensing Unit, Coil with Blower | S4BF-024KB |  | C6B(A,H)-X26(C,U)-B | 13 | 16 | Yes | Yes | 2013-03-14 |  | 2
FALSE | S4BF-024KB | 2733 | 5555732 | TAPPAN | ES4BF-024KB | AC | Split System: Air-Cooled Condensing Unit, Coil with Blower | S4BF-024KB |  | C6B(A,H)-F24(C,U)-B+TXV-X2.0 | 12.5 | 15.5 | Yes | Yes | 2013-03-14 |  | 1
FALSE | S4BF-024KB | 2733 | 5555733 | TAPPAN | ES4BF-024KB | AC | Split System: Air-Cooled Condensing Unit, Coil with Blower | S4BF-024KB |  | C6B(A,H)-X24(C,U)-B | 12.5 | 15.5 | Yes | Yes | 2013-03-14 |  | 1
FALSE | S4BF-024KB | 2733 | 5555734 | TAPPAN | ES4BF-024KB | AC | Split System: Air-Cooled Condensing Unit, Coil with Blower | S4BF-024KB |  | C6B(A,H)-X24(C,U)-B | 12.5 | 15.5 | Yes | Yes | 2013-03-14 |  | 1
FALSE | S4BF-024KB | 2733 | 5555735 | TAPPAN | ES4BF-024KB | AC | Split System: Air-Cooled Condensing Unit, Coil with Blower | S4BF-024KB |  | C6B(A,H)-X26(C,U)-B | 13 | 16 | Yes | Yes | 2013-03-14 |  | 2
FALSE | S4BF-024KB | 2733 | 5555736 | TAPPAN | ES4BF-024KB | AC | Split System: Air-Cooled Condensing Unit, Coil with Blower | S4BF-024KB |  | C6B(A,H)-X26(C,U)-B | 13 | 16 | Yes | Yes | 2013-03-14 |  | 2
FALSE | S4BF-036KB | 2740 | 5555756 | TAPPAN | ES4BF-036KB | AC | Split System: Air-Cooled Condensing Unit, Coil with Blower | S4BF-036KB |  | C6B(A,H)-X36(C,U)-B | 12.5 | 15 | Yes | Yes | 2013-03-14 |  | 1
FALSE | S4BF-036KB | 2740 | 5555757 | TAPPAN | ES4BF-036KB | AC | Split System: Air-Cooled Condensing Unit, Coil with Blower | S4BF-036KB |  | C6B(A,H)-X36(C,U)-C | 13 | 16 | Yes | Yes | 2013-03-14 |  | 2
FALSE | S4BF-036KB | 2740 | 5555758 | TAPPAN | ES4BF-036KB | AC | Split System: Air-Cooled Condensing Unit, Coil with Blower | S4BF-036KB |  | C6B(A,H)-X37(C,U)-C | 13 | 16 | Yes | Yes | 2013-03-14 |  | 2
FALSE | S4BF-036KB | 2740 | 5555759 | TAPPAN | ES4BF-036KB | AC | Split System: Air-Cooled Condensing Unit, Coil with Blower | S4BF-036KB |  | C6B(A,H)-F42(C,U)-B+TXV-X3.0 | 12.5 | 15 | Yes | Yes | 2013-03-14 |  | 1
FALSE | S4BF-036KB | 2740 | 5555760 | TAPPAN | ES4BF-036KB | AC | Split System: Air-Cooled Condensing Unit, Coil with Blower | S4BF-036KB |  | C6B(A,H)-X36(C,U)-C | 13 | 16 | Yes | Yes | 2013-03-14 |  | 2
FALSE | S4BF-036KB | 2740 | 5555761 | TAPPAN | ES4BF-036KB | AC | Split System: Air-Cooled Condensing Unit, Coil with Blower | S4BF-036KB |  | C6B(A,H)-F42(C,U)-B+TXV-X3.0 | 12.5 | 15 | Yes | Yes | 2013-03-14 |  | 1
FALSE | S4BF-036KB | 2740 | 5555762 | TAPPAN | ES4BF-036KB | AC | Split System: Air-Cooled Condensing Unit, Coil with Blower | S4BF-036KB |  | C6B(A,H)-X36(C,U)-B | 12.5 | 15 | Yes | Yes | 2013-03-14 |  | 1
FALSE | S4BF-036KB | 2740 | 5555763 | TAPPAN | ES4BF-036KB | AC | Split System: Air-Cooled Condensing Unit, Coil with Blower | S4BF-036KB |  | C6B(A,H)-X36(C,U)-B | 12.5 | 15 | Yes | Yes | 2013-03-14 |  | 1
FALSE | S4BF-036KB | 2740 | 5555764 | TAPPAN | ES4BF-036KB | AC | Split System: Air-Cooled Condensing Unit, Coil with Blower | S4BF-036KB |  | C6B(A,H)-X36(C,U)-C | 13 | 16 | Yes | Yes | 2013-03-14 |  | 2
FALSE | S4BF-036KB | 2740 | 5555765 | TAPPAN | ES4BF-036KB | AC | Split System: Air-Cooled Condensing Unit, Coil with Blower | S4BF-036KB |  | C6B(A,H)-F42(C,U)-B+TXV-X3.0 | 12.5 | 15 | Yes | Yes | 2013-03-14 |  | 1
FALSE | S4BF-036KB | 2740 | 5555766 | TAPPAN | ES4BF-036KB | AC | Split System: Air-Cooled Condensing Unit, Coil with Blower | S4BF-036KB |  | C6B(A,H)-F48(C,U)-C+TXV-X3.0 | 13 | 16 | Yes | Yes | 2013-03-14 |  | 2
FALSE | S4BF-036KB | 2740 | 5555767 | TAPPAN | ES4BF-036KB | AC | Split System: Air-Cooled Condensing Unit, Coil with Blower | S4BF-036KB |  | C6B(A,H)-F48(C,U)-C+TXV-X3.0 | 13 | 16 | Yes | Yes | 2013-03-14 |  | 2
FALSE | S4BF-036KB | 2740 | 5555768 | TAPPAN | ES4BF-036KB | AC | Split System: Air-Cooled Condensing Unit, Coil with Blower | S4BF-036KB |  | C6B(A,H)-X36(C,U)-B | 12.5 | 15 | Yes | Yes | 2013-03-14 |  | 1
FALSE | S4BF-036KB | 2740 | 5555769 | TAPPAN | ES4BF-036KB | AC | Split System: Air-Cooled Condensing Unit, Coil with Blower | S4BF-036KB |  | C6B(A,H)-X36(C,U)-B | 12.5 | 15 | Yes | Yes | 2013-03-14 |  | 1
FALSE | S4BF-036KB | 2740 | 5555770 | TAPPAN | ES4BF-036KB | AC | Split System: Air-Cooled Condensing Unit, Coil with Blower | S4BF-036KB |  | C6B(A,H)-X36(C,U)-C | 13 | 16 | Yes | Yes | 2013-03-14 |  | 2
TRUE | S4BF-036KB | 2740 | 5555771 | TAPPAN | ES4BF-036KB | AC | Split System: Air-Cooled Condensing Unit, Coil with Blower | S4BF-036KB |  | B6VMAX36K-B | 13 | 16 | Yes | Yes | 2013-03-14 |  | 2
FALSE | S4BF-036KB | 2740 | 5555772 | TAPPAN | ES4BF-036KB | AC | Split System: Air-Cooled Condensing Unit, Coil with Blower | S4BF-036KB |  | C6B(A,H)-F42(C,U)-B+TXV-X3.0 | 13 | 16 | Yes | Yes | 2013-03-14 |  | 2
FALSE | S4BF-036KB | 2740 | 5555773 | TAPPAN | ES4BF-036KB | AC | Split System: Air-Cooled Condensing Unit, Coil with Blower | S4BF-036KB |  | C6B(A,H)-X36(C,U)-B | 13 | 16 | Yes | Yes | 2013-03-14 |  | 2
FALSE | S4BF-036KB | 2740 | 5555774 | TAPPAN | ES4BF-036KB | AC | Split System: Air-Cooled Condensing Unit, Coil with Blower | S4BF-036KB |  | C6B(A,H)-F48(C,U)-C+TXV-X3.0 | 13 | 16 | Yes | Yes | 2013-03-14 |  | 2
FALSE | S4BF-036KB | 2740 | 5555775 | TAPPAN | ES4BF-036KB | AC | Split System: Air-Cooled Condensing Unit, Coil with Blower | S4BF-036KB |  | C6B(A,H)-X36(C,U)-C | 13 | 16 | Yes | Yes | 2013-03-14 |  | 2
FALSE | S4BF-036KB | 2740 | 5555776 | TAPPAN | ES4BF-036KB | AC | Split System: Air-Cooled Condensing Unit, Coil with Blower | S4BF-036KB |  | C6B(A,H)-X37(C,U)-C | 13 | 16 | Yes | Yes | 2013-03-14 |  | 2
FALSE | S4BF-048KC | 2750 | 5555777 | TAPPAN | ES4BF-048KC | AC | Split System: Air-Cooled Condensing Unit, Coil with Blower | S4BF-048KC |  | C6B(A,H)-F60(C,U)-D+TXV-X4.0 | 12 | 15 | Yes | Yes | 2013-03-14 |  | 0
FALSE | S4BF-048KC | 2750 | 5555778 | TAPPAN | ES4BF-048KC | AC | Split System: Air-Cooled Condensing Unit, Coil with Blower | S4BF-048KC |  | C6B(A,H)-X48(C,U)-C | 12.5 | 16 | Yes | Yes | 2013-03-14 |  | 1
FALSE | S4BF-048KC | 2750 | 5555779 | TAPPAN | ES4BF-048KC | AC | Split System: Air-Cooled Condensing Unit, Coil with Blower | S4BF-048KC |  | C6B(A,H)-X48(C,U)-C | 12.5 | 16 | Yes | Yes | 2013-03-14 |  | 1
FALSE | S4BF-048KC | 2750 | 5555780 | TAPPAN | ES4BF-048KC | AC | Split System: Air-Cooled Condensing Unit, Coil with Blower | S4BF-048KC |  | C6B(A,H)-F60(C,U)-C+TXV-X4.0 | 12.5 | 16 | Yes | Yes | 2013-03-14 |  | 1
FALSE | S4BF-048KC | 2750 | 5555781 | TAPPAN | ES4BF-048KC | AC | Split System: Air-Cooled Condensing Unit, Coil with Blower | S4BF-048KC |  | C6B(A,H)-F60(C,U)-D+TXV-X4.0 | 12 | 15 | Yes | Yes | 2013-03-14 |  | 0
FALSE | S4BF-048KC | 2750 | 5555782 | TAPPAN | ES4BF-048KC | AC | Split System: Air-Cooled Condensing Unit, Coil with Blower | S4BF-048KC |  | C6B(A,H)-X48(C,U)-C | 12.5 | 16 | Yes | Yes | 2013-03-14 |  | 1
FALSE | S4BF-048KC | 2750 | 5555783 | TAPPAN | ES4BF-048KC | AC | Split System: Air-Cooled Condensing Unit, Coil with Blower | S4BF-048KC |  | C6B(A,H)-X48(C,U)-D | 12 | 15 | Yes | Yes | 2013-03-14 |  | 0
FALSE | S4BF-048KC | 2750 | 5555784 | TAPPAN | ES4BF-048KC | AC | Split System: Air-Cooled Condensing Unit, Coil with Blower | S4BF-048KC |  | C6B(A,H)-F60(C,U)-C+TXV-X4.0 | 12.5 | 16 | Yes | Yes | 2013-03-14 |  | 1
FALSE | S4BF-036KB | 2740 | 5555829 | WESTINGHOUSE | ES4BF-036KB | AC | Split System: Air-Cooled Condensing Unit, Coil with Blower | S4BF-036KB |  | C6B(A,H)-X36(C,U)-B | 12.5 | 15 | Yes | Yes | 2013-03-14 |  | 1
FALSE | S4BF-036KB | 2740 | 5555830 | WESTINGHOUSE | ES4BF-036KB | AC | Split System: Air-Cooled Condensing Unit, Coil with Blower | S4BF-036KB |  | C6B(A,H)-X37(C,U)-C | 13 | 16 | Yes | Yes | 2013-03-14 |  | 2
FALSE | S4BF-036KB | 2740 | 5555831 | WESTINGHOUSE | ES4BF-036KB | AC | Split System: Air-Cooled Condensing Unit, Coil with Blower | S4BF-036KB |  | C6B(A,H)-X36(C,U)-C | 13 | 16 | Yes | Yes | 2013-03-14 |  | 2
FALSE | S4BF-036KB | 2740 | 5555832 | WESTINGHOUSE | ES4BF-036KB | AC | Split System: Air-Cooled Condensing Unit, Coil with Blower | S4BF-036KB |  | C6B(A,H)-X36(C,U)-C | 13 | 16 | Yes | Yes | 2013-03-14 |  | 2
FALSE | S4BF-036KB | 2740 | 5555833 | WESTINGHOUSE | ES4BF-036KB | AC | Split System: Air-Cooled Condensing Unit, Coil with Blower | S4BF-036KB |  | C6B(A,H)-F42(C,U)-B+TXV-X3.0 | 12.5 | 15 | Yes | Yes | 2013-03-14 |  | 1
FALSE | S4BF-036KB | 2740 | 5555834 | WESTINGHOUSE | ES4BF-036KB | AC | Split System: Air-Cooled Condensing Unit, Coil with Blower | S4BF-036KB |  | C6B(A,H)-X37(C,U)-C | 13 | 16 | Yes | Yes | 2013-03-14 |  | 2
FALSE | S4BF-036KB | 2740 | 5555835 | WESTINGHOUSE | ES4BF-036KB | AC | Split System: Air-Cooled Condensing Unit, Coil with Blower | S4BF-036KB |  | C6B(A,H)-X37(C,U)-C | 13 | 16 | Yes | Yes | 2013-03-14 |  | 2
FALSE | S4BF-036KB | 2740 | 5555836 | WESTINGHOUSE | ES4BF-036KB | AC | Split System: Air-Cooled Condensing Unit, Coil with Blower | S4BF-036KB |  | C6B(A,H)-F42(C,U)-B+TXV-X3.0 | 12.5 | 15 | Yes | Yes | 2013-03-14 |  | 1
FALSE | S4BF-036KB | 2740 | 5555837 | WESTINGHOUSE | ES4BF-036KB | AC | Split System: Air-Cooled Condensing Unit, Coil with Blower | S4BF-036KB |  | C6B(A,H)-X37(C,U)-C | 13 | 16 | Yes | Yes | 2013-03-14 |  | 2
FALSE | S4BF-036KB | 2740 | 5555838 | WESTINGHOUSE | ES4BF-036KB | AC | Split System: Air-Cooled Condensing Unit, Coil with Blower | S4BF-036KB |  | C6B(A,H)-F48(C,U)-C+TXV-X3.0 | 13 | 16 | Yes | Yes | 2013-03-14 |  | 2
FALSE | S4BF-036KB | 2740 | 5555839 | WESTINGHOUSE | ES4BF-036KB | AC | Split System: Air-Cooled Condensing Unit, Coil with Blower | S4BF-036KB |  | C6B(A,H)-F48(C,U)-C+TXV-X3.0 | 13 | 16 | Yes | Yes | 2013-03-14 |  | 2
FALSE | S4BF-036KB | 2740 | 5555840 | WESTINGHOUSE | ES4BF-036KB | AC | Split System: Air-Cooled Condensing Unit, Coil with Blower | S4BF-036KB |  | C6B(A,H)-F48(C,U)-C+TXV-X3.0 | 13 | 16 | Yes | Yes | 2013-03-14 |  | 2
FALSE | S4BF-036KB | 2740 | 5555841 | WESTINGHOUSE | ES4BF-036KB | AC | Split System: Air-Cooled Condensing Unit, Coil with Blower | S4BF-036KB |  | C6B(A,H)-X36(C,U)-B | 12.5 | 15 | Yes | Yes | 2013-03-14 |  | 1
FALSE | S4BF-036KB | 2740 | 5555842 | WESTINGHOUSE | ES4BF-036KB | AC | Split System: Air-Cooled Condensing Unit, Coil with Blower | S4BF-036KB |  | C6B(A,H)-X36(C,U)-C | 13 | 16 | Yes | Yes | 2013-03-14 |  | 2
FALSE | S4BF-036KB | 2740 | 5555843 | WESTINGHOUSE | ES4BF-036KB | AC | Split System: Air-Cooled Condensing Unit, Coil with Blower | S4BF-036KB |  | C6B(A,H)-X37(C,U)-C | 13 | 16 | Yes | Yes | 2013-03-14 |  | 2
FALSE | S4BF-036KB | 2740 | 5555844 | WESTINGHOUSE | ES4BF-036KB | AC | Split System: Air-Cooled Condensing Unit, Coil with Blower | S4BF-036KB |  | C6B(A,H)-F42(C,U)-B+TXV-X3.0 | 12.5 | 15 | Yes | Yes | 2013-03-14 |  | 1
FALSE | S4BF-036KB | 2740 | 5555845 | WESTINGHOUSE | ES4BF-036KB | AC | Split System: Air-Cooled Condensing Unit, Coil with Blower | S4BF-036KB |  | C6B(A,H)-X36(C,U)-C | 13 | 16 | Yes | Yes | 2013-03-14 |  | 2
FALSE | S4BF-036KB | 2740 | 5555846 | WESTINGHOUSE | ES4BF-036KB | AC | Split System: Air-Cooled Condensing Unit, Coil with Blower | S4BF-036KB |  | C6B(A,H)-F42(C,U)-B+TXV-X3.0 | 12.5 | 15 | Yes | Yes | 2013-03-14 |  | 1
FALSE | S4BF-024KB | 2733 | 5555804 | WESTINGHOUSE | ES4BF-024KB | AC | Split System: Air-Cooled Condensing Unit, Coil with Blower | S4BF-024KB |  | C6B(A,H)-F24(C,U)-B+TXV-X2.0 | 12.5 | 15.5 | Yes | Yes | 2013-03-14 |  | 1
FALSE | S4BF-024KB | 2733 | 5555805 | WESTINGHOUSE | ES4BF-024KB | AC | Split System: Air-Cooled Condensing Unit, Coil with Blower | S4BF-024KB |  | C6B(A,H)-X24(C,U)-B | 12.5 | 15.5 | Yes | Yes | 2013-03-14 |  | 1
FALSE | S4BF-024KB | 2733 | 5555806 | WESTINGHOUSE | ES4BF-024KB | AC | Split System: Air-Cooled Condensing Unit, Coil with Blower | S4BF-024KB |  | C6B(A,H)-X26(C,U)-B | 13 | 16 | Yes | Yes | 2013-03-14 |  | 2
FALSE | S4BF-024KB | 2733 | 5555807 | WESTINGHOUSE | ES4BF-024KB | AC | Split System: Air-Cooled Condensing Unit, Coil with Blower | S4BF-024KB |  | C6B(A,H)-F24(C,U)-B+TXV-X2.0 | 12.5 | 15.5 | Yes | Yes | 2013-03-14 |  | 1
FALSE | S4BF-024KB | 2733 | 5555808 | WESTINGHOUSE | ES4BF-024KB | AC | Split System: Air-Cooled Condensing Unit, Coil with Blower | S4BF-024KB |  | C6B(A,H)-X24(C,U)-B | 12.5 | 15.5 | Yes | Yes | 2013-03-14 |  | 1
FALSE | S4BF-024KB | 2733 | 5555809 | WESTINGHOUSE | ES4BF-024KB | AC | Split System: Air-Cooled Condensing Unit, Coil with Blower | S4BF-024KB |  | C6B(A,H)-X24(C,U)-B | 12.5 | 15.5 | Yes | Yes | 2013-03-14 |  | 1
FALSE | S4BF-024KB | 2733 | 5555810 | WESTINGHOUSE | ES4BF-024KB | AC | Split System: Air-Cooled Condensing Unit, Coil with Blower | S4BF-024KB |  | C6B(A,H)-F24(C,U)-B+TXV-X2.0 | 12.5 | 15.5 | Yes | Yes | 2013-03-14 |  | 1
FALSE | S4BF-024KB | 2733 | 5555811 | WESTINGHOUSE | ES4BF-024KB | AC | Split System: Air-Cooled Condensing Unit, Coil with Blower | S4BF-024KB |  | C6B(A,H)-X24(C,U)-B | 12.5 | 15.5 | Yes | Yes | 2013-03-14 |  | 1
FALSE | S4BF-024KB | 2733 | 5555812 | WESTINGHOUSE | ES4BF-024KB | AC | Split System: Air-Cooled Condensing Unit, Coil with Blower | S4BF-024KB |  | C6B(A,H)-X24(C,U)-B | 12.5 | 15.5 | Yes | Yes | 2013-03-14 |  | 1
FALSE | S4BF-024KB | 2733 | 5555813 | WESTINGHOUSE | ES4BF-024KB | AC | Split System: Air-Cooled Condensing Unit, Coil with Blower | S4BF-024KB |  | C6B(A,H)-X26(C,U)-B | 13 | 16 | Yes | Yes | 2013-03-14 |  | 2
FALSE | S4BF-024KB | 2733 | 5555814 | WESTINGHOUSE | ES4BF-024KB | AC | Split System: Air-Cooled Condensing Unit, Coil with Blower | S4BF-024KB |  | C6B(A,H)-X26(C,U)-B | 13 | 16 | Yes | Yes | 2013-03-14 |  | 2
FALSE | S4BF-024KB | 2733 | 5555815 | WESTINGHOUSE | ES4BF-024KB | AC | Split System: Air-Cooled Condensing Unit, Coil with Blower | S4BF-024KB |  | C6B(A,H)-X26(C,U)-B | 13 | 16 | Yes | Yes | 2013-03-14 |  | 2
FALSE | S4BF-024KB | 2733 | 5555816 | WESTINGHOUSE | ES4BF-024KB | AC | Split System: Air-Cooled Condensing Unit, Coil with Blower | S4BF-024KB |  | C6B(A,H)-X26(C,U)-B | 13 | 16 | Yes | Yes | 2013-03-14 |  | 2
FALSE | S4BF-024KB | 2733 | 5555817 | WESTINGHOUSE | ES4BF-024KB | AC | Split System: Air-Cooled Condensing Unit, Coil with Blower | S4BF-024KB |  | C6B(A,H)-F24(C,U)-B+TXV-X2.0 | 12.5 | 15.5 | Yes | Yes | 2013-03-14 |  | 1
FALSE | S4BF-024KB | 2733 | 5555818 | WESTINGHOUSE | ES4BF-024KB | AC | Split System: Air-Cooled Condensing Unit, Coil with Blower | S4BF-024KB |  | C6B(A,H)-X24(C,U)-B | 12.5 | 15.5 | Yes | Yes | 2013-03-14 |  | 1
FALSE | S4BF-024KB | 2733 | 5555819 | WESTINGHOUSE | ES4BF-024KB | AC | Split System: Air-Cooled Condensing Unit, Coil with Blower | S4BF-024KB |  | C6B(A,H)-X24(C,U)-B | 12.5 | 15.5 | Yes | Yes | 2013-03-14 |  | 1
FALSE | S4BF-024KB | 2733 | 5555820 | WESTINGHOUSE | ES4BF-024KB | AC | Split System: Air-Cooled Condensing Unit, Coil with Blower | S4BF-024KB |  | C6B(A,H)-X26(C,U)-B | 13 | 16 | Yes | Yes | 2013-03-14 |  | 2
FALSE | S4BF-024KB | 2733 | 5555821 | WESTINGHOUSE | ES4BF-024KB | AC | Split System: Air-Cooled Condensing Unit, Coil with Blower | S4BF-024KB |  | C6B(A,H)-X26(C,U)-B | 13 | 16 | Yes | Yes | 2013-03-14 |  | 2
FALSE | S4BF-024KB | 2733 | 5555822 | WESTINGHOUSE | ES4BF-024KB | AC | Split System: Air-Cooled Condensing Unit, Coil with Blower | S4BF-024KB |  | C6B(A,H)-F24(C,U)-B+TXV-X2.0 | 12.5 | 15.5 | Yes | Yes | 2013-03-14 |  | 1
FALSE | S4BF-024KB | 2733 | 5555823 | WESTINGHOUSE | ES4BF-024KB | AC | Split System: Air-Cooled Condensing Unit, Coil with Blower | S4BF-024KB |  | C6B(A,H)-X26(C,U)-B | 13 | 16 | Yes | Yes | 2013-03-14 |  | 2
TRUE | S4BF-024KB | 2733 | 5555824 | WESTINGHOUSE | ES4BF-024KB | AC | Split System: Air-Cooled Condensing Unit, Coil with Blower | S4BF-024KB |  | B6VMAX24K-B | 13 | 16 | Yes | Yes | 2013-03-14 |  | 2
FALSE | S4BF-024KB | 2733 | 5555825 | WESTINGHOUSE | ES4BF-024KB | AC | Split System: Air-Cooled Condensing Unit, Coil with Blower | S4BF-024KB |  | C6B(A,H)-F24(C,U)-B+TXV-X2.0 | 13 | 16 | Yes | Yes | 2013-03-14 |  | 2
FALSE | S4BF-024KB | 2733 | 5555826 | WESTINGHOUSE | ES4BF-024KB | AC | Split System: Air-Cooled Condensing Unit, Coil with Blower | S4BF-024KB |  | C6B(A,H)-X24(C,U)-B | 13 | 16 | Yes | Yes | 2013-03-14 |  | 2
FALSE | S4BF-036KB | 2740 | 5555827 | WESTINGHOUSE | ES4BF-036KB | AC | Split System: Air-Cooled Condensing Unit, Coil with Blower | S4BF-036KB |  | C6B(A,H)-F42(C,U)-B+TXV-X3.0 | 12.5 | 15 | Yes | Yes | 2013-03-14 |  | 1
FALSE | S4BF-036KB | 2740 | 5555828 | WESTINGHOUSE | ES4BF-036KB | AC | Split System: Air-Cooled Condensing Unit, Coil with Blower | S4BF-036KB |  | C6B(A,H)-F48(C,U)-C+TXV-X3.0 | 13 | 16 | Yes | Yes | 2013-03-14 |  | 2
FALSE | S4BF-036KB | 2740 | 5555847 | WESTINGHOUSE | ES4BF-036KB | AC | Split System: Air-Cooled Condensing Unit, Coil with Blower | S4BF-036KB |  | C6B(A,H)-X36(C,U)-B | 12.5 | 15 | Yes | Yes | 2013-03-14 |  | 1
FALSE | S4BF-036KB | 2740 | 5555848 | WESTINGHOUSE | ES4BF-036KB | AC | Split System: Air-Cooled Condensing Unit, Coil with Blower | S4BF-036KB |  | C6B(A,H)-X36(C,U)-B | 12.5 | 15 | Yes | Yes | 2013-03-14 |  | 1
FALSE | S4BF-036KB | 2740 | 5555849 | WESTINGHOUSE | ES4BF-036KB | AC | Split System: Air-Cooled Condensing Unit, Coil with Blower | S4BF-036KB |  | C6B(A,H)-X36(C,U)-C | 13 | 16 | Yes | Yes | 2013-03-14 |  | 2
FALSE | S4BF-036KB | 2740 | 5555850 | WESTINGHOUSE | ES4BF-036KB | AC | Split System: Air-Cooled Condensing Unit, Coil with Blower | S4BF-036KB |  | C6B(A,H)-F42(C,U)-B+TXV-X3.0 | 12.5 | 15 | Yes | Yes | 2013-03-14 |  | 1
FALSE | S4BF-036KB | 2740 | 5555851 | WESTINGHOUSE | ES4BF-036KB | AC | Split System: Air-Cooled Condensing Unit, Coil with Blower | S4BF-036KB |  | C6B(A,H)-F48(C,U)-C+TXV-X3.0 | 13 | 16 | Yes | Yes | 2013-03-14 |  | 2
FALSE | S4BF-036KB | 2740 | 5555852 | WESTINGHOUSE | ES4BF-036KB | AC | Split System: Air-Cooled Condensing Unit, Coil with Blower | S4BF-036KB |  | C6B(A,H)-F48(C,U)-C+TXV-X3.0 | 13 | 16 | Yes | Yes | 2013-03-14 |  | 2
FALSE | S4BF-036KB | 2740 | 5555853 | WESTINGHOUSE | ES4BF-036KB | AC | Split System: Air-Cooled Condensing Unit, Coil with Blower | S4BF-036KB |  | C6B(A,H)-X36(C,U)-B | 12.5 | 15 | Yes | Yes | 2013-03-14 |  | 1
FALSE | S4BF-036KB | 2740 | 5555854 | WESTINGHOUSE | ES4BF-036KB | AC | Split System: Air-Cooled Condensing Unit, Coil with Blower | S4BF-036KB |  | C6B(A,H)-X36(C,U)-B | 12.5 | 15 | Yes | Yes | 2013-03-14 |  | 1
FALSE | S4BF-036KB | 2740 | 5555855 | WESTINGHOUSE | ES4BF-036KB | AC | Split System: Air-Cooled Condensing Unit, Coil with Blower | S4BF-036KB |  | C6B(A,H)-X36(C,U)-C | 13 | 16 | Yes | Yes | 2013-03-14 |  | 2
TRUE | S4BF-036KB | 2740 | 5555856 | WESTINGHOUSE | ES4BF-036KB | AC | Split System: Air-Cooled Condensing Unit, Coil with Blower | S4BF-036KB |  | B6VMAX36K-B | 13 | 16 | Yes | Yes | 2013-03-14 |  | 2
FALSE | S4BF-036KB | 2740 | 5555857 | WESTINGHOUSE | ES4BF-036KB | AC | Split System: Air-Cooled Condensing Unit, Coil with Blower | S4BF-036KB |  | C6B(A,H)-F42(C,U)-B+TXV-X3.0 | 13 | 16 | Yes | Yes | 2013-03-14 |  | 2
FALSE | S4BF-036KB | 2740 | 5555858 | WESTINGHOUSE | ES4BF-036KB | AC | Split System: Air-Cooled Condensing Unit, Coil with Blower | S4BF-036KB |  | C6B(A,H)-X36(C,U)-B | 13 | 16 | Yes | Yes | 2013-03-14 |  | 2
FALSE | S4BF-036KB | 2740 | 5555859 | WESTINGHOUSE | ES4BF-036KB | AC | Split System: Air-Cooled Condensing Unit, Coil with Blower | S4BF-036KB |  | C6B(A,H)-F48(C,U)-C+TXV-X3.0 | 13 | 16 | Yes | Yes | 2013-03-14 |  | 2
FALSE | S4BF-036KB | 2740 | 5555860 | WESTINGHOUSE | ES4BF-036KB | AC | Split System: Air-Cooled Condensing Unit, Coil with Blower | S4BF-036KB |  | C6B(A,H)-X36(C,U)-C | 13 | 16 | Yes | Yes | 2013-03-14 |  | 2
FALSE | S4BF-036KB | 2740 | 5555861 | WESTINGHOUSE | ES4BF-036KB | AC | Split System: Air-Cooled Condensing Unit, Coil with Blower | S4BF-036KB |  | C6B(A,H)-X37(C,U)-C | 13 | 16 | Yes | Yes | 2013-03-14 |  | 2
FALSE | S4BF-048KC | 2750 | 5555862 | WESTINGHOUSE | ES4BF-048KC | AC | Split System: Air-Cooled Condensing Unit, Coil with Blower | S4BF-048KC |  | C6B(A,H)-F60(C,U)-D+TXV-X4.0 | 12 | 15 | Yes | Yes | 2013-03-14 |  | 0
FALSE | S4BF-048KC | 2750 | 5555863 | WESTINGHOUSE | ES4BF-048KC | AC | Split System: Air-Cooled Condensing Unit, Coil with Blower | S4BF-048KC |  | C6B(A,H)-X48(C,U)-C | 12.5 | 16 | Yes | Yes | 2013-03-14 |  | 1
FALSE | S4BF-048KC | 2750 | 5555864 | WESTINGHOUSE | ES4BF-048KC | AC | Split System: Air-Cooled Condensing Unit, Coil with Blower | S4BF-048KC |  | C6B(A,H)-X48(C,U)-C | 12.5 | 16 | Yes | Yes | 2013-03-14 |  | 1
FALSE | S4BF-048KC | 2750 | 5555865 | WESTINGHOUSE | ES4BF-048KC | AC | Split System: Air-Cooled Condensing Unit, Coil with Blower | S4BF-048KC |  | C6B(A,H)-F60(C,U)-C+TXV-X4.0 | 12.5 | 16 | Yes | Yes | 2013-03-14 |  | 1
FALSE | S4BF-048KC | 2750 | 5555866 | WESTINGHOUSE | ES4BF-048KC | AC | Split System: Air-Cooled Condensing Unit, Coil with Blower | S4BF-048KC |  | C6B(A,H)-F60(C,U)-D+TXV-X4.0 | 12 | 15 | Yes | Yes | 2013-03-14 |  | 0
FALSE | S4BF-048KC | 2750 | 5555867 | WESTINGHOUSE | ES4BF-048KC | AC | Split System: Air-Cooled Condensing Unit, Coil with Blower | S4BF-048KC |  | C6B(A,H)-X48(C,U)-C | 12.5 | 16 | Yes | Yes | 2013-03-14 |  | 1
FALSE | S4BF-048KC | 2750 | 5555868 | WESTINGHOUSE | ES4BF-048KC | AC | Split System: Air-Cooled Condensing Unit, Coil with Blower | S4BF-048KC |  | C6B(A,H)-X48(C,U)-D | 12 | 15 | Yes | Yes | 2013-03-14 |  | 0
FALSE | S4BF-048KC | 2750 | 5555869 | WESTINGHOUSE | ES4BF-048KC | AC | Split System: Air-Cooled Condensing Unit, Coil with Blower | S4BF-048KC |  | C6B(A,H)-F60(C,U)-C+TXV-X4.0 | 12.5 | 16 | Yes | Yes | 2013-03-14 |  | 1
FALSE | S4BF-048KC | 2750 | 5555870 | WESTINGHOUSE | ES4BF-048KC | AC | Split System: Air-Cooled Condensing Unit, Coil with Blower | S4BF-048KC |  | C6B(A,H)-F60(C,U)-C+TXV-X4.0 | 12.5 | 16 | Yes | Yes | 2013-03-14 |  | 1
FALSE | S4BF-048KC | 2750 | 5555871 | WESTINGHOUSE | ES4BF-048KC | AC | Split System: Air-Cooled Condensing Unit, Coil with Blower | S4BF-048KC |  | C6B(A,H)-X48(C,U)-D | 12 | 15 | Yes | Yes | 2013-03-14 |  | 0
FALSE | S4BF-048KC | 2750 | 5555872 | WESTINGHOUSE | ES4BF-048KC | AC | Split System: Air-Cooled Condensing Unit, Coil with Blower | S4BF-048KC |  | C6B(A,H)-F60(C,U)-C+TXV-X4.0 | 12.5 | 16 | Yes | Yes | 2013-03-14 |  | 1
FALSE | S4BF-036KB | 2740 | 5555919 | NUTONE | ES4BF-036KB | AC | Split System: Air-Cooled Condensing Unit, Coil with Blower | S4BF-036KB |  | C6B(A,H)-X37(C,U)-C | 13 | 16 | Yes | Yes | 2013-03-14 |  | 2
FALSE | S4BF-036KB | 2740 | 5555920 | NUTONE | ES4BF-036KB | AC | Split System: Air-Cooled Condensing Unit, Coil with Blower | S4BF-036KB |  | C6B(A,H)-X37(C,U)-C | 13 | 16 | Yes | Yes | 2013-03-14 |  | 2
FALSE | S4BF-036KB | 2740 | 5555921 | NUTONE | ES4BF-036KB | AC | Split System: Air-Cooled Condensing Unit, Coil with Blower | S4BF-036KB |  | C6B(A,H)-F42(C,U)-B+TXV-X3.0 | 12.5 | 15 | Yes | Yes | 2013-03-14 |  | 1
FALSE | S4BF-036KB | 2740 | 5555922 | NUTONE | ES4BF-036KB | AC | Split System: Air-Cooled Condensing Unit, Coil with Blower | S4BF-036KB |  | C6B(A,H)-X37(C,U)-C | 13 | 16 | Yes | Yes | 2013-03-14 |  | 2
FALSE | S4BF-036KB | 2740 | 5555923 | NUTONE | ES4BF-036KB | AC | Split System: Air-Cooled Condensing Unit, Coil with Blower | S4BF-036KB |  | C6B(A,H)-F48(C,U)-C+TXV-X3.0 | 13 | 16 | Yes | Yes | 2013-03-14 |  | 2
FALSE | S4BF-036KB | 2740 | 5555924 | NUTONE | ES4BF-036KB | AC | Split System: Air-Cooled Condensing Unit, Coil with Blower | S4BF-036KB |  | C6B(A,H)-F48(C,U)-C+TXV-X3.0 | 13 | 16 | Yes | Yes | 2013-03-14 |  | 2
FALSE | S4BF-036KB | 2740 | 5555925 | NUTONE | ES4BF-036KB | AC | Split System: Air-Cooled Condensing Unit, Coil with Blower | S4BF-036KB |  | C6B(A,H)-F48(C,U)-C+TXV-X3.0 | 13 | 16 | Yes | Yes | 2013-03-14 |  | 2
FALSE | S4BF-036KB | 2740 | 5555926 | NUTONE | ES4BF-036KB | AC | Split System: Air-Cooled Condensing Unit, Coil with Blower | S4BF-036KB |  | C6B(A,H)-X36(C,U)-B | 12.5 | 15 | Yes | Yes | 2013-03-14 |  | 1
FALSE | S4BF-036KB | 2740 | 5555927 | NUTONE | ES4BF-036KB | AC | Split System: Air-Cooled Condensing Unit, Coil with Blower | S4BF-036KB |  | C6B(A,H)-X36(C,U)-C | 13 | 16 | Yes | Yes | 2013-03-14 |  | 2
FALSE | S4BF-036KB | 2740 | 5555928 | NUTONE | ES4BF-036KB | AC | Split System: Air-Cooled Condensing Unit, Coil with Blower | S4BF-036KB |  | C6B(A,H)-X37(C,U)-C | 13 | 16 | Yes | Yes | 2013-03-14 |  | 2
FALSE | S4BF-036KB | 2740 | 5555929 | NUTONE | ES4BF-036KB | AC | Split System: Air-Cooled Condensing Unit, Coil with Blower | S4BF-036KB |  | C6B(A,H)-F42(C,U)-B+TXV-X3.0 | 12.5 | 15 | Yes | Yes | 2013-03-14 |  | 1
FALSE | S4BF-036KB | 2740 | 5555930 | NUTONE | ES4BF-036KB | AC | Split System: Air-Cooled Condensing Unit, Coil with Blower | S4BF-036KB |  | C6B(A,H)-X36(C,U)-C | 13 | 16 | Yes | Yes | 2013-03-14 |  | 2
FALSE | S4BF-036KB | 2740 | 5555931 | NUTONE | ES4BF-036KB | AC | Split System: Air-Cooled Condensing Unit, Coil with Blower | S4BF-036KB |  | C6B(A,H)-F42(C,U)-B+TXV-X3.0 | 12.5 | 15 | Yes | Yes | 2013-03-14 |  | 1
FALSE | S4BF-036KB | 2740 | 5555932 | NUTONE | ES4BF-036KB | AC | Split System: Air-Cooled Condensing Unit, Coil with Blower | S4BF-036KB |  | C6B(A,H)-X36(C,U)-B | 12.5 | 15 | Yes | Yes | 2013-03-14 |  | 1
FALSE | S4BF-036KB | 2740 | 5555933 | NUTONE | ES4BF-036KB | AC | Split System: Air-Cooled Condensing Unit, Coil with Blower | S4BF-036KB |  | C6B(A,H)-X36(C,U)-B | 12.5 | 15 | Yes | Yes | 2013-03-14 |  | 1
FALSE | S4BF-036KB | 2740 | 5555934 | NUTONE | ES4BF-036KB | AC | Split System: Air-Cooled Condensing Unit, Coil with Blower | S4BF-036KB |  | C6B(A,H)-X36(C,U)-C | 13 | 16 | Yes | Yes | 2013-03-14 |  | 2
FALSE | S4BF-036KB | 2740 | 5555935 | NUTONE | ES4BF-036KB | AC | Split System: Air-Cooled Condensing Unit, Coil with Blower | S4BF-036KB |  | C6B(A,H)-F42(C,U)-B+TXV-X3.0 | 12.5 | 15 | Yes | Yes | 2013-03-14 |  | 1
FALSE | S4BF-036KB | 2740 | 5555936 | NUTONE | ES4BF-036KB | AC | Split System: Air-Cooled Condensing Unit, Coil with Blower | S4BF-036KB |  | C6B(A,H)-F48(C,U)-C+TXV-X3.0 | 13 | 16 | Yes | Yes | 2013-03-14 |  | 2
FALSE | S4BF-036KB | 2740 | 5555937 | NUTONE | ES4BF-036KB | AC | Split System: Air-Cooled Condensing Unit, Coil with Blower | S4BF-036KB |  | C6B(A,H)-F48(C,U)-C+TXV-X3.0 | 13 | 16 | Yes | Yes | 2013-03-14 |  | 2
FALSE | S4BF-024KB | 2733 | 5555891 | NUTONE | ES4BF-024KB | AC | Split System: Air-Cooled Condensing Unit, Coil with Blower | S4BF-024KB |  | C6B(A,H)-X26(C,U)-B | 13 | 16 | Yes | Yes | 2013-03-14 |  | 2
FALSE | S4BF-024KB | 2733 | 5555892 | NUTONE | ES4BF-024KB | AC | Split System: Air-Cooled Condensing Unit, Coil with Blower | S4BF-024KB |  | C6B(A,H)-F24(C,U)-B+TXV-X2.0 | 12.5 | 15.5 | Yes | Yes | 2013-03-14 |  | 1
FALSE | S4BF-024KB | 2733 | 5555893 | NUTONE | ES4BF-024KB | AC | Split System: Air-Cooled Condensing Unit, Coil with Blower | S4BF-024KB |  | C6B(A,H)-X24(C,U)-B | 12.5 | 15.5 | Yes | Yes | 2013-03-14 |  | 1
FALSE | S4BF-024KB | 2733 | 5555894 | NUTONE | ES4BF-024KB | AC | Split System: Air-Cooled Condensing Unit, Coil with Blower | S4BF-024KB |  | C6B(A,H)-X24(C,U)-B | 12.5 | 15.5 | Yes | Yes | 2013-03-14 |  | 1
FALSE | S4BF-024KB | 2733 | 5555895 | NUTONE | ES4BF-024KB | AC | Split System: Air-Cooled Condensing Unit, Coil with Blower | S4BF-024KB |  | C6B(A,H)-F24(C,U)-B+TXV-X2.0 | 12.5 | 15.5 | Yes | Yes | 2013-03-14 |  | 1
FALSE | S4BF-024KB | 2733 | 5555896 | NUTONE | ES4BF-024KB | AC | Split System: Air-Cooled Condensing Unit, Coil with Blower | S4BF-024KB |  | C6B(A,H)-X24(C,U)-B | 12.5 | 15.5 | Yes | Yes | 2013-03-14 |  | 1
FALSE | S4BF-024KB | 2733 | 5555897 | NUTONE | ES4BF-024KB | AC | Split System: Air-Cooled Condensing Unit, Coil with Blower | S4BF-024KB |  | C6B(A,H)-X24(C,U)-B | 12.5 | 15.5 | Yes | Yes | 2013-03-14 |  | 1
FALSE | S4BF-024KB | 2733 | 5555898 | NUTONE | ES4BF-024KB | AC | Split System: Air-Cooled Condensing Unit, Coil with Blower | S4BF-024KB |  | C6B(A,H)-X26(C,U)-B | 13 | 16 | Yes | Yes | 2013-03-14 |  | 2
FALSE | S4BF-024KB | 2733 | 5555899 | NUTONE | ES4BF-024KB | AC | Split System: Air-Cooled Condensing Unit, Coil with Blower | S4BF-024KB |  | C6B(A,H)-X26(C,U)-B | 13 | 16 | Yes | Yes | 2013-03-14 |  | 2
FALSE | S4BF-024KB | 2733 | 5555900 | NUTONE | ES4BF-024KB | AC | Split System: Air-Cooled Condensing Unit, Coil with Blower | S4BF-024KB |  | C6B(A,H)-X26(C,U)-B | 13 | 16 | Yes | Yes | 2013-03-14 |  | 2
FALSE | S4BF-024KB | 2733 | 5555901 | NUTONE | ES4BF-024KB | AC | Split System: Air-Cooled Condensing Unit, Coil with Blower | S4BF-024KB |  | C6B(A,H)-X26(C,U)-B | 13 | 16 | Yes | Yes | 2013-03-14 |  | 2
FALSE | S4BF-024KB | 2733 | 5555902 | NUTONE | ES4BF-024KB | AC | Split System: Air-Cooled Condensing Unit, Coil with Blower | S4BF-024KB |  | C6B(A,H)-F24(C,U)-B+TXV-X2.0 | 12.5 | 15.5 | Yes | Yes | 2013-03-14 |  | 1
FALSE | S4BF-024KB | 2733 | 5555903 | NUTONE | ES4BF-024KB | AC | Split System: Air-Cooled Condensing Unit, Coil with Blower | S4BF-024KB |  | C6B(A,H)-X24(C,U)-B | 12.5 | 15.5 | Yes | Yes | 2013-03-14 |  | 1
FALSE | S4BF-024KB | 2733 | 5555904 | NUTONE | ES4BF-024KB | AC | Split System: Air-Cooled Condensing Unit, Coil with Blower | S4BF-024KB |  | C6B(A,H)-X24(C,U)-B | 12.5 | 15.5 | Yes | Yes | 2013-03-14 |  | 1
FALSE | S4BF-024KB | 2733 | 5555905 | NUTONE | ES4BF-024KB | AC | Split System: Air-Cooled Condensing Unit, Coil with Blower | S4BF-024KB |  | C6B(A,H)-X26(C,U)-B | 13 | 16 | Yes | Yes | 2013-03-14 |  | 2
FALSE | S4BF-024KB | 2733 | 5555906 | NUTONE | ES4BF-024KB | AC | Split System: Air-Cooled Condensing Unit, Coil with Blower | S4BF-024KB |  | C6B(A,H)-X26(C,U)-B | 13 | 16 | Yes | Yes | 2013-03-14 |  | 2
FALSE | S4BF-024KB | 2733 | 5555907 | NUTONE | ES4BF-024KB | AC | Split System: Air-Cooled Condensing Unit, Coil with Blower | S4BF-024KB |  | C6B(A,H)-F24(C,U)-B+TXV-X2.0 | 12.5 | 15.5 | Yes | Yes | 2013-03-14 |  | 1
FALSE | S4BF-024KB | 2733 | 5555908 | NUTONE | ES4BF-024KB | AC | Split System: Air-Cooled Condensing Unit, Coil with Blower | S4BF-024KB |  | C6B(A,H)-X26(C,U)-B | 13 | 16 | Yes | Yes | 2013-03-14 |  | 2
TRUE | S4BF-024KB | 2733 | 5555909 | NUTONE | ES4BF-024KB | AC | Split System: Air-Cooled Condensing Unit, Coil with Blower | S4BF-024KB |  | B6VMAX24K-B | 13 | 16 | Yes | Yes | 2013-03-14 |  | 2
FALSE | S4BF-024KB | 2733 | 5555910 | NUTONE | ES4BF-024KB | AC | Split System: Air-Cooled Condensing Unit, Coil with Blower | S4BF-024KB |  | C6B(A,H)-F24(C,U)-B+TXV-X2.0 | 13 | 16 | Yes | Yes | 2013-03-14 |  | 2
FALSE | S4BF-024KB | 2733 | 5555911 | NUTONE | ES4BF-024KB | AC | Split System: Air-Cooled Condensing Unit, Coil with Blower | S4BF-024KB |  | C6B(A,H)-X24(C,U)-B | 13 | 16 | Yes | Yes | 2013-03-14 |  | 2
FALSE | S4BF-036KB | 2740 | 5555912 | NUTONE | ES4BF-036KB | AC | Split System: Air-Cooled Condensing Unit, Coil with Blower | S4BF-036KB |  | C6B(A,H)-F42(C,U)-B+TXV-X3.0 | 12.5 | 15 | Yes | Yes | 2013-03-14 |  | 1
FALSE | S4BF-036KB | 2740 | 5555913 | NUTONE | ES4BF-036KB | AC | Split System: Air-Cooled Condensing Unit, Coil with Blower | S4BF-036KB |  | C6B(A,H)-F48(C,U)-C+TXV-X3.0 | 13 | 16 | Yes | Yes | 2013-03-14 |  | 2
FALSE | S4BF-036KB | 2740 | 5555914 | NUTONE | ES4BF-036KB | AC | Split System: Air-Cooled Condensing Unit, Coil with Blower | S4BF-036KB |  | C6B(A,H)-X36(C,U)-B | 12.5 | 15 | Yes | Yes | 2013-03-14 |  | 1
FALSE | S4BF-036KB | 2740 | 5555915 | NUTONE | ES4BF-036KB | AC | Split System: Air-Cooled Condensing Unit, Coil with Blower | S4BF-036KB |  | C6B(A,H)-X37(C,U)-C | 13 | 16 | Yes | Yes | 2013-03-14 |  | 2
FALSE | S4BF-036KB | 2740 | 5555916 | NUTONE | ES4BF-036KB | AC | Split System: Air-Cooled Condensing Unit, Coil with Blower | S4BF-036KB |  | C6B(A,H)-X36(C,U)-C | 13 | 16 | Yes | Yes | 2013-03-14 |  | 2
FALSE | S4BF-036KB | 2740 | 5555917 | NUTONE | ES4BF-036KB | AC | Split System: Air-Cooled Condensing Unit, Coil with Blower | S4BF-036KB |  | C6B(A,H)-X36(C,U)-C | 13 | 16 | Yes | Yes | 2013-03-14 |  | 2
FALSE | S4BF-036KB | 2740 | 5555918 | NUTONE | ES4BF-036KB | AC | Split System: Air-Cooled Condensing Unit, Coil with Blower | S4BF-036KB |  | C6B(A,H)-F42(C,U)-B+TXV-X3.0 | 12.5 | 15 | Yes | Yes | 2013-03-14 |  | 1
FALSE | S4BF-036KB | 2740 | 5555938 | NUTONE | ES4BF-036KB | AC | Split System: Air-Cooled Condensing Unit, Coil with Blower | S4BF-036KB |  | C6B(A,H)-X36(C,U)-B | 12.5 | 15 | Yes | Yes | 2013-03-14 |  | 1
FALSE | S4BF-036KB | 2740 | 5555939 | NUTONE | ES4BF-036KB | AC | Split System: Air-Cooled Condensing Unit, Coil with Blower | S4BF-036KB |  | C6B(A,H)-X36(C,U)-B | 12.5 | 15 | Yes | Yes | 2013-03-14 |  | 1
FALSE | S4BF-036KB | 2740 | 5555940 | NUTONE | ES4BF-036KB | AC | Split System: Air-Cooled Condensing Unit, Coil with Blower | S4BF-036KB |  | C6B(A,H)-X36(C,U)-C | 13 | 16 | Yes | Yes | 2013-03-14 |  | 2
TRUE | S4BF-036KB | 2740 | 5555941 | NUTONE | ES4BF-036KB | AC | Split System: Air-Cooled Condensing Unit, Coil with Blower | S4BF-036KB |  | B6VMAX36K-B | 13 | 16 | Yes | Yes | 2013-03-14 |  | 2
FALSE | S4BF-036KB | 2740 | 5555942 | NUTONE | ES4BF-036KB | AC | Split System: Air-Cooled Condensing Unit, Coil with Blower | S4BF-036KB |  | C6B(A,H)-F42(C,U)-B+TXV-X3.0 | 13 | 16 | Yes | Yes | 2013-03-14 |  | 2
FALSE | S4BF-036KB | 2740 | 5555943 | NUTONE | ES4BF-036KB | AC | Split System: Air-Cooled Condensing Unit, Coil with Blower | S4BF-036KB |  | C6B(A,H)-X36(C,U)-B | 13 | 16 | Yes | Yes | 2013-03-14 |  | 2
FALSE | S4BF-036KB | 2740 | 5555944 | NUTONE | ES4BF-036KB | AC | Split System: Air-Cooled Condensing Unit, Coil with Blower | S4BF-036KB |  | C6B(A,H)-F48(C,U)-C+TXV-X3.0 | 13 | 16 | Yes | Yes | 2013-03-14 |  | 2
FALSE | S4BF-036KB | 2740 | 5555945 | NUTONE | ES4BF-036KB | AC | Split System: Air-Cooled Condensing Unit, Coil with Blower | S4BF-036KB |  | C6B(A,H)-X36(C,U)-C | 13 | 16 | Yes | Yes | 2013-03-14 |  | 2
FALSE | S4BF-036KB | 2740 | 5555946 | NUTONE | ES4BF-036KB | AC | Split System: Air-Cooled Condensing Unit, Coil with Blower | S4BF-036KB |  | C6B(A,H)-X37(C,U)-C | 13 | 16 | Yes | Yes | 2013-03-14 |  | 2
FALSE | S4BF-048KC | 2750 | 5555947 | NUTONE | ES4BF-048KC | AC | Split System: Air-Cooled Condensing Unit, Coil with Blower | S4BF-048KC |  | C6B(A,H)-F60(C,U)-D+TXV-X4.0 | 12 | 15 | Yes | Yes | 2013-03-14 |  | 0
FALSE | S4BF-048KC | 2750 | 5555948 | NUTONE | ES4BF-048KC | AC | Split System: Air-Cooled Condensing Unit, Coil with Blower | S4BF-048KC |  | C6B(A,H)-X48(C,U)-C | 12.5 | 16 | Yes | Yes | 2013-03-14 |  | 1
FALSE | S4BF-048KC | 2750 | 5555949 | NUTONE | ES4BF-048KC | AC | Split System: Air-Cooled Condensing Unit, Coil with Blower | S4BF-048KC |  | C6B(A,H)-X48(C,U)-C | 12.5 | 16 | Yes | Yes | 2013-03-14 |  | 1
FALSE | S4BF-048KC | 2750 | 5555950 | NUTONE | ES4BF-048KC | AC | Split System: Air-Cooled Condensing Unit, Coil with Blower | S4BF-048KC |  | C6B(A,H)-F60(C,U)-C+TXV-X4.0 | 12.5 | 16 | Yes | Yes | 2013-03-14 |  | 1
FALSE | S4BF-048KC | 2750 | 5555951 | NUTONE | ES4BF-048KC | AC | Split System: Air-Cooled Condensing Unit, Coil with Blower | S4BF-048KC |  | C6B(A,H)-F60(C,U)-D+TXV-X4.0 | 12 | 15 | Yes | Yes | 2013-03-14 |  | 0
FALSE | S4BF-048KC | 2750 | 5555952 | NUTONE | ES4BF-048KC | AC | Split System: Air-Cooled Condensing Unit, Coil with Blower | S4BF-048KC |  | C6B(A,H)-X48(C,U)-C | 12.5 | 16 | Yes | Yes | 2013-03-14 |  | 1
FALSE | S4BF-048KC | 2750 | 5555953 | NUTONE | ES4BF-048KC | AC | Split System: Air-Cooled Condensing Unit, Coil with Blower | S4BF-048KC |  | C6B(A,H)-X48(C,U)-D | 12 | 15 | Yes | Yes | 2013-03-14 |  | 0
FALSE | S4BF-048KC | 2750 | 5555954 | NUTONE | ES4BF-048KC | AC | Split System: Air-Cooled Condensing Unit, Coil with Blower | S4BF-048KC |  | C6B(A,H)-F60(C,U)-C+TXV-X4.0 | 12.5 | 16 | Yes | Yes | 2013-03-14 |  | 1
FALSE | S4BF-048KC | 2750 | 5555955 | NUTONE | ES4BF-048KC | AC | Split System: Air-Cooled Condensing Unit, Coil with Blower | S4BF-048KC |  | C6B(A,H)-F60(C,U)-C+TXV-X4.0 | 12.5 | 16 | Yes | Yes | 2013-03-14 |  | 1
FALSE | S4BF-048KC | 2750 | 5555956 | NUTONE | ES4BF-048KC | AC | Split System: Air-Cooled Condensing Unit, Coil with Blower | S4BF-048KC |  | C6B(A,H)-X48(C,U)-D | 12 | 15 | Yes | Yes | 2013-03-14 |  | 0
FALSE | S4BF-048KC | 2750 | 5555957 | NUTONE | ES4BF-048KC | AC | Split System: Air-Cooled Condensing Unit, Coil with Blower | S4BF-048KC |  | C6B(A,H)-F60(C,U)-C+TXV-X4.0 | 12.5 | 16 | Yes | Yes | 2013-03-14 |  | 1
FALSE | S4BF-048KC | 2750 | 5555958 | NUTONE | ES4BF-048KC | AC | Split System: Air-Cooled Condensing Unit, Coil with Blower | S4BF-048KC |  | C6B(A,H)-F60(C,U)-D+TXV-X4.0 | 12 | 15 | Yes | Yes | 2013-03-14 |  | 0
FALSE | S4BF-048KC | 2750 | 5555959 | NUTONE | ES4BF-048KC | AC | Split System: Air-Cooled Condensing Unit, Coil with Blower | S4BF-048KC |  | C6B(A,H)-F60(C,U)-C+TXV-X4.0 | 12.5 | 16 | Yes | Yes | 2013-03-14 |  | 1
FALSE | S4BF-048KC | 2750 | 5555960 | NUTONE | ES4BF-048KC | AC | Split System: Air-Cooled Condensing Unit, Coil with Blower | S4BF-048KC |  | C6B(A,H)-F60(C,U)-D+TXV-X4.0 | 12 | 15 | Yes | Yes | 2013-03-14 |  | 0
FALSE | S4BF-048KC | 2750 | 5555961 | NUTONE | ES4BF-048KC | AC | Split System: Air-Cooled Condensing Unit, Coil with Blower | S4BF-048KC |  | C6B(A,H)-X48(C,U)-C | 12.5 | 16 | Yes | Yes | 2013-03-14 |  | 1
FALSE | S4BF-048KC | 2750 | 5555962 | NUTONE | ES4BF-048KC | AC | Split System: Air-Cooled Condensing Unit, Coil with Blower | S4BF-048KC |  | C6B(A,H)-X48(C,U)-C | 12.5 | 16 | Yes | Yes | 2013-03-14 |  | 1
FALSE | S4BF-048KC | 2750 | 5555963 | NUTONE | ES4BF-048KC | AC | Split System: Air-Cooled Condensing Unit, Coil with Blower | S4BF-048KC |  | C6B(A,H)-X48(C,U)-D | 12 | 15 | Yes | Yes | 2013-03-14 |  | 0
FALSE | S4BF-048KC | 2750 | 5555964 | NUTONE | ES4BF-048KC | AC | Split System: Air-Cooled Condensing Unit, Coil with Blower | S4BF-048KC |  | C6B(A,H)-X48(C,U)-D | 12 | 15 | Yes | Yes | 2013-03-14 |  | 0
FALSE | S4BF-048KC | 2750 | 5555965 | NUTONE | ES4BF-048KC | AC | Split System: Air-Cooled Condensing Unit, Coil with Blower | S4BF-048KC |  | C6B(A,H)-X48(C,U)-D | 12 | 15 | Yes | Yes | 2013-03-14 |  | 0
FALSE | S4BF-036KB | 2740 | 5556013 | BROAN | ES4BF-036KB | AC | Split System: Air-Cooled Condensing Unit, Coil with Blower | S4BF-036KB |  | C6B(A,H)-X37(C,U)-C | 13 | 16 | Yes | Yes | 2013-03-14 |  | 2
FALSE | S4BF-036KB | 2740 | 5556014 | BROAN | ES4BF-036KB | AC | Split System: Air-Cooled Condensing Unit, Coil with Blower | S4BF-036KB |  | C6B(A,H)-F42(C,U)-B+TXV-X3.0 | 12.5 | 15 | Yes | Yes | 2013-03-14 |  | 1
FALSE | S4BF-036KB | 2740 | 5556015 | BROAN | ES4BF-036KB | AC | Split System: Air-Cooled Condensing Unit, Coil with Blower | S4BF-036KB |  | C6B(A,H)-X36(C,U)-C | 13 | 16 | Yes | Yes | 2013-03-14 |  | 2
FALSE | S4BF-036KB | 2740 | 5556016 | BROAN | ES4BF-036KB | AC | Split System: Air-Cooled Condensing Unit, Coil with Blower | S4BF-036KB |  | C6B(A,H)-F42(C,U)-B+TXV-X3.0 | 12.5 | 15 | Yes | Yes | 2013-03-14 |  | 1
FALSE | S4BF-036KB | 2740 | 5556017 | BROAN | ES4BF-036KB | AC | Split System: Air-Cooled Condensing Unit, Coil with Blower | S4BF-036KB |  | C6B(A,H)-X36(C,U)-B | 12.5 | 15 | Yes | Yes | 2013-03-14 |  | 1
FALSE | S4BF-036KB | 2740 | 5556018 | BROAN | ES4BF-036KB | AC | Split System: Air-Cooled Condensing Unit, Coil with Blower | S4BF-036KB |  | C6B(A,H)-X36(C,U)-B | 12.5 | 15 | Yes | Yes | 2013-03-14 |  | 1
FALSE | S4BF-036KB | 2740 | 5556019 | BROAN | ES4BF-036KB | AC | Split System: Air-Cooled Condensing Unit, Coil with Blower | S4BF-036KB |  | C6B(A,H)-X36(C,U)-C | 13 | 16 | Yes | Yes | 2013-03-14 |  | 2
FALSE | S4BF-036KB | 2740 | 5556020 | BROAN | ES4BF-036KB | AC | Split System: Air-Cooled Condensing Unit, Coil with Blower | S4BF-036KB |  | C6B(A,H)-F42(C,U)-B+TXV-X3.0 | 12.5 | 15 | Yes | Yes | 2013-03-14 |  | 1
FALSE | S4BF-036KB | 2740 | 5556021 | BROAN | ES4BF-036KB | AC | Split System: Air-Cooled Condensing Unit, Coil with Blower | S4BF-036KB |  | C6B(A,H)-F48(C,U)-C+TXV-X3.0 | 13 | 16 | Yes | Yes | 2013-03-14 |  | 2
FALSE | S4BF-036KB | 2740 | 5556022 | BROAN | ES4BF-036KB | AC | Split System: Air-Cooled Condensing Unit, Coil with Blower | S4BF-036KB |  | C6B(A,H)-F48(C,U)-C+TXV-X3.0 | 13 | 16 | Yes | Yes | 2013-03-14 |  | 2
FALSE | S4BF-036KB | 2740 | 5556023 | BROAN | ES4BF-036KB | AC | Split System: Air-Cooled Condensing Unit, Coil with Blower | S4BF-036KB |  | C6B(A,H)-X36(C,U)-B | 12.5 | 15 | Yes | Yes | 2013-03-14 |  | 1
FALSE | S4BF-036KB | 2740 | 5556024 | BROAN | ES4BF-036KB | AC | Split System: Air-Cooled Condensing Unit, Coil with Blower | S4BF-036KB |  | C6B(A,H)-X36(C,U)-B | 12.5 | 15 | Yes | Yes | 2013-03-14 |  | 1
FALSE | S4BF-036KB | 2740 | 5556025 | BROAN | ES4BF-036KB | AC | Split System: Air-Cooled Condensing Unit, Coil with Blower | S4BF-036KB |  | C6B(A,H)-X36(C,U)-C | 13 | 16 | Yes | Yes | 2013-03-14 |  | 2
TRUE | S4BF-036KB | 2740 | 5556026 | BROAN | ES4BF-036KB | AC | Split System: Air-Cooled Condensing Unit, Coil with Blower | S4BF-036KB |  | B6VMAX36K-B | 13 | 16 | Yes | Yes | 2013-03-14 |  | 2
FALSE | S4BF-036KB | 2740 | 5556027 | BROAN | ES4BF-036KB | AC | Split System: Air-Cooled Condensing Unit, Coil with Blower | S4BF-036KB |  | C6B(A,H)-F42(C,U)-B+TXV-X3.0 | 13 | 16 | Yes | Yes | 2013-03-14 |  | 2
FALSE | S4BF-036KB | 2740 | 5556028 | BROAN | ES4BF-036KB | AC | Split System: Air-Cooled Condensing Unit, Coil with Blower | S4BF-036KB |  | C6B(A,H)-X36(C,U)-B | 13 | 16 | Yes | Yes | 2013-03-14 |  | 2
FALSE | S4BF-036KB | 2740 | 5556029 | BROAN | ES4BF-036KB | AC | Split System: Air-Cooled Condensing Unit, Coil with Blower | S4BF-036KB |  | C6B(A,H)-F48(C,U)-C+TXV-X3.0 | 13 | 16 | Yes | Yes | 2013-03-14 |  | 2
FALSE | S4BF-036KB | 2740 | 5556030 | BROAN | ES4BF-036KB | AC | Split System: Air-Cooled Condensing Unit, Coil with Blower | S4BF-036KB |  | C6B(A,H)-X36(C,U)-C | 13 | 16 | Yes | Yes | 2013-03-14 |  | 2
FALSE | S4BF-036KB | 2740 | 5556031 | BROAN | ES4BF-036KB | AC | Split System: Air-Cooled Condensing Unit, Coil with Blower | S4BF-036KB |  | C6B(A,H)-X37(C,U)-C | 13 | 16 | Yes | Yes | 2013-03-14 |  | 2
FALSE | S4BF-024KB | 2733 | 5555985 | BROAN | ES4BF-024KB | AC | Split System: Air-Cooled Condensing Unit, Coil with Blower | S4BF-024KB |  | C6B(A,H)-X26(C,U)-B | 13 | 16 | Yes | Yes | 2013-03-14 |  | 2
FALSE | S4BF-024KB | 2733 | 5555986 | BROAN | ES4BF-024KB | AC | Split System: Air-Cooled Condensing Unit, Coil with Blower | S4BF-024KB |  | C6B(A,H)-X26(C,U)-B | 13 | 16 | Yes | Yes | 2013-03-14 |  | 2
FALSE | S4BF-024KB | 2733 | 5555987 | BROAN | ES4BF-024KB | AC | Split System: Air-Cooled Condensing Unit, Coil with Blower | S4BF-024KB |  | C6B(A,H)-F24(C,U)-B+TXV-X2.0 | 12.5 | 15.5 | Yes | Yes | 2013-03-14 |  | 1
FALSE | S4BF-024KB | 2733 | 5555988 | BROAN | ES4BF-024KB | AC | Split System: Air-Cooled Condensing Unit, Coil with Blower | S4BF-024KB |  | C6B(A,H)-X24(C,U)-B | 12.5 | 15.5 | Yes | Yes | 2013-03-14 |  | 1
FALSE | S4BF-024KB | 2733 | 5555989 | BROAN | ES4BF-024KB | AC | Split System: Air-Cooled Condensing Unit, Coil with Blower | S4BF-024KB |  | C6B(A,H)-X24(C,U)-B | 12.5 | 15.5 | Yes | Yes | 2013-03-14 |  | 1
FALSE | S4BF-024KB | 2733 | 5555990 | BROAN | ES4BF-024KB | AC | Split System: Air-Cooled Condensing Unit, Coil with Blower | S4BF-024KB |  | C6B(A,H)-X26(C,U)-B | 13 | 16 | Yes | Yes | 2013-03-14 |  | 2
FALSE | S4BF-024KB | 2733 | 5555991 | BROAN | ES4BF-024KB | AC | Split System: Air-Cooled Condensing Unit, Coil with Blower | S4BF-024KB |  | C6B(A,H)-X26(C,U)-B | 13 | 16 | Yes | Yes | 2013-03-14 |  | 2
FALSE | S4BF-024KB | 2733 | 5555992 | BROAN | ES4BF-024KB | AC | Split System: Air-Cooled Condensing Unit, Coil with Blower | S4BF-024KB |  | C6B(A,H)-F24(C,U)-B+TXV-X2.0 | 12.5 | 15.5 | Yes | Yes | 2013-03-14 |  | 1
FALSE | S4BF-024KB | 2733 | 5555993 | BROAN | ES4BF-024KB | AC | Split System: Air-Cooled Condensing Unit, Coil with Blower | S4BF-024KB |  | C6B(A,H)-X26(C,U)-B | 13 | 16 | Yes | Yes | 2013-03-14 |  | 2
TRUE | S4BF-024KB | 2733 | 5555994 | BROAN | ES4BF-024KB | AC | Split System: Air-Cooled Condensing Unit, Coil with Blower | S4BF-024KB |  | B6VMAX24K-B | 13 | 16 | Yes | Yes | 2013-03-14 |  | 2
FALSE | S4BF-024KB | 2733 | 5555995 | BROAN | ES4BF-024KB | AC | Split System: Air-Cooled Condensing Unit, Coil with Blower | S4BF-024KB |  | C6B(A,H)-F24(C,U)-B+TXV-X2.0 | 13 | 16 | Yes | Yes | 2013-03-14 |  | 2
FALSE | S4BF-024KB | 2733 | 5555996 | BROAN | ES4BF-024KB | AC | Split System: Air-Cooled Condensing Unit, Coil with Blower | S4BF-024KB |  | C6B(A,H)-X24(C,U)-B | 13 | 16 | Yes | Yes | 2013-03-14 |  | 2
FALSE | S4BF-036KB | 2740 | 5555997 | BROAN | ES4BF-036KB | AC | Split System: Air-Cooled Condensing Unit, Coil with Blower | S4BF-036KB |  | C6B(A,H)-F42(C,U)-B+TXV-X3.0 | 12.5 | 15 | Yes | Yes | 2013-03-14 |  | 1
FALSE | S4BF-036KB | 2740 | 5555998 | BROAN | ES4BF-036KB | AC | Split System: Air-Cooled Condensing Unit, Coil with Blower | S4BF-036KB |  | C6B(A,H)-F48(C,U)-C+TXV-X3.0 | 13 | 16 | Yes | Yes | 2013-03-14 |  | 2
FALSE | S4BF-036KB | 2740 | 5555999 | BROAN | ES4BF-036KB | AC | Split System: Air-Cooled Condensing Unit, Coil with Blower | S4BF-036KB |  | C6B(A,H)-X36(C,U)-B | 12.5 | 15 | Yes | Yes | 2013-03-14 |  | 1
FALSE | S4BF-036KB | 2740 | 5556000 | BROAN | ES4BF-036KB | AC | Split System: Air-Cooled Condensing Unit, Coil with Blower | S4BF-036KB |  | C6B(A,H)-X37(C,U)-C | 13 | 16 | Yes | Yes | 2013-03-14 |  | 2
FALSE | S4BF-036KB | 2740 | 5556001 | BROAN | ES4BF-036KB | AC | Split System: Air-Cooled Condensing Unit, Coil with Blower | S4BF-036KB |  | C6B(A,H)-X36(C,U)-C | 13 | 16 | Yes | Yes | 2013-03-14 |  | 2
FALSE | S4BF-036KB | 2740 | 5556002 | BROAN | ES4BF-036KB | AC | Split System: Air-Cooled Condensing Unit, Coil with Blower | S4BF-036KB |  | C6B(A,H)-X36(C,U)-C | 13 | 16 | Yes | Yes | 2013-03-14 |  | 2
FALSE | S4BF-036KB | 2740 | 5556003 | BROAN | ES4BF-036KB | AC | Split System: Air-Cooled Condensing Unit, Coil with Blower | S4BF-036KB |  | C6B(A,H)-F42(C,U)-B+TXV-X3.0 | 12.5 | 15 | Yes | Yes | 2013-03-14 |  | 1
FALSE | S4BF-036KB | 2740 | 5556004 | BROAN | ES4BF-036KB | AC | Split System: Air-Cooled Condensing Unit, Coil with Blower | S4BF-036KB |  | C6B(A,H)-X37(C,U)-C | 13 | 16 | Yes | Yes | 2013-03-14 |  | 2
FALSE | S4BF-036KB | 2740 | 5556005 | BROAN | ES4BF-036KB | AC | Split System: Air-Cooled Condensing Unit, Coil with Blower | S4BF-036KB |  | C6B(A,H)-X37(C,U)-C | 13 | 16 | Yes | Yes | 2013-03-14 |  | 2
FALSE | S4BF-036KB | 2740 | 5556006 | BROAN | ES4BF-036KB | AC | Split System: Air-Cooled Condensing Unit, Coil with Blower | S4BF-036KB |  | C6B(A,H)-F42(C,U)-B+TXV-X3.0 | 12.5 | 15 | Yes | Yes | 2013-03-14 |  | 1
FALSE | S4BF-036KB | 2740 | 5556007 | BROAN | ES4BF-036KB | AC | Split System: Air-Cooled Condensing Unit, Coil with Blower | S4BF-036KB |  | C6B(A,H)-X37(C,U)-C | 13 | 16 | Yes | Yes | 2013-03-14 |  | 2
FALSE | S4BF-036KB | 2740 | 5556008 | BROAN | ES4BF-036KB | AC | Split System: Air-Cooled Condensing Unit, Coil with Blower | S4BF-036KB |  | C6B(A,H)-F48(C,U)-C+TXV-X3.0 | 13 | 16 | Yes | Yes | 2013-03-14 |  | 2
FALSE | S4BF-036KB | 2740 | 5556009 | BROAN | ES4BF-036KB | AC | Split System: Air-Cooled Condensing Unit, Coil with Blower | S4BF-036KB |  | C6B(A,H)-F48(C,U)-C+TXV-X3.0 | 13 | 16 | Yes | Yes | 2013-03-14 |  | 2
FALSE | S4BF-036KB | 2740 | 5556010 | BROAN | ES4BF-036KB | AC | Split System: Air-Cooled Condensing Unit, Coil with Blower | S4BF-036KB |  | C6B(A,H)-F48(C,U)-C+TXV-X3.0 | 13 | 16 | Yes | Yes | 2013-03-14 |  | 2
FALSE | S4BF-036KB | 2740 | 5556011 | BROAN | ES4BF-036KB | AC | Split System: Air-Cooled Condensing Unit, Coil with Blower | S4BF-036KB |  | C6B(A,H)-X36(C,U)-B | 12.5 | 15 | Yes | Yes | 2013-03-14 |  | 1
FALSE | S4BF-036KB | 2740 | 5556012 | BROAN | ES4BF-036KB | AC | Split System: Air-Cooled Condensing Unit, Coil with Blower | S4BF-036KB |  | C6B(A,H)-X36(C,U)-C | 13 | 16 | Yes | Yes | 2013-03-14 |  | 2
FALSE | S4BF-048KC | 2750 | 5556032 | BROAN | ES4BF-048KC | AC | Split System: Air-Cooled Condensing Unit, Coil with Blower | S4BF-048KC |  | C6B(A,H)-F60(C,U)-D+TXV-X4.0 | 12 | 15 | Yes | Yes | 2013-03-14 |  | 0
FALSE | S4BF-048KC | 2750 | 5556033 | BROAN | ES4BF-048KC | AC | Split System: Air-Cooled Condensing Unit, Coil with Blower | S4BF-048KC |  | C6B(A,H)-X48(C,U)-C | 12.5 | 16 | Yes | Yes | 2013-03-14 |  | 1
FALSE | S4BF-048KC | 2750 | 5556034 | BROAN | ES4BF-048KC | AC | Split System: Air-Cooled Condensing Unit, Coil with Blower | S4BF-048KC |  | C6B(A,H)-X48(C,U)-C | 12.5 | 16 | Yes | Yes | 2013-03-14 |  | 1
FALSE | S4BF-048KC | 2750 | 5556035 | BROAN | ES4BF-048KC | AC | Split System: Air-Cooled Condensing Unit, Coil with Blower | S4BF-048KC |  | C6B(A,H)-F60(C,U)-C+TXV-X4.0 | 12.5 | 16 | Yes | Yes | 2013-03-14 |  | 1
FALSE | S4BF-048KC | 2750 | 5556036 | BROAN | ES4BF-048KC | AC | Split System: Air-Cooled Condensing Unit, Coil with Blower | S4BF-048KC |  | C6B(A,H)-F60(C,U)-D+TXV-X4.0 | 12 | 15 | Yes | Yes | 2013-03-14 |  | 0
FALSE | S4BF-048KC | 2750 | 5556037 | BROAN | ES4BF-048KC | AC | Split System: Air-Cooled Condensing Unit, Coil with Blower | S4BF-048KC |  | C6B(A,H)-X48(C,U)-C | 12.5 | 16 | Yes | Yes | 2013-03-14 |  | 1
FALSE | S4BF-048KC | 2750 | 5556038 | BROAN | ES4BF-048KC | AC | Split System: Air-Cooled Condensing Unit, Coil with Blower | S4BF-048KC |  | C6B(A,H)-X48(C,U)-D | 12 | 15 | Yes | Yes | 2013-03-14 |  | 0
FALSE | S4BF-048KC | 2750 | 5556039 | BROAN | ES4BF-048KC | AC | Split System: Air-Cooled Condensing Unit, Coil with Blower | S4BF-048KC |  | C6B(A,H)-F60(C,U)-C+TXV-X4.0 | 12.5 | 16 | Yes | Yes | 2013-03-14 |  | 1
FALSE | S4BF-048KC | 2750 | 5556040 | BROAN | ES4BF-048KC | AC | Split System: Air-Cooled Condensing Unit, Coil with Blower | S4BF-048KC |  | C6B(A,H)-F60(C,U)-C+TXV-X4.0 | 12.5 | 16 | Yes | Yes | 2013-03-14 |  | 1
FALSE | S4BF-048KC | 2750 | 5556041 | BROAN | ES4BF-048KC | AC | Split System: Air-Cooled Condensing Unit, Coil with Blower | S4BF-048KC |  | C6B(A,H)-X48(C,U)-D | 12 | 15 | Yes | Yes | 2013-03-14 |  | 0
FALSE | S4BF-048KC | 2750 | 5556042 | BROAN | ES4BF-048KC | AC | Split System: Air-Cooled Condensing Unit, Coil with Blower | S4BF-048KC |  | C6B(A,H)-F60(C,U)-C+TXV-X4.0 | 12.5 | 16 | Yes | Yes | 2013-03-14 |  | 1
FALSE | S4BF-048KC | 2750 | 5556043 | BROAN | ES4BF-048KC | AC | Split System: Air-Cooled Condensing Unit, Coil with Blower | S4BF-048KC |  | C6B(A,H)-F60(C,U)-D+TXV-X4.0 | 12 | 15 | Yes | Yes | 2013-03-14 |  | 0
FALSE | S4BF-048KC | 2750 | 5556044 | BROAN | ES4BF-048KC | AC | Split System: Air-Cooled Condensing Unit, Coil with Blower | S4BF-048KC |  | C6B(A,H)-F60(C,U)-C+TXV-X4.0 | 12.5 | 16 | Yes | Yes | 2013-03-14 |  | 1
FALSE | S4BF-048KC | 2750 | 5556045 | BROAN | ES4BF-048KC | AC | Split System: Air-Cooled Condensing Unit, Coil with Blower | S4BF-048KC |  | C6B(A,H)-F60(C,U)-D+TXV-X4.0 | 12 | 15 | Yes | Yes | 2013-03-14 |  | 0
FALSE | S4BF-048KC | 2750 | 5556046 | BROAN | ES4BF-048KC | AC | Split System: Air-Cooled Condensing Unit, Coil with Blower | S4BF-048KC |  | C6B(A,H)-X48(C,U)-C | 12.5 | 16 | Yes | Yes | 2013-03-14 |  | 1
FALSE | S4BF-048KC | 2750 | 5556047 | BROAN | ES4BF-048KC | AC | Split System: Air-Cooled Condensing Unit, Coil with Blower | S4BF-048KC |  | C6B(A,H)-X48(C,U)-C | 12.5 | 16 | Yes | Yes | 2013-03-14 |  | 1
FALSE | S4BF-048KC | 2750 | 5556048 | BROAN | ES4BF-048KC | AC | Split System: Air-Cooled Condensing Unit, Coil with Blower | S4BF-048KC |  | C6B(A,H)-X48(C,U)-D | 12 | 15 | Yes | Yes | 2013-03-14 |  | 0
FALSE | S4BF-048KC | 2750 | 5556049 | BROAN | ES4BF-048KC | AC | Split System: Air-Cooled Condensing Unit, Coil with Blower | S4BF-048KC |  | C6B(A,H)-X48(C,U)-D | 12 | 15 | Yes | Yes | 2013-03-14 |  | 0
FALSE | S4BF-048KC | 2750 | 5556050 | BROAN | ES4BF-048KC | AC | Split System: Air-Cooled Condensing Unit, Coil with Blower | S4BF-048KC |  | C6B(A,H)-X48(C,U)-D | 12 | 15 | Yes | Yes | 2013-03-14 |  | 0
FALSE | S4BF-048KC | 2750 | 5556051 | BROAN | ES4BF-048KC | AC | Split System: Air-Cooled Condensing Unit, Coil with Blower | S4BF-048KC |  | C6B(A,H)-F60(C,U)-C+TXV-X4.0 | 13 | 16 | Yes | Yes | 2013-03-14 |  | 2
TRUE | S4BF-048KC | 2750 | 5556052 | BROAN | ES4BF-048KC | AC | Split System: Air-Cooled Condensing Unit, Coil with Blower | S4BF-048KC |  | B6VMAX48K-C | 13 | 16 | Yes | Yes | 2013-03-14 |  | 2
FALSE | S4BF-048KC | 2750 | 5556053 | BROAN | ES4BF-048KC | AC | Split System: Air-Cooled Condensing Unit, Coil with Blower | S4BF-048KC |  | C6B(A,H)-X48(C,U)-C | 13 | 16 | Yes | Yes | 2013-03-14 |  | 2
FALSE | S4BF-024KB | 2733 | 5556054 | FRIGIDAIRE | FS4BF-024KB | AC | Split System: Air-Cooled Condensing Unit, Coil with Blower | S4BF-024KB |  | C6B(A,H)-F24(C,U)-B+TXV-X2.0 | 12.5 | 15.5 | Yes | Yes | 2013-03-14 |  | 1
FALSE | S4BF-024KB | 2733 | 5556055 | FRIGIDAIRE | FS4BF-024KB | AC | Split System: Air-Cooled Condensing Unit, Coil with Blower | S4BF-024KB |  | C6B(A,H)-X24(C,U)-B | 12.5 | 15.5 | Yes | Yes | 2013-03-14 |  | 1
FALSE | S4BF-024KB | 2733 | 5556056 | FRIGIDAIRE | FS4BF-024KB | AC | Split System: Air-Cooled Condensing Unit, Coil with Blower | S4BF-024KB |  | C6B(A,H)-X26(C,U)-B | 13 | 16 | Yes | Yes | 2013-03-14 |  | 2
FALSE | S4BF-024KB | 2733 | 5556057 | FRIGIDAIRE | FS4BF-024KB | AC | Split System: Air-Cooled Condensing Unit, Coil with Blower | S4BF-024KB |  | C6B(A,H)-F24(C,U)-B+TXV-X2.0 | 12.5 | 15.5 | Yes | Yes | 2013-03-14 |  | 1
FALSE | S4BF-024KB | 2733 | 5556058 | FRIGIDAIRE | FS4BF-024KB | AC | Split System: Air-Cooled Condensing Unit, Coil with Blower | S4BF-024KB |  | C6B(A,H)-F24(C,U)-B+TXV-X2.0 | 12.5 | 15.5 | Yes | Yes | 2013-03-14 |  | 1
FALSE | S4BF-024KB | 2733 | 5556059 | FRIGIDAIRE | FS4BF-024KB | AC | Split System: Air-Cooled Condensing Unit, Coil with Blower | S4BF-024KB |  | C6B(A,H)-F24(C,U)-B+TXV-X2.0 | 12.5 | 15.5 | Yes | Yes | 2013-03-14 |  | 1
FALSE | S4BF-036KB | 2740 | 5556104 | FRIGIDAIRE | FS4BF-036KB | AC | Split System: Air-Cooled Condensing Unit, Coil with Blower | S4BF-036KB |  | C6B(A,H)-X36(C,U)-C | 13 | 16 | Yes | Yes | 2013-03-14 |  | 2
FALSE | S4BF-036KB | 2740 | 5556105 | FRIGIDAIRE | FS4BF-036KB | AC | Split System: Air-Cooled Condensing Unit, Coil with Blower | S4BF-036KB |  | C6B(A,H)-F42(C,U)-B+TXV-X3.0 | 12.5 | 15 | Yes | Yes | 2013-03-14 |  | 1
FALSE | S4BF-036KB | 2740 | 5556106 | FRIGIDAIRE | FS4BF-036KB | AC | Split System: Air-Cooled Condensing Unit, Coil with Blower | S4BF-036KB |  | C6B(A,H)-F48(C,U)-C+TXV-X3.0 | 13 | 16 | Yes | Yes | 2013-03-14 |  | 2
FALSE | S4BF-036KB | 2740 | 5556107 | FRIGIDAIRE | FS4BF-036KB | AC | Split System: Air-Cooled Condensing Unit, Coil with Blower | S4BF-036KB |  | C6B(A,H)-F48(C,U)-C+TXV-X3.0 | 13 | 16 | Yes | Yes | 2013-03-14 |  | 2
FALSE | S4BF-036KB | 2740 | 5556108 | FRIGIDAIRE | FS4BF-036KB | AC | Split System: Air-Cooled Condensing Unit, Coil with Blower | S4BF-036KB |  | C6B(A,H)-X36(C,U)-B | 12.5 | 15 | Yes | Yes | 2013-03-14 |  | 1
FALSE | S4BF-036KB | 2740 | 5556109 | FRIGIDAIRE | FS4BF-036KB | AC | Split System: Air-Cooled Condensing Unit, Coil with Blower | S4BF-036KB |  | C6B(A,H)-X36(C,U)-B | 12.5 | 15 | Yes | Yes | 2013-03-14 |  | 1
FALSE | S4BF-036KB | 2740 | 5556110 | FRIGIDAIRE | FS4BF-036KB | AC | Split System: Air-Cooled Condensing Unit, Coil with Blower | S4BF-036KB |  | C6B(A,H)-X36(C,U)-C | 13 | 16 | Yes | Yes | 2013-03-14 |  | 2
TRUE | S4BF-036KB | 2740 | 5556111 | FRIGIDAIRE | FS4BF-036KB | AC | Split System: Air-Cooled Condensing Unit, Coil with Blower | S4BF-036KB |  | B6VMAX36K-B | 13 | 16 | Yes | Yes | 2013-03-14 |  | 2
FALSE | S4BF-036KB | 2740 | 5556112 | FRIGIDAIRE | FS4BF-036KB | AC | Split System: Air-Cooled Condensing Unit, Coil with Blower | S4BF-036KB |  | C6B(A,H)-F42(C,U)-B+TXV-X3.0 | 13 | 16 | Yes | Yes | 2013-03-14 |  | 2
FALSE | S4BF-036KB | 2740 | 5556113 | FRIGIDAIRE | FS4BF-036KB | AC | Split System: Air-Cooled Condensing Unit, Coil with Blower | S4BF-036KB |  | C6B(A,H)-X36(C,U)-B | 13 | 16 | Yes | Yes | 2013-03-14 |  | 2
FALSE | S4BF-036KB | 2740 | 5556114 | FRIGIDAIRE | FS4BF-036KB | AC | Split System: Air-Cooled Condensing Unit, Coil with Blower | S4BF-036KB |  | C6B(A,H)-F48(C,U)-C+TXV-X3.0 | 13 | 16 | Yes | Yes | 2013-03-14 |  | 2
FALSE | S4BF-036KB | 2740 | 5556115 | FRIGIDAIRE | FS4BF-036KB | AC | Split System: Air-Cooled Condensing Unit, Coil with Blower | S4BF-036KB |  | C6B(A,H)-X36(C,U)-C | 13 | 16 | Yes | Yes | 2013-03-14 |  | 2
FALSE | S4BF-036KB | 2740 | 5556116 | FRIGIDAIRE | FS4BF-036KB | AC | Split System: Air-Cooled Condensing Unit, Coil with Blower | S4BF-036KB |  | C6B(A,H)-X37(C,U)-C | 13 | 16 | Yes | Yes | 2013-03-14 |  | 2
FALSE | S4BF-048KC | 2750 | 5556117 | FRIGIDAIRE | FS4BF-048KC | AC | Split System: Air-Cooled Condensing Unit, Coil with Blower | S4BF-048KC |  | C6B(A,H)-F60(C,U)-D+TXV-X4.0 | 12 | 15 | Yes | Yes | 2013-03-14 |  | 0
FALSE | S4BF-048KC | 2750 | 5556118 | FRIGIDAIRE | FS4BF-048KC | AC | Split System: Air-Cooled Condensing Unit, Coil with Blower | S4BF-048KC |  | C6B(A,H)-X48(C,U)-C | 12.5 | 16 | Yes | Yes | 2013-03-14 |  | 1
FALSE | S4BF-048KC | 2750 | 5556119 | FRIGIDAIRE | FS4BF-048KC | AC | Split System: Air-Cooled Condensing Unit, Coil with Blower | S4BF-048KC |  | C6B(A,H)-X48(C,U)-C | 12.5 | 16 | Yes | Yes | 2013-03-14 |  | 1
FALSE | S4BF-048KC | 2750 | 5556120 | FRIGIDAIRE | FS4BF-048KC | AC | Split System: Air-Cooled Condensing Unit, Coil with Blower | S4BF-048KC |  | C6B(A,H)-F60(C,U)-C+TXV-X4.0 | 12.5 | 16 | Yes | Yes | 2013-03-14 |  | 1
FALSE | S4BF-048KC | 2750 | 5556121 | FRIGIDAIRE | FS4BF-048KC | AC | Split System: Air-Cooled Condensing Unit, Coil with Blower | S4BF-048KC |  | C6B(A,H)-F60(C,U)-D+TXV-X4.0 | 12 | 15 | Yes | Yes | 2013-03-14 |  | 0
TRUE | S4BF-024KB | 2733 | 5556079 | FRIGIDAIRE | FS4BF-024KB | AC | Split System: Air-Cooled Condensing Unit, Coil with Blower | S4BF-024KB |  | B6VMAX24K-B | 13 | 16 | Yes | Yes | 2013-03-14 |  | 2
FALSE | S4BF-024KB | 2733 | 5556080 | FRIGIDAIRE | FS4BF-024KB | AC | Split System: Air-Cooled Condensing Unit, Coil with Blower | S4BF-024KB |  | C6B(A,H)-F24(C,U)-B+TXV-X2.0 | 13 | 16 | Yes | Yes | 2013-03-14 |  | 2
FALSE | S4BF-024KB | 2733 | 5556081 | FRIGIDAIRE | FS4BF-024KB | AC | Split System: Air-Cooled Condensing Unit, Coil with Blower | S4BF-024KB |  | C6B(A,H)-X24(C,U)-B | 13 | 16 | Yes | Yes | 2013-03-14 |  | 2
FALSE | S4BF-036KB | 2740 | 5556082 | FRIGIDAIRE | FS4BF-036KB | AC | Split System: Air-Cooled Condensing Unit, Coil with Blower | S4BF-036KB |  | C6B(A,H)-F42(C,U)-B+TXV-X3.0 | 12.5 | 15 | Yes | Yes | 2013-03-14 |  | 1
FALSE | S4BF-036KB | 2740 | 5556083 | FRIGIDAIRE | FS4BF-036KB | AC | Split System: Air-Cooled Condensing Unit, Coil with Blower | S4BF-036KB |  | C6B(A,H)-F48(C,U)-C+TXV-X3.0 | 13 | 16 | Yes | Yes | 2013-03-14 |  | 2
FALSE | S4BF-036KB | 2740 | 5556084 | FRIGIDAIRE | FS4BF-036KB | AC | Split System: Air-Cooled Condensing Unit, Coil with Blower | S4BF-036KB |  | C6B(A,H)-X36(C,U)-B | 12.5 | 15 | Yes | Yes | 2013-03-14 |  | 1
FALSE | S4BF-036KB | 2740 | 5556085 | FRIGIDAIRE | FS4BF-036KB | AC | Split System: Air-Cooled Condensing Unit, Coil with Blower | S4BF-036KB |  | C6B(A,H)-X37(C,U)-C | 13 | 16 | Yes | Yes | 2013-03-14 |  | 2
FALSE | S4BF-036KB | 2740 | 5556086 | FRIGIDAIRE | FS4BF-036KB | AC | Split System: Air-Cooled Condensing Unit, Coil with Blower | S4BF-036KB |  | C6B(A,H)-X36(C,U)-C | 13 | 16 | Yes | Yes | 2013-03-14 |  | 2
FALSE | S4BF-036KB | 2740 | 5556087 | FRIGIDAIRE | FS4BF-036KB | AC | Split System: Air-Cooled Condensing Unit, Coil with Blower | S4BF-036KB |  | C6B(A,H)-X36(C,U)-C | 13 | 16 | Yes | Yes | 2013-03-14 |  | 2
FALSE | S4BF-036KB | 2740 | 5556088 | FRIGIDAIRE | FS4BF-036KB | AC | Split System: Air-Cooled Condensing Unit, Coil with Blower | S4BF-036KB |  | C6B(A,H)-F42(C,U)-B+TXV-X3.0 | 12.5 | 15 | Yes | Yes | 2013-03-14 |  | 1
FALSE | S4BF-036KB | 2740 | 5556089 | FRIGIDAIRE | FS4BF-036KB | AC | Split System: Air-Cooled Condensing Unit, Coil with Blower | S4BF-036KB |  | C6B(A,H)-X37(C,U)-C | 13 | 16 | Yes | Yes | 2013-03-14 |  | 2
FALSE | S4BF-036KB | 2740 | 5556090 | FRIGIDAIRE | FS4BF-036KB | AC | Split System: Air-Cooled Condensing Unit, Coil with Blower | S4BF-036KB |  | C6B(A,H)-X37(C,U)-C | 13 | 16 | Yes | Yes | 2013-03-14 |  | 2
FALSE | S4BF-036KB | 2740 | 5556091 | FRIGIDAIRE | FS4BF-036KB | AC | Split System: Air-Cooled Condensing Unit, Coil with Blower | S4BF-036KB |  | C6B(A,H)-F42(C,U)-B+TXV-X3.0 | 12.5 | 15 | Yes | Yes | 2013-03-14 |  | 1
FALSE | S4BF-036KB | 2740 | 5556092 | FRIGIDAIRE | FS4BF-036KB | AC | Split System: Air-Cooled Condensing Unit, Coil with Blower | S4BF-036KB |  | C6B(A,H)-X37(C,U)-C | 13 | 16 | Yes | Yes | 2013-03-14 |  | 2
FALSE | S4BF-036KB | 2740 | 5556093 | FRIGIDAIRE | FS4BF-036KB | AC | Split System: Air-Cooled Condensing Unit, Coil with Blower | S4BF-036KB |  | C6B(A,H)-F48(C,U)-C+TXV-X3.0 | 13 | 16 | Yes | Yes | 2013-03-14 |  | 2
FALSE | S4BF-036KB | 2740 | 5556094 | FRIGIDAIRE | FS4BF-036KB | AC | Split System: Air-Cooled Condensing Unit, Coil with Blower | S4BF-036KB |  | C6B(A,H)-F48(C,U)-C+TXV-X3.0 | 13 | 16 | Yes | Yes | 2013-03-14 |  | 2
FALSE | S4BF-036KB | 2740 | 5556095 | FRIGIDAIRE | FS4BF-036KB | AC | Split System: Air-Cooled Condensing Unit, Coil with Blower | S4BF-036KB |  | C6B(A,H)-F48(C,U)-C+TXV-X3.0 | 13 | 16 | Yes | Yes | 2013-03-14 |  | 2
FALSE | S4BF-036KB | 2740 | 5556096 | FRIGIDAIRE | FS4BF-036KB | AC | Split System: Air-Cooled Condensing Unit, Coil with Blower | S4BF-036KB |  | C6B(A,H)-X36(C,U)-B | 12.5 | 15 | Yes | Yes | 2013-03-14 |  | 1
FALSE | S4BF-036KB | 2740 | 5556097 | FRIGIDAIRE | FS4BF-036KB | AC | Split System: Air-Cooled Condensing Unit, Coil with Blower | S4BF-036KB |  | C6B(A,H)-X36(C,U)-C | 13 | 16 | Yes | Yes | 2013-03-14 |  | 2
FALSE | S4BF-036KB | 2740 | 5556098 | FRIGIDAIRE | FS4BF-036KB | AC | Split System: Air-Cooled Condensing Unit, Coil with Blower | S4BF-036KB |  | C6B(A,H)-X37(C,U)-C | 13 | 16 | Yes | Yes | 2013-03-14 |  | 2
FALSE | S4BF-036KB | 2740 | 5556099 | FRIGIDAIRE | FS4BF-036KB | AC | Split System: Air-Cooled Condensing Unit, Coil with Blower | S4BF-036KB |  | C6B(A,H)-F42(C,U)-B+TXV-X3.0 | 12.5 | 15 | Yes | Yes | 2013-03-14 |  | 1
FALSE | S4BF-036KB | 2740 | 5556100 | FRIGIDAIRE | FS4BF-036KB | AC | Split System: Air-Cooled Condensing Unit, Coil with Blower | S4BF-036KB |  | C6B(A,H)-X36(C,U)-C | 13 | 16 | Yes | Yes | 2013-03-14 |  | 2
FALSE | S4BF-036KB | 2740 | 5556101 | FRIGIDAIRE | FS4BF-036KB | AC | Split System: Air-Cooled Condensing Unit, Coil with Blower | S4BF-036KB |  | C6B(A,H)-F42(C,U)-B+TXV-X3.0 | 12.5 | 15 | Yes | Yes | 2013-03-14 |  | 1
FALSE | S4BF-036KB | 2740 | 5556102 | FRIGIDAIRE | FS4BF-036KB | AC | Split System: Air-Cooled Condensing Unit, Coil with Blower | S4BF-036KB |  | C6B(A,H)-X36(C,U)-B | 12.5 | 15 | Yes | Yes | 2013-03-14 |  | 1
FALSE | S4BF-036KB | 2740 | 5556103 | FRIGIDAIRE | FS4BF-036KB | AC | Split System: Air-Cooled Condensing Unit, Coil with Blower | S4BF-036KB |  | C6B(A,H)-X36(C,U)-B | 12.5 | 15 | Yes | Yes | 2013-03-14 |  | 1
FALSE | S4BF-048KC | 2750 | 5556122 | FRIGIDAIRE | FS4BF-048KC | AC | Split System: Air-Cooled Condensing Unit, Coil with Blower | S4BF-048KC |  | C6B(A,H)-X48(C,U)-C | 12.5 | 16 | Yes | Yes | 2013-03-14 |  | 1
FALSE | S4BF-048KC | 2750 | 5556123 | FRIGIDAIRE | FS4BF-048KC | AC | Split System: Air-Cooled Condensing Unit, Coil with Blower | S4BF-048KC |  | C6B(A,H)-X48(C,U)-D | 12 | 15 | Yes | Yes | 2013-03-14 |  | 0
FALSE | S4BF-048KC | 2750 | 5556124 | FRIGIDAIRE | FS4BF-048KC | AC | Split System: Air-Cooled Condensing Unit, Coil with Blower | S4BF-048KC |  | C6B(A,H)-F60(C,U)-C+TXV-X4.0 | 12.5 | 16 | Yes | Yes | 2013-03-14 |  | 1
FALSE | S4BF-048KC | 2750 | 5556125 | FRIGIDAIRE | FS4BF-048KC | AC | Split System: Air-Cooled Condensing Unit, Coil with Blower | S4BF-048KC |  | C6B(A,H)-F60(C,U)-C+TXV-X4.0 | 12.5 | 16 | Yes | Yes | 2013-03-14 |  | 1
FALSE | S4BF-048KC | 2750 | 5556126 | FRIGIDAIRE | FS4BF-048KC | AC | Split System: Air-Cooled Condensing Unit, Coil with Blower | S4BF-048KC |  | C6B(A,H)-X48(C,U)-D | 12 | 15 | Yes | Yes | 2013-03-14 |  | 0
FALSE | S4BF-048KC | 2750 | 5556127 | FRIGIDAIRE | FS4BF-048KC | AC | Split System: Air-Cooled Condensing Unit, Coil with Blower | S4BF-048KC |  | C6B(A,H)-F60(C,U)-C+TXV-X4.0 | 12.5 | 16 | Yes | Yes | 2013-03-14 |  | 1
FALSE | S4BF-048KC | 2750 | 5556128 | FRIGIDAIRE | FS4BF-048KC | AC | Split System: Air-Cooled Condensing Unit, Coil with Blower | S4BF-048KC |  | C6B(A,H)-F60(C,U)-D+TXV-X4.0 | 12 | 15 | Yes | Yes | 2013-03-14 |  | 0
FALSE | S4BF-048KC | 2750 | 5556129 | FRIGIDAIRE | FS4BF-048KC | AC | Split System: Air-Cooled Condensing Unit, Coil with Blower | S4BF-048KC |  | C6B(A,H)-F60(C,U)-C+TXV-X4.0 | 12.5 | 16 | Yes | Yes | 2013-03-14 |  | 1
FALSE | S4BF-048KC | 2750 | 5556130 | FRIGIDAIRE | FS4BF-048KC | AC | Split System: Air-Cooled Condensing Unit, Coil with Blower | S4BF-048KC |  | C6B(A,H)-F60(C,U)-D+TXV-X4.0 | 12 | 15 | Yes | Yes | 2013-03-14 |  | 0
FALSE | S4BF-048KC | 2750 | 5556131 | FRIGIDAIRE | FS4BF-048KC | AC | Split System: Air-Cooled Condensing Unit, Coil with Blower | S4BF-048KC |  | C6B(A,H)-X48(C,U)-C | 12.5 | 16 | Yes | Yes | 2013-03-14 |  | 1
FALSE | S4BF-048KC | 2750 | 5556132 | FRIGIDAIRE | FS4BF-048KC | AC | Split System: Air-Cooled Condensing Unit, Coil with Blower | S4BF-048KC |  | C6B(A,H)-X48(C,U)-C | 12.5 | 16 | Yes | Yes | 2013-03-14 |  | 1
FALSE | S4BF-048KC | 2750 | 5556133 | FRIGIDAIRE | FS4BF-048KC | AC | Split System: Air-Cooled Condensing Unit, Coil with Blower | S4BF-048KC |  | C6B(A,H)-X48(C,U)-D | 12 | 15 | Yes | Yes | 2013-03-14 |  | 0
FALSE | S4BF-048KC | 2750 | 5556134 | FRIGIDAIRE | FS4BF-048KC | AC | Split System: Air-Cooled Condensing Unit, Coil with Blower | S4BF-048KC |  | C6B(A,H)-X48(C,U)-D | 12 | 15 | Yes | Yes | 2013-03-14 |  | 0
FALSE | S4BF-048KC | 2750 | 5556135 | FRIGIDAIRE | FS4BF-048KC | AC | Split System: Air-Cooled Condensing Unit, Coil with Blower | S4BF-048KC |  | C6B(A,H)-X48(C,U)-D | 12 | 15 | Yes | Yes | 2013-03-14 |  | 0
FALSE | S4BF-048KC | 2750 | 5556136 | FRIGIDAIRE | FS4BF-048KC | AC | Split System: Air-Cooled Condensing Unit, Coil with Blower | S4BF-048KC |  | C6B(A,H)-F60(C,U)-C+TXV-X4.0 | 13 | 16 | Yes | Yes | 2013-03-14 |  | 2
TRUE | S4BF-048KC | 2750 | 5556137 | FRIGIDAIRE | FS4BF-048KC | AC | Split System: Air-Cooled Condensing Unit, Coil with Blower | S4BF-048KC |  | B6VMAX48K-C | 13 | 16 | Yes | Yes | 2013-03-14 |  | 2
FALSE | S4BF-048KC | 2750 | 5556138 | FRIGIDAIRE | FS4BF-048KC | AC | Split System: Air-Cooled Condensing Unit, Coil with Blower | S4BF-048KC |  | C6B(A,H)-X48(C,U)-C | 13 | 16 | Yes | Yes | 2013-03-14 |  | 2
FALSE | S4BF-024KB | 2733 | 5556139 | TAPPAN | FS4BF-024KB | AC | Split System: Air-Cooled Condensing Unit, Coil with Blower | S4BF-024KB |  | C6B(A,H)-F24(C,U)-B+TXV-X2.0 | 12.5 | 15.5 | Yes | Yes | 2013-03-14 |  | 1
FALSE | S4BF-024KB | 2733 | 5556140 | TAPPAN | FS4BF-024KB | AC | Split System: Air-Cooled Condensing Unit, Coil with Blower | S4BF-024KB |  | C6B(A,H)-X24(C,U)-B | 12.5 | 15.5 | Yes | Yes | 2013-03-14 |  | 1
FALSE | S4BF-024KB | 2733 | 5556141 | TAPPAN | FS4BF-024KB | AC | Split System: Air-Cooled Condensing Unit, Coil with Blower | S4BF-024KB |  | C6B(A,H)-X26(C,U)-B | 13 | 16 | Yes | Yes | 2013-03-14 |  | 2
FALSE | S4BF-024KB | 2733 | 5556142 | TAPPAN | FS4BF-024KB | AC | Split System: Air-Cooled Condensing Unit, Coil with Blower | S4BF-024KB |  | C6B(A,H)-F24(C,U)-B+TXV-X2.0 | 12.5 | 15.5 | Yes | Yes | 2013-03-14 |  | 1
FALSE | S4BF-024KB | 2733 | 5556143 | TAPPAN | FS4BF-024KB | AC | Split System: Air-Cooled Condensing Unit, Coil with Blower | S4BF-024KB |  | C6B(A,H)-F24(C,U)-B+TXV-X2.0 | 12.5 | 15.5 | Yes | Yes | 2013-03-14 |  | 1
FALSE | S4BF-024KB | 2733 | 5556144 | TAPPAN | FS4BF-024KB | AC | Split System: Air-Cooled Condensing Unit, Coil with Blower | S4BF-024KB |  | C6B(A,H)-F24(C,U)-B+TXV-X2.0 | 12.5 | 15.5 | Yes | Yes | 2013-03-14 |  | 1
FALSE | S4BF-024KB | 2733 | 5556145 | TAPPAN | FS4BF-024KB | AC | Split System: Air-Cooled Condensing Unit, Coil with Blower | S4BF-024KB |  | C6B(A,H)-X24(C,U)-B | 12.5 | 15.5 | Yes | Yes | 2013-03-14 |  | 1
FALSE | S4BF-024KB | 2733 | 5556146 | TAPPAN | FS4BF-024KB | AC | Split System: Air-Cooled Condensing Unit, Coil with Blower | S4BF-024KB |  | C6B(A,H)-X26(C,U)-B | 13 | 16 | Yes | Yes | 2013-03-14 |  | 2
FALSE | S4BF-024KB | 2733 | 5556147 | TAPPAN | FS4BF-024KB | AC | Split System: Air-Cooled Condensing Unit, Coil with Blower | S4BF-024KB |  | C6B(A,H)-F24(C,U)-B+TXV-X2.0 | 12.5 | 15.5 | Yes | Yes | 2013-03-14 |  | 1
FALSE | S4BF-024KB | 2733 | 5556148 | TAPPAN | FS4BF-024KB | AC | Split System: Air-Cooled Condensing Unit, Coil with Blower | S4BF-024KB |  | C6B(A,H)-X24(C,U)-B | 12.5 | 15.5 | Yes | Yes | 2013-03-14 |  | 1
FALSE | S4BF-024KB | 2733 | 5556149 | TAPPAN | FS4BF-024KB | AC | Split System: Air-Cooled Condensing Unit, Coil with Blower | S4BF-024KB |  | C6B(A,H)-X24(C,U)-B | 12.5 | 15.5 | Yes | Yes | 2013-03-14 |  | 1
TRUE | S4BF-036KB | 2740 | 5556196 | TAPPAN | FS4BF-036KB | AC | Split System: Air-Cooled Condensing Unit, Coil with Blower | S4BF-036KB |  | B6VMAX36K-B | 13 | 16 | Yes | Yes | 2013-03-14 |  | 2
FALSE | S4BF-036KB | 2740 | 5556197 | TAPPAN | FS4BF-036KB | AC | Split System: Air-Cooled Condensing Unit, Coil with Blower | S4BF-036KB |  | C6B(A,H)-F42(C,U)-B+TXV-X3.0 | 13 | 16 | Yes | Yes | 2013-03-14 |  | 2
FALSE | S4BF-036KB | 2740 | 5556198 | TAPPAN | FS4BF-036KB | AC | Split System: Air-Cooled Condensing Unit, Coil with Blower | S4BF-036KB |  | C6B(A,H)-X36(C,U)-B | 13 | 16 | Yes | Yes | 2013-03-14 |  | 2
FALSE | S4BF-036KB | 2740 | 5556199 | TAPPAN | FS4BF-036KB | AC | Split System: Air-Cooled Condensing Unit, Coil with Blower | S4BF-036KB |  | C6B(A,H)-F48(C,U)-C+TXV-X3.0 | 13 | 16 | Yes | Yes | 2013-03-14 |  | 2
FALSE | S4BF-036KB | 2740 | 5556200 | TAPPAN | FS4BF-036KB | AC | Split System: Air-Cooled Condensing Unit, Coil with Blower | S4BF-036KB |  | C6B(A,H)-X36(C,U)-C | 13 | 16 | Yes | Yes | 2013-03-14 |  | 2
FALSE | S4BF-036KB | 2740 | 5556201 | TAPPAN | FS4BF-036KB | AC | Split System: Air-Cooled Condensing Unit, Coil with Blower | S4BF-036KB |  | C6B(A,H)-X37(C,U)-C | 13 | 16 | Yes | Yes | 2013-03-14 |  | 2
FALSE | S4BF-048KC | 2750 | 5556202 | TAPPAN | FS4BF-048KC | AC | Split System: Air-Cooled Condensing Unit, Coil with Blower | S4BF-048KC |  | C6B(A,H)-F60(C,U)-D+TXV-X4.0 | 12 | 15 | Yes | Yes | 2013-03-14 |  | 0
FALSE | S4BF-048KC | 2750 | 5556203 | TAPPAN | FS4BF-048KC | AC | Split System: Air-Cooled Condensing Unit, Coil with Blower | S4BF-048KC |  | C6B(A,H)-X48(C,U)-C | 12.5 | 16 | Yes | Yes | 2013-03-14 |  | 1
FALSE | S4BF-048KC | 2750 | 5556204 | TAPPAN | FS4BF-048KC | AC | Split System: Air-Cooled Condensing Unit, Coil with Blower | S4BF-048KC |  | C6B(A,H)-X48(C,U)-C | 12.5 | 16 | Yes | Yes | 2013-03-14 |  | 1
FALSE | S4BF-048KC | 2750 | 5556205 | TAPPAN | FS4BF-048KC | AC | Split System: Air-Cooled Condensing Unit, Coil with Blower | S4BF-048KC |  | C6B(A,H)-F60(C,U)-C+TXV-X4.0 | 12.5 | 16 | Yes | Yes | 2013-03-14 |  | 1
FALSE | S4BF-048KC | 2750 | 5556206 | TAPPAN | FS4BF-048KC | AC | Split System: Air-Cooled Condensing Unit, Coil with Blower | S4BF-048KC |  | C6B(A,H)-F60(C,U)-D+TXV-X4.0 | 12 | 15 | Yes | Yes | 2013-03-14 |  | 0
FALSE | S4BF-048KC | 2750 | 5556207 | TAPPAN | FS4BF-048KC | AC | Split System: Air-Cooled Condensing Unit, Coil with Blower | S4BF-048KC |  | C6B(A,H)-X48(C,U)-C | 12.5 | 16 | Yes | Yes | 2013-03-14 |  | 1
FALSE | S4BF-048KC | 2750 | 5556208 | TAPPAN | FS4BF-048KC | AC | Split System: Air-Cooled Condensing Unit, Coil with Blower | S4BF-048KC |  | C6B(A,H)-X48(C,U)-D | 12 | 15 | Yes | Yes | 2013-03-14 |  | 0
FALSE | S4BF-048KC | 2750 | 5556209 | TAPPAN | FS4BF-048KC | AC | Split System: Air-Cooled Condensing Unit, Coil with Blower | S4BF-048KC |  | C6B(A,H)-F60(C,U)-C+TXV-X4.0 | 12.5 | 16 | Yes | Yes | 2013-03-14 |  | 1
FALSE | S4BF-048KC | 2750 | 5556210 | TAPPAN | FS4BF-048KC | AC | Split System: Air-Cooled Condensing Unit, Coil with Blower | S4BF-048KC |  | C6B(A,H)-F60(C,U)-C+TXV-X4.0 | 12.5 | 16 | Yes | Yes | 2013-03-14 |  | 1
FALSE | S4BF-048KC | 2750 | 5556211 | TAPPAN | FS4BF-048KC | AC | Split System: Air-Cooled Condensing Unit, Coil with Blower | S4BF-048KC |  | C6B(A,H)-X48(C,U)-D | 12 | 15 | Yes | Yes | 2013-03-14 |  | 0
FALSE | S4BF-048KC | 2750 | 5556212 | TAPPAN | FS4BF-048KC | AC | Split System: Air-Cooled Condensing Unit, Coil with Blower | S4BF-048KC |  | C6B(A,H)-F60(C,U)-C+TXV-X4.0 | 12.5 | 16 | Yes | Yes | 2013-03-14 |  | 1
FALSE | S4BF-048KC | 2750 | 5556213 | TAPPAN | FS4BF-048KC | AC | Split System: Air-Cooled Condensing Unit, Coil with Blower | S4BF-048KC |  | C6B(A,H)-F60(C,U)-D+TXV-X4.0 | 12 | 15 | Yes | Yes | 2013-03-14 |  | 0
FALSE | S4BF-048KC | 2750 | 5556214 | TAPPAN | FS4BF-048KC | AC | Split System: Air-Cooled Condensing Unit, Coil with Blower | S4BF-048KC |  | C6B(A,H)-F60(C,U)-C+TXV-X4.0 | 12.5 | 16 | Yes | Yes | 2013-03-14 |  | 1
FALSE | S4BF-036KB | 2740 | 5556169 | TAPPAN | FS4BF-036KB | AC | Split System: Air-Cooled Condensing Unit, Coil with Blower | S4BF-036KB |  | C6B(A,H)-X36(C,U)-B | 12.5 | 15 | Yes | Yes | 2013-03-14 |  | 1
FALSE | S4BF-036KB | 2740 | 5556170 | TAPPAN | FS4BF-036KB | AC | Split System: Air-Cooled Condensing Unit, Coil with Blower | S4BF-036KB |  | C6B(A,H)-X37(C,U)-C | 13 | 16 | Yes | Yes | 2013-03-14 |  | 2
FALSE | S4BF-036KB | 2740 | 5556171 | TAPPAN | FS4BF-036KB | AC | Split System: Air-Cooled Condensing Unit, Coil with Blower | S4BF-036KB |  | C6B(A,H)-X36(C,U)-C | 13 | 16 | Yes | Yes | 2013-03-14 |  | 2
FALSE | S4BF-036KB | 2740 | 5556172 | TAPPAN | FS4BF-036KB | AC | Split System: Air-Cooled Condensing Unit, Coil with Blower | S4BF-036KB |  | C6B(A,H)-X36(C,U)-C | 13 | 16 | Yes | Yes | 2013-03-14 |  | 2
FALSE | S4BF-036KB | 2740 | 5556173 | TAPPAN | FS4BF-036KB | AC | Split System: Air-Cooled Condensing Unit, Coil with Blower | S4BF-036KB |  | C6B(A,H)-F42(C,U)-B+TXV-X3.0 | 12.5 | 15 | Yes | Yes | 2013-03-14 |  | 1
FALSE | S4BF-036KB | 2740 | 5556174 | TAPPAN | FS4BF-036KB | AC | Split System: Air-Cooled Condensing Unit, Coil with Blower | S4BF-036KB |  | C6B(A,H)-X37(C,U)-C | 13 | 16 | Yes | Yes | 2013-03-14 |  | 2
FALSE | S4BF-036KB | 2740 | 5556175 | TAPPAN | FS4BF-036KB | AC | Split System: Air-Cooled Condensing Unit, Coil with Blower | S4BF-036KB |  | C6B(A,H)-X37(C,U)-C | 13 | 16 | Yes | Yes | 2013-03-14 |  | 2
FALSE | S4BF-036KB | 2740 | 5556176 | TAPPAN | FS4BF-036KB | AC | Split System: Air-Cooled Condensing Unit, Coil with Blower | S4BF-036KB |  | C6B(A,H)-F42(C,U)-B+TXV-X3.0 | 12.5 | 15 | Yes | Yes | 2013-03-14 |  | 1
FALSE | S4BF-036KB | 2740 | 5556177 | TAPPAN | FS4BF-036KB | AC | Split System: Air-Cooled Condensing Unit, Coil with Blower | S4BF-036KB |  | C6B(A,H)-X37(C,U)-C | 13 | 16 | Yes | Yes | 2013-03-14 |  | 2
FALSE | S4BF-036KB | 2740 | 5556178 | TAPPAN | FS4BF-036KB | AC | Split System: Air-Cooled Condensing Unit, Coil with Blower | S4BF-036KB |  | C6B(A,H)-F48(C,U)-C+TXV-X3.0 | 13 | 16 | Yes | Yes | 2013-03-14 |  | 2
FALSE | S4BF-036KB | 2740 | 5556179 | TAPPAN | FS4BF-036KB | AC | Split System: Air-Cooled Condensing Unit, Coil with Blower | S4BF-036KB |  | C6B(A,H)-F48(C,U)-C+TXV-X3.0 | 13 | 16 | Yes | Yes | 2013-03-14 |  | 2
FALSE | S4BF-036KB | 2740 | 5556180 | TAPPAN | FS4BF-036KB | AC | Split System: Air-Cooled Condensing Unit, Coil with Blower | S4BF-036KB |  | C6B(A,H)-F48(C,U)-C+TXV-X3.0 | 13 | 16 | Yes | Yes | 2013-03-14 |  | 2
FALSE | S4BF-036KB | 2740 | 5556181 | TAPPAN | FS4BF-036KB | AC | Split System: Air-Cooled Condensing Unit, Coil with Blower | S4BF-036KB |  | C6B(A,H)-X36(C,U)-B | 12.5 | 15 | Yes | Yes | 2013-03-14 |  | 1
FALSE | S4BF-036KB | 2740 | 5556182 | TAPPAN | FS4BF-036KB | AC | Split System: Air-Cooled Condensing Unit, Coil with Blower | S4BF-036KB |  | C6B(A,H)-X36(C,U)-C | 13 | 16 | Yes | Yes | 2013-03-14 |  | 2
FALSE | S4BF-036KB | 2740 | 5556183 | TAPPAN | FS4BF-036KB | AC | Split System: Air-Cooled Condensing Unit, Coil with Blower | S4BF-036KB |  | C6B(A,H)-X37(C,U)-C | 13 | 16 | Yes | Yes | 2013-03-14 |  | 2
FALSE | S4BF-036KB | 2740 | 5556184 | TAPPAN | FS4BF-036KB | AC | Split System: Air-Cooled Condensing Unit, Coil with Blower | S4BF-036KB |  | C6B(A,H)-F42(C,U)-B+TXV-X3.0 | 12.5 | 15 | Yes | Yes | 2013-03-14 |  | 1
FALSE | S4BF-036KB | 2740 | 5556185 | TAPPAN | FS4BF-036KB | AC | Split System: Air-Cooled Condensing Unit, Coil with Blower | S4BF-036KB |  | C6B(A,H)-X36(C,U)-C | 13 | 16 | Yes | Yes | 2013-03-14 |  | 2
FALSE | S4BF-036KB | 2740 | 5556186 | TAPPAN | FS4BF-036KB | AC | Split System: Air-Cooled Condensing Unit, Coil with Blower | S4BF-036KB |  | C6B(A,H)-F42(C,U)-B+TXV-X3.0 | 12.5 | 15 | Yes | Yes | 2013-03-14 |  | 1
FALSE | S4BF-036KB | 2740 | 5556187 | TAPPAN | FS4BF-036KB | AC | Split System: Air-Cooled Condensing Unit, Coil with Blower | S4BF-036KB |  | C6B(A,H)-X36(C,U)-B | 12.5 | 15 | Yes | Yes | 2013-03-14 |  | 1
FALSE | S4BF-036KB | 2740 | 5556188 | TAPPAN | FS4BF-036KB | AC | Split System: Air-Cooled Condensing Unit, Coil with Blower | S4BF-036KB |  | C6B(A,H)-X36(C,U)-B | 12.5 | 15 | Yes | Yes | 2013-03-14 |  | 1
FALSE | S4BF-036KB | 2740 | 5556189 | TAPPAN | FS4BF-036KB | AC | Split System: Air-Cooled Condensing Unit, Coil with Blower | S4BF-036KB |  | C6B(A,H)-X36(C,U)-C | 13 | 16 | Yes | Yes | 2013-03-14 |  | 2
FALSE | S4BF-036KB | 2740 | 5556190 | TAPPAN | FS4BF-036KB | AC | Split System: Air-Cooled Condensing Unit, Coil with Blower | S4BF-036KB |  | C6B(A,H)-F42(C,U)-B+TXV-X3.0 | 12.5 | 15 | Yes | Yes | 2013-03-14 |  | 1
FALSE | S4BF-036KB | 2740 | 5556191 | TAPPAN | FS4BF-036KB | AC | Split System: Air-Cooled Condensing Unit, Coil with Blower | S4BF-036KB |  | C6B(A,H)-F48(C,U)-C+TXV-X3.0 | 13 | 16 | Yes | Yes | 2013-03-14 |  | 2
FALSE | S4BF-036KB | 2740 | 5556192 | TAPPAN | FS4BF-036KB | AC | Split System: Air-Cooled Condensing Unit, Coil with Blower | S4BF-036KB |  | C6B(A,H)-F48(C,U)-C+TXV-X3.0 | 13 | 16 | Yes | Yes | 2013-03-14 |  | 2
FALSE | S4BF-036KB | 2740 | 5556193 | TAPPAN | FS4BF-036KB | AC | Split System: Air-Cooled Condensing Unit, Coil with Blower | S4BF-036KB |  | C6B(A,H)-X36(C,U)-B | 12.5 | 15 | Yes | Yes | 2013-03-14 |  | 1
FALSE | S4BF-036KB | 2740 | 5556194 | TAPPAN | FS4BF-036KB | AC | Split System: Air-Cooled Condensing Unit, Coil with Blower | S4BF-036KB |  | C6B(A,H)-X36(C,U)-B | 12.5 | 15 | Yes | Yes | 2013-03-14 |  | 1
FALSE | S4BF-036KB | 2740 | 5556195 | TAPPAN | FS4BF-036KB | AC | Split System: Air-Cooled Condensing Unit, Coil with Blower | S4BF-036KB |  | C6B(A,H)-X36(C,U)-C | 13 | 16 | Yes | Yes | 2013-03-14 |  | 2
FALSE | S4BF-048KC | 2750 | 5556215 | TAPPAN | FS4BF-048KC | AC | Split System: Air-Cooled Condensing Unit, Coil with Blower | S4BF-048KC |  | C6B(A,H)-F60(C,U)-D+TXV-X4.0 | 12 | 15 | Yes | Yes | 2013-03-14 |  | 0
FALSE | S4BF-048KC | 2750 | 5556216 | TAPPAN | FS4BF-048KC | AC | Split System: Air-Cooled Condensing Unit, Coil with Blower | S4BF-048KC |  | C6B(A,H)-X48(C,U)-C | 12.5 | 16 | Yes | Yes | 2013-03-14 |  | 1
FALSE | S4BF-048KC | 2750 | 5556217 | TAPPAN | FS4BF-048KC | AC | Split System: Air-Cooled Condensing Unit, Coil with Blower | S4BF-048KC |  | C6B(A,H)-X48(C,U)-C | 12.5 | 16 | Yes | Yes | 2013-03-14 |  | 1
FALSE | S4BF-048KC | 2750 | 5556218 | TAPPAN | FS4BF-048KC | AC | Split System: Air-Cooled Condensing Unit, Coil with Blower | S4BF-048KC |  | C6B(A,H)-X48(C,U)-D | 12 | 15 | Yes | Yes | 2013-03-14 |  | 0
FALSE | S4BF-048KC | 2750 | 5556219 | TAPPAN | FS4BF-048KC | AC | Split System: Air-Cooled Condensing Unit, Coil with Blower | S4BF-048KC |  | C6B(A,H)-X48(C,U)-D | 12 | 15 | Yes | Yes | 2013-03-14 |  | 0
FALSE | S4BF-048KC | 2750 | 5556220 | TAPPAN | FS4BF-048KC | AC | Split System: Air-Cooled Condensing Unit, Coil with Blower | S4BF-048KC |  | C6B(A,H)-X48(C,U)-D | 12 | 15 | Yes | Yes | 2013-03-14 |  | 0
FALSE | S4BF-048KC | 2750 | 5556221 | TAPPAN | FS4BF-048KC | AC | Split System: Air-Cooled Condensing Unit, Coil with Blower | S4BF-048KC |  | C6B(A,H)-F60(C,U)-C+TXV-X4.0 | 13 | 16 | Yes | Yes | 2013-03-14 |  | 2
TRUE | S4BF-048KC | 2750 | 5556222 | TAPPAN | FS4BF-048KC | AC | Split System: Air-Cooled Condensing Unit, Coil with Blower | S4BF-048KC |  | B6VMAX48K-C | 13 | 16 | Yes | Yes | 2013-03-14 |  | 2
FALSE | S4BF-048KC | 2750 | 5556223 | TAPPAN | FS4BF-048KC | AC | Split System: Air-Cooled Condensing Unit, Coil with Blower | S4BF-048KC |  | C6B(A,H)-X48(C,U)-C | 13 | 16 | Yes | Yes | 2013-03-14 |  | 2
FALSE | S4BF-024KB | 2733 | 5556224 | WESTINGHOUSE | FS4BF-024KB | AC | Split System: Air-Cooled Condensing Unit, Coil with Blower | S4BF-024KB |  | C6B(A,H)-F24(C,U)-B+TXV-X2.0 | 12.5 | 15.5 | Yes | Yes | 2013-03-14 |  | 1
FALSE | S4BF-024KB | 2733 | 5556225 | WESTINGHOUSE | FS4BF-024KB | AC | Split System: Air-Cooled Condensing Unit, Coil with Blower | S4BF-024KB |  | C6B(A,H)-X24(C,U)-B | 12.5 | 15.5 | Yes | Yes | 2013-03-14 |  | 1
FALSE | S4BF-024KB | 2733 | 5556226 | WESTINGHOUSE | FS4BF-024KB | AC | Split System: Air-Cooled Condensing Unit, Coil with Blower | S4BF-024KB |  | C6B(A,H)-X26(C,U)-B | 13 | 16 | Yes | Yes | 2013-03-14 |  | 2
FALSE | S4BF-024KB | 2733 | 5556227 | WESTINGHOUSE | FS4BF-024KB | AC | Split System: Air-Cooled Condensing Unit, Coil with Blower | S4BF-024KB |  | C6B(A,H)-F24(C,U)-B+TXV-X2.0 | 12.5 | 15.5 | Yes | Yes | 2013-03-14 |  | 1
FALSE | S4BF-024KB | 2733 | 5556228 | WESTINGHOUSE | FS4BF-024KB | AC | Split System: Air-Cooled Condensing Unit, Coil with Blower | S4BF-024KB |  | C6B(A,H)-F24(C,U)-B+TXV-X2.0 | 12.5 | 15.5 | Yes | Yes | 2013-03-14 |  | 1
FALSE | S4BF-024KB | 2733 | 5556229 | WESTINGHOUSE | FS4BF-024KB | AC | Split System: Air-Cooled Condensing Unit, Coil with Blower | S4BF-024KB |  | C6B(A,H)-F24(C,U)-B+TXV-X2.0 | 12.5 | 15.5 | Yes | Yes | 2013-03-14 |  | 1
FALSE | S4BF-024KB | 2733 | 5556230 | WESTINGHOUSE | FS4BF-024KB | AC | Split System: Air-Cooled Condensing Unit, Coil with Blower | S4BF-024KB |  | C6B(A,H)-X24(C,U)-B | 12.5 | 15.5 | Yes | Yes | 2013-03-14 |  | 1
FALSE | S4BF-024KB | 2733 | 5556231 | WESTINGHOUSE | FS4BF-024KB | AC | Split System: Air-Cooled Condensing Unit, Coil with Blower | S4BF-024KB |  | C6B(A,H)-X26(C,U)-B | 13 | 16 | Yes | Yes | 2013-03-14 |  | 2
FALSE | S4BF-024KB | 2733 | 5556232 | WESTINGHOUSE | FS4BF-024KB | AC | Split System: Air-Cooled Condensing Unit, Coil with Blower | S4BF-024KB |  | C6B(A,H)-F24(C,U)-B+TXV-X2.0 | 12.5 | 15.5 | Yes | Yes | 2013-03-14 |  | 1
FALSE | S4BF-024KB | 2733 | 5556233 | WESTINGHOUSE | FS4BF-024KB | AC | Split System: Air-Cooled Condensing Unit, Coil with Blower | S4BF-024KB |  | C6B(A,H)-X24(C,U)-B | 12.5 | 15.5 | Yes | Yes | 2013-03-14 |  | 1
FALSE | S4BF-024KB | 2733 | 5556234 | WESTINGHOUSE | FS4BF-024KB | AC | Split System: Air-Cooled Condensing Unit, Coil with Blower | S4BF-024KB |  | C6B(A,H)-X24(C,U)-B | 12.5 | 15.5 | Yes | Yes | 2013-03-14 |  | 1
FALSE | S4BF-024KB | 2733 | 5556235 | WESTINGHOUSE | FS4BF-024KB | AC | Split System: Air-Cooled Condensing Unit, Coil with Blower | S4BF-024KB |  | C6B(A,H)-F24(C,U)-B+TXV-X2.0 | 12.5 | 15.5 | Yes | Yes | 2013-03-14 |  | 1
FALSE | S4BF-024KB | 2733 | 5556236 | WESTINGHOUSE | FS4BF-024KB | AC | Split System: Air-Cooled Condensing Unit, Coil with Blower | S4BF-024KB |  | C6B(A,H)-X24(C,U)-B | 12.5 | 15.5 | Yes | Yes | 2013-03-14 |  | 1
FALSE | S4BF-024KB | 2733 | 5556237 | WESTINGHOUSE | FS4BF-024KB | AC | Split System: Air-Cooled Condensing Unit, Coil with Blower | S4BF-024KB |  | C6B(A,H)-X24(C,U)-B | 12.5 | 15.5 | Yes | Yes | 2013-03-14 |  | 1
FALSE | S4BF-024KB | 2733 | 5556238 | WESTINGHOUSE | FS4BF-024KB | AC | Split System: Air-Cooled Condensing Unit, Coil with Blower | S4BF-024KB |  | C6B(A,H)-X26(C,U)-B | 13 | 16 | Yes | Yes | 2013-03-14 |  | 2
FALSE | S4BF-024KB | 2733 | 5556239 | WESTINGHOUSE | FS4BF-024KB | AC | Split System: Air-Cooled Condensing Unit, Coil with Blower | S4BF-024KB |  | C6B(A,H)-X26(C,U)-B | 13 | 16 | Yes | Yes | 2013-03-14 |  | 2
FALSE | S4BF-024KB | 2733 | 5556240 | WESTINGHOUSE | FS4BF-024KB | AC | Split System: Air-Cooled Condensing Unit, Coil with Blower | S4BF-024KB |  | C6B(A,H)-X26(C,U)-B | 13 | 16 | Yes | Yes | 2013-03-14 |  | 2
FALSE | S4BF-024KB | 2733 | 5556241 | WESTINGHOUSE | FS4BF-024KB | AC | Split System: Air-Cooled Condensing Unit, Coil with Blower | S4BF-024KB |  | C6B(A,H)-X26(C,U)-B | 13 | 16 | Yes | Yes | 2013-03-14 |  | 2
FALSE | S4BF-036KB | 2740 | 5556286 | WESTINGHOUSE | FS4BF-036KB | AC | Split System: Air-Cooled Condensing Unit, Coil with Blower | S4BF-036KB |  | C6B(A,H)-F42(C,U)-B+TXV-X3.0 | 13 | 16 | Yes | Yes | 2013-03-14 |  | 2
FALSE | S6BF-024K | 2682 | 5556287 | NORDYNE, LLC. | ES6BF-024K | AC | Split System: Air-Cooled Condensing Unit, Coil with Blower | S6BF-024K |  | C7B(A,H)M01824(C,U)-B+TXV | 13 | 16 | Yes | Yes | 2013-08-22 |  | 2
FALSE | S6BF-024K | 2682 | 5556288 | NORDYNE, LLC. | ES6BF-024K | AC | Split System: Air-Cooled Condensing Unit, Coil with Blower | S6BF-024K |  | B6EMMX24K-B | 13 | 16 | Yes | Yes | 2013-08-22 |  | 2
FALSE | S4BF-036KB | 2740 | 5556289 | WESTINGHOUSE | FS4BF-036KB | AC | Split System: Air-Cooled Condensing Unit, Coil with Blower | S4BF-036KB |  | C6B(A,H)-X36(C,U)-B | 13 | 16 | Yes | Yes | 2013-03-14 |  | 2
FALSE | S4BF-036KB | 2740 | 5556291 | WESTINGHOUSE | FS4BF-036KB | AC | Split System: Air-Cooled Condensing Unit, Coil with Blower | S4BF-036KB |  | C6B(A,H)-F48(C,U)-C+TXV-X3.0 | 13 | 16 | Yes | Yes | 2013-03-14 |  | 2
FALSE | S4BF-036KB | 2740 | 5556292 | WESTINGHOUSE | FS4BF-036KB | AC | Split System: Air-Cooled Condensing Unit, Coil with Blower | S4BF-036KB |  | C6B(A,H)-X36(C,U)-C | 13 | 16 | Yes | Yes | 2013-03-14 |  | 2
FALSE | S6BF-024K | 2682 | 5556293 | NORDYNE, LLC. | ES6BF-024K | AC | Split System: Air-Cooled Condensing Unit, Coil with Blower | S6BF-024K |  | B6EMMX24K-A | 13 | 16 | Yes | Yes | 2013-08-22 |  | 2
FALSE | S4BF-036KB | 2740 | 5556294 | WESTINGHOUSE | FS4BF-036KB | AC | Split System: Air-Cooled Condensing Unit, Coil with Blower | S4BF-036KB |  | C6B(A,H)-X37(C,U)-C | 13 | 16 | Yes | Yes | 2013-03-14 |  | 2
FALSE | S6BF-024K | 2682 | 5556295 | NORDYNE, LLC. | ES6BF-024K | AC | Split System: Air-Cooled Condensing Unit, Coil with Blower | S6BF-024K |  | B6VMAX24K-A | 13 | 16 | Yes | Yes | 2013-08-22 |  | 2
FALSE | S4BF-048KC | 2750 | 5556296 | WESTINGHOUSE | FS4BF-048KC | AC | Split System: Air-Cooled Condensing Unit, Coil with Blower | S4BF-048KC |  | C6B(A,H)-F60(C,U)-D+TXV-X4.0 | 12 | 15 | Yes | Yes | 2013-03-14 |  | 0
FALSE | S6BF-024K | 2682 | 5556297 | NORDYNE, LLC. | ES6BF-024K | AC | Split System: Air-Cooled Condensing Unit, Coil with Blower | S6BF-024K |  | B6VMAX24K-B | 13 | 16 | Yes | Yes | 2013-08-22 |  | 2
FALSE | S4BF-048KC | 2750 | 5556299 | WESTINGHOUSE | FS4BF-048KC | AC | Split System: Air-Cooled Condensing Unit, Coil with Blower | S4BF-048KC |  | C6B(A,H)-X48(C,U)-C | 12.5 | 16 | Yes | Yes | 2013-03-14 |  | 1
FALSE | S6BF-030K | 2690 | 5556300 | NORDYNE, LLC. | ES6BF-030K | AC | Split System: Air-Cooled Condensing Unit, Coil with Blower | S6BF-030K |  | C7B(A,H)M03036(C,U)-B+TXV | 12.5 | 15 | Yes | Yes | 2013-08-22 |  | 1
FALSE | S4BF-048KC | 2750 | 5556301 | WESTINGHOUSE | FS4BF-048KC | AC | Split System: Air-Cooled Condensing Unit, Coil with Blower | S4BF-048KC |  | C6B(A,H)-X48(C,U)-C | 12.5 | 16 | Yes | Yes | 2013-03-14 |  | 1
FALSE | S4BF-048KC | 2750 | 5556302 | WESTINGHOUSE | FS4BF-048KC | AC | Split System: Air-Cooled Condensing Unit, Coil with Blower | S4BF-048KC |  | C6B(A,H)-F60(C,U)-C+TXV-X4.0 | 12.5 | 16 | Yes | Yes | 2013-03-14 |  | 1
FALSE | S6BF-030K | 2690 | 5556303 | NORDYNE, LLC. | ES6BF-030K | AC | Split System: Air-Cooled Condensing Unit, Coil with Blower | S6BF-030K |  | C7B(A,H)M03036(C,U)-B+TXV | 12.5 | 15 | Yes | Yes | 2013-08-22 |  | 1
FALSE | S6BF-030K | 2690 | 5556304 | NORDYNE, LLC. | ES6BF-030K | AC | Split System: Air-Cooled Condensing Unit, Coil with Blower | S6BF-030K |  | C7B(A,H)M030(C,U)-C+TXV | 12.5 | 15 | Yes | Yes | 2013-08-22 |  | 1
FALSE | S4BF-048KC | 2750 | 5556305 | WESTINGHOUSE | FS4BF-048KC | AC | Split System: Air-Cooled Condensing Unit, Coil with Blower | S4BF-048KC |  | C6B(A,H)-F60(C,U)-D+TXV-X4.0 | 12 | 15 | Yes | Yes | 2013-03-14 |  | 0
FALSE | S4BF-036KB | 2740 | 5556260 | WESTINGHOUSE | FS4BF-036KB | AC | Split System: Air-Cooled Condensing Unit, Coil with Blower | S4BF-036KB |  | C6B(A,H)-X37(C,U)-C | 13 | 16 | Yes | Yes | 2013-03-14 |  | 2
FALSE | S4BF-036KB | 2740 | 5556261 | WESTINGHOUSE | FS4BF-036KB | AC | Split System: Air-Cooled Condensing Unit, Coil with Blower | S4BF-036KB |  | C6B(A,H)-F42(C,U)-B+TXV-X3.0 | 12.5 | 15 | Yes | Yes | 2013-03-14 |  | 1
FALSE | S4BF-036KB | 2740 | 5556262 | WESTINGHOUSE | FS4BF-036KB | AC | Split System: Air-Cooled Condensing Unit, Coil with Blower | S4BF-036KB |  | C6B(A,H)-X37(C,U)-C | 13 | 16 | Yes | Yes | 2013-03-14 |  | 2
FALSE | S4BF-036KB | 2740 | 5556263 | WESTINGHOUSE | FS4BF-036KB | AC | Split System: Air-Cooled Condensing Unit, Coil with Blower | S4BF-036KB |  | C6B(A,H)-F48(C,U)-C+TXV-X3.0 | 13 | 16 | Yes | Yes | 2013-03-14 |  | 2
FALSE | S4BF-036KB | 2740 | 5556264 | WESTINGHOUSE | FS4BF-036KB | AC | Split System: Air-Cooled Condensing Unit, Coil with Blower | S4BF-036KB |  | C6B(A,H)-F48(C,U)-C+TXV-X3.0 | 13 | 16 | Yes | Yes | 2013-03-14 |  | 2
FALSE | S4BF-036KB | 2740 | 5556265 | WESTINGHOUSE | FS4BF-036KB | AC | Split System: Air-Cooled Condensing Unit, Coil with Blower | S4BF-036KB |  | C6B(A,H)-F48(C,U)-C+TXV-X3.0 | 13 | 16 | Yes | Yes | 2013-03-14 |  | 2
FALSE | S4BF-036KB | 2740 | 5556266 | WESTINGHOUSE | FS4BF-036KB | AC | Split System: Air-Cooled Condensing Unit, Coil with Blower | S4BF-036KB |  | C6B(A,H)-X36(C,U)-B | 12.5 | 15 | Yes | Yes | 2013-03-14 |  | 1
FALSE | S4BF-036KB | 2740 | 5556267 | WESTINGHOUSE | FS4BF-036KB | AC | Split System: Air-Cooled Condensing Unit, Coil with Blower | S4BF-036KB |  | C6B(A,H)-X36(C,U)-C | 13 | 16 | Yes | Yes | 2013-03-14 |  | 2
FALSE | S4BF-036KB | 2740 | 5556268 | WESTINGHOUSE | FS4BF-036KB | AC | Split System: Air-Cooled Condensing Unit, Coil with Blower | S4BF-036KB |  | C6B(A,H)-X37(C,U)-C | 13 | 16 | Yes | Yes | 2013-03-14 |  | 2
FALSE | S4BF-036KB | 2740 | 5556269 | WESTINGHOUSE | FS4BF-036KB | AC | Split System: Air-Cooled Condensing Unit, Coil with Blower | S4BF-036KB |  | C6B(A,H)-F42(C,U)-B+TXV-X3.0 | 12.5 | 15 | Yes | Yes | 2013-03-14 |  | 1
FALSE | S4BF-036KB | 2740 | 5556270 | WESTINGHOUSE | FS4BF-036KB | AC | Split System: Air-Cooled Condensing Unit, Coil with Blower | S4BF-036KB |  | C6B(A,H)-X36(C,U)-C | 13 | 16 | Yes | Yes | 2013-03-14 |  | 2
FALSE | S4BF-036KB | 2740 | 5556271 | WESTINGHOUSE | FS4BF-036KB | AC | Split System: Air-Cooled Condensing Unit, Coil with Blower | S4BF-036KB |  | C6B(A,H)-F42(C,U)-B+TXV-X3.0 | 12.5 | 15 | Yes | Yes | 2013-03-14 |  | 1
FALSE | S4BF-036KB | 2740 | 5556272 | WESTINGHOUSE | FS4BF-036KB | AC | Split System: Air-Cooled Condensing Unit, Coil with Blower | S4BF-036KB |  | C6B(A,H)-X36(C,U)-B | 12.5 | 15 | Yes | Yes | 2013-03-14 |  | 1
FALSE | S4BF-036KB | 2740 | 5556273 | WESTINGHOUSE | FS4BF-036KB | AC | Split System: Air-Cooled Condensing Unit, Coil with Blower | S4BF-036KB |  | C6B(A,H)-X36(C,U)-B | 12.5 | 15 | Yes | Yes | 2013-03-14 |  | 1
FALSE | S4BF-036KB | 2740 | 5556274 | WESTINGHOUSE | FS4BF-036KB | AC | Split System: Air-Cooled Condensing Unit, Coil with Blower | S4BF-036KB |  | C6B(A,H)-X36(C,U)-C | 13 | 16 | Yes | Yes | 2013-03-14 |  | 2
FALSE | S4BF-036KB | 2740 | 5556275 | WESTINGHOUSE | FS4BF-036KB | AC | Split System: Air-Cooled Condensing Unit, Coil with Blower | S4BF-036KB |  | C6B(A,H)-F42(C,U)-B+TXV-X3.0 | 12.5 | 15 | Yes | Yes | 2013-03-14 |  | 1
FALSE | S4BF-036KB | 2740 | 5556276 | WESTINGHOUSE | FS4BF-036KB | AC | Split System: Air-Cooled Condensing Unit, Coil with Blower | S4BF-036KB |  | C6B(A,H)-F48(C,U)-C+TXV-X3.0 | 13 | 16 | Yes | Yes | 2013-03-14 |  | 2
FALSE | S4BF-036KB | 2740 | 5556277 | WESTINGHOUSE | FS4BF-036KB | AC | Split System: Air-Cooled Condensing Unit, Coil with Blower | S4BF-036KB |  | C6B(A,H)-F48(C,U)-C+TXV-X3.0 | 13 | 16 | Yes | Yes | 2013-03-14 |  | 2
FALSE | S6BF-024K | 2682 | 5556278 | NORDYNE, LLC. | ES6BF-024K | AC | Split System: Air-Cooled Condensing Unit, Coil with Blower | S6BF-024K |  | C7B(A,H)M01824(C,U)-A+TXV | 13 | 16 | Yes | Yes | 2013-08-22 |  | 2
FALSE | S4BF-036KB | 2740 | 5556279 | WESTINGHOUSE | FS4BF-036KB | AC | Split System: Air-Cooled Condensing Unit, Coil with Blower | S4BF-036KB |  | C6B(A,H)-X36(C,U)-B | 12.5 | 15 | Yes | Yes | 2013-03-14 |  | 1
FALSE | S6BF-024K | 2682 | 5556280 | NORDYNE, LLC. | ES6BF-024K | AC | Split System: Air-Cooled Condensing Unit, Coil with Blower | S6BF-024K |  | C7B(A,H)M01824(C,U)-A+TXV | 13 | 16 | Yes | Yes | 2013-08-22 |  | 2
FALSE | S4BF-036KB | 2740 | 5556281 | WESTINGHOUSE | FS4BF-036KB | AC | Split System: Air-Cooled Condensing Unit, Coil with Blower | S4BF-036KB |  | C6B(A,H)-X36(C,U)-B | 12.5 | 15 | Yes | Yes | 2013-03-14 |  | 1
FALSE | S4BF-036KB | 2740 | 5556282 | WESTINGHOUSE | FS4BF-036KB | AC | Split System: Air-Cooled Condensing Unit, Coil with Blower | S4BF-036KB |  | C6B(A,H)-X36(C,U)-C | 13 | 16 | Yes | Yes | 2013-03-14 |  | 2
FALSE | S6BF-024K | 2682 | 5556283 | NORDYNE, LLC. | ES6BF-024K | AC | Split System: Air-Cooled Condensing Unit, Coil with Blower | S6BF-024K |  | C7B(A,H)M01824(C,U)-B+TXV | 13 | 16 | Yes | Yes | 2013-08-22 |  | 2
FALSE | S6BF-024K | 2682 | 5556284 | NORDYNE, LLC. | ES6BF-024K | AC | Split System: Air-Cooled Condensing Unit, Coil with Blower | S6BF-024K |  | C7B(A,H)M01824(C,U)-B+TXV | 13 | 16 | Yes | Yes | 2013-08-22 |  | 2
TRUE | S4BF-036KB | 2740 | 5556285 | WESTINGHOUSE | FS4BF-036KB | AC | Split System: Air-Cooled Condensing Unit, Coil with Blower | S4BF-036KB |  | B6VMAX36K-B | 13 | 16 | Yes | Yes | 2013-03-14 |  | 2
FALSE | S4BF-048KC | 2750 | 5556306 | WESTINGHOUSE | FS4BF-048KC | AC | Split System: Air-Cooled Condensing Unit, Coil with Blower | S4BF-048KC |  | C6B(A,H)-X48(C,U)-C | 12.5 | 16 | Yes | Yes | 2013-03-14 |  | 1
FALSE | S6BF-030K | 2690 | 5556307 | NORDYNE, LLC. | ES6BF-030K | AC | Split System: Air-Cooled Condensing Unit, Coil with Blower | S6BF-030K |  | C7B(A,H)M03036(C,U)-A+TXV | 12.5 | 15 | Yes | Yes | 2013-08-22 |  | 1
FALSE | S6BF-030K | 2690 | 5556308 | NORDYNE, LLC. | ES6BF-030K | AC | Split System: Air-Cooled Condensing Unit, Coil with Blower | S6BF-030K |  | C7B(A,H)M030(C,U)-C+TXV | 12.5 | 15 | Yes | Yes | 2013-08-22 |  | 1
FALSE | S4BF-048KC | 2750 | 5556309 | WESTINGHOUSE | FS4BF-048KC | AC | Split System: Air-Cooled Condensing Unit, Coil with Blower | S4BF-048KC |  | C6B(A,H)-X48(C,U)-D | 12 | 15 | Yes | Yes | 2013-03-14 |  | 0
FALSE | S6BF-030K | 2690 | 5556310 | NORDYNE, LLC. | ES6BF-030K | AC | Split System: Air-Cooled Condensing Unit, Coil with Blower | S6BF-030K |  | C7B(A,H)M03036(C,U)-A+TXV | 12.5 | 15 | Yes | Yes | 2013-08-22 |  | 1
FALSE | S4BF-048KC | 2750 | 5556311 | WESTINGHOUSE | FS4BF-048KC | AC | Split System: Air-Cooled Condensing Unit, Coil with Blower | S4BF-048KC |  | C6B(A,H)-F60(C,U)-C+TXV-X4.0 | 12.5 | 16 | Yes | Yes | 2013-03-14 |  | 1
FALSE | S4BF-048KC | 2750 | 5556312 | WESTINGHOUSE | FS4BF-048KC | AC | Split System: Air-Cooled Condensing Unit, Coil with Blower | S4BF-048KC |  | C6B(A,H)-F60(C,U)-C+TXV-X4.0 | 12.5 | 16 | Yes | Yes | 2013-03-14 |  | 1
FALSE | S6BF-030K | 2690 | 5556313 | NORDYNE, LLC. | ES6BF-030K | AC | Split System: Air-Cooled Condensing Unit, Coil with Blower | S6BF-030K |  | C7B(A,H)M03036(C,U)-B+TXV | 13 | 16 | Yes | Yes | 2013-08-22 |  | 2
FALSE | S4BF-048KC | 2750 | 5556314 | WESTINGHOUSE | FS4BF-048KC | AC | Split System: Air-Cooled Condensing Unit, Coil with Blower | S4BF-048KC |  | C6B(A,H)-X48(C,U)-D | 12 | 15 | Yes | Yes | 2013-03-14 |  | 0
FALSE | S6BF-030K | 2690 | 5556315 | NORDYNE, LLC. | ES6BF-030K | AC | Split System: Air-Cooled Condensing Unit, Coil with Blower | S6BF-030K |  | B6VMAX30K-B | 13 | 16 | Yes | Yes | 2013-08-22 |  | 2
FALSE | S6BF-030K | 2690 | 5556316 | NORDYNE, LLC. | ES6BF-030K | AC | Split System: Air-Cooled Condensing Unit, Coil with Blower | S6BF-030K |  | B6EMMX30K-A | 13 | 16 | Yes | Yes | 2013-08-22 |  | 2
FALSE | S4BF-048KC | 2750 | 5556317 | WESTINGHOUSE | FS4BF-048KC | AC | Split System: Air-Cooled Condensing Unit, Coil with Blower | S4BF-048KC |  | C6B(A,H)-F60(C,U)-C+TXV-X4.0 | 12.5 | 16 | Yes | Yes | 2013-03-14 |  | 1
FALSE | S4BF-048KC | 2750 | 5556318 | WESTINGHOUSE | FS4BF-048KC | AC | Split System: Air-Cooled Condensing Unit, Coil with Blower | S4BF-048KC |  | C6B(A,H)-F60(C,U)-D+TXV-X4.0 | 12 | 15 | Yes | Yes | 2013-03-14 |  | 0
FALSE | S4BF-048KC | 2750 | 5556321 | WESTINGHOUSE | FS4BF-048KC | AC | Split System: Air-Cooled Condensing Unit, Coil with Blower | S4BF-048KC |  | C6B(A,H)-F60(C,U)-C+TXV-X4.0 | 12.5 | 16 | Yes | Yes | 2013-03-14 |  | 1
FALSE | S4BF-048KC | 2750 | 5556323 | WESTINGHOUSE | FS4BF-048KC | AC | Split System: Air-Cooled Condensing Unit, Coil with Blower | S4BF-048KC |  | C6B(A,H)-F60(C,U)-D+TXV-X4.0 | 12 | 15 | Yes | Yes | 2013-03-14 |  | 0
FALSE | S6BF-030K | 2690 | 5556324 | NORDYNE, LLC. | ES6BF-030K | AC | Split System: Air-Cooled Condensing Unit, Coil with Blower | S6BF-030K |  | B6VMAX30K-A | 13 | 16 | Yes | Yes | 2013-08-22 |  | 2
FALSE | S4BF-048KC | 2750 | 5556325 | WESTINGHOUSE | FS4BF-048KC | AC | Split System: Air-Cooled Condensing Unit, Coil with Blower | S4BF-048KC |  | C6B(A,H)-X48(C,U)-C | 12.5 | 16 | Yes | Yes | 2013-03-14 |  | 1
FALSE | S4BF-048KC | 2750 | 5556326 | WESTINGHOUSE | FS4BF-048KC | AC | Split System: Air-Cooled Condensing Unit, Coil with Blower | S4BF-048KC |  | C6B(A,H)-X48(C,U)-C | 12.5 | 16 | Yes | Yes | 2013-03-14 |  | 1
FALSE | S6BF-030K | 2690 | 5556327 | NORDYNE, LLC. | ES6BF-030K | AC | Split System: Air-Cooled Condensing Unit, Coil with Blower | S6BF-030K |  | B6EMMX30K-B | 13 | 16 | Yes | Yes | 2013-08-22 |  | 2
FALSE | S4BF-048KC | 2750 | 5556328 | WESTINGHOUSE | FS4BF-048KC | AC | Split System: Air-Cooled Condensing Unit, Coil with Blower | S4BF-048KC |  | C6B(A,H)-X48(C,U)-D | 12 | 15 | Yes | Yes | 2013-03-14 |  | 0
FALSE | S6BF-036K | 2702 | 5556329 | NORDYNE, LLC. | ES6BF-036K | AC | Split System: Air-Cooled Condensing Unit, Coil with Blower | S6BF-036K |  | C7B(A,H)M03642(C,U)-B+TXV | 13 | 16 | Yes | Yes | 2013-08-22 |  | 2
FALSE | S6BF-036K | 2702 | 5556330 | NORDYNE, LLC. | ES6BF-036K | AC | Split System: Air-Cooled Condensing Unit, Coil with Blower | S6BF-036K |  | C7B(A,H)M03648(C,U)-C+TXV | 13 | 16 | Yes | Yes | 2013-08-22 |  | 2
FALSE | S4BF-048KC | 2750 | 5556331 | WESTINGHOUSE | FS4BF-048KC | AC | Split System: Air-Cooled Condensing Unit, Coil with Blower | S4BF-048KC |  | C6B(A,H)-X48(C,U)-D | 12 | 15 | Yes | Yes | 2013-03-14 |  | 0
FALSE | S6BF-036K | 2702 | 5556332 | NORDYNE, LLC. | ES6BF-036K | AC | Split System: Air-Cooled Condensing Unit, Coil with Blower | S6BF-036K |  | C7B(A,H)M03648(C,U)-C+TXV | 13 | 16 | Yes | Yes | 2013-08-22 |  | 2
FALSE | S4BF-048KC | 2750 | 5556333 | WESTINGHOUSE | FS4BF-048KC | AC | Split System: Air-Cooled Condensing Unit, Coil with Blower | S4BF-048KC |  | C6B(A,H)-X48(C,U)-D | 12 | 15 | Yes | Yes | 2013-03-14 |  | 0
FALSE | S4BF-048KC | 2750 | 5556334 | WESTINGHOUSE | FS4BF-048KC | AC | Split System: Air-Cooled Condensing Unit, Coil with Blower | S4BF-048KC |  | C6B(A,H)-F60(C,U)-C+TXV-X4.0 | 13 | 16 | Yes | Yes | 2013-03-14 |  | 2
FALSE | S6BF-036K | 2702 | 5556382 | NORDYNE, LLC. | ES6BF-036K | AC | Split System: Air-Cooled Condensing Unit, Coil with Blower | S6BF-036K |  | C7B(A,H)M03642(C,U)-B+TXV | 13 | 16 | Yes | Yes | 2013-08-22 |  | 2
FALSE | S4BF-024KB | 2733 | 5556383 | NUTONE | FS4BF-024KB | AC | Split System: Air-Cooled Condensing Unit, Coil with Blower | S4BF-024KB |  | C6B(A,H)-X26(C,U)-B | 13 | 16 | Yes | Yes | 2013-03-14 |  | 2
FALSE | S6BF-036K | 2702 | 5556384 | NORDYNE, LLC. | ES6BF-036K | AC | Split System: Air-Cooled Condensing Unit, Coil with Blower | S6BF-036K |  | C7B(A,H)M03642(C,U)-B+TXV | 13 | 16 | Yes | Yes | 2013-08-22 |  | 2
FALSE | S4BF-024KB | 2733 | 5556385 | NUTONE | FS4BF-024KB | AC | Split System: Air-Cooled Condensing Unit, Coil with Blower | S4BF-024KB |  | C6B(A,H)-X26(C,U)-B | 13 | 16 | Yes | Yes | 2013-03-14 |  | 2
FALSE | S6BF-024K | 2682 | 5556386 | NORDYNE, LLC. | JS6BF-024K | AC | Split System: Air-Cooled Condensing Unit, Coil with Blower | S6BF-024K |  | C7B(A,H)M01824(C,U)-A+TXV | 13 | 16 | Yes | Yes | 2013-08-22 |  | 2
FALSE | S4BF-024KB | 2733 | 5556387 | NUTONE | FS4BF-024KB | AC | Split System: Air-Cooled Condensing Unit, Coil with Blower | S4BF-024KB |  | C6B(A,H)-F24(C,U)-B+TXV-X2.0 | 12.5 | 15.5 | Yes | Yes | 2013-03-14 |  | 1
FALSE | S6BF-024K | 2682 | 5556388 | NORDYNE, LLC. | JS6BF-024K | AC | Split System: Air-Cooled Condensing Unit, Coil with Blower | S6BF-024K |  | C7B(A,H)M01824(C,U)-A+TXV | 13 | 16 | Yes | Yes | 2013-08-22 |  | 2
FALSE | S4BF-024KB | 2733 | 5556389 | NUTONE | FS4BF-024KB | AC | Split System: Air-Cooled Condensing Unit, Coil with Blower | S4BF-024KB |  | C6B(A,H)-X26(C,U)-B | 13 | 16 | Yes | Yes | 2013-03-14 |  | 2
FALSE | S6BF-024K | 2682 | 5556390 | NORDYNE, LLC. | JS6BF-024K | AC | Split System: Air-Cooled Condensing Unit, Coil with Blower | S6BF-024K |  | C7B(A,H)M01824(C,U)-B+TXV | 13 | 16 | Yes | Yes | 2013-08-22 |  | 2
TRUE | S4BF-024KB | 2733 | 5556391 | NUTONE | FS4BF-024KB | AC | Split System: Air-Cooled Condensing Unit, Coil with Blower | S4BF-024KB |  | B6VMAX24K-B | 13 | 16 | Yes | Yes | 2013-03-14 |  | 2
FALSE | S6BF-024K | 2682 | 5556392 | NORDYNE, LLC. | JS6BF-024K | AC | Split System: Air-Cooled Condensing Unit, Coil with Blower | S6BF-024K |  | C7B(A,H)M01824(C,U)-B+TXV | 13 | 16 | Yes | Yes | 2013-08-22 |  | 2
FALSE | S4BF-024KB | 2733 | 5556393 | NUTONE | FS4BF-024KB | AC | Split System: Air-Cooled Condensing Unit, Coil with Blower | S4BF-024KB |  | C6B(A,H)-F24(C,U)-B+TXV-X2.0 | 13 | 16 | Yes | Yes | 2013-03-14 |  | 2
FALSE | S6BF-024K | 2682 | 5556394 | NORDYNE, LLC. | JS6BF-024K | AC | Split System: Air-Cooled Condensing Unit, Coil with Blower | S6BF-024K |  | C7B(A,H)M01824(C,U)-B+TXV | 13 | 16 | Yes | Yes | 2013-08-22 |  | 2
FALSE | S4BF-024KB | 2733 | 5556395 | NUTONE | FS4BF-024KB | AC | Split System: Air-Cooled Condensing Unit, Coil with Blower | S4BF-024KB |  | C6B(A,H)-X24(C,U)-B | 13 | 16 | Yes | Yes | 2013-03-14 |  | 2
FALSE | S6BF-024K | 2682 | 5556396 | NORDYNE, LLC. | JS6BF-024K | AC | Split System: Air-Cooled Condensing Unit, Coil with Blower | S6BF-024K |  | B6EMMX24K-B | 13 | 16 | Yes | Yes | 2013-08-22 |  | 2
FALSE | S4BF-036KB | 2740 | 5556397 | NUTONE | FS4BF-036KB | AC | Split System: Air-Cooled Condensing Unit, Coil with Blower | S4BF-036KB |  | C6B(A,H)-F42(C,U)-B+TXV-X3.0 | 12.5 | 15 | Yes | Yes | 2013-03-14 |  | 1
FALSE | S4BF-036KB | 2740 | 5556399 | NUTONE | FS4BF-036KB | AC | Split System: Air-Cooled Condensing Unit, Coil with Blower | S4BF-036KB |  | C6B(A,H)-F48(C,U)-C+TXV-X3.0 | 13 | 16 | Yes | Yes | 2013-03-14 |  | 2
FALSE | S6BF-024K | 2682 | 5556400 | NORDYNE, LLC. | JS6BF-024K | AC | Split System: Air-Cooled Condensing Unit, Coil with Blower | S6BF-024K |  | B6EMMX24K-A | 13 | 16 | Yes | Yes | 2013-08-22 |  | 2
FALSE | S4BF-036KB | 2740 | 5556401 | NUTONE | FS4BF-036KB | AC | Split System: Air-Cooled Condensing Unit, Coil with Blower | S4BF-036KB |  | C6B(A,H)-X36(C,U)-B | 12.5 | 15 | Yes | Yes | 2013-03-14 |  | 1
FALSE | S4BF-024KB | 2733 | 5556356 | NUTONE | FS4BF-024KB | AC | Split System: Air-Cooled Condensing Unit, Coil with Blower | S4BF-024KB |  | C6B(A,H)-F24(C,U)-B+TXV-X2.0 | 12.5 | 15.5 | Yes | Yes | 2013-03-14 |  | 1
FALSE | S6BF-024K | 2682 | 5556357 | NORDYNE, LLC. | ES6BF-024K | AC | Split System: Air-Cooled Condensing Unit, Coil with Blower | S6BF-024K |  | C7B(A,H)M01824(C,U)-B+TXV | 13 | 16 | Yes | Yes | 2013-08-22 |  | 2
FALSE | S6BF-030K | 2690 | 5556358 | NORDYNE, LLC. | ES6BF-030K | AC | Split System: Air-Cooled Condensing Unit, Coil with Blower | S6BF-030K |  | C7B(A,H)M03036(C,U)-B+TXV | 12.5 | 15 | Yes | Yes | 2013-08-22 |  | 1
FALSE | S4BF-024KB | 2733 | 5556359 | NUTONE | FS4BF-024KB | AC | Split System: Air-Cooled Condensing Unit, Coil with Blower | S4BF-024KB |  | C6B(A,H)-X24(C,U)-B | 12.5 | 15.5 | Yes | Yes | 2013-03-14 |  | 1
FALSE | S4BF-024KB | 2733 | 5556360 | NUTONE | FS4BF-024KB | AC | Split System: Air-Cooled Condensing Unit, Coil with Blower | S4BF-024KB |  | C6B(A,H)-X24(C,U)-B | 12.5 | 15.5 | Yes | Yes | 2013-03-14 |  | 1
FALSE | S6BF-030K | 2690 | 5556361 | NORDYNE, LLC. | ES6BF-030K | AC | Split System: Air-Cooled Condensing Unit, Coil with Blower | S6BF-030K |  | C7B(A,H)M03036(C,U)-B+TXV | 12.5 | 15 | Yes | Yes | 2013-08-22 |  | 1
FALSE | S6BF-030K | 2690 | 5556362 | NORDYNE, LLC. | ES6BF-030K | AC | Split System: Air-Cooled Condensing Unit, Coil with Blower | S6BF-030K |  | C7B(A,H)M03036(C,U)-B+TXV | 12.5 | 15 | Yes | Yes | 2013-08-22 |  | 1
FALSE | S4BF-024KB | 2733 | 5556363 | NUTONE | FS4BF-024KB | AC | Split System: Air-Cooled Condensing Unit, Coil with Blower | S4BF-024KB |  | C6B(A,H)-F24(C,U)-B+TXV-X2.0 | 12.5 | 15.5 | Yes | Yes | 2013-03-14 |  | 1
FALSE | S6BF-030K | 2690 | 5556364 | NORDYNE, LLC. | ES6BF-030K | AC | Split System: Air-Cooled Condensing Unit, Coil with Blower | S6BF-030K |  | C7B(A,H)M030(C,U)-C+TXV | 12.5 | 15 | Yes | Yes | 2013-08-22 |  | 1
FALSE | S4BF-024KB | 2733 | 5556365 | NUTONE | FS4BF-024KB | AC | Split System: Air-Cooled Condensing Unit, Coil with Blower | S4BF-024KB |  | C6B(A,H)-X24(C,U)-B | 12.5 | 15.5 | Yes | Yes | 2013-03-14 |  | 1
FALSE | S6BF-030K | 2690 | 5556366 | NORDYNE, LLC. | ES6BF-030K | AC | Split System: Air-Cooled Condensing Unit, Coil with Blower | S6BF-030K |  | C7B(A,H)M03036(C,U)-A+TXV | 12.5 | 15 | Yes | Yes | 2013-08-22 |  | 1
FALSE | S4BF-024KB | 2733 | 5556367 | NUTONE | FS4BF-024KB | AC | Split System: Air-Cooled Condensing Unit, Coil with Blower | S4BF-024KB |  | C6B(A,H)-X24(C,U)-B | 12.5 | 15.5 | Yes | Yes | 2013-03-14 |  | 1
FALSE | S6BF-030K | 2690 | 5556368 | NORDYNE, LLC. | ES6BF-030K | AC | Split System: Air-Cooled Condensing Unit, Coil with Blower | S6BF-030K |  | C7B(A,H)M030(C,U)-C+TXV | 12.5 | 15 | Yes | Yes | 2013-08-22 |  | 1
FALSE | S4BF-024KB | 2733 | 5556369 | NUTONE | FS4BF-024KB | AC | Split System: Air-Cooled Condensing Unit, Coil with Blower | S4BF-024KB |  | C6B(A,H)-X26(C,U)-B | 13 | 16 | Yes | Yes | 2013-03-14 |  | 2
FALSE | S6BF-030K | 2690 | 5556370 | NORDYNE, LLC. | ES6BF-030K | AC | Split System: Air-Cooled Condensing Unit, Coil with Blower | S6BF-030K |  | C7B(A,H)M03036(C,U)-A+TXV | 12.5 | 15 | Yes | Yes | 2013-08-22 |  | 1
FALSE | S4BF-024KB | 2733 | 5556371 | NUTONE | FS4BF-024KB | AC | Split System: Air-Cooled Condensing Unit, Coil with Blower | S4BF-024KB |  | C6B(A,H)-X26(C,U)-B | 13 | 16 | Yes | Yes | 2013-03-14 |  | 2
FALSE | S6BF-030K | 2690 | 5556372 | NORDYNE, LLC. | ES6BF-030K | AC | Split System: Air-Cooled Condensing Unit, Coil with Blower | S6BF-030K |  | C7B(A,H)M030(C,U)-C+TXV | 12.5 | 15 | Yes | Yes | 2013-08-22 |  | 1
FALSE | S4BF-024KB | 2733 | 5556373 | NUTONE | FS4BF-024KB | AC | Split System: Air-Cooled Condensing Unit, Coil with Blower | S4BF-024KB |  | C6B(A,H)-X26(C,U)-B | 13 | 16 | Yes | Yes | 2013-03-14 |  | 2
FALSE | S6BF-036K | 2702 | 5556374 | NORDYNE, LLC. | ES6BF-036K | AC | Split System: Air-Cooled Condensing Unit, Coil with Blower | S6BF-036K |  | C7B(A,H)M03648(C,U)-C+TXV | 13 | 16 | Yes | Yes | 2013-08-22 |  | 2
FALSE | S4BF-024KB | 2733 | 5556375 | NUTONE | FS4BF-024KB | AC | Split System: Air-Cooled Condensing Unit, Coil with Blower | S4BF-024KB |  | C6B(A,H)-X26(C,U)-B | 13 | 16 | Yes | Yes | 2013-03-14 |  | 2
FALSE | S6BF-036K | 2702 | 5556376 | NORDYNE, LLC. | ES6BF-036K | AC | Split System: Air-Cooled Condensing Unit, Coil with Blower | S6BF-036K |  | C7B(A,H)M03648(C,U)-C+TXV | 13 | 16 | Yes | Yes | 2013-08-22 |  | 2
FALSE | S4BF-024KB | 2733 | 5556377 | NUTONE | FS4BF-024KB | AC | Split System: Air-Cooled Condensing Unit, Coil with Blower | S4BF-024KB |  | C6B(A,H)-F24(C,U)-B+TXV-X2.0 | 12.5 | 15.5 | Yes | Yes | 2013-03-14 |  | 1
FALSE | S6BF-036K | 2702 | 5556378 | NORDYNE, LLC. | ES6BF-036K | AC | Split System: Air-Cooled Condensing Unit, Coil with Blower | S6BF-036K |  | C7B(A,H)M03648(C,U)-C+TXV | 13 | 16 | Yes | Yes | 2013-08-22 |  | 2
FALSE | S4BF-024KB | 2733 | 5556379 | NUTONE | FS4BF-024KB | AC | Split System: Air-Cooled Condensing Unit, Coil with Blower | S4BF-024KB |  | C6B(A,H)-X24(C,U)-B | 12.5 | 15.5 | Yes | Yes | 2013-03-14 |  | 1
FALSE | S6BF-036K | 2702 | 5556380 | NORDYNE, LLC. | ES6BF-036K | AC | Split System: Air-Cooled Condensing Unit, Coil with Blower | S6BF-036K |  | C7B(A,H)M03642(C,U)-B+TXV | 13 | 16 | Yes | Yes | 2013-08-22 |  | 2
FALSE | S4BF-024KB | 2733 | 5556381 | NUTONE | FS4BF-024KB | AC | Split System: Air-Cooled Condensing Unit, Coil with Blower | S4BF-024KB |  | C6B(A,H)-X24(C,U)-B | 12.5 | 15.5 | Yes | Yes | 2013-03-14 |  | 1
FALSE | S6BF-024K | 2682 | 5556402 | NORDYNE, LLC. | JS6BF-024K | AC | Split System: Air-Cooled Condensing Unit, Coil with Blower | S6BF-024K |  | B6VMAX24K-A | 13 | 16 | Yes | Yes | 2013-08-22 |  | 2
FALSE | S4BF-036KB | 2740 | 5556403 | NUTONE | FS4BF-036KB | AC | Split System: Air-Cooled Condensing Unit, Coil with Blower | S4BF-036KB |  | C6B(A,H)-X37(C,U)-C | 13 | 16 | Yes | Yes | 2013-03-14 |  | 2
FALSE | S6BF-024K | 2682 | 5556404 | NORDYNE, LLC. | JS6BF-024K | AC | Split System: Air-Cooled Condensing Unit, Coil with Blower | S6BF-024K |  | B6VMAX24K-B | 13 | 16 | Yes | Yes | 2013-08-22 |  | 2
FALSE | S4BF-036KB | 2740 | 5556405 | NUTONE | FS4BF-036KB | AC | Split System: Air-Cooled Condensing Unit, Coil with Blower | S4BF-036KB |  | C6B(A,H)-X36(C,U)-C | 13 | 16 | Yes | Yes | 2013-03-14 |  | 2
FALSE | S4BF-036KB | 2740 | 5556407 | NUTONE | FS4BF-036KB | AC | Split System: Air-Cooled Condensing Unit, Coil with Blower | S4BF-036KB |  | C6B(A,H)-X36(C,U)-C | 13 | 16 | Yes | Yes | 2013-03-14 |  | 2
FALSE | S6BF-030K | 2690 | 5556408 | NORDYNE, LLC. | JS6BF-030K | AC | Split System: Air-Cooled Condensing Unit, Coil with Blower | S6BF-030K |  | C7B(A,H)M03036(C,U)-B+TXV | 12.5 | 15 | Yes | Yes | 2013-08-22 |  | 1
FALSE | S4BF-036KB | 2740 | 5556409 | NUTONE | FS4BF-036KB | AC | Split System: Air-Cooled Condensing Unit, Coil with Blower | S4BF-036KB |  | C6B(A,H)-F42(C,U)-B+TXV-X3.0 | 12.5 | 15 | Yes | Yes | 2013-03-14 |  | 1
FALSE | S6BF-030K | 2690 | 5556410 | NORDYNE, LLC. | JS6BF-030K | AC | Split System: Air-Cooled Condensing Unit, Coil with Blower | S6BF-030K |  | C7B(A,H)M03036(C,U)-B+TXV | 12.5 | 15 | Yes | Yes | 2013-08-22 |  | 1
FALSE | S4BF-036KB | 2740 | 5556411 | NUTONE | FS4BF-036KB | AC | Split System: Air-Cooled Condensing Unit, Coil with Blower | S4BF-036KB |  | C6B(A,H)-X37(C,U)-C | 13 | 16 | Yes | Yes | 2013-03-14 |  | 2
FALSE | S4BF-036KB | 2740 | 5556412 | NUTONE | FS4BF-036KB | AC | Split System: Air-Cooled Condensing Unit, Coil with Blower | S4BF-036KB |  | C6B(A,H)-X37(C,U)-C | 13 | 16 | Yes | Yes | 2013-03-14 |  | 2
FALSE | S6BF-030K | 2690 | 5556413 | NORDYNE, LLC. | JS6BF-030K | AC | Split System: Air-Cooled Condensing Unit, Coil with Blower | S6BF-030K |  | C7B(A,H)M030(C,U)-C+TXV | 12.5 | 15 | Yes | Yes | 2013-08-22 |  | 1
FALSE | S4BF-036KB | 2740 | 5556414 | NUTONE | FS4BF-036KB | AC | Split System: Air-Cooled Condensing Unit, Coil with Blower | S4BF-036KB |  | C6B(A,H)-F42(C,U)-B+TXV-X3.0 | 12.5 | 15 | Yes | Yes | 2013-03-14 |  | 1
FALSE | S6BF-030K | 2690 | 5556415 | NORDYNE, LLC. | JS6BF-030K | AC | Split System: Air-Cooled Condensing Unit, Coil with Blower | S6BF-030K |  | C7B(A,H)M03036(C,U)-A+TXV | 12.5 | 15 | Yes | Yes | 2013-08-22 |  | 1
FALSE | S6BF-030K | 2690 | 5556416 | NORDYNE, LLC. | JS6BF-030K | AC | Split System: Air-Cooled Condensing Unit, Coil with Blower | S6BF-030K |  | C7B(A,H)M030(C,U)-C+TXV | 12.5 | 15 | Yes | Yes | 2013-08-22 |  | 1
FALSE | S4BF-036KB | 2740 | 5556417 | NUTONE | FS4BF-036KB | AC | Split System: Air-Cooled Condensing Unit, Coil with Blower | S4BF-036KB |  | C6B(A,H)-X37(C,U)-C | 13 | 16 | Yes | Yes | 2013-03-14 |  | 2
FALSE | S6BF-030K | 2690 | 5556418 | NORDYNE, LLC. | JS6BF-030K | AC | Split System: Air-Cooled Condensing Unit, Coil with Blower | S6BF-030K |  | C7B(A,H)M03036(C,U)-A+TXV | 12.5 | 15 | Yes | Yes | 2013-08-22 |  | 1
FALSE | S4BF-036KB | 2740 | 5556419 | NUTONE | FS4BF-036KB | AC | Split System: Air-Cooled Condensing Unit, Coil with Blower | S4BF-036KB |  | C6B(A,H)-F48(C,U)-C+TXV-X3.0 | 13 | 16 | Yes | Yes | 2013-03-14 |  | 2
FALSE | S6BF-030K | 2690 | 5556420 | NORDYNE, LLC. | JS6BF-030K | AC | Split System: Air-Cooled Condensing Unit, Coil with Blower | S6BF-030K |  | C7B(A,H)M03036(C,U)-B+TXV | 13 | 16 | Yes | Yes | 2013-08-22 |  | 2
FALSE | S4BF-036KB | 2740 | 5556421 | NUTONE | FS4BF-036KB | AC | Split System: Air-Cooled Condensing Unit, Coil with Blower | S4BF-036KB |  | C6B(A,H)-F48(C,U)-C+TXV-X3.0 | 13 | 16 | Yes | Yes | 2013-03-14 |  | 2
FALSE | S6BF-030K | 2690 | 5556422 | NORDYNE, LLC. | JS6BF-030K | AC | Split System: Air-Cooled Condensing Unit, Coil with Blower | S6BF-030K |  | B6VMAX30K-B | 13 | 16 | Yes | Yes | 2013-08-22 |  | 2
FALSE | S4BF-036KB | 2740 | 5556423 | NUTONE | FS4BF-036KB | AC | Split System: Air-Cooled Condensing Unit, Coil with Blower | S4BF-036KB |  | C6B(A,H)-F48(C,U)-C+TXV-X3.0 | 13 | 16 | Yes | Yes | 2013-03-14 |  | 2
FALSE | S4BF-036KB | 2740 | 5556424 | NUTONE | FS4BF-036KB | AC | Split System: Air-Cooled Condensing Unit, Coil with Blower | S4BF-036KB |  | C6B(A,H)-X36(C,U)-B | 12.5 | 15 | Yes | Yes | 2013-03-14 |  | 1
FALSE | S6BF-030K | 2690 | 5556425 | NORDYNE, LLC. | JS6BF-030K | AC | Split System: Air-Cooled Condensing Unit, Coil with Blower | S6BF-030K |  | B6EMMX30K-A | 13 | 16 | Yes | Yes | 2013-08-22 |  | 2
FALSE | S4BF-036KB | 2740 | 5556427 | NUTONE | FS4BF-036KB | AC | Split System: Air-Cooled Condensing Unit, Coil with Blower | S4BF-036KB |  | C6B(A,H)-X36(C,U)-C | 13 | 16 | Yes | Yes | 2013-03-14 |  | 2
FALSE | S4BF-036KB | 2740 | 5556428 | NUTONE | FS4BF-036KB | AC | Split System: Air-Cooled Condensing Unit, Coil with Blower | S4BF-036KB |  | C6B(A,H)-X37(C,U)-C | 13 | 16 | Yes | Yes | 2013-03-14 |  | 2
FALSE | S4BF-036KB | 2740 | 5556431 | NUTONE | FS4BF-036KB | AC | Split System: Air-Cooled Condensing Unit, Coil with Blower | S4BF-036KB |  | C6B(A,H)-F42(C,U)-B+TXV-X3.0 | 12.5 | 15 | Yes | Yes | 2013-03-14 |  | 1
FALSE | S4BF-036KB | 2740 | 5556432 | NUTONE | FS4BF-036KB | AC | Split System: Air-Cooled Condensing Unit, Coil with Blower | S4BF-036KB |  | C6B(A,H)-X36(C,U)-C | 13 | 16 | Yes | Yes | 2013-03-14 |  | 2
FALSE | S6BF-030K | 2690 | 5556480 | NORDYNE, LLC. | JS6BF-030K | AC | Split System: Air-Cooled Condensing Unit, Coil with Blower | S6BF-030K |  | C7B(A,H)M030(C,U)-C+TXV | 12.5 | 15 | Yes | Yes | 2013-08-22 |  | 1
FALSE | S4BF-048KC | 2750 | 5556481 | NUTONE | FS4BF-048KC | AC | Split System: Air-Cooled Condensing Unit, Coil with Blower | S4BF-048KC |  | C6B(A,H)-F60(C,U)-C+TXV-X4.0 | 12.5 | 16 | Yes | Yes | 2013-03-14 |  | 1
FALSE | S6BF-036K | 2702 | 5556482 | NORDYNE, LLC. | JS6BF-036K | AC | Split System: Air-Cooled Condensing Unit, Coil with Blower | S6BF-036K |  | C7B(A,H)M03648(C,U)-C+TXV | 13 | 16 | Yes | Yes | 2013-08-22 |  | 2
FALSE | S4BF-048KC | 2750 | 5556483 | NUTONE | FS4BF-048KC | AC | Split System: Air-Cooled Condensing Unit, Coil with Blower | S4BF-048KC |  | C6B(A,H)-F60(C,U)-C+TXV-X4.0 | 12.5 | 16 | Yes | Yes | 2013-03-14 |  | 1
FALSE | S6BF-036K | 2702 | 5556484 | NORDYNE, LLC. | JS6BF-036K | AC | Split System: Air-Cooled Condensing Unit, Coil with Blower | S6BF-036K |  | C7B(A,H)M03648(C,U)-C+TXV | 13 | 16 | Yes | Yes | 2013-08-22 |  | 2
FALSE | S6BF-036K | 2702 | 5556485 | NORDYNE, LLC. | JS6BF-036K | AC | Split System: Air-Cooled Condensing Unit, Coil with Blower | S6BF-036K |  | C7B(A,H)M03648(C,U)-C+TXV | 13 | 16 | Yes | Yes | 2013-08-22 |  | 2
FALSE | S4BF-048KC | 2750 | 5556486 | NUTONE | FS4BF-048KC | AC | Split System: Air-Cooled Condensing Unit, Coil with Blower | S4BF-048KC |  | C6B(A,H)-X48(C,U)-D | 12 | 15 | Yes | Yes | 2013-03-14 |  | 0
FALSE | S6BF-036K | 2702 | 5556487 | NORDYNE, LLC. | JS6BF-036K | AC | Split System: Air-Cooled Condensing Unit, Coil with Blower | S6BF-036K |  | C7B(A,H)M03642(C,U)-B+TXV | 13 | 16 | Yes | Yes | 2013-08-22 |  | 2
FALSE | S4BF-048KC | 2750 | 5556488 | NUTONE | FS4BF-048KC | AC | Split System: Air-Cooled Condensing Unit, Coil with Blower | S4BF-048KC |  | C6B(A,H)-F60(C,U)-C+TXV-X4.0 | 12.5 | 16 | Yes | Yes | 2013-03-14 |  | 1
FALSE | S6BF-036K | 2702 | 5556489 | NORDYNE, LLC. | JS6BF-036K | AC | Split System: Air-Cooled Condensing Unit, Coil with Blower | S6BF-036K |  | C7B(A,H)M03642(C,U)-B+TXV | 13 | 16 | Yes | Yes | 2013-08-22 |  | 2
FALSE | S4BF-048KC | 2750 | 5556490 | NUTONE | FS4BF-048KC | AC | Split System: Air-Cooled Condensing Unit, Coil with Blower | S4BF-048KC |  | C6B(A,H)-F60(C,U)-D+TXV-X4.0 | 12 | 15 | Yes | Yes | 2013-03-14 |  | 0
FALSE | S4BF-048KC | 2750 | 5556491 | NUTONE | FS4BF-048KC | AC | Split System: Air-Cooled Condensing Unit, Coil with Blower | S4BF-048KC |  | C6B(A,H)-F60(C,U)-C+TXV-X4.0 | 12.5 | 16 | Yes | Yes | 2013-03-14 |  | 1
FALSE | S6BF-036K | 2702 | 5556492 | NORDYNE, LLC. | JS6BF-036K | AC | Split System: Air-Cooled Condensing Unit, Coil with Blower | S6BF-036K |  | C7B(A,H)M03642(C,U)-B+TXV | 13 | 16 | Yes | Yes | 2013-08-22 |  | 2
FALSE | S4BF-048KC | 2750 | 5556493 | NUTONE | FS4BF-048KC | AC | Split System: Air-Cooled Condensing Unit, Coil with Blower | S4BF-048KC |  | C6B(A,H)-F60(C,U)-D+TXV-X4.0 | 12 | 15 | Yes | Yes | 2013-03-14 |  | 0
FALSE | S4BF-048KC | 2750 | 5556494 | NUTONE | FS4BF-048KC | AC | Split System: Air-Cooled Condensing Unit, Coil with Blower | S4BF-048KC |  | C6B(A,H)-X48(C,U)-C | 12.5 | 16 | Yes | Yes | 2013-03-14 |  | 1
FALSE | S4BF-048KC | 2750 | 5556495 | NUTONE | FS4BF-048KC | AC | Split System: Air-Cooled Condensing Unit, Coil with Blower | S4BF-048KC |  | C6B(A,H)-X48(C,U)-C | 12.5 | 16 | Yes | Yes | 2013-03-14 |  | 1
FALSE | S4BF-048KC | 2750 | 5556496 | NUTONE | FS4BF-048KC | AC | Split System: Air-Cooled Condensing Unit, Coil with Blower | S4BF-048KC |  | C6B(A,H)-X48(C,U)-D | 12 | 15 | Yes | Yes | 2013-03-14 |  | 0
FALSE | S4BF-048KC | 2750 | 5556497 | NUTONE | FS4BF-048KC | AC | Split System: Air-Cooled Condensing Unit, Coil with Blower | S4BF-048KC |  | C6B(A,H)-X48(C,U)-D | 12 | 15 | Yes | Yes | 2013-03-14 |  | 0
FALSE | S6BF-036K | 2702 | 5556454 | NORDYNE, LLC. | JS6BF-036K | AC | Split System: Air-Cooled Condensing Unit, Coil with Blower | S6BF-036K |  | B6EMMX36K-B | 13 | 16 | Yes | Yes | 2013-08-22 |  | 2
TRUE | S4BF-036KB | 2740 | 5556455 | NUTONE | FS4BF-036KB | AC | Split System: Air-Cooled Condensing Unit, Coil with Blower | S4BF-036KB |  | B6VMAX36K-B | 13 | 16 | Yes | Yes | 2013-03-14 |  | 2
FALSE | S4BF-036KB | 2740 | 5556456 | NUTONE | FS4BF-036KB | AC | Split System: Air-Cooled Condensing Unit, Coil with Blower | S4BF-036KB |  | C6B(A,H)-F42(C,U)-B+TXV-X3.0 | 13 | 16 | Yes | Yes | 2013-03-14 |  | 2
FALSE | S6BF-024K | 2682 | 5556457 | NORDYNE, LLC. | JS6BF-024K | AC | Split System: Air-Cooled Condensing Unit, Coil with Blower | S6BF-024K |  | C7B(A,H)M01824(C,U)-A+TXV | 13 | 16 | Yes | Yes | 2013-08-22 |  | 2
FALSE | S6BF-024K | 2682 | 5556458 | NORDYNE, LLC. | JS6BF-024K | AC | Split System: Air-Cooled Condensing Unit, Coil with Blower | S6BF-024K |  | C7B(A,H)M01824(C,U)-A+TXV | 13 | 16 | Yes | Yes | 2013-08-22 |  | 2
FALSE | S4BF-036KB | 2740 | 5556459 | NUTONE | FS4BF-036KB | AC | Split System: Air-Cooled Condensing Unit, Coil with Blower | S4BF-036KB |  | C6B(A,H)-X36(C,U)-B | 13 | 16 | Yes | Yes | 2013-03-14 |  | 2
FALSE | S6BF-024K | 2682 | 5556460 | NORDYNE, LLC. | JS6BF-024K | AC | Split System: Air-Cooled Condensing Unit, Coil with Blower | S6BF-024K |  | C7B(A,H)M01824(C,U)-B+TXV | 13 | 16 | Yes | Yes | 2013-08-22 |  | 2
FALSE | S4BF-036KB | 2740 | 5556461 | NUTONE | FS4BF-036KB | AC | Split System: Air-Cooled Condensing Unit, Coil with Blower | S4BF-036KB |  | C6B(A,H)-F48(C,U)-C+TXV-X3.0 | 13 | 16 | Yes | Yes | 2013-03-14 |  | 2
FALSE | S6BF-024K | 2682 | 5556462 | NORDYNE, LLC. | JS6BF-024K | AC | Split System: Air-Cooled Condensing Unit, Coil with Blower | S6BF-024K |  | C7B(A,H)M01824(C,U)-B+TXV | 13 | 16 | Yes | Yes | 2013-08-22 |  | 2
FALSE | S4BF-036KB | 2740 | 5556463 | NUTONE | FS4BF-036KB | AC | Split System: Air-Cooled Condensing Unit, Coil with Blower | S4BF-036KB |  | C6B(A,H)-X36(C,U)-C | 13 | 16 | Yes | Yes | 2013-03-14 |  | 2
FALSE | S6BF-024K | 2682 | 5556464 | NORDYNE, LLC. | JS6BF-024K | AC | Split System: Air-Cooled Condensing Unit, Coil with Blower | S6BF-024K |  | C7B(A,H)M01824(C,U)-B+TXV | 13 | 16 | Yes | Yes | 2013-08-22 |  | 2
FALSE | S4BF-036KB | 2740 | 5556465 | NUTONE | FS4BF-036KB | AC | Split System: Air-Cooled Condensing Unit, Coil with Blower | S4BF-036KB |  | C6B(A,H)-X37(C,U)-C | 13 | 16 | Yes | Yes | 2013-03-14 |  | 2
FALSE | S6BF-030K | 2690 | 5556466 | NORDYNE, LLC. | JS6BF-030K | AC | Split System: Air-Cooled Condensing Unit, Coil with Blower | S6BF-030K |  | C7B(A,H)M03036(C,U)-B+TXV | 12.5 | 15 | Yes | Yes | 2013-08-22 |  | 1
FALSE | S4BF-048KC | 2750 | 5556467 | NUTONE | FS4BF-048KC | AC | Split System: Air-Cooled Condensing Unit, Coil with Blower | S4BF-048KC |  | C6B(A,H)-F60(C,U)-D+TXV-X4.0 | 12 | 15 | Yes | Yes | 2013-03-14 |  | 0
FALSE | S6BF-030K | 2690 | 5556468 | NORDYNE, LLC. | JS6BF-030K | AC | Split System: Air-Cooled Condensing Unit, Coil with Blower | S6BF-030K |  | C7B(A,H)M03036(C,U)-B+TXV | 12.5 | 15 | Yes | Yes | 2013-08-22 |  | 1
FALSE | S4BF-048KC | 2750 | 5556469 | NUTONE | FS4BF-048KC | AC | Split System: Air-Cooled Condensing Unit, Coil with Blower | S4BF-048KC |  | C6B(A,H)-X48(C,U)-C | 12.5 | 16 | Yes | Yes | 2013-03-14 |  | 1
FALSE | S6BF-030K | 2690 | 5556470 | NORDYNE, LLC. | JS6BF-030K | AC | Split System: Air-Cooled Condensing Unit, Coil with Blower | S6BF-030K |  | C7B(A,H)M03036(C,U)-B+TXV | 12.5 | 15 | Yes | Yes | 2013-08-22 |  | 1
FALSE | S4BF-048KC | 2750 | 5556471 | NUTONE | FS4BF-048KC | AC | Split System: Air-Cooled Condensing Unit, Coil with Blower | S4BF-048KC |  | C6B(A,H)-X48(C,U)-C | 12.5 | 16 | Yes | Yes | 2013-03-14 |  | 1
FALSE | S6BF-030K | 2690 | 5556472 | NORDYNE, LLC. | JS6BF-030K | AC | Split System: Air-Cooled Condensing Unit, Coil with Blower | S6BF-030K |  | C7B(A,H)M030(C,U)-C+TXV | 12.5 | 15 | Yes | Yes | 2013-08-22 |  | 1
FALSE | S4BF-048KC | 2750 | 5556473 | NUTONE | FS4BF-048KC | AC | Split System: Air-Cooled Condensing Unit, Coil with Blower | S4BF-048KC |  | C6B(A,H)-F60(C,U)-C+TXV-X4.0 | 12.5 | 16 | Yes | Yes | 2013-03-14 |  | 1
FALSE | S6BF-030K | 2690 | 5556474 | NORDYNE, LLC. | JS6BF-030K | AC | Split System: Air-Cooled Condensing Unit, Coil with Blower | S6BF-030K |  | C7B(A,H)M03036(C,U)-A+TXV | 12.5 | 15 | Yes | Yes | 2013-08-22 |  | 1
FALSE | S4BF-048KC | 2750 | 5556475 | NUTONE | FS4BF-048KC | AC | Split System: Air-Cooled Condensing Unit, Coil with Blower | S4BF-048KC |  | C6B(A,H)-F60(C,U)-D+TXV-X4.0 | 12 | 15 | Yes | Yes | 2013-03-14 |  | 0
FALSE | S6BF-030K | 2690 | 5556476 | NORDYNE, LLC. | JS6BF-030K | AC | Split System: Air-Cooled Condensing Unit, Coil with Blower | S6BF-030K |  | C7B(A,H)M030(C,U)-C+TXV | 12.5 | 15 | Yes | Yes | 2013-08-22 |  | 1
FALSE | S4BF-048KC | 2750 | 5556477 | NUTONE | FS4BF-048KC | AC | Split System: Air-Cooled Condensing Unit, Coil with Blower | S4BF-048KC |  | C6B(A,H)-X48(C,U)-C | 12.5 | 16 | Yes | Yes | 2013-03-14 |  | 1
FALSE | S6BF-030K | 2690 | 5556478 | NORDYNE, LLC. | JS6BF-030K | AC | Split System: Air-Cooled Condensing Unit, Coil with Blower | S6BF-030K |  | C7B(A,H)M03036(C,U)-A+TXV | 12.5 | 15 | Yes | Yes | 2013-08-22 |  | 1
FALSE | S4BF-048KC | 2750 | 5556479 | NUTONE | FS4BF-048KC | AC | Split System: Air-Cooled Condensing Unit, Coil with Blower | S4BF-048KC |  | C6B(A,H)-X48(C,U)-D | 12 | 15 | Yes | Yes | 2013-03-14 |  | 0
FALSE | S4BF-048KC | 2750 | 5556498 | NUTONE | FS4BF-048KC | AC | Split System: Air-Cooled Condensing Unit, Coil with Blower | S4BF-048KC |  | C6B(A,H)-X48(C,U)-D | 12 | 15 | Yes | Yes | 2013-03-14 |  | 0
FALSE | S4BF-048KC | 2750 | 5556499 | NUTONE | FS4BF-048KC | AC | Split System: Air-Cooled Condensing Unit, Coil with Blower | S4BF-048KC |  | C6B(A,H)-F60(C,U)-C+TXV-X4.0 | 13 | 16 | Yes | Yes | 2013-03-14 |  | 2
TRUE | S4BF-048KC | 2750 | 5556500 | NUTONE | FS4BF-048KC | AC | Split System: Air-Cooled Condensing Unit, Coil with Blower | S4BF-048KC |  | B6VMAX48K-C | 13 | 16 | Yes | Yes | 2013-03-14 |  | 2
FALSE | S4BF-048KC | 2750 | 5556501 | NUTONE | FS4BF-048KC | AC | Split System: Air-Cooled Condensing Unit, Coil with Blower | S4BF-048KC |  | C6B(A,H)-X48(C,U)-C | 13 | 16 | Yes | Yes | 2013-03-14 |  | 2
FALSE | S4BF-024KB | 2733 | 5556502 | BROAN | FS4BF-024KB | AC | Split System: Air-Cooled Condensing Unit, Coil with Blower | S4BF-024KB |  | C6B(A,H)-F24(C,U)-B+TXV-X2.0 | 12.5 | 15.5 | Yes | Yes | 2013-03-14 |  | 1
FALSE | S4BF-024KB | 2733 | 5556503 | BROAN | FS4BF-024KB | AC | Split System: Air-Cooled Condensing Unit, Coil with Blower | S4BF-024KB |  | C6B(A,H)-X24(C,U)-B | 12.5 | 15.5 | Yes | Yes | 2013-03-14 |  | 1
FALSE | S4BF-024KB | 2733 | 5556504 | BROAN | FS4BF-024KB | AC | Split System: Air-Cooled Condensing Unit, Coil with Blower | S4BF-024KB |  | C6B(A,H)-X26(C,U)-B | 13 | 16 | Yes | Yes | 2013-03-14 |  | 2
FALSE | S4BF-024KB | 2733 | 5556505 | BROAN | FS4BF-024KB | AC | Split System: Air-Cooled Condensing Unit, Coil with Blower | S4BF-024KB |  | C6B(A,H)-F24(C,U)-B+TXV-X2.0 | 12.5 | 15.5 | Yes | Yes | 2013-03-14 |  | 1
FALSE | S4BF-024KB | 2733 | 5556506 | BROAN | FS4BF-024KB | AC | Split System: Air-Cooled Condensing Unit, Coil with Blower | S4BF-024KB |  | C6B(A,H)-F24(C,U)-B+TXV-X2.0 | 12.5 | 15.5 | Yes | Yes | 2013-03-14 |  | 1
FALSE | S4BF-024KB | 2733 | 5556507 | BROAN | FS4BF-024KB | AC | Split System: Air-Cooled Condensing Unit, Coil with Blower | S4BF-024KB |  | C6B(A,H)-F24(C,U)-B+TXV-X2.0 | 12.5 | 15.5 | Yes | Yes | 2013-03-14 |  | 1
FALSE | S4BF-024KB | 2733 | 5556508 | BROAN | FS4BF-024KB | AC | Split System: Air-Cooled Condensing Unit, Coil with Blower | S4BF-024KB |  | C6B(A,H)-X24(C,U)-B | 12.5 | 15.5 | Yes | Yes | 2013-03-14 |  | 1
FALSE | S4BF-024KB | 2733 | 5556509 | BROAN | FS4BF-024KB | AC | Split System: Air-Cooled Condensing Unit, Coil with Blower | S4BF-024KB |  | C6B(A,H)-X26(C,U)-B | 13 | 16 | Yes | Yes | 2013-03-14 |  | 2
FALSE | S4BF-024KB | 2733 | 5556510 | BROAN | FS4BF-024KB | AC | Split System: Air-Cooled Condensing Unit, Coil with Blower | S4BF-024KB |  | C6B(A,H)-F24(C,U)-B+TXV-X2.0 | 12.5 | 15.5 | Yes | Yes | 2013-03-14 |  | 1
FALSE | S4BF-024KB | 2733 | 5556511 | BROAN | FS4BF-024KB | AC | Split System: Air-Cooled Condensing Unit, Coil with Blower | S4BF-024KB |  | C6B(A,H)-X24(C,U)-B | 12.5 | 15.5 | Yes | Yes | 2013-03-14 |  | 1
FALSE | S4BF-024KB | 2733 | 5556512 | BROAN | FS4BF-024KB | AC | Split System: Air-Cooled Condensing Unit, Coil with Blower | S4BF-024KB |  | C6B(A,H)-X24(C,U)-B | 12.5 | 15.5 | Yes | Yes | 2013-03-14 |  | 1
FALSE | S4BF-024KB | 2733 | 5556513 | BROAN | FS4BF-024KB | AC | Split System: Air-Cooled Condensing Unit, Coil with Blower | S4BF-024KB |  | C6B(A,H)-F24(C,U)-B+TXV-X2.0 | 12.5 | 15.5 | Yes | Yes | 2013-03-14 |  | 1
FALSE | S4BF-024KB | 2733 | 5556514 | BROAN | FS4BF-024KB | AC | Split System: Air-Cooled Condensing Unit, Coil with Blower | S4BF-024KB |  | C6B(A,H)-X24(C,U)-B | 12.5 | 15.5 | Yes | Yes | 2013-03-14 |  | 1
FALSE | S4BF-024KB | 2733 | 5556515 | BROAN | FS4BF-024KB | AC | Split System: Air-Cooled Condensing Unit, Coil with Blower | S4BF-024KB |  | C6B(A,H)-X24(C,U)-B | 12.5 | 15.5 | Yes | Yes | 2013-03-14 |  | 1
FALSE | S4BF-024KB | 2733 | 5556516 | BROAN | FS4BF-024KB | AC | Split System: Air-Cooled Condensing Unit, Coil with Blower | S4BF-024KB |  | C6B(A,H)-X26(C,U)-B | 13 | 16 | Yes | Yes | 2013-03-14 |  | 2
FALSE | S4BF-024KB | 2733 | 5556517 | BROAN | FS4BF-024KB | AC | Split System: Air-Cooled Condensing Unit, Coil with Blower | S4BF-024KB |  | C6B(A,H)-X26(C,U)-B | 13 | 16 | Yes | Yes | 2013-03-14 |  | 2
FALSE | S4BF-024KB | 2733 | 5556518 | BROAN | FS4BF-024KB | AC | Split System: Air-Cooled Condensing Unit, Coil with Blower | S4BF-024KB |  | C6B(A,H)-X26(C,U)-B | 13 | 16 | Yes | Yes | 2013-03-14 |  | 2
FALSE | S4BF-024KB | 2733 | 5556519 | BROAN | FS4BF-024KB | AC | Split System: Air-Cooled Condensing Unit, Coil with Blower | S4BF-024KB |  | C6B(A,H)-X26(C,U)-B | 13 | 16 | Yes | Yes | 2013-03-14 |  | 2
FALSE | S4BF-024KB | 2733 | 5556520 | BROAN | FS4BF-024KB | AC | Split System: Air-Cooled Condensing Unit, Coil with Blower | S4BF-024KB |  | C6B(A,H)-F24(C,U)-B+TXV-X2.0 | 12.5 | 15.5 | Yes | Yes | 2013-03-14 |  | 1
FALSE | S4BF-024KB | 2733 | 5556521 | BROAN | FS4BF-024KB | AC | Split System: Air-Cooled Condensing Unit, Coil with Blower | S4BF-024KB |  | C6B(A,H)-X24(C,U)-B | 12.5 | 15.5 | Yes | Yes | 2013-03-14 |  | 1
FALSE | S4BF-024KB | 2733 | 5556522 | BROAN | FS4BF-024KB | AC | Split System: Air-Cooled Condensing Unit, Coil with Blower | S4BF-024KB |  | C6B(A,H)-X24(C,U)-B | 12.5 | 15.5 | Yes | Yes | 2013-03-14 |  | 1
FALSE | S4BF-024KB | 2733 | 5556523 | BROAN | FS4BF-024KB | AC | Split System: Air-Cooled Condensing Unit, Coil with Blower | S4BF-024KB |  | C6B(A,H)-X26(C,U)-B | 13 | 16 | Yes | Yes | 2013-03-14 |  | 2
FALSE | S4BF-024KB | 2733 | 5556524 | BROAN | FS4BF-024KB | AC | Split System: Air-Cooled Condensing Unit, Coil with Blower | S4BF-024KB |  | C6B(A,H)-X26(C,U)-B | 13 | 16 | Yes | Yes | 2013-03-14 |  | 2
FALSE | S4BF-024KB | 2733 | 5556525 | BROAN | FS4BF-024KB | AC | Split System: Air-Cooled Condensing Unit, Coil with Blower | S4BF-024KB |  | C6B(A,H)-F24(C,U)-B+TXV-X2.0 | 12.5 | 15.5 | Yes | Yes | 2013-03-14 |  | 1
FALSE | S4BF-024KB | 2733 | 5556526 | BROAN | FS4BF-024KB | AC | Split System: Air-Cooled Condensing Unit, Coil with Blower | S4BF-024KB |  | C6B(A,H)-X26(C,U)-B | 13 | 16 | Yes | Yes | 2013-03-14 |  | 2
FALSE | S4BF-048KC | 2750 | 5556574 | BROAN | FS4BF-048KC | AC | Split System: Air-Cooled Condensing Unit, Coil with Blower | S4BF-048KC |  | C6B(A,H)-X48(C,U)-D | 12 | 15 | Yes | Yes | 2013-03-14 |  | 0
FALSE | S4BF-048KC | 2750 | 5556575 | BROAN | FS4BF-048KC | AC | Split System: Air-Cooled Condensing Unit, Coil with Blower | S4BF-048KC |  | C6B(A,H)-F60(C,U)-C+TXV-X4.0 | 12.5 | 16 | Yes | Yes | 2013-03-14 |  | 1
FALSE | S4BF-048KC | 2750 | 5556576 | BROAN | FS4BF-048KC | AC | Split System: Air-Cooled Condensing Unit, Coil with Blower | S4BF-048KC |  | C6B(A,H)-F60(C,U)-D+TXV-X4.0 | 12 | 15 | Yes | Yes | 2013-03-14 |  | 0
FALSE | S4BF-048KC | 2750 | 5556577 | BROAN | FS4BF-048KC | AC | Split System: Air-Cooled Condensing Unit, Coil with Blower | S4BF-048KC |  | C6B(A,H)-F60(C,U)-C+TXV-X4.0 | 12.5 | 16 | Yes | Yes | 2013-03-14 |  | 1
FALSE | S4BF-048KC | 2750 | 5556578 | BROAN | FS4BF-048KC | AC | Split System: Air-Cooled Condensing Unit, Coil with Blower | S4BF-048KC |  | C6B(A,H)-F60(C,U)-D+TXV-X4.0 | 12 | 15 | Yes | Yes | 2013-03-14 |  | 0
FALSE | S4BF-048KC | 2750 | 5556579 | BROAN | FS4BF-048KC | AC | Split System: Air-Cooled Condensing Unit, Coil with Blower | S4BF-048KC |  | C6B(A,H)-X48(C,U)-C | 12.5 | 16 | Yes | Yes | 2013-03-14 |  | 1
FALSE | S4BF-048KC | 2750 | 5556580 | BROAN | FS4BF-048KC | AC | Split System: Air-Cooled Condensing Unit, Coil with Blower | S4BF-048KC |  | C6B(A,H)-X48(C,U)-C | 12.5 | 16 | Yes | Yes | 2013-03-14 |  | 1
FALSE | S4BF-048KC | 2750 | 5556581 | BROAN | FS4BF-048KC | AC | Split System: Air-Cooled Condensing Unit, Coil with Blower | S4BF-048KC |  | C6B(A,H)-X48(C,U)-D | 12 | 15 | Yes | Yes | 2013-03-14 |  | 0
FALSE | S4BF-048KC | 2750 | 5556582 | BROAN | FS4BF-048KC | AC | Split System: Air-Cooled Condensing Unit, Coil with Blower | S4BF-048KC |  | C6B(A,H)-X48(C,U)-D | 12 | 15 | Yes | Yes | 2013-03-14 |  | 0
FALSE | S4BF-048KC | 2750 | 5556583 | BROAN | FS4BF-048KC | AC | Split System: Air-Cooled Condensing Unit, Coil with Blower | S4BF-048KC |  | C6B(A,H)-X48(C,U)-D | 12 | 15 | Yes | Yes | 2013-03-14 |  | 0
FALSE | S4BF-048KC | 2750 | 5556584 | BROAN | FS4BF-048KC | AC | Split System: Air-Cooled Condensing Unit, Coil with Blower | S4BF-048KC |  | C6B(A,H)-F60(C,U)-C+TXV-X4.0 | 13 | 16 | Yes | Yes | 2013-03-14 |  | 2
TRUE | S4BF-048KC | 2750 | 5556585 | BROAN | FS4BF-048KC | AC | Split System: Air-Cooled Condensing Unit, Coil with Blower | S4BF-048KC |  | B6VMAX48K-C | 13 | 16 | Yes | Yes | 2013-03-14 |  | 2
FALSE | S4BF-048KC | 2750 | 5556586 | BROAN | FS4BF-048KC | AC | Split System: Air-Cooled Condensing Unit, Coil with Blower | S4BF-048KC |  | C6B(A,H)-X48(C,U)-C | 13 | 16 | Yes | Yes | 2013-03-14 |  | 2
FALSE | S4BF-024KB | 2733 | 5556587 | MAYTAG | MSA4BF024KB | AC | Split System: Air-Cooled Condensing Unit, Coil with Blower | S4BF-024KB |  | C6B(A,H)-F24(C,U)-B+TXV-X2.0 | 12.5 | 15.5 | Yes | Yes | 2013-03-14 |  | 1
FALSE | S4BF-024KB | 2733 | 5556588 | MAYTAG | MSA4BF024KB | AC | Split System: Air-Cooled Condensing Unit, Coil with Blower | S4BF-024KB |  | C6B(A,H)-X24(C,U)-B | 12.5 | 15.5 | Yes | Yes | 2013-03-14 |  | 1
FALSE | S4BF-024KB | 2733 | 5556589 | MAYTAG | MSA4BF024KB | AC | Split System: Air-Cooled Condensing Unit, Coil with Blower | S4BF-024KB |  | C6B(A,H)-X26(C,U)-B | 13 | 16 | Yes | Yes | 2013-03-14 |  | 2
FALSE | S4BF-024KB | 2733 | 5556590 | MAYTAG | MSA4BF024KB | AC | Split System: Air-Cooled Condensing Unit, Coil with Blower | S4BF-024KB |  | C6B(A,H)-F24(C,U)-B+TXV-X2.0 | 12.5 | 15.5 | Yes | Yes | 2013-03-14 |  | 1
FALSE | S4BF-024KB | 2733 | 5556591 | MAYTAG | MSA4BF024KB | AC | Split System: Air-Cooled Condensing Unit, Coil with Blower | S4BF-024KB |  | C6B(A,H)-F24(C,U)-B+TXV-X2.0 | 12.5 | 15.5 | Yes | Yes | 2013-03-14 |  | 1
FALSE | S4BF-024KB | 2733 | 5556592 | MAYTAG | MSA4BF024KB | AC | Split System: Air-Cooled Condensing Unit, Coil with Blower | S4BF-024KB |  | C6B(A,H)-X24(C,U)-B | 12.5 | 15.5 | Yes | Yes | 2013-03-14 |  | 1
FALSE | S4BF-036KB | 2740 | 5556546 | BROAN | FS4BF-036KB | AC | Split System: Air-Cooled Condensing Unit, Coil with Blower | S4BF-036KB |  | C6B(A,H)-X37(C,U)-C | 13 | 16 | Yes | Yes | 2013-03-14 |  | 2
FALSE | S4BF-036KB | 2740 | 5556547 | BROAN | FS4BF-036KB | AC | Split System: Air-Cooled Condensing Unit, Coil with Blower | S4BF-036KB |  | C6B(A,H)-F42(C,U)-B+TXV-X3.0 | 12.5 | 15 | Yes | Yes | 2013-03-14 |  | 1
FALSE | S4BF-036KB | 2740 | 5556548 | BROAN | FS4BF-036KB | AC | Split System: Air-Cooled Condensing Unit, Coil with Blower | S4BF-036KB |  | C6B(A,H)-X36(C,U)-C | 13 | 16 | Yes | Yes | 2013-03-14 |  | 2
FALSE | S4BF-036KB | 2740 | 5556549 | BROAN | FS4BF-036KB | AC | Split System: Air-Cooled Condensing Unit, Coil with Blower | S4BF-036KB |  | C6B(A,H)-F42(C,U)-B+TXV-X3.0 | 12.5 | 15 | Yes | Yes | 2013-03-14 |  | 1
FALSE | S4BF-036KB | 2740 | 5556550 | BROAN | FS4BF-036KB | AC | Split System: Air-Cooled Condensing Unit, Coil with Blower | S4BF-036KB |  | C6B(A,H)-X36(C,U)-B | 12.5 | 15 | Yes | Yes | 2013-03-14 |  | 1
FALSE | S4BF-036KB | 2740 | 5556551 | BROAN | FS4BF-036KB | AC | Split System: Air-Cooled Condensing Unit, Coil with Blower | S4BF-036KB |  | C6B(A,H)-X36(C,U)-B | 12.5 | 15 | Yes | Yes | 2013-03-14 |  | 1
FALSE | S4BF-036KB | 2740 | 5556552 | BROAN | FS4BF-036KB | AC | Split System: Air-Cooled Condensing Unit, Coil with Blower | S4BF-036KB |  | C6B(A,H)-X36(C,U)-C | 13 | 16 | Yes | Yes | 2013-03-14 |  | 2
FALSE | S4BF-036KB | 2740 | 5556553 | BROAN | FS4BF-036KB | AC | Split System: Air-Cooled Condensing Unit, Coil with Blower | S4BF-036KB |  | C6B(A,H)-F42(C,U)-B+TXV-X3.0 | 12.5 | 15 | Yes | Yes | 2013-03-14 |  | 1
FALSE | S4BF-036KB | 2740 | 5556554 | BROAN | FS4BF-036KB | AC | Split System: Air-Cooled Condensing Unit, Coil with Blower | S4BF-036KB |  | C6B(A,H)-F48(C,U)-C+TXV-X3.0 | 13 | 16 | Yes | Yes | 2013-03-14 |  | 2
FALSE | S4BF-036KB | 2740 | 5556555 | BROAN | FS4BF-036KB | AC | Split System: Air-Cooled Condensing Unit, Coil with Blower | S4BF-036KB |  | C6B(A,H)-F48(C,U)-C+TXV-X3.0 | 13 | 16 | Yes | Yes | 2013-03-14 |  | 2
FALSE | S4BF-036KB | 2740 | 5556556 | BROAN | FS4BF-036KB | AC | Split System: Air-Cooled Condensing Unit, Coil with Blower | S4BF-036KB |  | C6B(A,H)-X36(C,U)-B | 12.5 | 15 | Yes | Yes | 2013-03-14 |  | 1
FALSE | S4BF-036KB | 2740 | 5556557 | BROAN | FS4BF-036KB | AC | Split System: Air-Cooled Condensing Unit, Coil with Blower | S4BF-036KB |  | C6B(A,H)-X36(C,U)-B | 12.5 | 15 | Yes | Yes | 2013-03-14 |  | 1
FALSE | S4BF-036KB | 2740 | 5556558 | BROAN | FS4BF-036KB | AC | Split System: Air-Cooled Condensing Unit, Coil with Blower | S4BF-036KB |  | C6B(A,H)-X36(C,U)-C | 13 | 16 | Yes | Yes | 2013-03-14 |  | 2
TRUE | S4BF-036KB | 2740 | 5556559 | BROAN | FS4BF-036KB | AC | Split System: Air-Cooled Condensing Unit, Coil with Blower | S4BF-036KB |  | B6VMAX36K-B | 13 | 16 | Yes | Yes | 2013-03-14 |  | 2
FALSE | S4BF-036KB | 2740 | 5556560 | BROAN | FS4BF-036KB | AC | Split System: Air-Cooled Condensing Unit, Coil with Blower | S4BF-036KB |  | C6B(A,H)-F42(C,U)-B+TXV-X3.0 | 13 | 16 | Yes | Yes | 2013-03-14 |  | 2
FALSE | S4BF-036KB | 2740 | 5556561 | BROAN | FS4BF-036KB | AC | Split System: Air-Cooled Condensing Unit, Coil with Blower | S4BF-036KB |  | C6B(A,H)-X36(C,U)-B | 13 | 16 | Yes | Yes | 2013-03-14 |  | 2
FALSE | S4BF-036KB | 2740 | 5556562 | BROAN | FS4BF-036KB | AC | Split System: Air-Cooled Condensing Unit, Coil with Blower | S4BF-036KB |  | C6B(A,H)-F48(C,U)-C+TXV-X3.0 | 13 | 16 | Yes | Yes | 2013-03-14 |  | 2
FALSE | S4BF-036KB | 2740 | 5556563 | BROAN | FS4BF-036KB | AC | Split System: Air-Cooled Condensing Unit, Coil with Blower | S4BF-036KB |  | C6B(A,H)-X36(C,U)-C | 13 | 16 | Yes | Yes | 2013-03-14 |  | 2
FALSE | S4BF-036KB | 2740 | 5556564 | BROAN | FS4BF-036KB | AC | Split System: Air-Cooled Condensing Unit, Coil with Blower | S4BF-036KB |  | C6B(A,H)-X37(C,U)-C | 13 | 16 | Yes | Yes | 2013-03-14 |  | 2
FALSE | S4BF-048KC | 2750 | 5556565 | BROAN | FS4BF-048KC | AC | Split System: Air-Cooled Condensing Unit, Coil with Blower | S4BF-048KC |  | C6B(A,H)-F60(C,U)-D+TXV-X4.0 | 12 | 15 | Yes | Yes | 2013-03-14 |  | 0
FALSE | S4BF-048KC | 2750 | 5556566 | BROAN | FS4BF-048KC | AC | Split System: Air-Cooled Condensing Unit, Coil with Blower | S4BF-048KC |  | C6B(A,H)-X48(C,U)-C | 12.5 | 16 | Yes | Yes | 2013-03-14 |  | 1
FALSE | S4BF-048KC | 2750 | 5556567 | BROAN | FS4BF-048KC | AC | Split System: Air-Cooled Condensing Unit, Coil with Blower | S4BF-048KC |  | C6B(A,H)-X48(C,U)-C | 12.5 | 16 | Yes | Yes | 2013-03-14 |  | 1
FALSE | S4BF-048KC | 2750 | 5556568 | BROAN | FS4BF-048KC | AC | Split System: Air-Cooled Condensing Unit, Coil with Blower | S4BF-048KC |  | C6B(A,H)-F60(C,U)-C+TXV-X4.0 | 12.5 | 16 | Yes | Yes | 2013-03-14 |  | 1
FALSE | S4BF-048KC | 2750 | 5556569 | BROAN | FS4BF-048KC | AC | Split System: Air-Cooled Condensing Unit, Coil with Blower | S4BF-048KC |  | C6B(A,H)-F60(C,U)-D+TXV-X4.0 | 12 | 15 | Yes | Yes | 2013-03-14 |  | 0
FALSE | S4BF-048KC | 2750 | 5556570 | BROAN | FS4BF-048KC | AC | Split System: Air-Cooled Condensing Unit, Coil with Blower | S4BF-048KC |  | C6B(A,H)-X48(C,U)-C | 12.5 | 16 | Yes | Yes | 2013-03-14 |  | 1
FALSE | S4BF-048KC | 2750 | 5556571 | BROAN | FS4BF-048KC | AC | Split System: Air-Cooled Condensing Unit, Coil with Blower | S4BF-048KC |  | C6B(A,H)-X48(C,U)-D | 12 | 15 | Yes | Yes | 2013-03-14 |  | 0
FALSE | S4BF-048KC | 2750 | 5556572 | BROAN | FS4BF-048KC | AC | Split System: Air-Cooled Condensing Unit, Coil with Blower | S4BF-048KC |  | C6B(A,H)-F60(C,U)-C+TXV-X4.0 | 12.5 | 16 | Yes | Yes | 2013-03-14 |  | 1
FALSE | S4BF-048KC | 2750 | 5556573 | BROAN | FS4BF-048KC | AC | Split System: Air-Cooled Condensing Unit, Coil with Blower | S4BF-048KC |  | C6B(A,H)-F60(C,U)-C+TXV-X4.0 | 12.5 | 16 | Yes | Yes | 2013-03-14 |  | 1
FALSE | S4BF-024KB | 2733 | 5556593 | MAYTAG | MSA4BF024KB | AC | Split System: Air-Cooled Condensing Unit, Coil with Blower | S4BF-024KB |  | C6B(A,H)-F24(C,U)-B+TXV-X2.0 | 12.5 | 15.5 | Yes | Yes | 2013-03-14 |  | 1
FALSE | S4BF-024KB | 2733 | 5556594 | MAYTAG | MSA4BF024KB | AC | Split System: Air-Cooled Condensing Unit, Coil with Blower | S4BF-024KB |  | C6B(A,H)-X24(C,U)-B | 12.5 | 15.5 | Yes | Yes | 2013-03-14 |  | 1
FALSE | S4BF-024KB | 2733 | 5556595 | MAYTAG | MSA4BF024KB | AC | Split System: Air-Cooled Condensing Unit, Coil with Blower | S4BF-024KB |  | C6B(A,H)-X24(C,U)-B | 12.5 | 15.5 | Yes | Yes | 2013-03-14 |  | 1
FALSE | S4BF-024KB | 2733 | 5556596 | MAYTAG | MSA4BF024KB | AC | Split System: Air-Cooled Condensing Unit, Coil with Blower | S4BF-024KB |  | C6B(A,H)-F24(C,U)-B+TXV-X2.0 | 12.5 | 15.5 | Yes | Yes | 2013-03-14 |  | 1
FALSE | S4BF-024KB | 2733 | 5556597 | MAYTAG | MSA4BF024KB | AC | Split System: Air-Cooled Condensing Unit, Coil with Blower | S4BF-024KB |  | C6B(A,H)-X24(C,U)-B | 12.5 | 15.5 | Yes | Yes | 2013-03-14 |  | 1
FALSE | S4BF-024KB | 2733 | 5556598 | MAYTAG | MSA4BF024KB | AC | Split System: Air-Cooled Condensing Unit, Coil with Blower | S4BF-024KB |  | C6B(A,H)-X24(C,U)-B | 12.5 | 15.5 | Yes | Yes | 2013-03-14 |  | 1
FALSE | S4BF-024KB | 2733 | 5556599 | MAYTAG | MSA4BF024KB | AC | Split System: Air-Cooled Condensing Unit, Coil with Blower | S4BF-024KB |  | C6B(A,H)-X26(C,U)-B | 13 | 16 | Yes | Yes | 2013-03-14 |  | 2
FALSE | S4BF-024KB | 2733 | 5556600 | MAYTAG | MSA4BF024KB | AC | Split System: Air-Cooled Condensing Unit, Coil with Blower | S4BF-024KB |  | C6B(A,H)-X26(C,U)-B | 13 | 16 | Yes | Yes | 2013-03-14 |  | 2
FALSE | S4BF-024KB | 2733 | 5556601 | MAYTAG | MSA4BF024KB | AC | Split System: Air-Cooled Condensing Unit, Coil with Blower | S4BF-024KB |  | C6B(A,H)-X26(C,U)-B | 13 | 16 | Yes | Yes | 2013-03-14 |  | 2
FALSE | S4BF-024KB | 2733 | 5556602 | MAYTAG | MSA4BF024KB | AC | Split System: Air-Cooled Condensing Unit, Coil with Blower | S4BF-024KB |  | C6B(A,H)-F24(C,U)-B+TXV-X2.0 | 12.5 | 15.5 | Yes | Yes | 2013-03-14 |  | 1
FALSE | S4BF-024KB | 2733 | 5556603 | MAYTAG | MSA4BF024KB | AC | Split System: Air-Cooled Condensing Unit, Coil with Blower | S4BF-024KB |  | C6B(A,H)-X26(C,U)-B | 13 | 16 | Yes | Yes | 2013-03-14 |  | 2
FALSE | S4BF-024KB | 2733 | 5556604 | MAYTAG | MSA4BF024KB | AC | Split System: Air-Cooled Condensing Unit, Coil with Blower | S4BF-024KB |  | C6B(A,H)-X26(C,U)-B | 13 | 16 | Yes | Yes | 2013-03-14 |  | 2
TRUE | S4BF-024KB | 2733 | 5556605 | MAYTAG | MSA4BF024KB | AC | Split System: Air-Cooled Condensing Unit, Coil with Blower | S4BF-024KB |  | B6VMAX24K-B | 13 | 16 | Yes | Yes | 2013-03-14 |  | 2
FALSE | S4BF-024KB | 2733 | 5556606 | MAYTAG | MSA4BF024KB | AC | Split System: Air-Cooled Condensing Unit, Coil with Blower | S4BF-024KB |  | C6B(A,H)-F24(C,U)-B+TXV-X2.0 | 13 | 16 | Yes | Yes | 2013-03-14 |  | 2
FALSE | S4BF-024KB | 2733 | 5556607 | MAYTAG | MSA4BF024KB | AC | Split System: Air-Cooled Condensing Unit, Coil with Blower | S4BF-024KB |  | C6B(A,H)-X24(C,U)-B | 13 | 16 | Yes | Yes | 2013-03-14 |  | 2
FALSE | S4BF-036KB | 2740 | 5556608 | MAYTAG | MSA4BF036KB | AC | Split System: Air-Cooled Condensing Unit, Coil with Blower | S4BF-036KB |  | C6B(A,H)-F42(C,U)-B+TXV-X3.0 | 12.5 | 15 | Yes | Yes | 2013-03-14 |  | 1
FALSE | S4BF-036KB | 2740 | 5556609 | MAYTAG | MSA4BF036KB | AC | Split System: Air-Cooled Condensing Unit, Coil with Blower | S4BF-036KB |  | C6B(A,H)-F48(C,U)-C+TXV-X3.0 | 13 | 16 | Yes | Yes | 2013-03-14 |  | 2
FALSE | S4BF-036KB | 2740 | 5556610 | MAYTAG | MSA4BF036KB | AC | Split System: Air-Cooled Condensing Unit, Coil with Blower | S4BF-036KB |  | C6B(A,H)-X36(C,U)-B | 12.5 | 15 | Yes | Yes | 2013-03-14 |  | 1
FALSE | S4BF-036KB | 2740 | 5556611 | MAYTAG | MSA4BF036KB | AC | Split System: Air-Cooled Condensing Unit, Coil with Blower | S4BF-036KB |  | C6B(A,H)-X36(C,U)-C | 13 | 16 | Yes | Yes | 2013-03-14 |  | 2
FALSE | S4BF-036KB | 2740 | 5556612 | MAYTAG | MSA4BF036KB | AC | Split System: Air-Cooled Condensing Unit, Coil with Blower | S4BF-036KB |  | C6B(A,H)-X36(C,U)-C | 13 | 16 | Yes | Yes | 2013-03-14 |  | 2
FALSE | S4BF-036KB | 2740 | 5556613 | MAYTAG | MSA4BF036KB | AC | Split System: Air-Cooled Condensing Unit, Coil with Blower | S4BF-036KB |  | C6B(A,H)-F42(C,U)-B+TXV-X3.0 | 12.5 | 15 | Yes | Yes | 2013-03-14 |  | 1
FALSE | S4BF-036KB | 2740 | 5556614 | MAYTAG | MSA4BF036KB | AC | Split System: Air-Cooled Condensing Unit, Coil with Blower | S4BF-036KB |  | C6B(A,H)-X37(C,U)-C | 13 | 16 | Yes | Yes | 2013-03-14 |  | 2
FALSE | S4BF-036KB | 2740 | 5556615 | MAYTAG | MSA4BF036KB | AC | Split System: Air-Cooled Condensing Unit, Coil with Blower | S4BF-036KB |  | C6B(A,H)-X37(C,U)-C | 13 | 16 | Yes | Yes | 2013-03-14 |  | 2
FALSE | S4BF-036KB | 2740 | 5556616 | MAYTAG | MSA4BF036KB | AC | Split System: Air-Cooled Condensing Unit, Coil with Blower | S4BF-036KB |  | C6B(A,H)-F42(C,U)-B+TXV-X3.0 | 12.5 | 15 | Yes | Yes | 2013-03-14 |  | 1
FALSE | S4BF-036KB | 2740 | 5556617 | MAYTAG | MSA4BF036KB | AC | Split System: Air-Cooled Condensing Unit, Coil with Blower | S4BF-036KB |  | C6B(A,H)-X37(C,U)-C | 13 | 16 | Yes | Yes | 2013-03-14 |  | 2
FALSE | S4BF-036KB | 2740 | 5556618 | MAYTAG | MSA4BF036KB | AC | Split System: Air-Cooled Condensing Unit, Coil with Blower | S4BF-036KB |  | C6B(A,H)-F48(C,U)-C+TXV-X3.0 | 13 | 16 | Yes | Yes | 2013-03-14 |  | 2
FALSE | S4BF-036KB | 2740 | 5556619 | MAYTAG | MSA4BF036KB | AC | Split System: Air-Cooled Condensing Unit, Coil with Blower | S4BF-036KB |  | C6B(A,H)-F48(C,U)-C+TXV-X3.0 | 13 | 16 | Yes | Yes | 2013-03-14 |  | 2
FALSE | S4BF-036KB | 2740 | 5556620 | MAYTAG | MSA4BF036KB | AC | Split System: Air-Cooled Condensing Unit, Coil with Blower | S4BF-036KB |  | C6B(A,H)-X36(C,U)-B | 12.5 | 15 | Yes | Yes | 2013-03-14 |  | 1
FALSE | S4BF-024KB | 2733 | 5556669 | MAYTAG | CSA4BF024KB | AC | Split System: Air-Cooled Condensing Unit, Coil with Blower | S4BF-024KB |  | C6B(A,H)-X24(C,U)-B | 12.5 | 15.5 | Yes | Yes | 2013-03-14 |  | 1
FALSE | S4BF-024KB | 2733 | 5556670 | MAYTAG | CSA4BF024KB | AC | Split System: Air-Cooled Condensing Unit, Coil with Blower | S4BF-024KB |  | C6B(A,H)-X26(C,U)-B | 13 | 16 | Yes | Yes | 2013-03-14 |  | 2
FALSE | S4BF-024KB | 2733 | 5556671 | MAYTAG | CSA4BF024KB | AC | Split System: Air-Cooled Condensing Unit, Coil with Blower | S4BF-024KB |  | C6B(A,H)-F24(C,U)-B+TXV-X2.0 | 12.5 | 15.5 | Yes | Yes | 2013-03-14 |  | 1
TRUE | S4BF-024KB | 2733 | 5556672 | MAYTAG | CSA4BF024KB | AC | Split System: Air-Cooled Condensing Unit, Coil with Blower | S4BF-024KB |  | B6VMAX24K-B | 13 | 16 | Yes | Yes | 2013-03-14 |  | 2
FALSE | S4BF-024KB | 2733 | 5556673 | MAYTAG | CSA4BF024KB | AC | Split System: Air-Cooled Condensing Unit, Coil with Blower | S4BF-024KB |  | C6B(A,H)-F24(C,U)-B+TXV-X2.0 | 13 | 16 | Yes | Yes | 2013-03-14 |  | 2
FALSE | S4BF-024KB | 2733 | 5556674 | MAYTAG | CSA4BF024KB | AC | Split System: Air-Cooled Condensing Unit, Coil with Blower | S4BF-024KB |  | C6B(A,H)-X24(C,U)-B | 13 | 16 | Yes | Yes | 2013-03-14 |  | 2
FALSE | S4BF-036KB | 2740 | 5556675 | MAYTAG | CSA4BF036KB | AC | Split System: Air-Cooled Condensing Unit, Coil with Blower | S4BF-036KB |  | C6B(A,H)-F42(C,U)-B+TXV-X3.0 | 12.5 | 15 | Yes | Yes | 2013-03-14 |  | 1
FALSE | S4BF-036KB | 2740 | 5556676 | MAYTAG | CSA4BF036KB | AC | Split System: Air-Cooled Condensing Unit, Coil with Blower | S4BF-036KB |  | C6B(A,H)-F48(C,U)-C+TXV-X3.0 | 13 | 16 | Yes | Yes | 2013-03-14 |  | 2
FALSE | S4BF-036KB | 2740 | 5556677 | MAYTAG | CSA4BF036KB | AC | Split System: Air-Cooled Condensing Unit, Coil with Blower | S4BF-036KB |  | C6B(A,H)-X36(C,U)-B | 12.5 | 15 | Yes | Yes | 2013-03-14 |  | 1
FALSE | S4BF-036KB | 2740 | 5556678 | MAYTAG | CSA4BF036KB | AC | Split System: Air-Cooled Condensing Unit, Coil with Blower | S4BF-036KB |  | C6B(A,H)-X36(C,U)-C | 13 | 16 | Yes | Yes | 2013-03-14 |  | 2
FALSE | S4BF-036KB | 2740 | 5556679 | MAYTAG | CSA4BF036KB | AC | Split System: Air-Cooled Condensing Unit, Coil with Blower | S4BF-036KB |  | C6B(A,H)-F42(C,U)-B+TXV-X3.0 | 12.5 | 15 | Yes | Yes | 2013-03-14 |  | 1
FALSE | S4BF-036KB | 2740 | 5556680 | MAYTAG | CSA4BF036KB | AC | Split System: Air-Cooled Condensing Unit, Coil with Blower | S4BF-036KB |  | C6B(A,H)-X37(C,U)-C | 13 | 16 | Yes | Yes | 2013-03-14 |  | 2
FALSE | S4BF-036KB | 2740 | 5556681 | MAYTAG | CSA4BF036KB | AC | Split System: Air-Cooled Condensing Unit, Coil with Blower | S4BF-036KB |  | C6B(A,H)-X37(C,U)-C | 13 | 16 | Yes | Yes | 2013-03-14 |  | 2
FALSE | S4BF-036KB | 2740 | 5556682 | MAYTAG | CSA4BF036KB | AC | Split System: Air-Cooled Condensing Unit, Coil with Blower | S4BF-036KB |  | C6B(A,H)-F48(C,U)-C+TXV-X3.0 | 13 | 16 | Yes | Yes | 2013-03-14 |  | 2
FALSE | S4BF-036KB | 2740 | 5556683 | MAYTAG | CSA4BF036KB | AC | Split System: Air-Cooled Condensing Unit, Coil with Blower | S4BF-036KB |  | C6B(A,H)-F48(C,U)-C+TXV-X3.0 | 13 | 16 | Yes | Yes | 2013-03-14 |  | 2
FALSE | S4BF-036KB | 2740 | 5556684 | MAYTAG | CSA4BF036KB | AC | Split System: Air-Cooled Condensing Unit, Coil with Blower | S4BF-036KB |  | C6B(A,H)-X36(C,U)-C | 13 | 16 | Yes | Yes | 2013-03-14 |  | 2
FALSE | S4BF-036KB | 2740 | 5556685 | MAYTAG | CSA4BF036KB | AC | Split System: Air-Cooled Condensing Unit, Coil with Blower | S4BF-036KB |  | C6B(A,H)-X37(C,U)-C | 13 | 16 | Yes | Yes | 2013-03-14 |  | 2
FALSE | S4BF-036KB | 2740 | 5556686 | MAYTAG | CSA4BF036KB | AC | Split System: Air-Cooled Condensing Unit, Coil with Blower | S4BF-036KB |  | C6B(A,H)-F42(C,U)-B+TXV-X3.0 | 12.5 | 15 | Yes | Yes | 2013-03-14 |  | 1
FALSE | S4BF-036KB | 2740 | 5556687 | MAYTAG | CSA4BF036KB | AC | Split System: Air-Cooled Condensing Unit, Coil with Blower | S4BF-036KB |  | C6B(A,H)-X36(C,U)-B | 12.5 | 15 | Yes | Yes | 2013-03-14 |  | 1
FALSE | S4BF-048KC | 2750 | 5556640 | MAYTAG | MSA4BF048KC | AC | Split System: Air-Cooled Condensing Unit, Coil with Blower | S4BF-048KC |  | C6B(A,H)-X48(C,U)-D | 12 | 15 | Yes | Yes | 2013-03-14 |  | 0
FALSE | S4BF-048KC | 2750 | 5556641 | MAYTAG | MSA4BF048KC | AC | Split System: Air-Cooled Condensing Unit, Coil with Blower | S4BF-048KC |  | C6B(A,H)-F60(C,U)-C+TXV-X4.0 | 12.5 | 16 | Yes | Yes | 2013-03-14 |  | 1
FALSE | S4BF-048KC | 2750 | 5556643 | MAYTAG | MSA4BF048KC | AC | Split System: Air-Cooled Condensing Unit, Coil with Blower | S4BF-048KC |  | C6B(A,H)-F60(C,U)-C+TXV-X4.0 | 12.5 | 16 | Yes | Yes | 2013-03-14 |  | 1
FALSE | S4BF-048KC | 2750 | 5556644 | MAYTAG | MSA4BF048KC | AC | Split System: Air-Cooled Condensing Unit, Coil with Blower | S4BF-048KC |  | C6B(A,H)-F60(C,U)-C+TXV-X4.0 | 12.5 | 16 | Yes | Yes | 2013-03-14 |  | 1
FALSE | S4BF-048KC | 2750 | 5556645 | MAYTAG | MSA4BF048KC | AC | Split System: Air-Cooled Condensing Unit, Coil with Blower | S4BF-048KC |  | C6B(A,H)-F60(C,U)-D+TXV-X4.0 | 12 | 15 | Yes | Yes | 2013-03-14 |  | 0
FALSE | S4BF-048KC | 2750 | 5556646 | MAYTAG | MSA4BF048KC | AC | Split System: Air-Cooled Condensing Unit, Coil with Blower | S4BF-048KC |  | C6B(A,H)-F60(C,U)-D+TXV-X4.0 | 12 | 15 | Yes | Yes | 2013-03-14 |  | 0
FALSE | S4BF-048KC | 2750 | 5556647 | MAYTAG | MSA4BF048KC | AC | Split System: Air-Cooled Condensing Unit, Coil with Blower | S4BF-048KC |  | C6B(A,H)-X48(C,U)-C | 12.5 | 16 | Yes | Yes | 2013-03-14 |  | 1
FALSE | S4BF-048KC | 2750 | 5556648 | MAYTAG | MSA4BF048KC | AC | Split System: Air-Cooled Condensing Unit, Coil with Blower | S4BF-048KC |  | C6B(A,H)-X48(C,U)-D | 12 | 15 | Yes | Yes | 2013-03-14 |  | 0
FALSE | S4BF-048KC | 2750 | 5556649 | MAYTAG | MSA4BF048KC | AC | Split System: Air-Cooled Condensing Unit, Coil with Blower | S4BF-048KC |  | C6B(A,H)-X48(C,U)-D | 12 | 15 | Yes | Yes | 2013-03-14 |  | 0
FALSE | S4BF-048KC | 2750 | 5556650 | MAYTAG | MSA4BF048KC | AC | Split System: Air-Cooled Condensing Unit, Coil with Blower | S4BF-048KC |  | C6B(A,H)-X48(C,U)-D | 12 | 15 | Yes | Yes | 2013-03-14 |  | 0
FALSE | S4BF-048KC | 2750 | 5556651 | MAYTAG | MSA4BF048KC | AC | Split System: Air-Cooled Condensing Unit, Coil with Blower | S4BF-048KC |  | C6B(A,H)-F60(C,U)-C+TXV-X4.0 | 13 | 16 | Yes | Yes | 2013-03-14 |  | 2
TRUE | S4BF-048KC | 2750 | 5556652 | MAYTAG | MSA4BF048KC | AC | Split System: Air-Cooled Condensing Unit, Coil with Blower | S4BF-048KC |  | B6VMAX48K-C | 13 | 16 | Yes | Yes | 2013-03-14 |  | 2
FALSE | S4BF-048KC | 2750 | 5556653 | MAYTAG | MSA4BF048KC | AC | Split System: Air-Cooled Condensing Unit, Coil with Blower | S4BF-048KC |  | C6B(A,H)-X48(C,U)-C | 13 | 16 | Yes | Yes | 2013-03-14 |  | 2
FALSE | S4BF-024KB | 2733 | 5556654 | MAYTAG | CSA4BF024KB | AC | Split System: Air-Cooled Condensing Unit, Coil with Blower | S4BF-024KB |  | C6B(A,H)-F24(C,U)-B+TXV-X2.0 | 12.5 | 15.5 | Yes | Yes | 2013-03-14 |  | 1
FALSE | S4BF-024KB | 2733 | 5556655 | MAYTAG | CSA4BF024KB | AC | Split System: Air-Cooled Condensing Unit, Coil with Blower | S4BF-024KB |  | C6B(A,H)-X24(C,U)-B | 12.5 | 15.5 | Yes | Yes | 2013-03-14 |  | 1
FALSE | S4BF-024KB | 2733 | 5556656 | MAYTAG | CSA4BF024KB | AC | Split System: Air-Cooled Condensing Unit, Coil with Blower | S4BF-024KB |  | C6B(A,H)-X26(C,U)-B | 13 | 16 | Yes | Yes | 2013-03-14 |  | 2
FALSE | S4BF-024KB | 2733 | 5556657 | MAYTAG | CSA4BF024KB | AC | Split System: Air-Cooled Condensing Unit, Coil with Blower | S4BF-024KB |  | C6B(A,H)-F24(C,U)-B+TXV-X2.0 | 12.5 | 15.5 | Yes | Yes | 2013-03-14 |  | 1
FALSE | S4BF-024KB | 2733 | 5556658 | MAYTAG | CSA4BF024KB | AC | Split System: Air-Cooled Condensing Unit, Coil with Blower | S4BF-024KB |  | C6B(A,H)-F24(C,U)-B+TXV-X2.0 | 12.5 | 15.5 | Yes | Yes | 2013-03-14 |  | 1
FALSE | S4BF-024KB | 2733 | 5556659 | MAYTAG | CSA4BF024KB | AC | Split System: Air-Cooled Condensing Unit, Coil with Blower | S4BF-024KB |  | C6B(A,H)-F24(C,U)-B+TXV-X2.0 | 12.5 | 15.5 | Yes | Yes | 2013-03-14 |  | 1
FALSE | S4BF-024KB | 2733 | 5556660 | MAYTAG | CSA4BF024KB | AC | Split System: Air-Cooled Condensing Unit, Coil with Blower | S4BF-024KB |  | C6B(A,H)-X24(C,U)-B | 12.5 | 15.5 | Yes | Yes | 2013-03-14 |  | 1
FALSE | S4BF-024KB | 2733 | 5556661 | MAYTAG | CSA4BF024KB | AC | Split System: Air-Cooled Condensing Unit, Coil with Blower | S4BF-024KB |  | C6B(A,H)-X26(C,U)-B | 13 | 16 | Yes | Yes | 2013-03-14 |  | 2
FALSE | S4BF-024KB | 2733 | 5556662 | MAYTAG | CSA4BF024KB | AC | Split System: Air-Cooled Condensing Unit, Coil with Blower | S4BF-024KB |  | C6B(A,H)-F24(C,U)-B+TXV-X2.0 | 12.5 | 15.5 | Yes | Yes | 2013-03-14 |  | 1
FALSE | S4BF-024KB | 2733 | 5556663 | MAYTAG | CSA4BF024KB | AC | Split System: Air-Cooled Condensing Unit, Coil with Blower | S4BF-024KB |  | C6B(A,H)-X24(C,U)-B | 12.5 | 15.5 | Yes | Yes | 2013-03-14 |  | 1
FALSE | S4BF-024KB | 2733 | 5556664 | MAYTAG | CSA4BF024KB | AC | Split System: Air-Cooled Condensing Unit, Coil with Blower | S4BF-024KB |  | C6B(A,H)-X24(C,U)-B | 12.5 | 15.5 | Yes | Yes | 2013-03-14 |  | 1
FALSE | S4BF-024KB | 2733 | 5556665 | MAYTAG | CSA4BF024KB | AC | Split System: Air-Cooled Condensing Unit, Coil with Blower | S4BF-024KB |  | C6B(A,H)-X26(C,U)-B | 13 | 16 | Yes | Yes | 2013-03-14 |  | 2
FALSE | S4BF-024KB | 2733 | 5556666 | MAYTAG | CSA4BF024KB | AC | Split System: Air-Cooled Condensing Unit, Coil with Blower | S4BF-024KB |  | C6B(A,H)-X26(C,U)-B | 13 | 16 | Yes | Yes | 2013-03-14 |  | 2
FALSE | S4BF-024KB | 2733 | 5556667 | MAYTAG | CSA4BF024KB | AC | Split System: Air-Cooled Condensing Unit, Coil with Blower | S4BF-024KB |  | C6B(A,H)-X26(C,U)-B | 13 | 16 | Yes | Yes | 2013-03-14 |  | 2
FALSE | S4BF-024KB | 2733 | 5556668 | MAYTAG | CSA4BF024KB | AC | Split System: Air-Cooled Condensing Unit, Coil with Blower | S4BF-024KB |  | C6B(A,H)-X24(C,U)-B | 12.5 | 15.5 | Yes | Yes | 2013-03-14 |  | 1
FALSE | S4BF-036KB | 2740 | 5556688 | MAYTAG | CSA4BF036KB | AC | Split System: Air-Cooled Condensing Unit, Coil with Blower | S4BF-036KB |  | C6B(A,H)-X36(C,U)-B | 12.5 | 15 | Yes | Yes | 2013-03-14 |  | 1
FALSE | S4BF-036KB | 2740 | 5556689 | MAYTAG | CSA4BF036KB | AC | Split System: Air-Cooled Condensing Unit, Coil with Blower | S4BF-036KB |  | C6B(A,H)-X36(C,U)-C | 13 | 16 | Yes | Yes | 2013-03-14 |  | 2
FALSE | S4BF-036KB | 2740 | 5556690 | MAYTAG | CSA4BF036KB | AC | Split System: Air-Cooled Condensing Unit, Coil with Blower | S4BF-036KB |  | C6B(A,H)-F42(C,U)-B+TXV-X3.0 | 12.5 | 15 | Yes | Yes | 2013-03-14 |  | 1
FALSE | S4BF-036KB | 2740 | 5556691 | MAYTAG | CSA4BF036KB | AC | Split System: Air-Cooled Condensing Unit, Coil with Blower | S4BF-036KB |  | C6B(A,H)-F48(C,U)-C+TXV-X3.0 | 13 | 16 | Yes | Yes | 2013-03-14 |  | 2
FALSE | S4BF-036KB | 2740 | 5556692 | MAYTAG | CSA4BF036KB | AC | Split System: Air-Cooled Condensing Unit, Coil with Blower | S4BF-036KB |  | C6B(A,H)-X36(C,U)-B | 12.5 | 15 | Yes | Yes | 2013-03-14 |  | 1
FALSE | S4BF-036KB | 2740 | 5556693 | MAYTAG | CSA4BF036KB | AC | Split System: Air-Cooled Condensing Unit, Coil with Blower | S4BF-036KB |  | C6B(A,H)-X36(C,U)-C | 13 | 16 | Yes | Yes | 2013-03-14 |  | 2
TRUE | S4BF-036KB | 2740 | 5556694 | MAYTAG | CSA4BF036KB | AC | Split System: Air-Cooled Condensing Unit, Coil with Blower | S4BF-036KB |  | B6VMAX36K-B | 13 | 16 | Yes | Yes | 2013-03-14 |  | 2
FALSE | S4BF-036KB | 2740 | 5556695 | MAYTAG | CSA4BF036KB | AC | Split System: Air-Cooled Condensing Unit, Coil with Blower | S4BF-036KB |  | C6B(A,H)-F42(C,U)-B+TXV-X3.0 | 13 | 16 | Yes | Yes | 2013-03-14 |  | 2
FALSE | S4BF-036KB | 2740 | 5556696 | MAYTAG | CSA4BF036KB | AC | Split System: Air-Cooled Condensing Unit, Coil with Blower | S4BF-036KB |  | C6B(A,H)-X36(C,U)-B | 13 | 16 | Yes | Yes | 2013-03-14 |  | 2
FALSE | S4BF-036KB | 2740 | 5556697 | MAYTAG | CSA4BF036KB | AC | Split System: Air-Cooled Condensing Unit, Coil with Blower | S4BF-036KB |  | C6B(A,H)-F48(C,U)-C+TXV-X3.0 | 13 | 16 | Yes | Yes | 2013-03-14 |  | 2
FALSE | S4BF-036KB | 2740 | 5556698 | MAYTAG | CSA4BF036KB | AC | Split System: Air-Cooled Condensing Unit, Coil with Blower | S4BF-036KB |  | C6B(A,H)-X36(C,U)-C | 13 | 16 | Yes | Yes | 2013-03-14 |  | 2
FALSE | S4BF-036KB | 2740 | 5556699 | MAYTAG | CSA4BF036KB | AC | Split System: Air-Cooled Condensing Unit, Coil with Blower | S4BF-036KB |  | C6B(A,H)-X37(C,U)-C | 13 | 16 | Yes | Yes | 2013-03-14 |  | 2
FALSE | S4BF-048KC | 2750 | 5556700 | MAYTAG | CSA4BF048KC | AC | Split System: Air-Cooled Condensing Unit, Coil with Blower | S4BF-048KC |  | C6B(A,H)-F60(C,U)-D+TXV-X4.0 | 12 | 15 | Yes | Yes | 2013-03-14 |  | 0
FALSE | S4BF-048KC | 2750 | 5556701 | MAYTAG | CSA4BF048KC | AC | Split System: Air-Cooled Condensing Unit, Coil with Blower | S4BF-048KC |  | C6B(A,H)-X48(C,U)-C | 12.5 | 16 | Yes | Yes | 2013-03-14 |  | 1
FALSE | S4BF-048KC | 2750 | 5556702 | MAYTAG | CSA4BF048KC | AC | Split System: Air-Cooled Condensing Unit, Coil with Blower | S4BF-048KC |  | C6B(A,H)-F60(C,U)-D+TXV-X4.0 | 12 | 15 | Yes | Yes | 2013-03-14 |  | 0
FALSE | S4BF-048KC | 2750 | 5556703 | MAYTAG | CSA4BF048KC | AC | Split System: Air-Cooled Condensing Unit, Coil with Blower | S4BF-048KC |  | C6B(A,H)-X48(C,U)-C | 12.5 | 16 | Yes | Yes | 2013-03-14 |  | 1
FALSE | S4BF-048KC | 2750 | 5556704 | MAYTAG | CSA4BF048KC | AC | Split System: Air-Cooled Condensing Unit, Coil with Blower | S4BF-048KC |  | C6B(A,H)-F60(C,U)-C+TXV-X4.0 | 12.5 | 16 | Yes | Yes | 2013-03-14 |  | 1
FALSE | S4BF-048KC | 2750 | 5556705 | MAYTAG | CSA4BF048KC | AC | Split System: Air-Cooled Condensing Unit, Coil with Blower | S4BF-048KC |  | C6B(A,H)-X48(C,U)-D | 12 | 15 | Yes | Yes | 2013-03-14 |  | 0
FALSE | S4BF-048KC | 2750 | 5556706 | MAYTAG | CSA4BF048KC | AC | Split System: Air-Cooled Condensing Unit, Coil with Blower | S4BF-048KC |  | C6B(A,H)-F60(C,U)-C+TXV-X4.0 | 12.5 | 16 | Yes | Yes | 2013-03-14 |  | 1
FALSE | S4BF-048KC | 2750 | 5556707 | MAYTAG | CSA4BF048KC | AC | Split System: Air-Cooled Condensing Unit, Coil with Blower | S4BF-048KC |  | C6B(A,H)-F60(C,U)-C+TXV-X4.0 | 12.5 | 16 | Yes | Yes | 2013-03-14 |  | 1
FALSE | S4BF-048KC | 2750 | 5556708 | MAYTAG | CSA4BF048KC | AC | Split System: Air-Cooled Condensing Unit, Coil with Blower | S4BF-048KC |  | C6B(A,H)-F60(C,U)-D+TXV-X4.0 | 12 | 15 | Yes | Yes | 2013-03-14 |  | 0
FALSE | S4BF-048KC | 2750 | 5556709 | MAYTAG | CSA4BF048KC | AC | Split System: Air-Cooled Condensing Unit, Coil with Blower | S4BF-048KC |  | C6B(A,H)-X48(C,U)-C | 12.5 | 16 | Yes | Yes | 2013-03-14 |  | 1
FALSE | S4BF-048KC | 2750 | 5556710 | MAYTAG | CSA4BF048KC | AC | Split System: Air-Cooled Condensing Unit, Coil with Blower | S4BF-048KC |  | C6B(A,H)-X48(C,U)-D | 12 | 15 | Yes | Yes | 2013-03-14 |  | 0
FALSE | S4BF-048KC | 2750 | 5556711 | MAYTAG | CSA4BF048KC | AC | Split System: Air-Cooled Condensing Unit, Coil with Blower | S4BF-048KC |  | C6B(A,H)-X48(C,U)-D | 12 | 15 | Yes | Yes | 2013-03-14 |  | 0
FALSE | S4BF-048KC | 2750 | 5556712 | MAYTAG | CSA4BF048KC | AC | Split System: Air-Cooled Condensing Unit, Coil with Blower | S4BF-048KC |  | C6B(A,H)-X48(C,U)-D | 12 | 15 | Yes | Yes | 2013-03-14 |  | 0
FALSE | S4BF-048KC | 2750 | 5556713 | MAYTAG | CSA4BF048KC | AC | Split System: Air-Cooled Condensing Unit, Coil with Blower | S4BF-048KC |  | C6B(A,H)-F60(C,U)-C+TXV-X4.0 | 13 | 16 | Yes | Yes | 2013-03-14 |  | 2
TRUE | S4BF-048KC | 2750 | 5556714 | MAYTAG | CSA4BF048KC | AC | Split System: Air-Cooled Condensing Unit, Coil with Blower | S4BF-048KC |  | B6VMAX48K-C | 13 | 16 | Yes | Yes | 2013-03-14 |  | 2
FALSE | S4BF-048KC | 2750 | 5556715 | MAYTAG | CSA4BF048KC | AC | Split System: Air-Cooled Condensing Unit, Coil with Blower | S4BF-048KC |  | C6B(A,H)-X48(C,U)-C | 13 | 16 | Yes | Yes | 2013-03-14 |  | 2
FALSE | S4BF-048KC | 2750 | 5556765 | MAYTAG | PSA4BF048KC | AC | Split System: Air-Cooled Condensing Unit, Coil with Blower | S4BF-048KC |  | C6B(A,H)-F60(C,U)-D+TXV-X4.0 | 12 | 15 | Yes | Yes | 2013-03-14 |  | 0
FALSE | S4BF-048KC | 2750 | 5556766 | MAYTAG | PSA4BF048KC | AC | Split System: Air-Cooled Condensing Unit, Coil with Blower | S4BF-048KC |  | C6B(A,H)-X48(C,U)-C | 12.5 | 16 | Yes | Yes | 2013-03-14 |  | 1
FALSE | S4BF-048KC | 2750 | 5556767 | MAYTAG | PSA4BF048KC | AC | Split System: Air-Cooled Condensing Unit, Coil with Blower | S4BF-048KC |  | C6B(A,H)-F60(C,U)-D+TXV-X4.0 | 12 | 15 | Yes | Yes | 2013-03-14 |  | 0
FALSE | S4BF-048KC | 2750 | 5556768 | MAYTAG | PSA4BF048KC | AC | Split System: Air-Cooled Condensing Unit, Coil with Blower | S4BF-048KC |  | C6B(A,H)-X48(C,U)-C | 12.5 | 16 | Yes | Yes | 2013-03-14 |  | 1
FALSE | S4BF-048KC | 2750 | 5556769 | MAYTAG | PSA4BF048KC | AC | Split System: Air-Cooled Condensing Unit, Coil with Blower | S4BF-048KC |  | C6B(A,H)-F60(C,U)-C+TXV-X4.0 | 12.5 | 16 | Yes | Yes | 2013-03-14 |  | 1
FALSE | S4BF-048KC | 2750 | 5556770 | MAYTAG | PSA4BF048KC | AC | Split System: Air-Cooled Condensing Unit, Coil with Blower | S4BF-048KC |  | C6B(A,H)-X48(C,U)-D | 12 | 15 | Yes | Yes | 2013-03-14 |  | 0
FALSE | S4BF-048KC | 2750 | 5556771 | MAYTAG | PSA4BF048KC | AC | Split System: Air-Cooled Condensing Unit, Coil with Blower | S4BF-048KC |  | C6B(A,H)-F60(C,U)-C+TXV-X4.0 | 12.5 | 16 | Yes | Yes | 2013-03-14 |  | 1
FALSE | S4BF-048KC | 2750 | 5556772 | MAYTAG | PSA4BF048KC | AC | Split System: Air-Cooled Condensing Unit, Coil with Blower | S4BF-048KC |  | C6B(A,H)-F60(C,U)-C+TXV-X4.0 | 12.5 | 16 | Yes | Yes | 2013-03-14 |  | 1
FALSE | S4BF-048KC | 2750 | 5556773 | MAYTAG | PSA4BF048KC | AC | Split System: Air-Cooled Condensing Unit, Coil with Blower | S4BF-048KC |  | C6B(A,H)-F60(C,U)-D+TXV-X4.0 | 12 | 15 | Yes | Yes | 2013-03-14 |  | 0
FALSE | S4BF-048KC | 2750 | 5556774 | MAYTAG | PSA4BF048KC | AC | Split System: Air-Cooled Condensing Unit, Coil with Blower | S4BF-048KC |  | C6B(A,H)-X48(C,U)-C | 12.5 | 16 | Yes | Yes | 2013-03-14 |  | 1
FALSE | S4BF-048KC | 2750 | 5556775 | MAYTAG | PSA4BF048KC | AC | Split System: Air-Cooled Condensing Unit, Coil with Blower | S4BF-048KC |  | C6B(A,H)-X48(C,U)-D | 12 | 15 | Yes | Yes | 2013-03-14 |  | 0
FALSE | S4BF-048KC | 2750 | 5556777 | MAYTAG | PSA4BF048KC | AC | Split System: Air-Cooled Condensing Unit, Coil with Blower | S4BF-048KC |  | C6B(A,H)-X48(C,U)-D | 12 | 15 | Yes | Yes | 2013-03-14 |  | 0
FALSE | S4BF-048KC | 2750 | 5556778 | MAYTAG | PSA4BF048KC | AC | Split System: Air-Cooled Condensing Unit, Coil with Blower | S4BF-048KC |  | C6B(A,H)-X48(C,U)-D | 12 | 15 | Yes | Yes | 2013-03-14 |  | 0
FALSE | S4BF-048KC | 2750 | 5556779 | MAYTAG | PSA4BF048KC | AC | Split System: Air-Cooled Condensing Unit, Coil with Blower | S4BF-048KC |  | C6B(A,H)-F60(C,U)-C+TXV-X4.0 | 13 | 16 | Yes | Yes | 2013-03-14 |  | 2
TRUE | S4BF-048KC | 2750 | 5556780 | MAYTAG | PSA4BF048KC | AC | Split System: Air-Cooled Condensing Unit, Coil with Blower | S4BF-048KC |  | B6VMAX48K-C | 13 | 16 | Yes | Yes | 2013-03-14 |  | 2
FALSE | S4BF-048KC | 2750 | 5556781 | MAYTAG | PSA4BF048KC | AC | Split System: Air-Cooled Condensing Unit, Coil with Blower | S4BF-048KC |  | C6B(A,H)-X48(C,U)-C | 13 | 16 | Yes | Yes | 2013-03-14 |  | 2
FALSE | S4BF-024KB | 2733 | 5556782 | NORDYNE, LLC. | ES4BF-024KB | AC | Split System: Air-Cooled Condensing Unit, Coil with Blower | S4BF-024KB |  | C6B(A,H)-F24(C,U)-B+TXV-X2.0 | 12.5 | 15.5 | Yes | Yes | 2013-03-14 |  | 1
FALSE | S4BF-024KB | 2733 | 5556783 | NORDYNE, LLC. | ES4BF-024KB | AC | Split System: Air-Cooled Condensing Unit, Coil with Blower | S4BF-024KB |  | C6B(A,H)-X24(C,U)-B | 12.5 | 15.5 | Yes | Yes | 2013-03-14 |  | 1
FALSE | S4BF-024KB | 2733 | 5556784 | NORDYNE, LLC. | ES4BF-024KB | AC | Split System: Air-Cooled Condensing Unit, Coil with Blower | S4BF-024KB |  | C6B(A,H)-X26(C,U)-B | 13 | 16 | Yes | Yes | 2013-03-14 |  | 2
FALSE | S4BF-024KB | 2733 | 5556735 | MAYTAG | PSA4BF024KB | AC | Split System: Air-Cooled Condensing Unit, Coil with Blower | S4BF-024KB |  | C6B(A,H)-F24(C,U)-B+TXV-X2.0 | 13 | 16 | Yes | Yes | 2013-03-14 |  | 2
FALSE | S4BF-024KB | 2733 | 5556736 | MAYTAG | PSA4BF024KB | AC | Split System: Air-Cooled Condensing Unit, Coil with Blower | S4BF-024KB |  | C6B(A,H)-X24(C,U)-B | 13 | 16 | Yes | Yes | 2013-03-14 |  | 2
FALSE | S4BF-036KB | 2740 | 5556737 | MAYTAG | PSA4BF036KB | AC | Split System: Air-Cooled Condensing Unit, Coil with Blower | S4BF-036KB |  | C6B(A,H)-F42(C,U)-B+TXV-X3.0 | 12.5 | 15 | Yes | Yes | 2013-03-14 |  | 1
FALSE | S4BF-036KB | 2740 | 5556738 | MAYTAG | PSA4BF036KB | AC | Split System: Air-Cooled Condensing Unit, Coil with Blower | S4BF-036KB |  | C6B(A,H)-F48(C,U)-C+TXV-X3.0 | 13 | 16 | Yes | Yes | 2013-03-14 |  | 2
FALSE | S4BF-036KB | 2740 | 5556739 | MAYTAG | PSA4BF036KB | AC | Split System: Air-Cooled Condensing Unit, Coil with Blower | S4BF-036KB |  | C6B(A,H)-X36(C,U)-B | 12.5 | 15 | Yes | Yes | 2013-03-14 |  | 1
FALSE | S4BF-036KB | 2740 | 5556740 | MAYTAG | PSA4BF036KB | AC | Split System: Air-Cooled Condensing Unit, Coil with Blower | S4BF-036KB |  | C6B(A,H)-X36(C,U)-C | 13 | 16 | Yes | Yes | 2013-03-14 |  | 2
FALSE | S4BF-036KB | 2740 | 5556741 | MAYTAG | PSA4BF036KB | AC | Split System: Air-Cooled Condensing Unit, Coil with Blower | S4BF-036KB |  | C6B(A,H)-F42(C,U)-B+TXV-X3.0 | 12.5 | 15 | Yes | Yes | 2013-03-14 |  | 1
FALSE | S4BF-036KB | 2740 | 5556742 | MAYTAG | PSA4BF036KB | AC | Split System: Air-Cooled Condensing Unit, Coil with Blower | S4BF-036KB |  | C6B(A,H)-X37(C,U)-C | 13 | 16 | Yes | Yes | 2013-03-14 |  | 2
FALSE | S4BF-036KB | 2740 | 5556744 | MAYTAG | PSA4BF036KB | AC | Split System: Air-Cooled Condensing Unit, Coil with Blower | S4BF-036KB |  | C6B(A,H)-X37(C,U)-C | 13 | 16 | Yes | Yes | 2013-03-14 |  | 2
FALSE | S4BF-036KB | 2740 | 5556745 | MAYTAG | PSA4BF036KB | AC | Split System: Air-Cooled Condensing Unit, Coil with Blower | S4BF-036KB |  | C6B(A,H)-F48(C,U)-C+TXV-X3.0 | 13 | 16 | Yes | Yes | 2013-03-14 |  | 2
FALSE | S4BF-036KB | 2740 | 5556746 | MAYTAG | PSA4BF036KB | AC | Split System: Air-Cooled Condensing Unit, Coil with Blower | S4BF-036KB |  | C6B(A,H)-F48(C,U)-C+TXV-X3.0 | 13 | 16 | Yes | Yes | 2013-03-14 |  | 2
FALSE | S4BF-036KB | 2740 | 5556747 | MAYTAG | PSA4BF036KB | AC | Split System: Air-Cooled Condensing Unit, Coil with Blower | S4BF-036KB |  | C6B(A,H)-X36(C,U)-C | 13 | 16 | Yes | Yes | 2013-03-14 |  | 2
FALSE | S4BF-036KB | 2740 | 5556748 | MAYTAG | PSA4BF036KB | AC | Split System: Air-Cooled Condensing Unit, Coil with Blower | S4BF-036KB |  | C6B(A,H)-X37(C,U)-C | 13 | 16 | Yes | Yes | 2013-03-14 |  | 2
FALSE | S4BF-036KB | 2740 | 5556750 | MAYTAG | PSA4BF036KB | AC | Split System: Air-Cooled Condensing Unit, Coil with Blower | S4BF-036KB |  | C6B(A,H)-F42(C,U)-B+TXV-X3.0 | 12.5 | 15 | Yes | Yes | 2013-03-14 |  | 1
FALSE | S4BF-036KB | 2740 | 5556751 | MAYTAG | PSA4BF036KB | AC | Split System: Air-Cooled Condensing Unit, Coil with Blower | S4BF-036KB |  | C6B(A,H)-X36(C,U)-B | 12.5 | 15 | Yes | Yes | 2013-03-14 |  | 1
FALSE | S4BF-036KB | 2740 | 5556752 | MAYTAG | PSA4BF036KB | AC | Split System: Air-Cooled Condensing Unit, Coil with Blower | S4BF-036KB |  | C6B(A,H)-X36(C,U)-B | 12.5 | 15 | Yes | Yes | 2013-03-14 |  | 1
FALSE | S4BF-036KB | 2740 | 5556753 | MAYTAG | PSA4BF036KB | AC | Split System: Air-Cooled Condensing Unit, Coil with Blower | S4BF-036KB |  | C6B(A,H)-X36(C,U)-C | 13 | 16 | Yes | Yes | 2013-03-14 |  | 2
FALSE | S4BF-036KB | 2740 | 5556754 | MAYTAG | PSA4BF036KB | AC | Split System: Air-Cooled Condensing Unit, Coil with Blower | S4BF-036KB |  | C6B(A,H)-F42(C,U)-B+TXV-X3.0 | 12.5 | 15 | Yes | Yes | 2013-03-14 |  | 1
FALSE | S4BF-036KB | 2740 | 5556755 | MAYTAG | PSA4BF036KB | AC | Split System: Air-Cooled Condensing Unit, Coil with Blower | S4BF-036KB |  | C6B(A,H)-F48(C,U)-C+TXV-X3.0 | 13 | 16 | Yes | Yes | 2013-03-14 |  | 2
FALSE | S4BF-036KB | 2740 | 5556756 | MAYTAG | PSA4BF036KB | AC | Split System: Air-Cooled Condensing Unit, Coil with Blower | S4BF-036KB |  | C6B(A,H)-X36(C,U)-B | 12.5 | 15 | Yes | Yes | 2013-03-14 |  | 1
FALSE | S4BF-036KB | 2740 | 5556757 | MAYTAG | PSA4BF036KB | AC | Split System: Air-Cooled Condensing Unit, Coil with Blower | S4BF-036KB |  | C6B(A,H)-X36(C,U)-C | 13 | 16 | Yes | Yes | 2013-03-14 |  | 2
TRUE | S4BF-036KB | 2740 | 5556758 | MAYTAG | PSA4BF036KB | AC | Split System: Air-Cooled Condensing Unit, Coil with Blower | S4BF-036KB |  | B6VMAX36K-B | 13 | 16 | Yes | Yes | 2013-03-14 |  | 2
FALSE | S4BF-036KB | 2740 | 5556759 | MAYTAG | PSA4BF036KB | AC | Split System: Air-Cooled Condensing Unit, Coil with Blower | S4BF-036KB |  | C6B(A,H)-F42(C,U)-B+TXV-X3.0 | 13 | 16 | Yes | Yes | 2013-03-14 |  | 2
FALSE | S4BF-036KB | 2740 | 5556760 | MAYTAG | PSA4BF036KB | AC | Split System: Air-Cooled Condensing Unit, Coil with Blower | S4BF-036KB |  | C6B(A,H)-X36(C,U)-B | 13 | 16 | Yes | Yes | 2013-03-14 |  | 2
FALSE | S4BF-036KB | 2740 | 5556761 | MAYTAG | PSA4BF036KB | AC | Split System: Air-Cooled Condensing Unit, Coil with Blower | S4BF-036KB |  | C6B(A,H)-F48(C,U)-C+TXV-X3.0 | 13 | 16 | Yes | Yes | 2013-03-14 |  | 2
FALSE | S4BF-036KB | 2740 | 5556763 | MAYTAG | PSA4BF036KB | AC | Split System: Air-Cooled Condensing Unit, Coil with Blower | S4BF-036KB |  | C6B(A,H)-X36(C,U)-C | 13 | 16 | Yes | Yes | 2013-03-14 |  | 2
FALSE | S4BF-036KB | 2740 | 5556764 | MAYTAG | PSA4BF036KB | AC | Split System: Air-Cooled Condensing Unit, Coil with Blower | S4BF-036KB |  | C6B(A,H)-X37(C,U)-C | 13 | 16 | Yes | Yes | 2013-03-14 |  | 2
FALSE | S4BF-024KB | 2733 | 5556786 | NORDYNE, LLC. | ES4BF-024KB | AC | Split System: Air-Cooled Condensing Unit, Coil with Blower | S4BF-024KB |  | C6B(A,H)-F24(C,U)-B+TXV-X2.0 | 12.5 | 15.5 | Yes | Yes | 2013-03-14 |  | 1
FALSE | S4BF-024KB | 2733 | 5556787 | NORDYNE, LLC. | ES4BF-024KB | AC | Split System: Air-Cooled Condensing Unit, Coil with Blower | S4BF-024KB |  | C6B(A,H)-F24(C,U)-B+TXV-X2.0 | 12.5 | 15.5 | Yes | Yes | 2013-03-14 |  | 1
FALSE | S4BF-024KB | 2733 | 5556788 | NORDYNE, LLC. | ES4BF-024KB | AC | Split System: Air-Cooled Condensing Unit, Coil with Blower | S4BF-024KB |  | C6B(A,H)-X24(C,U)-B | 12.5 | 15.5 | Yes | Yes | 2013-03-14 |  | 1
FALSE | S4BF-024KB | 2733 | 5556789 | NORDYNE, LLC. | ES4BF-024KB | AC | Split System: Air-Cooled Condensing Unit, Coil with Blower | S4BF-024KB |  | C6B(A,H)-F24(C,U)-B+TXV-X2.0 | 12.5 | 15.5 | Yes | Yes | 2013-03-14 |  | 1
FALSE | S4BF-024KB | 2733 | 5556791 | NORDYNE, LLC. | ES4BF-024KB | AC | Split System: Air-Cooled Condensing Unit, Coil with Blower | S4BF-024KB |  | C6B(A,H)-X24(C,U)-B | 12.5 | 15.5 | Yes | Yes | 2013-03-14 |  | 1
FALSE | S4BF-024KB | 2733 | 5556792 | NORDYNE, LLC. | ES4BF-024KB | AC | Split System: Air-Cooled Condensing Unit, Coil with Blower | S4BF-024KB |  | C6B(A,H)-X24(C,U)-B | 12.5 | 15.5 | Yes | Yes | 2013-03-14 |  | 1
FALSE | S4BF-024KB | 2733 | 5556793 | NORDYNE, LLC. | ES4BF-024KB | AC | Split System: Air-Cooled Condensing Unit, Coil with Blower | S4BF-024KB |  | C6B(A,H)-F24(C,U)-B+TXV-X2.0 | 12.5 | 15.5 | Yes | Yes | 2013-03-14 |  | 1
FALSE | S4BF-024KB | 2733 | 5556794 | NORDYNE, LLC. | ES4BF-024KB | AC | Split System: Air-Cooled Condensing Unit, Coil with Blower | S4BF-024KB |  | C6B(A,H)-X24(C,U)-B | 12.5 | 15.5 | Yes | Yes | 2013-03-14 |  | 1
FALSE | S4BF-024KB | 2733 | 5556795 | NORDYNE, LLC. | ES4BF-024KB | AC | Split System: Air-Cooled Condensing Unit, Coil with Blower | S4BF-024KB |  | C6B(A,H)-X24(C,U)-B | 12.5 | 15.5 | Yes | Yes | 2013-03-14 |  | 1
FALSE | S4BF-024KB | 2733 | 5556796 | NORDYNE, LLC. | ES4BF-024KB | AC | Split System: Air-Cooled Condensing Unit, Coil with Blower | S4BF-024KB |  | C6B(A,H)-X26(C,U)-B | 13 | 16 | Yes | Yes | 2013-03-14 |  | 2
FALSE | S4BF-024KB | 2733 | 5556797 | NORDYNE, LLC. | ES4BF-024KB | AC | Split System: Air-Cooled Condensing Unit, Coil with Blower | S4BF-024KB |  | C6B(A,H)-X26(C,U)-B | 13 | 16 | Yes | Yes | 2013-03-14 |  | 2
FALSE | S4BF-024KB | 2733 | 5556798 | NORDYNE, LLC. | ES4BF-024KB | AC | Split System: Air-Cooled Condensing Unit, Coil with Blower | S4BF-024KB |  | C6B(A,H)-X26(C,U)-B | 13 | 16 | Yes | Yes | 2013-03-14 |  | 2
FALSE | S4BF-024KB | 2733 | 5556799 | NORDYNE, LLC. | ES4BF-024KB | AC | Split System: Air-Cooled Condensing Unit, Coil with Blower | S4BF-024KB |  | C6B(A,H)-F24(C,U)-B+TXV-X2.0 | 12.5 | 15.5 | Yes | Yes | 2013-03-14 |  | 1
FALSE | S4BF-024KB | 2733 | 5556800 | NORDYNE, LLC. | ES4BF-024KB | AC | Split System: Air-Cooled Condensing Unit, Coil with Blower | S4BF-024KB |  | C6B(A,H)-X26(C,U)-B | 13 | 16 | Yes | Yes | 2013-03-14 |  | 2
FALSE | S4BF-024KB | 2733 | 5556801 | NORDYNE, LLC. | ES4BF-024KB | AC | Split System: Air-Cooled Condensing Unit, Coil with Blower | S4BF-024KB |  | C6B(A,H)-X26(C,U)-B | 13 | 16 | Yes | Yes | 2013-03-14 |  | 2
FALSE | S4BF-024KB | 2733 | 5556802 | NORDYNE, LLC. | ES4BF-024KB | AC | Split System: Air-Cooled Condensing Unit, Coil with Blower | S4BF-024KB |  | C6B(A,H)-X26(C,U)-B | 13 | 16 | Yes | Yes | 2013-03-14 |  | 2
TRUE | S4BF-024KB | 2733 | 5556803 | NORDYNE, LLC. | ES4BF-024KB | AC | Split System: Air-Cooled Condensing Unit, Coil with Blower | S4BF-024KB |  | B6VMAX24K-B | 13 | 16 | Yes | Yes | 2013-03-14 |  | 2
FALSE | S4BF-024KB | 2733 | 5556804 | NORDYNE, LLC. | ES4BF-024KB | AC | Split System: Air-Cooled Condensing Unit, Coil with Blower | S4BF-024KB |  | C6B(A,H)-F24(C,U)-B+TXV-X2.0 | 13 | 16 | Yes | Yes | 2013-03-14 |  | 2
FALSE | S4BF-024KB | 2733 | 5556805 | NORDYNE, LLC. | ES4BF-024KB | AC | Split System: Air-Cooled Condensing Unit, Coil with Blower | S4BF-024KB |  | C6B(A,H)-X24(C,U)-B | 13 | 16 | Yes | Yes | 2013-03-14 |  | 2
FALSE | S4BF-036KB | 2740 | 5556806 | NORDYNE, LLC. | ES4BF-036KB | AC | Split System: Air-Cooled Condensing Unit, Coil with Blower | S4BF-036KB |  | C6B(A,H)-F42(C,U)-B+TXV-X3.0 | 12.5 | 15 | Yes | Yes | 2013-03-14 |  | 1
FALSE | S4BF-036KB | 2740 | 5556807 | NORDYNE, LLC. | ES4BF-036KB | AC | Split System: Air-Cooled Condensing Unit, Coil with Blower | S4BF-036KB |  | C6B(A,H)-F48(C,U)-C+TXV-X3.0 | 13 | 16 | Yes | Yes | 2013-03-14 |  | 2
FALSE | S4BF-036KB | 2740 | 5556808 | NORDYNE, LLC. | ES4BF-036KB | AC | Split System: Air-Cooled Condensing Unit, Coil with Blower | S4BF-036KB |  | C6B(A,H)-X36(C,U)-B | 12.5 | 15 | Yes | Yes | 2013-03-14 |  | 1
FALSE | S4BF-036KB | 2740 | 5556809 | NORDYNE, LLC. | ES4BF-036KB | AC | Split System: Air-Cooled Condensing Unit, Coil with Blower | S4BF-036KB |  | C6B(A,H)-X37(C,U)-C | 13 | 16 | Yes | Yes | 2013-03-14 |  | 2
FALSE | S4BF-036KB | 2740 | 5556810 | NORDYNE, LLC. | ES4BF-036KB | AC | Split System: Air-Cooled Condensing Unit, Coil with Blower | S4BF-036KB |  | C6B(A,H)-X36(C,U)-C | 13 | 16 | Yes | Yes | 2013-03-14 |  | 2
FALSE | S4BF-036KB | 2740 | 5556811 | NORDYNE, LLC. | ES4BF-036KB | AC | Split System: Air-Cooled Condensing Unit, Coil with Blower | S4BF-036KB |  | C6B(A,H)-X36(C,U)-C | 13 | 16 | Yes | Yes | 2013-03-14 |  | 2
FALSE | S4BF-036KB | 2740 | 5556812 | NORDYNE, LLC. | ES4BF-036KB | AC | Split System: Air-Cooled Condensing Unit, Coil with Blower | S4BF-036KB |  | C6B(A,H)-F42(C,U)-B+TXV-X3.0 | 12.5 | 15 | Yes | Yes | 2013-03-14 |  | 1
FALSE | S4BF-024KB | 2733 | 5556856 | NORDYNE, LLC. | ES4BF-024KB | AC | Split System: Air-Cooled Condensing Unit, Coil with Blower | S4BF-024KB |  | C6B(A,H)-X26(C,U)-B | 13 | 16 | Yes | Yes | 2013-03-14 |  | 2
FALSE | S4BF-024KB | 2733 | 5556857 | NORDYNE, LLC. | ES4BF-024KB | AC | Split System: Air-Cooled Condensing Unit, Coil with Blower | S4BF-024KB |  | C6B(A,H)-F24(C,U)-B+TXV-X2.0 | 12.5 | 15.5 | Yes | Yes | 2013-03-14 |  | 1
FALSE | S4BF-024KB | 2733 | 5556858 | NORDYNE, LLC. | ES4BF-024KB | AC | Split System: Air-Cooled Condensing Unit, Coil with Blower | S4BF-024KB |  | C6B(A,H)-F24(C,U)-B+TXV-X2.0 | 12.5 | 15.5 | Yes | Yes | 2013-03-14 |  | 1
FALSE | S4BF-024KB | 2733 | 5556859 | NORDYNE, LLC. | ES4BF-024KB | AC | Split System: Air-Cooled Condensing Unit, Coil with Blower | S4BF-024KB |  | C6B(A,H)-F24(C,U)-B+TXV-X2.0 | 12.5 | 15.5 | Yes | Yes | 2013-03-14 |  | 1
FALSE | S4BF-024KB | 2733 | 5556860 | NORDYNE, LLC. | ES4BF-024KB | AC | Split System: Air-Cooled Condensing Unit, Coil with Blower | S4BF-024KB |  | C6B(A,H)-X24(C,U)-B | 12.5 | 15.5 | Yes | Yes | 2013-03-14 |  | 1
FALSE | S4BF-024KB | 2733 | 5556861 | NORDYNE, LLC. | ES4BF-024KB | AC | Split System: Air-Cooled Condensing Unit, Coil with Blower | S4BF-024KB |  | C6B(A,H)-X26(C,U)-B | 13 | 16 | Yes | Yes | 2013-03-14 |  | 2
FALSE | S4BF-024KB | 2733 | 5556862 | NORDYNE, LLC. | ES4BF-024KB | AC | Split System: Air-Cooled Condensing Unit, Coil with Blower | S4BF-024KB |  | C6B(A,H)-F24(C,U)-B+TXV-X2.0 | 12.5 | 15.5 | Yes | Yes | 2013-03-14 |  | 1
FALSE | S4BF-024KB | 2733 | 5556863 | NORDYNE, LLC. | ES4BF-024KB | AC | Split System: Air-Cooled Condensing Unit, Coil with Blower | S4BF-024KB |  | C6B(A,H)-X24(C,U)-B | 12.5 | 15.5 | Yes | Yes | 2013-03-14 |  | 1
FALSE | S4BF-024KB | 2733 | 5556864 | NORDYNE, LLC. | ES4BF-024KB | AC | Split System: Air-Cooled Condensing Unit, Coil with Blower | S4BF-024KB |  | C6B(A,H)-X24(C,U)-B | 12.5 | 15.5 | Yes | Yes | 2013-03-14 |  | 1
FALSE | S4BF-024KB | 2733 | 5556865 | NORDYNE, LLC. | ES4BF-024KB | AC | Split System: Air-Cooled Condensing Unit, Coil with Blower | S4BF-024KB |  | C6B(A,H)-F24(C,U)-B+TXV-X2.0 | 12.5 | 15.5 | Yes | Yes | 2013-03-14 |  | 1
FALSE | S4BF-024KB | 2733 | 5556866 | NORDYNE, LLC. | ES4BF-024KB | AC | Split System: Air-Cooled Condensing Unit, Coil with Blower | S4BF-024KB |  | C6B(A,H)-X24(C,U)-B | 12.5 | 15.5 | Yes | Yes | 2013-03-14 |  | 1
FALSE | S4BF-024KB | 2733 | 5556867 | NORDYNE, LLC. | ES4BF-024KB | AC | Split System: Air-Cooled Condensing Unit, Coil with Blower | S4BF-024KB |  | C6B(A,H)-X24(C,U)-B | 12.5 | 15.5 | Yes | Yes | 2013-03-14 |  | 1
FALSE | S4BF-024KB | 2733 | 5556868 | NORDYNE, LLC. | ES4BF-024KB | AC | Split System: Air-Cooled Condensing Unit, Coil with Blower | S4BF-024KB |  | C6B(A,H)-X26(C,U)-B | 13 | 16 | Yes | Yes | 2013-03-14 |  | 2
FALSE | S4BF-024KB | 2733 | 5556869 | NORDYNE, LLC. | ES4BF-024KB | AC | Split System: Air-Cooled Condensing Unit, Coil with Blower | S4BF-024KB |  | C6B(A,H)-X26(C,U)-B | 13 | 16 | Yes | Yes | 2013-03-14 |  | 2
FALSE | S4BF-024KB | 2733 | 5556870 | NORDYNE, LLC. | ES4BF-024KB | AC | Split System: Air-Cooled Condensing Unit, Coil with Blower | S4BF-024KB |  | C6B(A,H)-X26(C,U)-B | 13 | 16 | Yes | Yes | 2013-03-14 |  | 2
FALSE | S4BF-024KB | 2733 | 5556871 | NORDYNE, LLC. | ES4BF-024KB | AC | Split System: Air-Cooled Condensing Unit, Coil with Blower | S4BF-024KB |  | C6B(A,H)-X26(C,U)-B | 13 | 16 | Yes | Yes | 2013-03-14 |  | 2
FALSE | S4BF-024KB | 2733 | 5556872 | NORDYNE, LLC. | ES4BF-024KB | AC | Split System: Air-Cooled Condensing Unit, Coil with Blower | S4BF-024KB |  | C6B(A,H)-F24(C,U)-B+TXV-X2.0 | 12.5 | 15.5 | Yes | Yes | 2013-03-14 |  | 1
FALSE | S4BF-024KB | 2733 | 5556873 | NORDYNE, LLC. | ES4BF-024KB | AC | Split System: Air-Cooled Condensing Unit, Coil with Blower | S4BF-024KB |  | C6B(A,H)-X24(C,U)-B | 12.5 | 15.5 | Yes | Yes | 2013-03-14 |  | 1
FALSE | S4BF-036KB | 2740 | 5556831 | NORDYNE, LLC. | ES4BF-036KB | AC | Split System: Air-Cooled Condensing Unit, Coil with Blower | S4BF-036KB |  | C6B(A,H)-F42(C,U)-B+TXV-X3.0 | 13 | 16 | Yes | Yes | 2013-03-14 |  | 2
FALSE | S4BF-036KB | 2740 | 5556832 | NORDYNE, LLC. | ES4BF-036KB | AC | Split System: Air-Cooled Condensing Unit, Coil with Blower | S4BF-036KB |  | C6B(A,H)-X36(C,U)-B | 13 | 16 | Yes | Yes | 2013-03-14 |  | 2
FALSE | S4BF-036KB | 2740 | 5556833 | NORDYNE, LLC. | ES4BF-036KB | AC | Split System: Air-Cooled Condensing Unit, Coil with Blower | S4BF-036KB |  | C6B(A,H)-F48(C,U)-C+TXV-X3.0 | 13 | 16 | Yes | Yes | 2013-03-14 |  | 2
FALSE | S4BF-036KB | 2740 | 5556834 | NORDYNE, LLC. | ES4BF-036KB | AC | Split System: Air-Cooled Condensing Unit, Coil with Blower | S4BF-036KB |  | C6B(A,H)-X36(C,U)-C | 13 | 16 | Yes | Yes | 2013-03-14 |  | 2
FALSE | S4BF-036KB | 2740 | 5556835 | NORDYNE, LLC. | ES4BF-036KB | AC | Split System: Air-Cooled Condensing Unit, Coil with Blower | S4BF-036KB |  | C6B(A,H)-X37(C,U)-C | 13 | 16 | Yes | Yes | 2013-03-14 |  | 2
FALSE | S4BF-048KC | 2750 | 5556836 | NORDYNE, LLC. | ES4BF-048KC | AC | Split System: Air-Cooled Condensing Unit, Coil with Blower | S4BF-048KC |  | C6B(A,H)-F60(C,U)-D+TXV-X4.0 | 12 | 15 | Yes | Yes | 2013-03-14 |  | 0
FALSE | S4BF-048KC | 2750 | 5556837 | NORDYNE, LLC. | ES4BF-048KC | AC | Split System: Air-Cooled Condensing Unit, Coil with Blower | S4BF-048KC |  | C6B(A,H)-X48(C,U)-C | 12.5 | 16 | Yes | Yes | 2013-03-14 |  | 1
FALSE | S4BF-048KC | 2750 | 5556838 | NORDYNE, LLC. | ES4BF-048KC | AC | Split System: Air-Cooled Condensing Unit, Coil with Blower | S4BF-048KC |  | C6B(A,H)-X48(C,U)-C | 12.5 | 16 | Yes | Yes | 2013-03-14 |  | 1
FALSE | S4BF-048KC | 2750 | 5556839 | NORDYNE, LLC. | ES4BF-048KC | AC | Split System: Air-Cooled Condensing Unit, Coil with Blower | S4BF-048KC |  | C6B(A,H)-F60(C,U)-C+TXV-X4.0 | 12.5 | 16 | Yes | Yes | 2013-03-14 |  | 1
FALSE | S4BF-048KC | 2750 | 5556840 | NORDYNE, LLC. | ES4BF-048KC | AC | Split System: Air-Cooled Condensing Unit, Coil with Blower | S4BF-048KC |  | C6B(A,H)-X48(C,U)-C | 12.5 | 16 | Yes | Yes | 2013-03-14 |  | 1
FALSE | S4BF-048KC | 2750 | 5556841 | NORDYNE, LLC. | ES4BF-048KC | AC | Split System: Air-Cooled Condensing Unit, Coil with Blower | S4BF-048KC |  | C6B(A,H)-X48(C,U)-D | 12 | 15 | Yes | Yes | 2013-03-14 |  | 0
FALSE | S4BF-048KC | 2750 | 5556842 | NORDYNE, LLC. | ES4BF-048KC | AC | Split System: Air-Cooled Condensing Unit, Coil with Blower | S4BF-048KC |  | C6B(A,H)-F60(C,U)-C+TXV-X4.0 | 12.5 | 16 | Yes | Yes | 2013-03-14 |  | 1
FALSE | S4BF-048KC | 2750 | 5556843 | NORDYNE, LLC. | ES4BF-048KC | AC | Split System: Air-Cooled Condensing Unit, Coil with Blower | S4BF-048KC |  | C6B(A,H)-F60(C,U)-C+TXV-X4.0 | 12.5 | 16 | Yes | Yes | 2013-03-14 |  | 1
FALSE | S4BF-048KC | 2750 | 5556844 | NORDYNE, LLC. | ES4BF-048KC | AC | Split System: Air-Cooled Condensing Unit, Coil with Blower | S4BF-048KC |  | C6B(A,H)-F60(C,U)-C+TXV-X4.0 | 12.5 | 16 | Yes | Yes | 2013-03-14 |  | 1
FALSE | S4BF-048KC | 2750 | 5556845 | NORDYNE, LLC. | ES4BF-048KC | AC | Split System: Air-Cooled Condensing Unit, Coil with Blower | S4BF-048KC |  | C6B(A,H)-F60(C,U)-D+TXV-X4.0 | 12 | 15 | Yes | Yes | 2013-03-14 |  | 0
FALSE | S4BF-048KC | 2750 | 5556846 | NORDYNE, LLC. | ES4BF-048KC | AC | Split System: Air-Cooled Condensing Unit, Coil with Blower | S4BF-048KC |  | C6B(A,H)-F60(C,U)-D+TXV-X4.0 | 12 | 15 | Yes | Yes | 2013-03-14 |  | 0
FALSE | S4BF-048KC | 2750 | 5556847 | NORDYNE, LLC. | ES4BF-048KC | AC | Split System: Air-Cooled Condensing Unit, Coil with Blower | S4BF-048KC |  | C6B(A,H)-X48(C,U)-C | 12.5 | 16 | Yes | Yes | 2013-03-14 |  | 1
FALSE | S4BF-048KC | 2750 | 5556848 | NORDYNE, LLC. | ES4BF-048KC | AC | Split System: Air-Cooled Condensing Unit, Coil with Blower | S4BF-048KC |  | C6B(A,H)-X48(C,U)-D | 12 | 15 | Yes | Yes | 2013-03-14 |  | 0
FALSE | S4BF-048KC | 2750 | 5556849 | NORDYNE, LLC. | ES4BF-048KC | AC | Split System: Air-Cooled Condensing Unit, Coil with Blower | S4BF-048KC |  | C6B(A,H)-X48(C,U)-D | 12 | 15 | Yes | Yes | 2013-03-14 |  | 0
FALSE | S4BF-048KC | 2750 | 5556850 | NORDYNE, LLC. | ES4BF-048KC | AC | Split System: Air-Cooled Condensing Unit, Coil with Blower | S4BF-048KC |  | C6B(A,H)-X48(C,U)-D | 12 | 15 | Yes | Yes | 2013-03-14 |  | 0
FALSE | S4BF-048KC | 2750 | 5556851 | NORDYNE, LLC. | ES4BF-048KC | AC | Split System: Air-Cooled Condensing Unit, Coil with Blower | S4BF-048KC |  | C6B(A,H)-F60(C,U)-C+TXV-X4.0 | 13 | 16 | Yes | Yes | 2013-03-14 |  | 2
TRUE | S4BF-048KC | 2750 | 5556852 | NORDYNE, LLC. | ES4BF-048KC | AC | Split System: Air-Cooled Condensing Unit, Coil with Blower | S4BF-048KC |  | B6VMAX48K-C | 13 | 16 | Yes | Yes | 2013-03-14 |  | 2
FALSE | S4BF-048KC | 2750 | 5556853 | NORDYNE, LLC. | ES4BF-048KC | AC | Split System: Air-Cooled Condensing Unit, Coil with Blower | S4BF-048KC |  | C6B(A,H)-X48(C,U)-C | 13 | 16 | Yes | Yes | 2013-03-14 |  | 2
FALSE | S4BF-024KB | 2733 | 5556854 | NORDYNE, LLC. | ES4BF-024KB | AC | Split System: Air-Cooled Condensing Unit, Coil with Blower | S4BF-024KB |  | C6B(A,H)-F24(C,U)-B+TXV-X2.0 | 12.5 | 15.5 | Yes | Yes | 2013-03-14 |  | 1
FALSE | S4BF-024KB | 2733 | 5556855 | NORDYNE, LLC. | ES4BF-024KB | AC | Split System: Air-Cooled Condensing Unit, Coil with Blower | S4BF-024KB |  | C6B(A,H)-X24(C,U)-B | 12.5 | 15.5 | Yes | Yes | 2013-03-14 |  | 1
FALSE | S4BF-024KB | 2733 | 5556874 | NORDYNE, LLC. | ES4BF-024KB | AC | Split System: Air-Cooled Condensing Unit, Coil with Blower | S4BF-024KB |  | C6B(A,H)-X24(C,U)-B | 12.5 | 15.5 | Yes | Yes | 2013-03-14 |  | 1
FALSE | S4BF-024KB | 2733 | 5556875 | NORDYNE, LLC. | ES4BF-024KB | AC | Split System: Air-Cooled Condensing Unit, Coil with Blower | S4BF-024KB |  | C6B(A,H)-X26(C,U)-B | 13 | 16 | Yes | Yes | 2013-03-14 |  | 2
FALSE | S4BF-024KB | 2733 | 5556876 | NORDYNE, LLC. | ES4BF-024KB | AC | Split System: Air-Cooled Condensing Unit, Coil with Blower | S4BF-024KB |  | C6B(A,H)-X26(C,U)-B | 13 | 16 | Yes | Yes | 2013-03-14 |  | 2
FALSE | S4BF-024KB | 2733 | 5556877 | NORDYNE, LLC. | ES4BF-024KB | AC | Split System: Air-Cooled Condensing Unit, Coil with Blower | S4BF-024KB |  | C6B(A,H)-F24(C,U)-B+TXV-X2.0 | 12.5 | 15.5 | Yes | Yes | 2013-03-14 |  | 1
FALSE | S4BF-036KB | 2740 | 5556878 | NORDYNE, LLC. | ES4BF-036KB | AC | Split System: Air-Cooled Condensing Unit, Coil with Blower | S4BF-036KB |  | C6B(A,H)-F42(C,U)-B+TXV-X3.0 | 12.5 | 15 | Yes | Yes | 2013-03-14 |  | 1
FALSE | S4BF-036KB | 2740 | 5556879 | NORDYNE, LLC. | ES4BF-036KB | AC | Split System: Air-Cooled Condensing Unit, Coil with Blower | S4BF-036KB |  | C6B(A,H)-F48(C,U)-C+TXV-X3.0 | 13 | 16 | Yes | Yes | 2013-03-14 |  | 2
FALSE | S4BF-036KB | 2740 | 5556880 | NORDYNE, LLC. | ES4BF-036KB | AC | Split System: Air-Cooled Condensing Unit, Coil with Blower | S4BF-036KB |  | C6B(A,H)-X36(C,U)-B | 12.5 | 15 | Yes | Yes | 2013-03-14 |  | 1
FALSE | S4BF-036KB | 2740 | 5556881 | NORDYNE, LLC. | ES4BF-036KB | AC | Split System: Air-Cooled Condensing Unit, Coil with Blower | S4BF-036KB |  | C6B(A,H)-X36(C,U)-C | 13 | 16 | Yes | Yes | 2013-03-14 |  | 2
FALSE | S4BF-036KB | 2740 | 5556882 | NORDYNE, LLC. | ES4BF-036KB | AC | Split System: Air-Cooled Condensing Unit, Coil with Blower | S4BF-036KB |  | C6B(A,H)-X36(C,U)-C | 13 | 16 | Yes | Yes | 2013-03-14 |  | 2
FALSE | S4BF-036KB | 2740 | 5556883 | NORDYNE, LLC. | ES4BF-036KB | AC | Split System: Air-Cooled Condensing Unit, Coil with Blower | S4BF-036KB |  | C6B(A,H)-F42(C,U)-B+TXV-X3.0 | 12.5 | 15 | Yes | Yes | 2013-03-14 |  | 1
FALSE | S4BF-036KB | 2740 | 5556884 | NORDYNE, LLC. | ES4BF-036KB | AC | Split System: Air-Cooled Condensing Unit, Coil with Blower | S4BF-036KB |  | C6B(A,H)-X37(C,U)-C | 13 | 16 | Yes | Yes | 2013-03-14 |  | 2
FALSE | S4BF-036KB | 2740 | 5556885 | NORDYNE, LLC. | ES4BF-036KB | AC | Split System: Air-Cooled Condensing Unit, Coil with Blower | S4BF-036KB |  | C6B(A,H)-X37(C,U)-C | 13 | 16 | Yes | Yes | 2013-03-14 |  | 2
FALSE | S4BF-036KB | 2740 | 5556886 | NORDYNE, LLC. | ES4BF-036KB | AC | Split System: Air-Cooled Condensing Unit, Coil with Blower | S4BF-036KB |  | C6B(A,H)-F42(C,U)-B+TXV-X3.0 | 12.5 | 15 | Yes | Yes | 2013-03-14 |  | 1
FALSE | S4BF-036KB | 2740 | 5556887 | NORDYNE, LLC. | ES4BF-036KB | AC | Split System: Air-Cooled Condensing Unit, Coil with Blower | S4BF-036KB |  | C6B(A,H)-X37(C,U)-C | 13 | 16 | Yes | Yes | 2013-03-14 |  | 2
FALSE | S4BF-036KB | 2740 | 5556888 | NORDYNE, LLC. | ES4BF-036KB | AC | Split System: Air-Cooled Condensing Unit, Coil with Blower | S4BF-036KB |  | C6B(A,H)-F48(C,U)-C+TXV-X3.0 | 13 | 16 | Yes | Yes | 2013-03-14 |  | 2
FALSE | S4BF-036KB | 2740 | 5556889 | NORDYNE, LLC. | ES4BF-036KB | AC | Split System: Air-Cooled Condensing Unit, Coil with Blower | S4BF-036KB |  | C6B(A,H)-F48(C,U)-C+TXV-X3.0 | 13 | 16 | Yes | Yes | 2013-03-14 |  | 2
FALSE | S4BF-036KB | 2740 | 5556890 | NORDYNE, LLC. | ES4BF-036KB | AC | Split System: Air-Cooled Condensing Unit, Coil with Blower | S4BF-036KB |  | C6B(A,H)-F48(C,U)-C+TXV-X3.0 | 13 | 16 | Yes | Yes | 2013-03-14 |  | 2
FALSE | S4BF-036KB | 2740 | 5556891 | NORDYNE, LLC. | ES4BF-036KB | AC | Split System: Air-Cooled Condensing Unit, Coil with Blower | S4BF-036KB |  | C6B(A,H)-X36(C,U)-B | 12.5 | 15 | Yes | Yes | 2013-03-14 |  | 1
FALSE | S4BF-036KB | 2740 | 5556892 | NORDYNE, LLC. | ES4BF-036KB | AC | Split System: Air-Cooled Condensing Unit, Coil with Blower | S4BF-036KB |  | C6B(A,H)-X36(C,U)-C | 13 | 16 | Yes | Yes | 2013-03-14 |  | 2
FALSE | S4BF-036KB | 2740 | 5556893 | NORDYNE, LLC. | ES4BF-036KB | AC | Split System: Air-Cooled Condensing Unit, Coil with Blower | S4BF-036KB |  | C6B(A,H)-X37(C,U)-C | 13 | 16 | Yes | Yes | 2013-03-14 |  | 2
FALSE | S4BF-036KB | 2740 | 5556894 | NORDYNE, LLC. | ES4BF-036KB | AC | Split System: Air-Cooled Condensing Unit, Coil with Blower | S4BF-036KB |  | C6B(A,H)-F42(C,U)-B+TXV-X3.0 | 12.5 | 15 | Yes | Yes | 2013-03-14 |  | 1
FALSE | S4BF-036KB | 2740 | 5556895 | NORDYNE, LLC. | ES4BF-036KB | AC | Split System: Air-Cooled Condensing Unit, Coil with Blower | S4BF-036KB |  | C6B(A,H)-X36(C,U)-C | 13 | 16 | Yes | Yes | 2013-03-14 |  | 2
FALSE | S4BF-036KB | 2740 | 5556896 | NORDYNE, LLC. | ES4BF-036KB | AC | Split System: Air-Cooled Condensing Unit, Coil with Blower | S4BF-036KB |  | C6B(A,H)-F42(C,U)-B+TXV-X3.0 | 12.5 | 15 | Yes | Yes | 2013-03-14 |  | 1
FALSE | S4BF-036KB | 2740 | 5556897 | NORDYNE, LLC. | ES4BF-036KB | AC | Split System: Air-Cooled Condensing Unit, Coil with Blower | S4BF-036KB |  | C6B(A,H)-X36(C,U)-B | 12.5 | 15 | Yes | Yes | 2013-03-14 |  | 1
FALSE | S4BF-036KB | 2740 | 5556898 | NORDYNE, LLC. | ES4BF-036KB | AC | Split System: Air-Cooled Condensing Unit, Coil with Blower | S4BF-036KB |  | C6B(A,H)-X36(C,U)-B | 12.5 | 15 | Yes | Yes | 2013-03-14 |  | 1
FALSE | S4BF-036KB | 2740 | 5556899 | NORDYNE, LLC. | ES4BF-036KB | AC | Split System: Air-Cooled Condensing Unit, Coil with Blower | S4BF-036KB |  | C6B(A,H)-X36(C,U)-C | 13 | 16 | Yes | Yes | 2013-03-14 |  | 2
FALSE | S4BF-024KB | 2733 | 5556943 | NORDYNE, LLC. | FS4BF-024KB | AC | Split System: Air-Cooled Condensing Unit, Coil with Blower | S4BF-024KB |  | C6B(A,H)-X24(C,U)-B | 12.5 | 15.5 | Yes | Yes | 2013-03-14 |  | 1
FALSE | S4BF-024KB | 2733 | 5556944 | NORDYNE, LLC. | FS4BF-024KB | AC | Split System: Air-Cooled Condensing Unit, Coil with Blower | S4BF-024KB |  | C6B(A,H)-X26(C,U)-B | 13 | 16 | Yes | Yes | 2013-03-14 |  | 2
FALSE | S4BF-024KB | 2733 | 5556945 | NORDYNE, LLC. | FS4BF-024KB | AC | Split System: Air-Cooled Condensing Unit, Coil with Blower | S4BF-024KB |  | C6B(A,H)-X26(C,U)-B | 13 | 16 | Yes | Yes | 2013-03-14 |  | 2
FALSE | S4BF-024KB | 2733 | 5556946 | NORDYNE, LLC. | FS4BF-024KB | AC | Split System: Air-Cooled Condensing Unit, Coil with Blower | S4BF-024KB |  | C6B(A,H)-F24(C,U)-B+TXV-X2.0 | 12.5 | 15.5 | Yes | Yes | 2013-03-14 |  | 1
FALSE | S4BF-024KB | 2733 | 5556947 | NORDYNE, LLC. | FS4BF-024KB | AC | Split System: Air-Cooled Condensing Unit, Coil with Blower | S4BF-024KB |  | C6B(A,H)-X26(C,U)-B | 13 | 16 | Yes | Yes | 2013-03-14 |  | 2
TRUE | S4BF-024KB | 2733 | 5556948 | NORDYNE, LLC. | FS4BF-024KB | AC | Split System: Air-Cooled Condensing Unit, Coil with Blower | S4BF-024KB |  | B6VMAX24K-B | 13 | 16 | Yes | Yes | 2013-03-14 |  | 2
FALSE | S4BF-024KB | 2733 | 5556949 | NORDYNE, LLC. | FS4BF-024KB | AC | Split System: Air-Cooled Condensing Unit, Coil with Blower | S4BF-024KB |  | C6B(A,H)-F24(C,U)-B+TXV-X2.0 | 13 | 16 | Yes | Yes | 2013-03-14 |  | 2
FALSE | S4BF-024KB | 2733 | 5556950 | NORDYNE, LLC. | FS4BF-024KB | AC | Split System: Air-Cooled Condensing Unit, Coil with Blower | S4BF-024KB |  | C6B(A,H)-X24(C,U)-B | 13 | 16 | Yes | Yes | 2013-03-14 |  | 2
FALSE | S4BF-036KB | 2740 | 5556951 | NORDYNE, LLC. | FS4BF-036KB | AC | Split System: Air-Cooled Condensing Unit, Coil with Blower | S4BF-036KB |  | C6B(A,H)-F42(C,U)-B+TXV-X3.0 | 12.5 | 15 | Yes | Yes | 2013-03-14 |  | 1
FALSE | S4BF-036KB | 2740 | 5556952 | NORDYNE, LLC. | FS4BF-036KB | AC | Split System: Air-Cooled Condensing Unit, Coil with Blower | S4BF-036KB |  | C6B(A,H)-F48(C,U)-C+TXV-X3.0 | 13 | 16 | Yes | Yes | 2013-03-14 |  | 2
FALSE | S4BF-036KB | 2740 | 5556953 | NORDYNE, LLC. | FS4BF-036KB | AC | Split System: Air-Cooled Condensing Unit, Coil with Blower | S4BF-036KB |  | C6B(A,H)-X36(C,U)-B | 12.5 | 15 | Yes | Yes | 2013-03-14 |  | 1
FALSE | S4BF-036KB | 2740 | 5556954 | NORDYNE, LLC. | FS4BF-036KB | AC | Split System: Air-Cooled Condensing Unit, Coil with Blower | S4BF-036KB |  | C6B(A,H)-X37(C,U)-C | 13 | 16 | Yes | Yes | 2013-03-14 |  | 2
FALSE | S4BF-036KB | 2740 | 5556955 | NORDYNE, LLC. | FS4BF-036KB | AC | Split System: Air-Cooled Condensing Unit, Coil with Blower | S4BF-036KB |  | C6B(A,H)-X36(C,U)-C | 13 | 16 | Yes | Yes | 2013-03-14 |  | 2
FALSE | S4BF-036KB | 2740 | 5556956 | NORDYNE, LLC. | FS4BF-036KB | AC | Split System: Air-Cooled Condensing Unit, Coil with Blower | S4BF-036KB |  | C6B(A,H)-X36(C,U)-C | 13 | 16 | Yes | Yes | 2013-03-14 |  | 2
FALSE | S4BF-036KB | 2740 | 5556957 | NORDYNE, LLC. | FS4BF-036KB | AC | Split System: Air-Cooled Condensing Unit, Coil with Blower | S4BF-036KB |  | C6B(A,H)-F42(C,U)-B+TXV-X3.0 | 12.5 | 15 | Yes | Yes | 2013-03-14 |  | 1
FALSE | S4BF-036KB | 2740 | 5556958 | NORDYNE, LLC. | FS4BF-036KB | AC | Split System: Air-Cooled Condensing Unit, Coil with Blower | S4BF-036KB |  | C6B(A,H)-X37(C,U)-C | 13 | 16 | Yes | Yes | 2013-03-14 |  | 2
FALSE | S4BF-036KB | 2740 | 5556959 | NORDYNE, LLC. | FS4BF-036KB | AC | Split System: Air-Cooled Condensing Unit, Coil with Blower | S4BF-036KB |  | C6B(A,H)-X37(C,U)-C | 13 | 16 | Yes | Yes | 2013-03-14 |  | 2
FALSE | S4BF-036KB | 2740 | 5556960 | NORDYNE, LLC. | FS4BF-036KB | AC | Split System: Air-Cooled Condensing Unit, Coil with Blower | S4BF-036KB |  | C6B(A,H)-F42(C,U)-B+TXV-X3.0 | 12.5 | 15 | Yes | Yes | 2013-03-14 |  | 1
FALSE | S4BF-048KC | 2750 | 5556918 | NORDYNE, LLC. | ES4BF-048KC | AC | Split System: Air-Cooled Condensing Unit, Coil with Blower | S4BF-048KC |  | C6B(A,H)-X48(C,U)-C | 12.5 | 16 | Yes | Yes | 2013-03-14 |  | 1
FALSE | S4BF-048KC | 2750 | 5556919 | NORDYNE, LLC. | ES4BF-048KC | AC | Split System: Air-Cooled Condensing Unit, Coil with Blower | S4BF-048KC |  | C6B(A,H)-X48(C,U)-C | 12.5 | 16 | Yes | Yes | 2013-03-14 |  | 1
FALSE | S4BF-048KC | 2750 | 5556920 | NORDYNE, LLC. | ES4BF-048KC | AC | Split System: Air-Cooled Condensing Unit, Coil with Blower | S4BF-048KC |  | C6B(A,H)-X48(C,U)-D | 12 | 15 | Yes | Yes | 2013-03-14 |  | 0
FALSE | S4BF-048KC | 2750 | 5556921 | NORDYNE, LLC. | ES4BF-048KC | AC | Split System: Air-Cooled Condensing Unit, Coil with Blower | S4BF-048KC |  | C6B(A,H)-X48(C,U)-D | 12 | 15 | Yes | Yes | 2013-03-14 |  | 0
FALSE | S4BF-048KC | 2750 | 5556922 | NORDYNE, LLC. | ES4BF-048KC | AC | Split System: Air-Cooled Condensing Unit, Coil with Blower | S4BF-048KC |  | C6B(A,H)-X48(C,U)-D | 12 | 15 | Yes | Yes | 2013-03-14 |  | 0
FALSE | S4BF-024KB | 2733 | 5556923 | NORDYNE, LLC. | FS4BF-024KB | AC | Split System: Air-Cooled Condensing Unit, Coil with Blower | S4BF-024KB |  | C6B(A,H)-F24(C,U)-B+TXV-X2.0 | 12.5 | 15.5 | Yes | Yes | 2013-03-14 |  | 1
FALSE | S4BF-024KB | 2733 | 5556924 | NORDYNE, LLC. | FS4BF-024KB | AC | Split System: Air-Cooled Condensing Unit, Coil with Blower | S4BF-024KB |  | C6B(A,H)-X24(C,U)-B | 12.5 | 15.5 | Yes | Yes | 2013-03-14 |  | 1
FALSE | S4BF-024KB | 2733 | 5556925 | NORDYNE, LLC. | FS4BF-024KB | AC | Split System: Air-Cooled Condensing Unit, Coil with Blower | S4BF-024KB |  | C6B(A,H)-X26(C,U)-B | 13 | 16 | Yes | Yes | 2013-03-14 |  | 2
FALSE | S4BF-024KB | 2733 | 5556926 | NORDYNE, LLC. | FS4BF-024KB | AC | Split System: Air-Cooled Condensing Unit, Coil with Blower | S4BF-024KB |  | C6B(A,H)-F24(C,U)-B+TXV-X2.0 | 12.5 | 15.5 | Yes | Yes | 2013-03-14 |  | 1
FALSE | S4BF-024KB | 2733 | 5556927 | NORDYNE, LLC. | FS4BF-024KB | AC | Split System: Air-Cooled Condensing Unit, Coil with Blower | S4BF-024KB |  | C6B(A,H)-F24(C,U)-B+TXV-X2.0 | 12.5 | 15.5 | Yes | Yes | 2013-03-14 |  | 1
FALSE | S4BF-024KB | 2733 | 5556928 | NORDYNE, LLC. | FS4BF-024KB | AC | Split System: Air-Cooled Condensing Unit, Coil with Blower | S4BF-024KB |  | C6B(A,H)-F24(C,U)-B+TXV-X2.0 | 12.5 | 15.5 | Yes | Yes | 2013-03-14 |  | 1
FALSE | S4BF-024KB | 2733 | 5556929 | NORDYNE, LLC. | FS4BF-024KB | AC | Split System: Air-Cooled Condensing Unit, Coil with Blower | S4BF-024KB |  | C6B(A,H)-X24(C,U)-B | 12.5 | 15.5 | Yes | Yes | 2013-03-14 |  | 1
FALSE | S4BF-024KB | 2733 | 5556930 | NORDYNE, LLC. | FS4BF-024KB | AC | Split System: Air-Cooled Condensing Unit, Coil with Blower | S4BF-024KB |  | C6B(A,H)-X26(C,U)-B | 13 | 16 | Yes | Yes | 2013-03-14 |  | 2
FALSE | S4BF-024KB | 2733 | 5556931 | NORDYNE, LLC. | FS4BF-024KB | AC | Split System: Air-Cooled Condensing Unit, Coil with Blower | S4BF-024KB |  | C6B(A,H)-F24(C,U)-B+TXV-X2.0 | 12.5 | 15.5 | Yes | Yes | 2013-03-14 |  | 1
FALSE | S4BF-024KB | 2733 | 5556932 | NORDYNE, LLC. | FS4BF-024KB | AC | Split System: Air-Cooled Condensing Unit, Coil with Blower | S4BF-024KB |  | C6B(A,H)-X24(C,U)-B | 12.5 | 15.5 | Yes | Yes | 2013-03-14 |  | 1
FALSE | S4BF-024KB | 2733 | 5556933 | NORDYNE, LLC. | FS4BF-024KB | AC | Split System: Air-Cooled Condensing Unit, Coil with Blower | S4BF-024KB |  | C6B(A,H)-X24(C,U)-B | 12.5 | 15.5 | Yes | Yes | 2013-03-14 |  | 1
FALSE | S4BF-024KB | 2733 | 5556934 | NORDYNE, LLC. | FS4BF-024KB | AC | Split System: Air-Cooled Condensing Unit, Coil with Blower | S4BF-024KB |  | C6B(A,H)-F24(C,U)-B+TXV-X2.0 | 12.5 | 15.5 | Yes | Yes | 2013-03-14 |  | 1
FALSE | S4BF-024KB | 2733 | 5556935 | NORDYNE, LLC. | FS4BF-024KB | AC | Split System: Air-Cooled Condensing Unit, Coil with Blower | S4BF-024KB |  | C6B(A,H)-X24(C,U)-B | 12.5 | 15.5 | Yes | Yes | 2013-03-14 |  | 1
FALSE | S4BF-024KB | 2733 | 5556936 | NORDYNE, LLC. | FS4BF-024KB | AC | Split System: Air-Cooled Condensing Unit, Coil with Blower | S4BF-024KB |  | C6B(A,H)-X24(C,U)-B | 12.5 | 15.5 | Yes | Yes | 2013-03-14 |  | 1
FALSE | S4BF-024KB | 2733 | 5556937 | NORDYNE, LLC. | FS4BF-024KB | AC | Split System: Air-Cooled Condensing Unit, Coil with Blower | S4BF-024KB |  | C6B(A,H)-X26(C,U)-B | 13 | 16 | Yes | Yes | 2013-03-14 |  | 2
FALSE | S4BF-024KB | 2733 | 5556938 | NORDYNE, LLC. | FS4BF-024KB | AC | Split System: Air-Cooled Condensing Unit, Coil with Blower | S4BF-024KB |  | C6B(A,H)-X26(C,U)-B | 13 | 16 | Yes | Yes | 2013-03-14 |  | 2
FALSE | S4BF-024KB | 2733 | 5556939 | NORDYNE, LLC. | FS4BF-024KB | AC | Split System: Air-Cooled Condensing Unit, Coil with Blower | S4BF-024KB |  | C6B(A,H)-X26(C,U)-B | 13 | 16 | Yes | Yes | 2013-03-14 |  | 2
FALSE | S4BF-024KB | 2733 | 5556940 | NORDYNE, LLC. | FS4BF-024KB | AC | Split System: Air-Cooled Condensing Unit, Coil with Blower | S4BF-024KB |  | C6B(A,H)-X26(C,U)-B | 13 | 16 | Yes | Yes | 2013-03-14 |  | 2
FALSE | S4BF-024KB | 2733 | 5556941 | NORDYNE, LLC. | FS4BF-024KB | AC | Split System: Air-Cooled Condensing Unit, Coil with Blower | S4BF-024KB |  | C6B(A,H)-F24(C,U)-B+TXV-X2.0 | 12.5 | 15.5 | Yes | Yes | 2013-03-14 |  | 1
FALSE | S4BF-024KB | 2733 | 5556942 | NORDYNE, LLC. | FS4BF-024KB | AC | Split System: Air-Cooled Condensing Unit, Coil with Blower | S4BF-024KB |  | C6B(A,H)-X24(C,U)-B | 12.5 | 15.5 | Yes | Yes | 2013-03-14 |  | 1
FALSE | S4BF-036KB | 2740 | 5556961 | NORDYNE, LLC. | FS4BF-036KB | AC | Split System: Air-Cooled Condensing Unit, Coil with Blower | S4BF-036KB |  | C6B(A,H)-X37(C,U)-C | 13 | 16 | Yes | Yes | 2013-03-14 |  | 2
FALSE | S4BF-036KB | 2740 | 5556962 | NORDYNE, LLC. | FS4BF-036KB | AC | Split System: Air-Cooled Condensing Unit, Coil with Blower | S4BF-036KB |  | C6B(A,H)-F48(C,U)-C+TXV-X3.0 | 13 | 16 | Yes | Yes | 2013-03-14 |  | 2
FALSE | S4BF-036KB | 2740 | 5556963 | NORDYNE, LLC. | FS4BF-036KB | AC | Split System: Air-Cooled Condensing Unit, Coil with Blower | S4BF-036KB |  | C6B(A,H)-F48(C,U)-C+TXV-X3.0 | 13 | 16 | Yes | Yes | 2013-03-14 |  | 2
FALSE | S4BF-036KB | 2740 | 5556964 | NORDYNE, LLC. | FS4BF-036KB | AC | Split System: Air-Cooled Condensing Unit, Coil with Blower | S4BF-036KB |  | C6B(A,H)-F48(C,U)-C+TXV-X3.0 | 13 | 16 | Yes | Yes | 2013-03-14 |  | 2
FALSE | S4BF-036KB | 2740 | 5556965 | NORDYNE, LLC. | FS4BF-036KB | AC | Split System: Air-Cooled Condensing Unit, Coil with Blower | S4BF-036KB |  | C6B(A,H)-X36(C,U)-B | 12.5 | 15 | Yes | Yes | 2013-03-14 |  | 1
FALSE | S4BF-036KB | 2740 | 5556966 | NORDYNE, LLC. | FS4BF-036KB | AC | Split System: Air-Cooled Condensing Unit, Coil with Blower | S4BF-036KB |  | C6B(A,H)-X36(C,U)-C | 13 | 16 | Yes | Yes | 2013-03-14 |  | 2
FALSE | S4BF-036KB | 2740 | 5556967 | NORDYNE, LLC. | FS4BF-036KB | AC | Split System: Air-Cooled Condensing Unit, Coil with Blower | S4BF-036KB |  | C6B(A,H)-X37(C,U)-C | 13 | 16 | Yes | Yes | 2013-03-14 |  | 2
FALSE | S4BF-036KB | 2740 | 5556968 | NORDYNE, LLC. | FS4BF-036KB | AC | Split System: Air-Cooled Condensing Unit, Coil with Blower | S4BF-036KB |  | C6B(A,H)-F42(C,U)-B+TXV-X3.0 | 12.5 | 15 | Yes | Yes | 2013-03-14 |  | 1
FALSE | S4BF-036KB | 2740 | 5556969 | NORDYNE, LLC. | FS4BF-036KB | AC | Split System: Air-Cooled Condensing Unit, Coil with Blower | S4BF-036KB |  | C6B(A,H)-X36(C,U)-C | 13 | 16 | Yes | Yes | 2013-03-14 |  | 2
FALSE | S4BF-036KB | 2740 | 5556970 | NORDYNE, LLC. | FS4BF-036KB | AC | Split System: Air-Cooled Condensing Unit, Coil with Blower | S4BF-036KB |  | C6B(A,H)-F42(C,U)-B+TXV-X3.0 | 12.5 | 15 | Yes | Yes | 2013-03-14 |  | 1
FALSE | S4BF-036KB | 2740 | 5556971 | NORDYNE, LLC. | FS4BF-036KB | AC | Split System: Air-Cooled Condensing Unit, Coil with Blower | S4BF-036KB |  | C6B(A,H)-X36(C,U)-B | 12.5 | 15 | Yes | Yes | 2013-03-14 |  | 1
FALSE | S4BF-036KB | 2740 | 5556972 | NORDYNE, LLC. | FS4BF-036KB | AC | Split System: Air-Cooled Condensing Unit, Coil with Blower | S4BF-036KB |  | C6B(A,H)-X36(C,U)-B | 12.5 | 15 | Yes | Yes | 2013-03-14 |  | 1
FALSE | S4BF-036KB | 2740 | 5556973 | NORDYNE, LLC. | FS4BF-036KB | AC | Split System: Air-Cooled Condensing Unit, Coil with Blower | S4BF-036KB |  | C6B(A,H)-X36(C,U)-C | 13 | 16 | Yes | Yes | 2013-03-14 |  | 2
FALSE | S4BF-036KB | 2740 | 5556974 | NORDYNE, LLC. | FS4BF-036KB | AC | Split System: Air-Cooled Condensing Unit, Coil with Blower | S4BF-036KB |  | C6B(A,H)-F42(C,U)-B+TXV-X3.0 | 12.5 | 15 | Yes | Yes | 2013-03-14 |  | 1
FALSE | S4BF-036KB | 2740 | 5556975 | NORDYNE, LLC. | FS4BF-036KB | AC | Split System: Air-Cooled Condensing Unit, Coil with Blower | S4BF-036KB |  | C6B(A,H)-F48(C,U)-C+TXV-X3.0 | 13 | 16 | Yes | Yes | 2013-03-14 |  | 2
FALSE | S4BF-036KB | 2740 | 5556976 | NORDYNE, LLC. | FS4BF-036KB | AC | Split System: Air-Cooled Condensing Unit, Coil with Blower | S4BF-036KB |  | C6B(A,H)-F48(C,U)-C+TXV-X3.0 | 13 | 16 | Yes | Yes | 2013-03-14 |  | 2
FALSE | S4BF-036KB | 2740 | 5556977 | NORDYNE, LLC. | FS4BF-036KB | AC | Split System: Air-Cooled Condensing Unit, Coil with Blower | S4BF-036KB |  | C6B(A,H)-X36(C,U)-B | 12.5 | 15 | Yes | Yes | 2013-03-14 |  | 1
FALSE | S4BF-036KB | 2740 | 5556978 | NORDYNE, LLC. | FS4BF-036KB | AC | Split System: Air-Cooled Condensing Unit, Coil with Blower | S4BF-036KB |  | C6B(A,H)-X36(C,U)-B | 12.5 | 15 | Yes | Yes | 2013-03-14 |  | 1
FALSE | S4BF-036KB | 2740 | 5556979 | NORDYNE, LLC. | FS4BF-036KB | AC | Split System: Air-Cooled Condensing Unit, Coil with Blower | S4BF-036KB |  | C6B(A,H)-X36(C,U)-C | 13 | 16 | Yes | Yes | 2013-03-14 |  | 2
TRUE | S4BF-036KB | 2740 | 5556980 | NORDYNE, LLC. | FS4BF-036KB | AC | Split System: Air-Cooled Condensing Unit, Coil with Blower | S4BF-036KB |  | B6VMAX36K-B | 13 | 16 | Yes | Yes | 2013-03-14 |  | 2
FALSE | S4BF-036KB | 2740 | 5556981 | NORDYNE, LLC. | FS4BF-036KB | AC | Split System: Air-Cooled Condensing Unit, Coil with Blower | S4BF-036KB |  | C6B(A,H)-F42(C,U)-B+TXV-X3.0 | 13 | 16 | Yes | Yes | 2013-03-14 |  | 2
FALSE | S4BF-036KB | 2740 | 5556982 | NORDYNE, LLC. | FS4BF-036KB | AC | Split System: Air-Cooled Condensing Unit, Coil with Blower | S4BF-036KB |  | C6B(A,H)-X36(C,U)-B | 13 | 16 | Yes | Yes | 2013-03-14 |  | 2
FALSE | S4BF-036KB | 2740 | 5556983 | NORDYNE, LLC. | FS4BF-036KB | AC | Split System: Air-Cooled Condensing Unit, Coil with Blower | S4BF-036KB |  | C6B(A,H)-F48(C,U)-C+TXV-X3.0 | 13 | 16 | Yes | Yes | 2013-03-14 |  | 2
FALSE | S4BF-036KB | 2740 | 5556984 | NORDYNE, LLC. | FS4BF-036KB | AC | Split System: Air-Cooled Condensing Unit, Coil with Blower | S4BF-036KB |  | C6B(A,H)-X36(C,U)-C | 13 | 16 | Yes | Yes | 2013-03-14 |  | 2
FALSE | S4BF-036KB | 2740 | 5556985 | NORDYNE, LLC. | FS4BF-036KB | AC | Split System: Air-Cooled Condensing Unit, Coil with Blower | S4BF-036KB |  | C6B(A,H)-X37(C,U)-C | 13 | 16 | Yes | Yes | 2013-03-14 |  | 2
FALSE | S4BF-048KC | 2750 | 5556986 | NORDYNE, LLC. | FS4BF-048KC | AC | Split System: Air-Cooled Condensing Unit, Coil with Blower | S4BF-048KC |  | C6B(A,H)-F60(C,U)-D+TXV-X4.0 | 12 | 15 | Yes | Yes | 2013-03-14 |  | 0
FALSE | S4BF-036KB | 2740 | 5557030 | NORDYNE, LLC. | JS4BF-036KB | AC | Split System: Air-Cooled Condensing Unit, Coil with Blower | S4BF-036KB |  | C6B(A,H)-F42(C,U)-B+TXV-X3.0 | 12.5 | 15 | Yes | Yes | 2013-03-14 |  | 1
FALSE | S4BF-036KB | 2740 | 5557031 | NORDYNE, LLC. | JS4BF-036KB | AC | Split System: Air-Cooled Condensing Unit, Coil with Blower | S4BF-036KB |  | C6B(A,H)-F48(C,U)-C+TXV-X3.0 | 13 | 16 | Yes | Yes | 2013-03-14 |  | 2
FALSE | S4BF-036KB | 2740 | 5557032 | NORDYNE, LLC. | JS4BF-036KB | AC | Split System: Air-Cooled Condensing Unit, Coil with Blower | S4BF-036KB |  | C6B(A,H)-X36(C,U)-B | 12.5 | 15 | Yes | Yes | 2013-03-14 |  | 1
FALSE | S4BF-036KB | 2740 | 5557033 | NORDYNE, LLC. | JS4BF-036KB | AC | Split System: Air-Cooled Condensing Unit, Coil with Blower | S4BF-036KB |  | C6B(A,H)-X37(C,U)-C | 13 | 16 | Yes | Yes | 2013-03-14 |  | 2
FALSE | S4BF-036KB | 2740 | 5557034 | NORDYNE, LLC. | JS4BF-036KB | AC | Split System: Air-Cooled Condensing Unit, Coil with Blower | S4BF-036KB |  | C6B(A,H)-X36(C,U)-C | 13 | 16 | Yes | Yes | 2013-03-14 |  | 2
FALSE | S4BF-036KB | 2740 | 5557035 | NORDYNE, LLC. | JS4BF-036KB | AC | Split System: Air-Cooled Condensing Unit, Coil with Blower | S4BF-036KB |  | C6B(A,H)-X36(C,U)-C | 13 | 16 | Yes | Yes | 2013-03-14 |  | 2
FALSE | S4BF-036KB | 2740 | 5557036 | NORDYNE, LLC. | JS4BF-036KB | AC | Split System: Air-Cooled Condensing Unit, Coil with Blower | S4BF-036KB |  | C6B(A,H)-F42(C,U)-B+TXV-X3.0 | 12.5 | 15 | Yes | Yes | 2013-03-14 |  | 1
FALSE | S4BF-036KB | 2740 | 5557037 | NORDYNE, LLC. | JS4BF-036KB | AC | Split System: Air-Cooled Condensing Unit, Coil with Blower | S4BF-036KB |  | C6B(A,H)-X37(C,U)-C | 13 | 16 | Yes | Yes | 2013-03-14 |  | 2
FALSE | S4BF-036KB | 2740 | 5557038 | NORDYNE, LLC. | JS4BF-036KB | AC | Split System: Air-Cooled Condensing Unit, Coil with Blower | S4BF-036KB |  | C6B(A,H)-X37(C,U)-C | 13 | 16 | Yes | Yes | 2013-03-14 |  | 2
FALSE | S4BF-036KB | 2740 | 5557039 | NORDYNE, LLC. | JS4BF-036KB | AC | Split System: Air-Cooled Condensing Unit, Coil with Blower | S4BF-036KB |  | C6B(A,H)-F42(C,U)-B+TXV-X3.0 | 12.5 | 15 | Yes | Yes | 2013-03-14 |  | 1
FALSE | S4BF-036KB | 2740 | 5557040 | NORDYNE, LLC. | JS4BF-036KB | AC | Split System: Air-Cooled Condensing Unit, Coil with Blower | S4BF-036KB |  | C6B(A,H)-X37(C,U)-C | 13 | 16 | Yes | Yes | 2013-03-14 |  | 2
FALSE | S4BF-036KB | 2740 | 5557041 | NORDYNE, LLC. | JS4BF-036KB | AC | Split System: Air-Cooled Condensing Unit, Coil with Blower | S4BF-036KB |  | C6B(A,H)-F48(C,U)-C+TXV-X3.0 | 13 | 16 | Yes | Yes | 2013-03-14 |  | 2
FALSE | S4BF-036KB | 2740 | 5557042 | NORDYNE, LLC. | JS4BF-036KB | AC | Split System: Air-Cooled Condensing Unit, Coil with Blower | S4BF-036KB |  | C6B(A,H)-F48(C,U)-C+TXV-X3.0 | 13 | 16 | Yes | Yes | 2013-03-14 |  | 2
FALSE | S4BF-036KB | 2740 | 5557043 | NORDYNE, LLC. | JS4BF-036KB | AC | Split System: Air-Cooled Condensing Unit, Coil with Blower | S4BF-036KB |  | C6B(A,H)-X36(C,U)-B | 12.5 | 15 | Yes | Yes | 2013-03-14 |  | 1
FALSE | S4BF-036KB | 2740 | 5557044 | NORDYNE, LLC. | JS4BF-036KB | AC | Split System: Air-Cooled Condensing Unit, Coil with Blower | S4BF-036KB |  | C6B(A,H)-X36(C,U)-C | 13 | 16 | Yes | Yes | 2013-03-14 |  | 2
FALSE | S4BF-036KB | 2740 | 5557045 | NORDYNE, LLC. | JS4BF-036KB | AC | Split System: Air-Cooled Condensing Unit, Coil with Blower | S4BF-036KB |  | C6B(A,H)-F42(C,U)-B+TXV-X3.0 | 12.5 | 15 | Yes | Yes | 2013-03-14 |  | 1
FALSE | S4BF-036KB | 2740 | 5557046 | NORDYNE, LLC. | JS4BF-036KB | AC | Split System: Air-Cooled Condensing Unit, Coil with Blower | S4BF-036KB |  | C6B(A,H)-X36(C,U)-C | 13 | 16 | Yes | Yes | 2013-03-14 |  | 2
FALSE | S4BF-036KB | 2740 | 5557047 | NORDYNE, LLC. | JS4BF-036KB | AC | Split System: Air-Cooled Condensing Unit, Coil with Blower | S4BF-036KB |  | C6B(A,H)-X36(C,U)-B | 12.5 | 15 | Yes | Yes | 2013-03-14 |  | 1
FALSE | S4BF-048KC | 2750 | 5557005 | NORDYNE, LLC. | FS4BF-048KC | AC | Split System: Air-Cooled Condensing Unit, Coil with Blower | S4BF-048KC |  | C6B(A,H)-F60(C,U)-C+TXV-X4.0 | 13 | 16 | Yes | Yes | 2013-03-14 |  | 2
TRUE | S4BF-048KC | 2750 | 5557006 | NORDYNE, LLC. | FS4BF-048KC | AC | Split System: Air-Cooled Condensing Unit, Coil with Blower | S4BF-048KC |  | B6VMAX48K-C | 13 | 16 | Yes | Yes | 2013-03-14 |  | 2
FALSE | S4BF-048KC | 2750 | 5557007 | NORDYNE, LLC. | FS4BF-048KC | AC | Split System: Air-Cooled Condensing Unit, Coil with Blower | S4BF-048KC |  | C6B(A,H)-X48(C,U)-C | 13 | 16 | Yes | Yes | 2013-03-14 |  | 2
FALSE | S4BF-024KB | 2733 | 5557008 | NORDYNE, LLC. | JS4BF-024KB | AC | Split System: Air-Cooled Condensing Unit, Coil with Blower | S4BF-024KB |  | C6B(A,H)-F24(C,U)-B+TXV-X2.0 | 12.5 | 15.5 | Yes | Yes | 2013-03-14 |  | 1
FALSE | S4BF-024KB | 2733 | 5557009 | NORDYNE, LLC. | JS4BF-024KB | AC | Split System: Air-Cooled Condensing Unit, Coil with Blower | S4BF-024KB |  | C6B(A,H)-X24(C,U)-B | 12.5 | 15.5 | Yes | Yes | 2013-03-14 |  | 1
FALSE | S4BF-024KB | 2733 | 5557010 | NORDYNE, LLC. | JS4BF-024KB | AC | Split System: Air-Cooled Condensing Unit, Coil with Blower | S4BF-024KB |  | C6B(A,H)-X26(C,U)-B | 13 | 16 | Yes | Yes | 2013-03-14 |  | 2
FALSE | S4BF-024KB | 2733 | 5557011 | NORDYNE, LLC. | JS4BF-024KB | AC | Split System: Air-Cooled Condensing Unit, Coil with Blower | S4BF-024KB |  | C6B(A,H)-F24(C,U)-B+TXV-X2.0 | 12.5 | 15.5 | Yes | Yes | 2013-03-14 |  | 1
FALSE | S4BF-024KB | 2733 | 5557012 | NORDYNE, LLC. | JS4BF-024KB | AC | Split System: Air-Cooled Condensing Unit, Coil with Blower | S4BF-024KB |  | C6B(A,H)-F24(C,U)-B+TXV-X2.0 | 12.5 | 15.5 | Yes | Yes | 2013-03-14 |  | 1
FALSE | S4BF-024KB | 2733 | 5557013 | NORDYNE, LLC. | JS4BF-024KB | AC | Split System: Air-Cooled Condensing Unit, Coil with Blower | S4BF-024KB |  | C6B(A,H)-X24(C,U)-B | 12.5 | 15.5 | Yes | Yes | 2013-03-14 |  | 1
FALSE | S4BF-024KB | 2733 | 5557014 | NORDYNE, LLC. | JS4BF-024KB | AC | Split System: Air-Cooled Condensing Unit, Coil with Blower | S4BF-024KB |  | C6B(A,H)-F24(C,U)-B+TXV-X2.0 | 12.5 | 15.5 | Yes | Yes | 2013-03-14 |  | 1
FALSE | S4BF-024KB | 2733 | 5557015 | NORDYNE, LLC. | JS4BF-024KB | AC | Split System: Air-Cooled Condensing Unit, Coil with Blower | S4BF-024KB |  | C6B(A,H)-X24(C,U)-B | 12.5 | 15.5 | Yes | Yes | 2013-03-14 |  | 1
FALSE | S4BF-024KB | 2733 | 5557016 | NORDYNE, LLC. | JS4BF-024KB | AC | Split System: Air-Cooled Condensing Unit, Coil with Blower | S4BF-024KB |  | C6B(A,H)-X24(C,U)-B | 12.5 | 15.5 | Yes | Yes | 2013-03-14 |  | 1
FALSE | S4BF-024KB | 2733 | 5557017 | NORDYNE, LLC. | JS4BF-024KB | AC | Split System: Air-Cooled Condensing Unit, Coil with Blower | S4BF-024KB |  | C6B(A,H)-F24(C,U)-B+TXV-X2.0 | 12.5 | 15.5 | Yes | Yes | 2013-03-14 |  | 1
FALSE | S4BF-024KB | 2733 | 5557018 | NORDYNE, LLC. | JS4BF-024KB | AC | Split System: Air-Cooled Condensing Unit, Coil with Blower | S4BF-024KB |  | C6B(A,H)-X24(C,U)-B | 12.5 | 15.5 | Yes | Yes | 2013-03-14 |  | 1
FALSE | S4BF-024KB | 2733 | 5557019 | NORDYNE, LLC. | JS4BF-024KB | AC | Split System: Air-Cooled Condensing Unit, Coil with Blower | S4BF-024KB |  | C6B(A,H)-X24(C,U)-B | 12.5 | 15.5 | Yes | Yes | 2013-03-14 |  | 1
FALSE | S4BF-024KB | 2733 | 5557020 | NORDYNE, LLC. | JS4BF-024KB | AC | Split System: Air-Cooled Condensing Unit, Coil with Blower | S4BF-024KB |  | C6B(A,H)-X26(C,U)-B | 13 | 16 | Yes | Yes | 2013-03-14 |  | 2
FALSE | S4BF-024KB | 2733 | 5557021 | NORDYNE, LLC. | JS4BF-024KB | AC | Split System: Air-Cooled Condensing Unit, Coil with Blower | S4BF-024KB |  | C6B(A,H)-X26(C,U)-B | 13 | 16 | Yes | Yes | 2013-03-14 |  | 2
FALSE | S4BF-024KB | 2733 | 5557022 | NORDYNE, LLC. | JS4BF-024KB | AC | Split System: Air-Cooled Condensing Unit, Coil with Blower | S4BF-024KB |  | C6B(A,H)-X26(C,U)-B | 13 | 16 | Yes | Yes | 2013-03-14 |  | 2
FALSE | S4BF-024KB | 2733 | 5557023 | NORDYNE, LLC. | JS4BF-024KB | AC | Split System: Air-Cooled Condensing Unit, Coil with Blower | S4BF-024KB |  | C6B(A,H)-F24(C,U)-B+TXV-X2.0 | 12.5 | 15.5 | Yes | Yes | 2013-03-14 |  | 1
FALSE | S4BF-024KB | 2733 | 5557024 | NORDYNE, LLC. | JS4BF-024KB | AC | Split System: Air-Cooled Condensing Unit, Coil with Blower | S4BF-024KB |  | C6B(A,H)-X26(C,U)-B | 13 | 16 | Yes | Yes | 2013-03-14 |  | 2
FALSE | S4BF-024KB | 2733 | 5557025 | NORDYNE, LLC. | JS4BF-024KB | AC | Split System: Air-Cooled Condensing Unit, Coil with Blower | S4BF-024KB |  | C6B(A,H)-X26(C,U)-B | 13 | 16 | Yes | Yes | 2013-03-14 |  | 2
FALSE | S4BF-024KB | 2733 | 5557026 | NORDYNE, LLC. | JS4BF-024KB | AC | Split System: Air-Cooled Condensing Unit, Coil with Blower | S4BF-024KB |  | C6B(A,H)-X26(C,U)-B | 13 | 16 | Yes | Yes | 2013-03-14 |  | 2
TRUE | S4BF-024KB | 2733 | 5557027 | NORDYNE, LLC. | JS4BF-024KB | AC | Split System: Air-Cooled Condensing Unit, Coil with Blower | S4BF-024KB |  | B6VMAX24K-B | 13 | 16 | Yes | Yes | 2013-03-14 |  | 2
FALSE | S4BF-024KB | 2733 | 5557028 | NORDYNE, LLC. | JS4BF-024KB | AC | Split System: Air-Cooled Condensing Unit, Coil with Blower | S4BF-024KB |  | C6B(A,H)-F24(C,U)-B+TXV-X2.0 | 13 | 16 | Yes | Yes | 2013-03-14 |  | 2
FALSE | S4BF-024KB | 2733 | 5557029 | NORDYNE, LLC. | JS4BF-024KB | AC | Split System: Air-Cooled Condensing Unit, Coil with Blower | S4BF-024KB |  | C6B(A,H)-X24(C,U)-B | 13 | 16 | Yes | Yes | 2013-03-14 |  | 2
FALSE | S4BF-036KB | 2740 | 5557048 | NORDYNE, LLC. | JS4BF-036KB | AC | Split System: Air-Cooled Condensing Unit, Coil with Blower | S4BF-036KB |  | C6B(A,H)-X36(C,U)-B | 12.5 | 15 | Yes | Yes | 2013-03-14 |  | 1
FALSE | S4BF-036KB | 2740 | 5557049 | NORDYNE, LLC. | JS4BF-036KB | AC | Split System: Air-Cooled Condensing Unit, Coil with Blower | S4BF-036KB |  | C6B(A,H)-F42(C,U)-B+TXV-X3.0 | 12.5 | 15 | Yes | Yes | 2013-03-14 |  | 1
FALSE | S4BF-036KB | 2740 | 5557050 | NORDYNE, LLC. | JS4BF-036KB | AC | Split System: Air-Cooled Condensing Unit, Coil with Blower | S4BF-036KB |  | C6B(A,H)-F48(C,U)-C+TXV-X3.0 | 13 | 16 | Yes | Yes | 2013-03-14 |  | 2
FALSE | S4BF-036KB | 2740 | 5557051 | NORDYNE, LLC. | JS4BF-036KB | AC | Split System: Air-Cooled Condensing Unit, Coil with Blower | S4BF-036KB |  | C6B(A,H)-F48(C,U)-C+TXV-X3.0 | 13 | 16 | Yes | Yes | 2013-03-14 |  | 2
FALSE | S4BF-036KB | 2740 | 5557052 | NORDYNE, LLC. | JS4BF-036KB | AC | Split System: Air-Cooled Condensing Unit, Coil with Blower | S4BF-036KB |  | C6B(A,H)-X36(C,U)-B | 12.5 | 15 | Yes | Yes | 2013-03-14 |  | 1
FALSE | S4BF-036KB | 2740 | 5557053 | NORDYNE, LLC. | JS4BF-036KB | AC | Split System: Air-Cooled Condensing Unit, Coil with Blower | S4BF-036KB |  | C6B(A,H)-X36(C,U)-C | 13 | 16 | Yes | Yes | 2013-03-14 |  | 2
TRUE | S4BF-036KB | 2740 | 5557054 | NORDYNE, LLC. | JS4BF-036KB | AC | Split System: Air-Cooled Condensing Unit, Coil with Blower | S4BF-036KB |  | B6VMAX36K-B | 13 | 16 | Yes | Yes | 2013-03-14 |  | 2
FALSE | S4BF-036KB | 2740 | 5557055 | NORDYNE, LLC. | JS4BF-036KB | AC | Split System: Air-Cooled Condensing Unit, Coil with Blower | S4BF-036KB |  | C6B(A,H)-F42(C,U)-B+TXV-X3.0 | 13 | 16 | Yes | Yes | 2013-03-14 |  | 2
FALSE | S4BF-036KB | 2740 | 5557056 | NORDYNE, LLC. | JS4BF-036KB | AC | Split System: Air-Cooled Condensing Unit, Coil with Blower | S4BF-036KB |  | C6B(A,H)-X36(C,U)-B | 13 | 16 | Yes | Yes | 2013-03-14 |  | 2
FALSE | S4BF-036KB | 2740 | 5557057 | NORDYNE, LLC. | JS4BF-036KB | AC | Split System: Air-Cooled Condensing Unit, Coil with Blower | S4BF-036KB |  | C6B(A,H)-F48(C,U)-C+TXV-X3.0 | 13 | 16 | Yes | Yes | 2013-03-14 |  | 2
FALSE | S4BF-036KB | 2740 | 5557058 | NORDYNE, LLC. | JS4BF-036KB | AC | Split System: Air-Cooled Condensing Unit, Coil with Blower | S4BF-036KB |  | C6B(A,H)-X36(C,U)-C | 13 | 16 | Yes | Yes | 2013-03-14 |  | 2
FALSE | S4BF-036KB | 2740 | 5557059 | NORDYNE, LLC. | JS4BF-036KB | AC | Split System: Air-Cooled Condensing Unit, Coil with Blower | S4BF-036KB |  | C6B(A,H)-X37(C,U)-C | 13 | 16 | Yes | Yes | 2013-03-14 |  | 2
FALSE | S4BF-048KC | 2750 | 5557060 | NORDYNE, LLC. | JS4BF-048KC | AC | Split System: Air-Cooled Condensing Unit, Coil with Blower | S4BF-048KC |  | C6B(A,H)-F60(C,U)-D+TXV-X4.0 | 12 | 15 | Yes | Yes | 2013-03-14 |  | 0
FALSE | S4BF-048KC | 2750 | 5557061 | NORDYNE, LLC. | JS4BF-048KC | AC | Split System: Air-Cooled Condensing Unit, Coil with Blower | S4BF-048KC |  | C6B(A,H)-X48(C,U)-C | 12.5 | 16 | Yes | Yes | 2013-03-14 |  | 1
FALSE | S4BF-048KC | 2750 | 5557062 | NORDYNE, LLC. | JS4BF-048KC | AC | Split System: Air-Cooled Condensing Unit, Coil with Blower | S4BF-048KC |  | C6B(A,H)-X48(C,U)-C | 12.5 | 16 | Yes | Yes | 2013-03-14 |  | 1
FALSE | S4BF-048KC | 2750 | 5557063 | NORDYNE, LLC. | JS4BF-048KC | AC | Split System: Air-Cooled Condensing Unit, Coil with Blower | S4BF-048KC |  | C6B(A,H)-F60(C,U)-C+TXV-X4.0 | 12.5 | 16 | Yes | Yes | 2013-03-14 |  | 1
FALSE | S4BF-048KC | 2750 | 5557064 | NORDYNE, LLC. | JS4BF-048KC | AC | Split System: Air-Cooled Condensing Unit, Coil with Blower | S4BF-048KC |  | C6B(A,H)-X48(C,U)-C | 12.5 | 16 | Yes | Yes | 2013-03-14 |  | 1
FALSE | S4BF-048KC | 2750 | 5557065 | NORDYNE, LLC. | JS4BF-048KC | AC | Split System: Air-Cooled Condensing Unit, Coil with Blower | S4BF-048KC |  | C6B(A,H)-X48(C,U)-D | 12 | 15 | Yes | Yes | 2013-03-14 |  | 0
FALSE | S4BF-048KC | 2750 | 5557066 | NORDYNE, LLC. | JS4BF-048KC | AC | Split System: Air-Cooled Condensing Unit, Coil with Blower | S4BF-048KC |  | C6B(A,H)-F60(C,U)-C+TXV-X4.0 | 12.5 | 16 | Yes | Yes | 2013-03-14 |  | 1
FALSE | S4BF-048KC | 2750 | 5557067 | NORDYNE, LLC. | JS4BF-048KC | AC | Split System: Air-Cooled Condensing Unit, Coil with Blower | S4BF-048KC |  | C6B(A,H)-F60(C,U)-C+TXV-X4.0 | 12.5 | 16 | Yes | Yes | 2013-03-14 |  | 1
FALSE | S4BF-048KC | 2750 | 5557068 | NORDYNE, LLC. | JS4BF-048KC | AC | Split System: Air-Cooled Condensing Unit, Coil with Blower | S4BF-048KC |  | C6B(A,H)-F60(C,U)-C+TXV-X4.0 | 12.5 | 16 | Yes | Yes | 2013-03-14 |  | 1
FALSE | S4BF-048KC | 2750 | 5557069 | NORDYNE, LLC. | JS4BF-048KC | AC | Split System: Air-Cooled Condensing Unit, Coil with Blower | S4BF-048KC |  | C6B(A,H)-F60(C,U)-D+TXV-X4.0 | 12 | 15 | Yes | Yes | 2013-03-14 |  | 0
FALSE | S4BF-048KC | 2750 | 5557070 | NORDYNE, LLC. | JS4BF-048KC | AC | Split System: Air-Cooled Condensing Unit, Coil with Blower | S4BF-048KC |  | C6B(A,H)-F60(C,U)-D+TXV-X4.0 | 12 | 15 | Yes | Yes | 2013-03-14 |  | 0
FALSE | S4BF-048KC | 2750 | 5557071 | NORDYNE, LLC. | JS4BF-048KC | AC | Split System: Air-Cooled Condensing Unit, Coil with Blower | S4BF-048KC |  | C6B(A,H)-X48(C,U)-C | 12.5 | 16 | Yes | Yes | 2013-03-14 |  | 1
FALSE | S4BF-048KC | 2750 | 5557072 | NORDYNE, LLC. | JS4BF-048KC | AC | Split System: Air-Cooled Condensing Unit, Coil with Blower | S4BF-048KC |  | C6B(A,H)-X48(C,U)-D | 12 | 15 | Yes | Yes | 2013-03-14 |  | 0
FALSE | S4BF-048KC | 2750 | 5557073 | NORDYNE, LLC. | JS4BF-048KC | AC | Split System: Air-Cooled Condensing Unit, Coil with Blower | S4BF-048KC |  | C6B(A,H)-X48(C,U)-D | 12 | 15 | Yes | Yes | 2013-03-14 |  | 0
FALSE | S4BF-036KB | 2740 | 5557117 | NORDYNE, LLC. | JS4BF-036KB | AC | Split System: Air-Cooled Condensing Unit, Coil with Blower | S4BF-036KB |  | C6B(A,H)-X37(C,U)-C | 13 | 16 | Yes | Yes | 2013-03-14 |  | 2
FALSE | S4BF-036KB | 2740 | 5557118 | NORDYNE, LLC. | JS4BF-036KB | AC | Split System: Air-Cooled Condensing Unit, Coil with Blower | S4BF-036KB |  | C6B(A,H)-F42(C,U)-B+TXV-X3.0 | 12.5 | 15 | Yes | Yes | 2013-03-14 |  | 1
FALSE | S4BF-036KB | 2740 | 5557119 | NORDYNE, LLC. | JS4BF-036KB | AC | Split System: Air-Cooled Condensing Unit, Coil with Blower | S4BF-036KB |  | C6B(A,H)-X36(C,U)-C | 13 | 16 | Yes | Yes | 2013-03-14 |  | 2
FALSE | S4BF-036KB | 2740 | 5557120 | NORDYNE, LLC. | JS4BF-036KB | AC | Split System: Air-Cooled Condensing Unit, Coil with Blower | S4BF-036KB |  | C6B(A,H)-F42(C,U)-B+TXV-X3.0 | 12.5 | 15 | Yes | Yes | 2013-03-14 |  | 1
FALSE | S4BF-036KB | 2740 | 5557121 | NORDYNE, LLC. | JS4BF-036KB | AC | Split System: Air-Cooled Condensing Unit, Coil with Blower | S4BF-036KB |  | C6B(A,H)-X36(C,U)-B | 12.5 | 15 | Yes | Yes | 2013-03-14 |  | 1
FALSE | S4BF-036KB | 2740 | 5557122 | NORDYNE, LLC. | JS4BF-036KB | AC | Split System: Air-Cooled Condensing Unit, Coil with Blower | S4BF-036KB |  | C6B(A,H)-X36(C,U)-B | 12.5 | 15 | Yes | Yes | 2013-03-14 |  | 1
FALSE | S4BF-036KB | 2740 | 5557123 | NORDYNE, LLC. | JS4BF-036KB | AC | Split System: Air-Cooled Condensing Unit, Coil with Blower | S4BF-036KB |  | C6B(A,H)-X36(C,U)-C | 13 | 16 | Yes | Yes | 2013-03-14 |  | 2
FALSE | S4BF-036KB | 2740 | 5557124 | NORDYNE, LLC. | JS4BF-036KB | AC | Split System: Air-Cooled Condensing Unit, Coil with Blower | S4BF-036KB |  | C6B(A,H)-F42(C,U)-B+TXV-X3.0 | 12.5 | 15 | Yes | Yes | 2013-03-14 |  | 1
FALSE | S4BF-036KB | 2740 | 5557125 | NORDYNE, LLC. | JS4BF-036KB | AC | Split System: Air-Cooled Condensing Unit, Coil with Blower | S4BF-036KB |  | C6B(A,H)-F48(C,U)-C+TXV-X3.0 | 13 | 16 | Yes | Yes | 2013-03-14 |  | 2
FALSE | S4BF-036KB | 2740 | 5557126 | NORDYNE, LLC. | JS4BF-036KB | AC | Split System: Air-Cooled Condensing Unit, Coil with Blower | S4BF-036KB |  | C6B(A,H)-F48(C,U)-C+TXV-X3.0 | 13 | 16 | Yes | Yes | 2013-03-14 |  | 2
FALSE | S4BF-036KB | 2740 | 5557127 | NORDYNE, LLC. | JS4BF-036KB | AC | Split System: Air-Cooled Condensing Unit, Coil with Blower | S4BF-036KB |  | C6B(A,H)-X36(C,U)-B | 12.5 | 15 | Yes | Yes | 2013-03-14 |  | 1
FALSE | S4BF-036KB | 2740 | 5557128 | NORDYNE, LLC. | JS4BF-036KB | AC | Split System: Air-Cooled Condensing Unit, Coil with Blower | S4BF-036KB |  | C6B(A,H)-X36(C,U)-B | 12.5 | 15 | Yes | Yes | 2013-03-14 |  | 1
FALSE | S4BF-036KB | 2740 | 5557129 | NORDYNE, LLC. | JS4BF-036KB | AC | Split System: Air-Cooled Condensing Unit, Coil with Blower | S4BF-036KB |  | C6B(A,H)-X36(C,U)-C | 13 | 16 | Yes | Yes | 2013-03-14 |  | 2
FALSE | S4BF-048KC | 2750 | 5557130 | NORDYNE, LLC. | JS4BF-048KC | AC | Split System: Air-Cooled Condensing Unit, Coil with Blower | S4BF-048KC |  | C6B(A,H)-F60(C,U)-D+TXV-X4.0 | 12 | 15 | Yes | Yes | 2013-03-14 |  | 0
FALSE | S4BF-048KC | 2750 | 5557131 | NORDYNE, LLC. | JS4BF-048KC | AC | Split System: Air-Cooled Condensing Unit, Coil with Blower | S4BF-048KC |  | C6B(A,H)-X48(C,U)-C | 12.5 | 16 | Yes | Yes | 2013-03-14 |  | 1
FALSE | S4BF-048KC | 2750 | 5557132 | NORDYNE, LLC. | JS4BF-048KC | AC | Split System: Air-Cooled Condensing Unit, Coil with Blower | S4BF-048KC |  | C6B(A,H)-F60(C,U)-D+TXV-X4.0 | 12 | 15 | Yes | Yes | 2013-03-14 |  | 0
FALSE | S4BF-048KC | 2750 | 5557133 | NORDYNE, LLC. | JS4BF-048KC | AC | Split System: Air-Cooled Condensing Unit, Coil with Blower | S4BF-048KC |  | C6B(A,H)-X48(C,U)-C | 12.5 | 16 | Yes | Yes | 2013-03-14 |  | 1
FALSE | S4BF-048KC | 2750 | 5557134 | NORDYNE, LLC. | JS4BF-048KC | AC | Split System: Air-Cooled Condensing Unit, Coil with Blower | S4BF-048KC |  | C6B(A,H)-X48(C,U)-D | 12 | 15 | Yes | Yes | 2013-03-14 |  | 0
FALSE | S4BF-024KB | 2733 | 5557092 | NORDYNE, LLC. | JS4BF-024KB | AC | Split System: Air-Cooled Condensing Unit, Coil with Blower | S4BF-024KB |  | C6B(A,H)-X26(C,U)-B | 13 | 16 | Yes | Yes | 2013-03-14 |  | 2
FALSE | S4BF-024KB | 2733 | 5557093 | NORDYNE, LLC. | JS4BF-024KB | AC | Split System: Air-Cooled Condensing Unit, Coil with Blower | S4BF-024KB |  | C6B(A,H)-X26(C,U)-B | 13 | 16 | Yes | Yes | 2013-03-14 |  | 2
FALSE | S4BF-024KB | 2733 | 5557094 | NORDYNE, LLC. | JS4BF-024KB | AC | Split System: Air-Cooled Condensing Unit, Coil with Blower | S4BF-024KB |  | C6B(A,H)-X26(C,U)-B | 13 | 16 | Yes | Yes | 2013-03-14 |  | 2
FALSE | S4BF-024KB | 2733 | 5557095 | NORDYNE, LLC. | JS4BF-024KB | AC | Split System: Air-Cooled Condensing Unit, Coil with Blower | S4BF-024KB |  | C6B(A,H)-X26(C,U)-B | 13 | 16 | Yes | Yes | 2013-03-14 |  | 2
FALSE | S4BF-024KB | 2733 | 5557096 | NORDYNE, LLC. | JS4BF-024KB | AC | Split System: Air-Cooled Condensing Unit, Coil with Blower | S4BF-024KB |  | C6B(A,H)-F24(C,U)-B+TXV-X2.0 | 12.5 | 15.5 | Yes | Yes | 2013-03-14 |  | 1
FALSE | S4BF-024KB | 2733 | 5557097 | NORDYNE, LLC. | JS4BF-024KB | AC | Split System: Air-Cooled Condensing Unit, Coil with Blower | S4BF-024KB |  | C6B(A,H)-X24(C,U)-B | 12.5 | 15.5 | Yes | Yes | 2013-03-14 |  | 1
FALSE | S4BF-024KB | 2733 | 5557098 | NORDYNE, LLC. | JS4BF-024KB | AC | Split System: Air-Cooled Condensing Unit, Coil with Blower | S4BF-024KB |  | C6B(A,H)-X24(C,U)-B | 12.5 | 15.5 | Yes | Yes | 2013-03-14 |  | 1
FALSE | S4BF-024KB | 2733 | 5557099 | NORDYNE, LLC. | JS4BF-024KB | AC | Split System: Air-Cooled Condensing Unit, Coil with Blower | S4BF-024KB |  | C6B(A,H)-X26(C,U)-B | 13 | 16 | Yes | Yes | 2013-03-14 |  | 2
FALSE | S4BF-024KB | 2733 | 5557100 | NORDYNE, LLC. | JS4BF-024KB | AC | Split System: Air-Cooled Condensing Unit, Coil with Blower | S4BF-024KB |  | C6B(A,H)-X26(C,U)-B | 13 | 16 | Yes | Yes | 2013-03-14 |  | 2
FALSE | S4BF-024KB | 2733 | 5557101 | NORDYNE, LLC. | JS4BF-024KB | AC | Split System: Air-Cooled Condensing Unit, Coil with Blower | S4BF-024KB |  | C6B(A,H)-F24(C,U)-B+TXV-X2.0 | 12.5 | 15.5 | Yes | Yes | 2013-03-14 |  | 1
FALSE | S4BF-036KB | 2740 | 5557102 | NORDYNE, LLC. | JS4BF-036KB | AC | Split System: Air-Cooled Condensing Unit, Coil with Blower | S4BF-036KB |  | C6B(A,H)-F42(C,U)-B+TXV-X3.0 | 12.5 | 15 | Yes | Yes | 2013-03-14 |  | 1
FALSE | S4BF-036KB | 2740 | 5557103 | NORDYNE, LLC. | JS4BF-036KB | AC | Split System: Air-Cooled Condensing Unit, Coil with Blower | S4BF-036KB |  | C6B(A,H)-F48(C,U)-C+TXV-X3.0 | 13 | 16 | Yes | Yes | 2013-03-14 |  | 2
FALSE | S4BF-036KB | 2740 | 5557104 | NORDYNE, LLC. | JS4BF-036KB | AC | Split System: Air-Cooled Condensing Unit, Coil with Blower | S4BF-036KB |  | C6B(A,H)-X36(C,U)-B | 12.5 | 15 | Yes | Yes | 2013-03-14 |  | 1
FALSE | S4BF-036KB | 2740 | 5557105 | NORDYNE, LLC. | JS4BF-036KB | AC | Split System: Air-Cooled Condensing Unit, Coil with Blower | S4BF-036KB |  | C6B(A,H)-X36(C,U)-C | 13 | 16 | Yes | Yes | 2013-03-14 |  | 2
FALSE | S4BF-036KB | 2740 | 5557106 | NORDYNE, LLC. | JS4BF-036KB | AC | Split System: Air-Cooled Condensing Unit, Coil with Blower | S4BF-036KB |  | C6B(A,H)-X36(C,U)-C | 13 | 16 | Yes | Yes | 2013-03-14 |  | 2
FALSE | S4BF-036KB | 2740 | 5557107 | NORDYNE, LLC. | JS4BF-036KB | AC | Split System: Air-Cooled Condensing Unit, Coil with Blower | S4BF-036KB |  | C6B(A,H)-F42(C,U)-B+TXV-X3.0 | 12.5 | 15 | Yes | Yes | 2013-03-14 |  | 1
FALSE | S4BF-036KB | 2740 | 5557108 | NORDYNE, LLC. | JS4BF-036KB | AC | Split System: Air-Cooled Condensing Unit, Coil with Blower | S4BF-036KB |  | C6B(A,H)-X37(C,U)-C | 13 | 16 | Yes | Yes | 2013-03-14 |  | 2
FALSE | S4BF-036KB | 2740 | 5557109 | NORDYNE, LLC. | JS4BF-036KB | AC | Split System: Air-Cooled Condensing Unit, Coil with Blower | S4BF-036KB |  | C6B(A,H)-X37(C,U)-C | 13 | 16 | Yes | Yes | 2013-03-14 |  | 2
FALSE | S4BF-036KB | 2740 | 5557110 | NORDYNE, LLC. | JS4BF-036KB | AC | Split System: Air-Cooled Condensing Unit, Coil with Blower | S4BF-036KB |  | C6B(A,H)-F42(C,U)-B+TXV-X3.0 | 12.5 | 15 | Yes | Yes | 2013-03-14 |  | 1
FALSE | S4BF-036KB | 2740 | 5557111 | NORDYNE, LLC. | JS4BF-036KB | AC | Split System: Air-Cooled Condensing Unit, Coil with Blower | S4BF-036KB |  | C6B(A,H)-X37(C,U)-C | 13 | 16 | Yes | Yes | 2013-03-14 |  | 2
FALSE | S4BF-036KB | 2740 | 5557112 | NORDYNE, LLC. | JS4BF-036KB | AC | Split System: Air-Cooled Condensing Unit, Coil with Blower | S4BF-036KB |  | C6B(A,H)-F48(C,U)-C+TXV-X3.0 | 13 | 16 | Yes | Yes | 2013-03-14 |  | 2
FALSE | S4BF-036KB | 2740 | 5557113 | NORDYNE, LLC. | JS4BF-036KB | AC | Split System: Air-Cooled Condensing Unit, Coil with Blower | S4BF-036KB |  | C6B(A,H)-F48(C,U)-C+TXV-X3.0 | 13 | 16 | Yes | Yes | 2013-03-14 |  | 2
FALSE | S4BF-036KB | 2740 | 5557114 | NORDYNE, LLC. | JS4BF-036KB | AC | Split System: Air-Cooled Condensing Unit, Coil with Blower | S4BF-036KB |  | C6B(A,H)-F48(C,U)-C+TXV-X3.0 | 13 | 16 | Yes | Yes | 2013-03-14 |  | 2
FALSE | S4BF-036KB | 2740 | 5557115 | NORDYNE, LLC. | JS4BF-036KB | AC | Split System: Air-Cooled Condensing Unit, Coil with Blower | S4BF-036KB |  | C6B(A,H)-X36(C,U)-B | 12.5 | 15 | Yes | Yes | 2013-03-14 |  | 1
FALSE | S4BF-036KB | 2740 | 5557116 | NORDYNE, LLC. | JS4BF-036KB | AC | Split System: Air-Cooled Condensing Unit, Coil with Blower | S4BF-036KB |  | C6B(A,H)-X36(C,U)-C | 13 | 16 | Yes | Yes | 2013-03-14 |  | 2
FALSE | S4BF-048KC | 2750 | 5557135 | NORDYNE, LLC. | JS4BF-048KC | AC | Split System: Air-Cooled Condensing Unit, Coil with Blower | S4BF-048KC |  | C6B(A,H)-F60(C,U)-C+TXV-X4.0 | 12.5 | 16 | Yes | Yes | 2013-03-14 |  | 1
FALSE | S4BF-048KC | 2750 | 5557136 | NORDYNE, LLC. | JS4BF-048KC | AC | Split System: Air-Cooled Condensing Unit, Coil with Blower | S4BF-048KC |  | C6B(A,H)-F60(C,U)-C+TXV-X4.0 | 12.5 | 16 | Yes | Yes | 2013-03-14 |  | 1
FALSE | S4BF-048KC | 2750 | 5557137 | NORDYNE, LLC. | JS4BF-048KC | AC | Split System: Air-Cooled Condensing Unit, Coil with Blower | S4BF-048KC |  | C6B(A,H)-X48(C,U)-D | 12 | 15 | Yes | Yes | 2013-03-14 |  | 0
FALSE | S4BF-048KC | 2750 | 5557138 | NORDYNE, LLC. | JS4BF-048KC | AC | Split System: Air-Cooled Condensing Unit, Coil with Blower | S4BF-048KC |  | C6B(A,H)-F60(C,U)-C+TXV-X4.0 | 12.5 | 16 | Yes | Yes | 2013-03-14 |  | 1
FALSE | S4BF-048KC | 2750 | 5557139 | NORDYNE, LLC. | JS4BF-048KC | AC | Split System: Air-Cooled Condensing Unit, Coil with Blower | S4BF-048KC |  | C6B(A,H)-F60(C,U)-D+TXV-X4.0 | 12 | 15 | Yes | Yes | 2013-03-14 |  | 0
FALSE | S4BF-048KC | 2750 | 5557140 | NORDYNE, LLC. | JS4BF-048KC | AC | Split System: Air-Cooled Condensing Unit, Coil with Blower | S4BF-048KC |  | C6B(A,H)-F60(C,U)-C+TXV-X4.0 | 12.5 | 16 | Yes | Yes | 2013-03-14 |  | 1
FALSE | S4BF-048KC | 2750 | 5557141 | NORDYNE, LLC. | JS4BF-048KC | AC | Split System: Air-Cooled Condensing Unit, Coil with Blower | S4BF-048KC |  | C6B(A,H)-F60(C,U)-D+TXV-X4.0 | 12 | 15 | Yes | Yes | 2013-03-14 |  | 0
FALSE | S4BF-048KC | 2750 | 5557142 | NORDYNE, LLC. | JS4BF-048KC | AC | Split System: Air-Cooled Condensing Unit, Coil with Blower | S4BF-048KC |  | C6B(A,H)-X48(C,U)-C | 12.5 | 16 | Yes | Yes | 2013-03-14 |  | 1
FALSE | S4BF-048KC | 2750 | 5557143 | NORDYNE, LLC. | JS4BF-048KC | AC | Split System: Air-Cooled Condensing Unit, Coil with Blower | S4BF-048KC |  | C6B(A,H)-X48(C,U)-C | 12.5 | 16 | Yes | Yes | 2013-03-14 |  | 1
FALSE | S4BF-048KC | 2750 | 5557144 | NORDYNE, LLC. | JS4BF-048KC | AC | Split System: Air-Cooled Condensing Unit, Coil with Blower | S4BF-048KC |  | C6B(A,H)-X48(C,U)-D | 12 | 15 | Yes | Yes | 2013-03-14 |  | 0
FALSE | S4BF-048KC | 2750 | 5557145 | NORDYNE, LLC. | JS4BF-048KC | AC | Split System: Air-Cooled Condensing Unit, Coil with Blower | S4BF-048KC |  | C6B(A,H)-X48(C,U)-D | 12 | 15 | Yes | Yes | 2013-03-14 |  | 0
FALSE | S4BF-048KC | 2750 | 5557146 | NORDYNE, LLC. | JS4BF-048KC | AC | Split System: Air-Cooled Condensing Unit, Coil with Blower | S4BF-048KC |  | C6B(A,H)-X48(C,U)-D | 12 | 15 | Yes | Yes | 2013-03-14 |  | 0
FALSE | S4BF-024KB | 2733 | 5557147 | MAYTAG | DS4BF-024KB | AC | Split System: Air-Cooled Condensing Unit, Coil with Blower | S4BF-024KB |  | C6B(A,H)-F24(C,U)-B+TXV-X2.0 | 12.5 | 15.5 | Yes | Yes | 2013-03-14 |  | 1
FALSE | S4BF-024KB | 2733 | 5557148 | MAYTAG | DS4BF-024KB | AC | Split System: Air-Cooled Condensing Unit, Coil with Blower | S4BF-024KB |  | C6B(A,H)-X24(C,U)-B | 12.5 | 15.5 | Yes | Yes | 2013-03-14 |  | 1
FALSE | S4BF-024KB | 2733 | 5557149 | MAYTAG | DS4BF-024KB | AC | Split System: Air-Cooled Condensing Unit, Coil with Blower | S4BF-024KB |  | C6B(A,H)-X26(C,U)-B | 13 | 16 | Yes | Yes | 2013-03-14 |  | 2
FALSE | S4BF-024KB | 2733 | 5557150 | MAYTAG | DS4BF-024KB | AC | Split System: Air-Cooled Condensing Unit, Coil with Blower | S4BF-024KB |  | C6B(A,H)-F24(C,U)-B+TXV-X2.0 | 12.5 | 15.5 | Yes | Yes | 2013-03-14 |  | 1
FALSE | S4BF-024KB | 2733 | 5557151 | MAYTAG | DS4BF-024KB | AC | Split System: Air-Cooled Condensing Unit, Coil with Blower | S4BF-024KB |  | C6B(A,H)-F24(C,U)-B+TXV-X2.0 | 12.5 | 15.5 | Yes | Yes | 2013-03-14 |  | 1
FALSE | S4BF-024KB | 2733 | 5557152 | MAYTAG | DS4BF-024KB | AC | Split System: Air-Cooled Condensing Unit, Coil with Blower | S4BF-024KB |  | C6B(A,H)-F24(C,U)-B+TXV-X2.0 | 12.5 | 15.5 | Yes | Yes | 2013-03-14 |  | 1
FALSE | S4BF-024KB | 2733 | 5557153 | MAYTAG | DS4BF-024KB | AC | Split System: Air-Cooled Condensing Unit, Coil with Blower | S4BF-024KB |  | C6B(A,H)-X24(C,U)-B | 12.5 | 15.5 | Yes | Yes | 2013-03-14 |  | 1
FALSE | S4BF-024KB | 2733 | 5557154 | MAYTAG | DS4BF-024KB | AC | Split System: Air-Cooled Condensing Unit, Coil with Blower | S4BF-024KB |  | C6B(A,H)-X26(C,U)-B | 13 | 16 | Yes | Yes | 2013-03-14 |  | 2
FALSE | S4BF-024KB | 2733 | 5557155 | MAYTAG | DS4BF-024KB | AC | Split System: Air-Cooled Condensing Unit, Coil with Blower | S4BF-024KB |  | C6B(A,H)-F24(C,U)-B+TXV-X2.0 | 12.5 | 15.5 | Yes | Yes | 2013-03-14 |  | 1
FALSE | S4BF-024KB | 2733 | 5557156 | MAYTAG | DS4BF-024KB | AC | Split System: Air-Cooled Condensing Unit, Coil with Blower | S4BF-024KB |  | C6B(A,H)-X24(C,U)-B | 12.5 | 15.5 | Yes | Yes | 2013-03-14 |  | 1
FALSE | S4BF-024KB | 2733 | 5557157 | MAYTAG | DS4BF-024KB | AC | Split System: Air-Cooled Condensing Unit, Coil with Blower | S4BF-024KB |  | C6B(A,H)-X24(C,U)-B | 12.5 | 15.5 | Yes | Yes | 2013-03-14 |  | 1
FALSE | S4BF-024KB | 2733 | 5557158 | MAYTAG | DS4BF-024KB | AC | Split System: Air-Cooled Condensing Unit, Coil with Blower | S4BF-024KB |  | C6B(A,H)-F24(C,U)-B+TXV-X2.0 | 12.5 | 15.5 | Yes | Yes | 2013-03-14 |  | 1
FALSE | S4BF-024KB | 2733 | 5557159 | MAYTAG | DS4BF-024KB | AC | Split System: Air-Cooled Condensing Unit, Coil with Blower | S4BF-024KB |  | C6B(A,H)-X24(C,U)-B | 12.5 | 15.5 | Yes | Yes | 2013-03-14 |  | 1
FALSE | S4BF-024KB | 2733 | 5557160 | MAYTAG | DS4BF-024KB | AC | Split System: Air-Cooled Condensing Unit, Coil with Blower | S4BF-024KB |  | C6B(A,H)-X24(C,U)-B | 12.5 | 15.5 | Yes | Yes | 2013-03-14 |  | 1
FALSE | S4BF-024KB | 2733 | 5557161 | MAYTAG | DS4BF-024KB | AC | Split System: Air-Cooled Condensing Unit, Coil with Blower | S4BF-024KB |  | C6B(A,H)-X26(C,U)-B | 13 | 16 | Yes | Yes | 2013-03-14 |  | 2
FALSE | S4BF-036KB | 2740 | 5557208 | MAYTAG | DS4BF-036KB | AC | Split System: Air-Cooled Condensing Unit, Coil with Blower | S4BF-036KB |  | C6B(A,H)-X36(C,U)-C | 13 | 16 | Yes | Yes | 2013-03-14 |  | 2
FALSE | S4BF-036KB | 2740 | 5557209 | MAYTAG | DS4BF-036KB | AC | Split System: Air-Cooled Condensing Unit, Coil with Blower | S4BF-036KB |  | C6B(A,H)-X37(C,U)-C | 13 | 16 | Yes | Yes | 2013-03-14 |  | 2
FALSE | S4BF-048KC | 2750 | 5557210 | MAYTAG | DS4BF-048KC | AC | Split System: Air-Cooled Condensing Unit, Coil with Blower | S4BF-048KC |  | C6B(A,H)-F60(C,U)-D+TXV-X4.0 | 12 | 15 | Yes | Yes | 2013-03-14 |  | 0
FALSE | S4BF-048KC | 2750 | 5557211 | MAYTAG | DS4BF-048KC | AC | Split System: Air-Cooled Condensing Unit, Coil with Blower | S4BF-048KC |  | C6B(A,H)-X48(C,U)-C | 12.5 | 16 | Yes | Yes | 2013-03-14 |  | 1
FALSE | S4BF-048KC | 2750 | 5557212 | MAYTAG | DS4BF-048KC | AC | Split System: Air-Cooled Condensing Unit, Coil with Blower | S4BF-048KC |  | C6B(A,H)-X48(C,U)-C | 12.5 | 16 | Yes | Yes | 2013-03-14 |  | 1
FALSE | S4BF-048KC | 2750 | 5557213 | MAYTAG | DS4BF-048KC | AC | Split System: Air-Cooled Condensing Unit, Coil with Blower | S4BF-048KC |  | C6B(A,H)-F60(C,U)-C+TXV-X4.0 | 12.5 | 16 | Yes | Yes | 2013-03-14 |  | 1
FALSE | S4BF-048KC | 2750 | 5557214 | MAYTAG | DS4BF-048KC | AC | Split System: Air-Cooled Condensing Unit, Coil with Blower | S4BF-048KC |  | C6B(A,H)-F60(C,U)-D+TXV-X4.0 | 12 | 15 | Yes | Yes | 2013-03-14 |  | 0
FALSE | S4BF-048KC | 2750 | 5557215 | MAYTAG | DS4BF-048KC | AC | Split System: Air-Cooled Condensing Unit, Coil with Blower | S4BF-048KC |  | C6B(A,H)-X48(C,U)-C | 12.5 | 16 | Yes | Yes | 2013-03-14 |  | 1
FALSE | S4BF-048KC | 2750 | 5557216 | MAYTAG | DS4BF-048KC | AC | Split System: Air-Cooled Condensing Unit, Coil with Blower | S4BF-048KC |  | C6B(A,H)-X48(C,U)-D | 12 | 15 | Yes | Yes | 2013-03-14 |  | 0
FALSE | S4BF-048KC | 2750 | 5557217 | MAYTAG | DS4BF-048KC | AC | Split System: Air-Cooled Condensing Unit, Coil with Blower | S4BF-048KC |  | C6B(A,H)-F60(C,U)-C+TXV-X4.0 | 12.5 | 16 | Yes | Yes | 2013-03-14 |  | 1
FALSE | S4BF-048KC | 2750 | 5557218 | MAYTAG | DS4BF-048KC | AC | Split System: Air-Cooled Condensing Unit, Coil with Blower | S4BF-048KC |  | C6B(A,H)-F60(C,U)-C+TXV-X4.0 | 12.5 | 16 | Yes | Yes | 2013-03-14 |  | 1
FALSE | S4BF-048KC | 2750 | 5557219 | MAYTAG | DS4BF-048KC | AC | Split System: Air-Cooled Condensing Unit, Coil with Blower | S4BF-048KC |  | C6B(A,H)-X48(C,U)-D | 12 | 15 | Yes | Yes | 2013-03-14 |  | 0
FALSE | S4BF-048KC | 2750 | 5557220 | MAYTAG | DS4BF-048KC | AC | Split System: Air-Cooled Condensing Unit, Coil with Blower | S4BF-048KC |  | C6B(A,H)-F60(C,U)-C+TXV-X4.0 | 12.5 | 16 | Yes | Yes | 2013-03-14 |  | 1
FALSE | S4BF-048KC | 2750 | 5557221 | MAYTAG | DS4BF-048KC | AC | Split System: Air-Cooled Condensing Unit, Coil with Blower | S4BF-048KC |  | C6B(A,H)-F60(C,U)-D+TXV-X4.0 | 12 | 15 | Yes | Yes | 2013-03-14 |  | 0
FALSE | S4BF-048KC | 2750 | 5557222 | MAYTAG | DS4BF-048KC | AC | Split System: Air-Cooled Condensing Unit, Coil with Blower | S4BF-048KC |  | C6B(A,H)-F60(C,U)-C+TXV-X4.0 | 12.5 | 16 | Yes | Yes | 2013-03-14 |  | 1
FALSE | S4BF-048KC | 2750 | 5557223 | MAYTAG | DS4BF-048KC | AC | Split System: Air-Cooled Condensing Unit, Coil with Blower | S4BF-048KC |  | C6B(A,H)-F60(C,U)-D+TXV-X4.0 | 12 | 15 | Yes | Yes | 2013-03-14 |  | 0
FALSE | S4BF-048KC | 2750 | 5557224 | MAYTAG | DS4BF-048KC | AC | Split System: Air-Cooled Condensing Unit, Coil with Blower | S4BF-048KC |  | C6B(A,H)-X48(C,U)-C | 12.5 | 16 | Yes | Yes | 2013-03-14 |  | 1
FALSE | S4BF-048KC | 2750 | 5557225 | MAYTAG | DS4BF-048KC | AC | Split System: Air-Cooled Condensing Unit, Coil with Blower | S4BF-048KC |  | C6B(A,H)-X48(C,U)-C | 12.5 | 16 | Yes | Yes | 2013-03-14 |  | 1
FALSE | S4BF-048KC | 2750 | 5557226 | MAYTAG | DS4BF-048KC | AC | Split System: Air-Cooled Condensing Unit, Coil with Blower | S4BF-048KC |  | C6B(A,H)-X48(C,U)-D | 12 | 15 | Yes | Yes | 2013-03-14 |  | 0
FALSE | S4BF-036KB | 2740 | 5557181 | MAYTAG | DS4BF-036KB | AC | Split System: Air-Cooled Condensing Unit, Coil with Blower | S4BF-036KB |  | C6B(A,H)-F42(C,U)-B+TXV-X3.0 | 12.5 | 15 | Yes | Yes | 2013-03-14 |  | 1
FALSE | S4BF-036KB | 2740 | 5557182 | MAYTAG | DS4BF-036KB | AC | Split System: Air-Cooled Condensing Unit, Coil with Blower | S4BF-036KB |  | C6B(A,H)-X37(C,U)-C | 13 | 16 | Yes | Yes | 2013-03-14 |  | 2
FALSE | S4BF-036KB | 2740 | 5557183 | MAYTAG | DS4BF-036KB | AC | Split System: Air-Cooled Condensing Unit, Coil with Blower | S4BF-036KB |  | C6B(A,H)-X37(C,U)-C | 13 | 16 | Yes | Yes | 2013-03-14 |  | 2
FALSE | S4BF-036KB | 2740 | 5557184 | MAYTAG | DS4BF-036KB | AC | Split System: Air-Cooled Condensing Unit, Coil with Blower | S4BF-036KB |  | C6B(A,H)-F42(C,U)-B+TXV-X3.0 | 12.5 | 15 | Yes | Yes | 2013-03-14 |  | 1
FALSE | S4BF-036KB | 2740 | 5557185 | MAYTAG | DS4BF-036KB | AC | Split System: Air-Cooled Condensing Unit, Coil with Blower | S4BF-036KB |  | C6B(A,H)-X37(C,U)-C | 13 | 16 | Yes | Yes | 2013-03-14 |  | 2
FALSE | S4BF-036KB | 2740 | 5557186 | MAYTAG | DS4BF-036KB | AC | Split System: Air-Cooled Condensing Unit, Coil with Blower | S4BF-036KB |  | C6B(A,H)-F48(C,U)-C+TXV-X3.0 | 13 | 16 | Yes | Yes | 2013-03-14 |  | 2
FALSE | S4BF-036KB | 2740 | 5557187 | MAYTAG | DS4BF-036KB | AC | Split System: Air-Cooled Condensing Unit, Coil with Blower | S4BF-036KB |  | C6B(A,H)-F48(C,U)-C+TXV-X3.0 | 13 | 16 | Yes | Yes | 2013-03-14 |  | 2
FALSE | S4BF-036KB | 2740 | 5557188 | MAYTAG | DS4BF-036KB | AC | Split System: Air-Cooled Condensing Unit, Coil with Blower | S4BF-036KB |  | C6B(A,H)-F48(C,U)-C+TXV-X3.0 | 13 | 16 | Yes | Yes | 2013-03-14 |  | 2
FALSE | S4BF-036KB | 2740 | 5557189 | MAYTAG | DS4BF-036KB | AC | Split System: Air-Cooled Condensing Unit, Coil with Blower | S4BF-036KB |  | C6B(A,H)-X36(C,U)-B | 12.5 | 15 | Yes | Yes | 2013-03-14 |  | 1
FALSE | S4BF-036KB | 2740 | 5557190 | MAYTAG | DS4BF-036KB | AC | Split System: Air-Cooled Condensing Unit, Coil with Blower | S4BF-036KB |  | C6B(A,H)-X36(C,U)-C | 13 | 16 | Yes | Yes | 2013-03-14 |  | 2
FALSE | S4BF-036KB | 2740 | 5557191 | MAYTAG | DS4BF-036KB | AC | Split System: Air-Cooled Condensing Unit, Coil with Blower | S4BF-036KB |  | C6B(A,H)-X37(C,U)-C | 13 | 16 | Yes | Yes | 2013-03-14 |  | 2
FALSE | S4BF-036KB | 2740 | 5557192 | MAYTAG | DS4BF-036KB | AC | Split System: Air-Cooled Condensing Unit, Coil with Blower | S4BF-036KB |  | C6B(A,H)-F42(C,U)-B+TXV-X3.0 | 12.5 | 15 | Yes | Yes | 2013-03-14 |  | 1
FALSE | S4BF-036KB | 2740 | 5557193 | MAYTAG | DS4BF-036KB | AC | Split System: Air-Cooled Condensing Unit, Coil with Blower | S4BF-036KB |  | C6B(A,H)-X36(C,U)-C | 13 | 16 | Yes | Yes | 2013-03-14 |  | 2
FALSE | S4BF-036KB | 2740 | 5557194 | MAYTAG | DS4BF-036KB | AC | Split System: Air-Cooled Condensing Unit, Coil with Blower | S4BF-036KB |  | C6B(A,H)-F42(C,U)-B+TXV-X3.0 | 12.5 | 15 | Yes | Yes | 2013-03-14 |  | 1
FALSE | S4BF-036KB | 2740 | 5557195 | MAYTAG | DS4BF-036KB | AC | Split System: Air-Cooled Condensing Unit, Coil with Blower | S4BF-036KB |  | C6B(A,H)-X36(C,U)-B | 12.5 | 15 | Yes | Yes | 2013-03-14 |  | 1
FALSE | S4BF-036KB | 2740 | 5557196 | MAYTAG | DS4BF-036KB | AC | Split System: Air-Cooled Condensing Unit, Coil with Blower | S4BF-036KB |  | C6B(A,H)-X36(C,U)-B | 12.5 | 15 | Yes | Yes | 2013-03-14 |  | 1
FALSE | S4BF-036KB | 2740 | 5557197 | MAYTAG | DS4BF-036KB | AC | Split System: Air-Cooled Condensing Unit, Coil with Blower | S4BF-036KB |  | C6B(A,H)-X36(C,U)-C | 13 | 16 | Yes | Yes | 2013-03-14 |  | 2
FALSE | S4BF-036KB | 2740 | 5557198 | MAYTAG | DS4BF-036KB | AC | Split System: Air-Cooled Condensing Unit, Coil with Blower | S4BF-036KB |  | C6B(A,H)-F42(C,U)-B+TXV-X3.0 | 12.5 | 15 | Yes | Yes | 2013-03-14 |  | 1
FALSE | S4BF-036KB | 2740 | 5557199 | MAYTAG | DS4BF-036KB | AC | Split System: Air-Cooled Condensing Unit, Coil with Blower | S4BF-036KB |  | C6B(A,H)-F48(C,U)-C+TXV-X3.0 | 13 | 16 | Yes | Yes | 2013-03-14 |  | 2
FALSE | S4BF-036KB | 2740 | 5557200 | MAYTAG | DS4BF-036KB | AC | Split System: Air-Cooled Condensing Unit, Coil with Blower | S4BF-036KB |  | C6B(A,H)-F48(C,U)-C+TXV-X3.0 | 13 | 16 | Yes | Yes | 2013-03-14 |  | 2
FALSE | S4BF-036KB | 2740 | 5557201 | MAYTAG | DS4BF-036KB | AC | Split System: Air-Cooled Condensing Unit, Coil with Blower | S4BF-036KB |  | C6B(A,H)-X36(C,U)-B | 12.5 | 15 | Yes | Yes | 2013-03-14 |  | 1
FALSE | S4BF-036KB | 2740 | 5557202 | MAYTAG | DS4BF-036KB | AC | Split System: Air-Cooled Condensing Unit, Coil with Blower | S4BF-036KB |  | C6B(A,H)-X36(C,U)-B | 12.5 | 15 | Yes | Yes | 2013-03-14 |  | 1
FALSE | S4BF-036KB | 2740 | 5557203 | MAYTAG | DS4BF-036KB | AC | Split System: Air-Cooled Condensing Unit, Coil with Blower | S4BF-036KB |  | C6B(A,H)-X36(C,U)-C | 13 | 16 | Yes | Yes | 2013-03-14 |  | 2
TRUE | S4BF-036KB | 2740 | 5557204 | MAYTAG | DS4BF-036KB | AC | Split System: Air-Cooled Condensing Unit, Coil with Blower | S4BF-036KB |  | B6VMAX36K-B | 13 | 16 | Yes | Yes | 2013-03-14 |  | 2
FALSE | S4BF-036KB | 2740 | 5557205 | MAYTAG | DS4BF-036KB | AC | Split System: Air-Cooled Condensing Unit, Coil with Blower | S4BF-036KB |  | C6B(A,H)-F42(C,U)-B+TXV-X3.0 | 13 | 16 | Yes | Yes | 2013-03-14 |  | 2
FALSE | S4BF-036KB | 2740 | 5557206 | MAYTAG | DS4BF-036KB | AC | Split System: Air-Cooled Condensing Unit, Coil with Blower | S4BF-036KB |  | C6B(A,H)-X36(C,U)-B | 13 | 16 | Yes | Yes | 2013-03-14 |  | 2
FALSE | S4BF-036KB | 2740 | 5557207 | MAYTAG | DS4BF-036KB | AC | Split System: Air-Cooled Condensing Unit, Coil with Blower | S4BF-036KB |  | C6B(A,H)-F48(C,U)-C+TXV-X3.0 | 13 | 16 | Yes | Yes | 2013-03-14 |  | 2
FALSE | S4BF-048KC | 2750 | 5557227 | MAYTAG | DS4BF-048KC | AC | Split System: Air-Cooled Condensing Unit, Coil with Blower | S4BF-048KC |  | C6B(A,H)-X48(C,U)-D | 12 | 15 | Yes | Yes | 2013-03-14 |  | 0
FALSE | S4BF-048KC | 2750 | 5557228 | MAYTAG | DS4BF-048KC | AC | Split System: Air-Cooled Condensing Unit, Coil with Blower | S4BF-048KC |  | C6B(A,H)-X48(C,U)-D | 12 | 15 | Yes | Yes | 2013-03-14 |  | 0
FALSE | S4BF-048KC | 2750 | 5557229 | MAYTAG | DS4BF-048KC | AC | Split System: Air-Cooled Condensing Unit, Coil with Blower | S4BF-048KC |  | C6B(A,H)-F60(C,U)-C+TXV-X4.0 | 13 | 16 | Yes | Yes | 2013-03-14 |  | 2
TRUE | S4BF-048KC | 2750 | 5557230 | MAYTAG | DS4BF-048KC | AC | Split System: Air-Cooled Condensing Unit, Coil with Blower | S4BF-048KC |  | B6VMAX48K-C | 13 | 16 | Yes | Yes | 2013-03-14 |  | 2
FALSE | S4BF-048KC | 2750 | 5557231 | MAYTAG | DS4BF-048KC | AC | Split System: Air-Cooled Condensing Unit, Coil with Blower | S4BF-048KC |  | C6B(A,H)-X48(C,U)-C | 13 | 16 | Yes | Yes | 2013-03-14 |  | 2
FALSE | S6BF-024K | 2682 | 5561194 | GIBSON | JS6BF-024K | AC | Split System: Air-Cooled Condensing Unit, Coil with Blower | S6BF-024K |  | C7B(A,H)M01824(C,U)-A+TXV | 13 | 16 | Yes | Yes | 2013-08-22 |  | 2
FALSE | S6BF-024K | 2682 | 5561195 | GIBSON | JS6BF-024K | AC | Split System: Air-Cooled Condensing Unit, Coil with Blower | S6BF-024K |  | C7B(A,H)M01824(C,U)-A+TXV | 13 | 16 | Yes | Yes | 2013-08-22 |  | 2
FALSE | S6BF-024K | 2682 | 5561196 | GIBSON | JS6BF-024K | AC | Split System: Air-Cooled Condensing Unit, Coil with Blower | S6BF-024K |  | C7B(A,H)M01824(C,U)-B+TXV | 13 | 16 | Yes | Yes | 2013-08-22 |  | 2
FALSE | S6BF-024K | 2682 | 5561197 | GIBSON | JS6BF-024K | AC | Split System: Air-Cooled Condensing Unit, Coil with Blower | S6BF-024K |  | C7B(A,H)M01824(C,U)-B+TXV | 13 | 16 | Yes | Yes | 2013-08-22 |  | 2
FALSE | S6BF-024K | 2682 | 5561198 | GIBSON | JS6BF-024K | AC | Split System: Air-Cooled Condensing Unit, Coil with Blower | S6BF-024K |  | C7B(A,H)M01824(C,U)-B+TXV | 13 | 16 | Yes | Yes | 2013-08-22 |  | 2
FALSE | S6BF-024K | 2682 | 5561199 | GIBSON | JS6BF-024K | AC | Split System: Air-Cooled Condensing Unit, Coil with Blower | S6BF-024K |  | C7B(A,H)M01824(C,U)-B+TXV | 13 | 16 | Yes | Yes | 2013-08-22 |  | 2
FALSE | S6BF-024K | 2682 | 5561200 | GIBSON | JS6BF-024K | AC | Split System: Air-Cooled Condensing Unit, Coil with Blower | S6BF-024K |  | B6EMMX24K-B | 13 | 16 | Yes | Yes | 2013-08-22 |  | 2
FALSE | S6BF-024K | 2682 | 5561202 | GIBSON | JS6BF-024K | AC | Split System: Air-Cooled Condensing Unit, Coil with Blower | S6BF-024K |  | B6EMMX24K-A | 13 | 16 | Yes | Yes | 2013-08-22 |  | 2
FALSE | S6BF-024K | 2682 | 5561203 | GIBSON | JS6BF-024K | AC | Split System: Air-Cooled Condensing Unit, Coil with Blower | S6BF-024K |  | B6VMAX24K-A | 13 | 16 | Yes | Yes | 2013-08-22 |  | 2
FALSE | S6BF-024K | 2682 | 5561204 | GIBSON | JS6BF-024K | AC | Split System: Air-Cooled Condensing Unit, Coil with Blower | S6BF-024K |  | B6VMAX24K-B | 13 | 16 | Yes | Yes | 2013-08-22 |  | 2
FALSE | S6BF-030K | 2690 | 5561206 | GIBSON | JS6BF-030K | AC | Split System: Air-Cooled Condensing Unit, Coil with Blower | S6BF-030K |  | C7B(A,H)M03036(C,U)-B+TXV | 12.5 | 15 | Yes | Yes | 2013-08-22 |  | 1
FALSE | S6BF-030K | 2690 | 5561207 | GIBSON | JS6BF-030K | AC | Split System: Air-Cooled Condensing Unit, Coil with Blower | S6BF-030K |  | C7B(A,H)M03036(C,U)-B+TXV | 12.5 | 15 | Yes | Yes | 2013-08-22 |  | 1
FALSE | S6BF-030K | 2690 | 5561208 | GIBSON | JS6BF-030K | AC | Split System: Air-Cooled Condensing Unit, Coil with Blower | S6BF-030K |  | C7B(A,H)M03036(C,U)-B+TXV | 12.5 | 15 | Yes | Yes | 2013-08-22 |  | 1
FALSE | S6BF-030K | 2690 | 5561209 | GIBSON | JS6BF-030K | AC | Split System: Air-Cooled Condensing Unit, Coil with Blower | S6BF-030K |  | C7B(A,H)M030(C,U)-C+TXV | 12.5 | 15 | Yes | Yes | 2013-08-22 |  | 1
FALSE | S6BF-030K | 2690 | 5561210 | GIBSON | JS6BF-030K | AC | Split System: Air-Cooled Condensing Unit, Coil with Blower | S6BF-030K |  | C7B(A,H)M03036(C,U)-A+TXV | 12.5 | 15 | Yes | Yes | 2013-08-22 |  | 1
FALSE | S6BF-030K | 2690 | 5561211 | GIBSON | JS6BF-030K | AC | Split System: Air-Cooled Condensing Unit, Coil with Blower | S6BF-030K |  | C7B(A,H)M030(C,U)-C+TXV | 12.5 | 15 | Yes | Yes | 2013-08-22 |  | 1
FALSE | S6BF-030K | 2690 | 5561212 | GIBSON | JS6BF-030K | AC | Split System: Air-Cooled Condensing Unit, Coil with Blower | S6BF-030K |  | C7B(A,H)M03036(C,U)-A+TXV | 12.5 | 15 | Yes | Yes | 2013-08-22 |  | 1
FALSE | S6BF-030K | 2690 | 5561213 | GIBSON | JS6BF-030K | AC | Split System: Air-Cooled Condensing Unit, Coil with Blower | S6BF-030K |  | C7B(A,H)M03036(C,U)-B+TXV | 13 | 16 | Yes | Yes | 2013-08-22 |  | 2
FALSE | S6BF-030K | 2690 | 5561214 | GIBSON | JS6BF-030K | AC | Split System: Air-Cooled Condensing Unit, Coil with Blower | S6BF-030K |  | C7B(A,H)M030(C,U)-C+TXV | 12.5 | 15 | Yes | Yes | 2013-08-22 |  | 1
FALSE | S6BF-030K | 2690 | 5561215 | GIBSON | JS6BF-030K | AC | Split System: Air-Cooled Condensing Unit, Coil with Blower | S6BF-030K |  | B6VMAX30K-B | 13 | 16 | Yes | Yes | 2013-08-22 |  | 2
FALSE | S6BF-030K | 2690 | 5561216 | GIBSON | JS6BF-030K | AC | Split System: Air-Cooled Condensing Unit, Coil with Blower | S6BF-030K |  | B6EMMX30K-A | 13 | 16 | Yes | Yes | 2013-08-22 |  | 2
FALSE | S6BF-030K | 2690 | 5561220 | GIBSON | JS6BF-030K | AC | Split System: Air-Cooled Condensing Unit, Coil with Blower | S6BF-030K |  | B6VMAX30K-A | 13 | 16 | Yes | Yes | 2013-08-22 |  | 2
FALSE | S6BF-030K | 2690 | 5561221 | GIBSON | JS6BF-030K | AC | Split System: Air-Cooled Condensing Unit, Coil with Blower | S6BF-030K |  | B6EMMX30K-B | 13 | 16 | Yes | Yes | 2013-08-22 |  | 2
FALSE | S6BF-036K | 2702 | 5561222 | GIBSON | JS6BF-036K | AC | Split System: Air-Cooled Condensing Unit, Coil with Blower | S6BF-036K |  | C7B(A,H)M03642(C,U)-B+TXV | 13 | 16 | Yes | Yes | 2013-08-22 |  | 2
FALSE | S6BF-024K | 2682 | 5561278 | PHILCO | JS6BF-024K | AC | Split System: Air-Cooled Condensing Unit, Coil with Blower | S6BF-024K |  | C7B(A,H)M01824(C,U)-B+TXV | 13 | 16 | Yes | Yes | 2013-08-22 |  | 2
FALSE | S6BF-024K | 2682 | 5561279 | PHILCO | JS6BF-024K | AC | Split System: Air-Cooled Condensing Unit, Coil with Blower | S6BF-024K |  | C7B(A,H)M01824(C,U)-B+TXV | 13 | 16 | Yes | Yes | 2013-08-22 |  | 2
FALSE | S6BF-024K | 2682 | 5561280 | PHILCO | JS6BF-024K | AC | Split System: Air-Cooled Condensing Unit, Coil with Blower | S6BF-024K |  | B6EMMX24K-B | 13 | 16 | Yes | Yes | 2013-08-22 |  | 2
FALSE | S6BF-024K | 2682 | 5561282 | PHILCO | JS6BF-024K | AC | Split System: Air-Cooled Condensing Unit, Coil with Blower | S6BF-024K |  | B6EMMX24K-A | 13 | 16 | Yes | Yes | 2013-08-22 |  | 2
FALSE | S6BF-024K | 2682 | 5561283 | PHILCO | JS6BF-024K | AC | Split System: Air-Cooled Condensing Unit, Coil with Blower | S6BF-024K |  | B6VMAX24K-A | 13 | 16 | Yes | Yes | 2013-08-22 |  | 2
FALSE | S6BF-024K | 2682 | 5561284 | PHILCO | JS6BF-024K | AC | Split System: Air-Cooled Condensing Unit, Coil with Blower | S6BF-024K |  | B6VMAX24K-B | 13 | 16 | Yes | Yes | 2013-08-22 |  | 2
FALSE | S6BF-030K | 2690 | 5561286 | PHILCO | JS6BF-030K | AC | Split System: Air-Cooled Condensing Unit, Coil with Blower | S6BF-030K |  | C7B(A,H)M03036(C,U)-B+TXV | 12.5 | 15 | Yes | Yes | 2013-08-22 |  | 1
FALSE | S6BF-030K | 2690 | 5561287 | PHILCO | JS6BF-030K | AC | Split System: Air-Cooled Condensing Unit, Coil with Blower | S6BF-030K |  | C7B(A,H)M03036(C,U)-B+TXV | 12.5 | 15 | Yes | Yes | 2013-08-22 |  | 1
FALSE | S6BF-030K | 2690 | 5561288 | PHILCO | JS6BF-030K | AC | Split System: Air-Cooled Condensing Unit, Coil with Blower | S6BF-030K |  | C7B(A,H)M03036(C,U)-B+TXV | 12.5 | 15 | Yes | Yes | 2013-08-22 |  | 1
FALSE | S6BF-030K | 2690 | 5561289 | PHILCO | JS6BF-030K | AC | Split System: Air-Cooled Condensing Unit, Coil with Blower | S6BF-030K |  | C7B(A,H)M030(C,U)-C+TXV | 12.5 | 15 | Yes | Yes | 2013-08-22 |  | 1
FALSE | S6BF-030K | 2690 | 5561290 | PHILCO | JS6BF-030K | AC | Split System: Air-Cooled Condensing Unit, Coil with Blower | S6BF-030K |  | C7B(A,H)M03036(C,U)-A+TXV | 12.5 | 15 | Yes | Yes | 2013-08-22 |  | 1
FALSE | S6BF-030K | 2690 | 5561291 | PHILCO | JS6BF-030K | AC | Split System: Air-Cooled Condensing Unit, Coil with Blower | S6BF-030K |  | C7B(A,H)M030(C,U)-C+TXV | 12.5 | 15 | Yes | Yes | 2013-08-22 |  | 1
FALSE | S6BF-030K | 2690 | 5561292 | PHILCO | JS6BF-030K | AC | Split System: Air-Cooled Condensing Unit, Coil with Blower | S6BF-030K |  | C7B(A,H)M03036(C,U)-A+TXV | 12.5 | 15 | Yes | Yes | 2013-08-22 |  | 1
FALSE | S6BF-030K | 2690 | 5561293 | PHILCO | JS6BF-030K | AC | Split System: Air-Cooled Condensing Unit, Coil with Blower | S6BF-030K |  | C7B(A,H)M03036(C,U)-B+TXV | 13 | 16 | Yes | Yes | 2013-08-22 |  | 2
FALSE | S6BF-030K | 2690 | 5561294 | PHILCO | JS6BF-030K | AC | Split System: Air-Cooled Condensing Unit, Coil with Blower | S6BF-030K |  | C7B(A,H)M030(C,U)-C+TXV | 12.5 | 15 | Yes | Yes | 2013-08-22 |  | 1
FALSE | S6BF-030K | 2690 | 5561295 | PHILCO | JS6BF-030K | AC | Split System: Air-Cooled Condensing Unit, Coil with Blower | S6BF-030K |  | B6VMAX30K-B | 13 | 16 | Yes | Yes | 2013-08-22 |  | 2
FALSE | S6BF-030K | 2690 | 5561296 | PHILCO | JS6BF-030K | AC | Split System: Air-Cooled Condensing Unit, Coil with Blower | S6BF-030K |  | B6EMMX30K-A | 13 | 16 | Yes | Yes | 2013-08-22 |  | 2
FALSE | S6BF-030K | 2690 | 5561300 | PHILCO | JS6BF-030K | AC | Split System: Air-Cooled Condensing Unit, Coil with Blower | S6BF-030K |  | B6VMAX30K-A | 13 | 16 | Yes | Yes | 2013-08-22 |  | 2
FALSE | S6BF-030K | 2690 | 5561301 | PHILCO | JS6BF-030K | AC | Split System: Air-Cooled Condensing Unit, Coil with Blower | S6BF-030K |  | B6EMMX30K-B | 13 | 16 | Yes | Yes | 2013-08-22 |  | 2
FALSE | S6BF-030K | 2690 | 5561246 | GRANDAIRE | JS6BF-030K | AC | Split System: Air-Cooled Condensing Unit, Coil with Blower | S6BF-030K |  | C7B(A,H)M03036(C,U)-B+TXV | 12.5 | 15 | Yes | Yes | 2013-08-22 |  | 1
FALSE | S6BF-030K | 2690 | 5561247 | GRANDAIRE | JS6BF-030K | AC | Split System: Air-Cooled Condensing Unit, Coil with Blower | S6BF-030K |  | C7B(A,H)M03036(C,U)-B+TXV | 12.5 | 15 | Yes | Yes | 2013-08-22 |  | 1
FALSE | S6BF-030K | 2690 | 5561248 | GRANDAIRE | JS6BF-030K | AC | Split System: Air-Cooled Condensing Unit, Coil with Blower | S6BF-030K |  | C7B(A,H)M03036(C,U)-B+TXV | 12.5 | 15 | Yes | Yes | 2013-08-22 |  | 1
FALSE | S6BF-030K | 2690 | 5561249 | GRANDAIRE | JS6BF-030K | AC | Split System: Air-Cooled Condensing Unit, Coil with Blower | S6BF-030K |  | C7B(A,H)M030(C,U)-C+TXV | 12.5 | 15 | Yes | Yes | 2013-08-22 |  | 1
FALSE | S6BF-030K | 2690 | 5561250 | GRANDAIRE | JS6BF-030K | AC | Split System: Air-Cooled Condensing Unit, Coil with Blower | S6BF-030K |  | C7B(A,H)M03036(C,U)-A+TXV | 12.5 | 15 | Yes | Yes | 2013-08-22 |  | 1
FALSE | S6BF-030K | 2690 | 5561251 | GRANDAIRE | JS6BF-030K | AC | Split System: Air-Cooled Condensing Unit, Coil with Blower | S6BF-030K |  | C7B(A,H)M030(C,U)-C+TXV | 12.5 | 15 | Yes | Yes | 2013-08-22 |  | 1
FALSE | S6BF-030K | 2690 | 5561252 | GRANDAIRE | JS6BF-030K | AC | Split System: Air-Cooled Condensing Unit, Coil with Blower | S6BF-030K |  | C7B(A,H)M03036(C,U)-A+TXV | 12.5 | 15 | Yes | Yes | 2013-08-22 |  | 1
FALSE | S6BF-030K | 2690 | 5561253 | GRANDAIRE | JS6BF-030K | AC | Split System: Air-Cooled Condensing Unit, Coil with Blower | S6BF-030K |  | C7B(A,H)M03036(C,U)-B+TXV | 13 | 16 | Yes | Yes | 2013-08-22 |  | 2
FALSE | S6BF-030K | 2690 | 5561254 | GRANDAIRE | JS6BF-030K | AC | Split System: Air-Cooled Condensing Unit, Coil with Blower | S6BF-030K |  | C7B(A,H)M030(C,U)-C+TXV | 12.5 | 15 | Yes | Yes | 2013-08-22 |  | 1
FALSE | S6BF-030K | 2690 | 5561255 | GRANDAIRE | JS6BF-030K | AC | Split System: Air-Cooled Condensing Unit, Coil with Blower | S6BF-030K |  | B6VMAX30K-B | 13 | 16 | Yes | Yes | 2013-08-22 |  | 2
FALSE | S6BF-030K | 2690 | 5561256 | GRANDAIRE | JS6BF-030K | AC | Split System: Air-Cooled Condensing Unit, Coil with Blower | S6BF-030K |  | B6EMMX30K-A | 13 | 16 | Yes | Yes | 2013-08-22 |  | 2
FALSE | S6BF-030K | 2690 | 5561260 | GRANDAIRE | JS6BF-030K | AC | Split System: Air-Cooled Condensing Unit, Coil with Blower | S6BF-030K |  | B6VMAX30K-A | 13 | 16 | Yes | Yes | 2013-08-22 |  | 2
FALSE | S6BF-030K | 2690 | 5561261 | GRANDAIRE | JS6BF-030K | AC | Split System: Air-Cooled Condensing Unit, Coil with Blower | S6BF-030K |  | B6EMMX30K-B | 13 | 16 | Yes | Yes | 2013-08-22 |  | 2
FALSE | S6BF-036K | 2702 | 5561262 | GRANDAIRE | JS6BF-036K | AC | Split System: Air-Cooled Condensing Unit, Coil with Blower | S6BF-036K |  | C7B(A,H)M03642(C,U)-B+TXV | 13 | 16 | Yes | Yes | 2013-08-22 |  | 2
FALSE | S6BF-036K | 2702 | 5561263 | GRANDAIRE | JS6BF-036K | AC | Split System: Air-Cooled Condensing Unit, Coil with Blower | S6BF-036K |  | C7B(A,H)M03648(C,U)-C+TXV | 13 | 16 | Yes | Yes | 2013-08-22 |  | 2
FALSE | S6BF-036K | 2702 | 5561264 | GRANDAIRE | JS6BF-036K | AC | Split System: Air-Cooled Condensing Unit, Coil with Blower | S6BF-036K |  | C7B(A,H)M03648(C,U)-C+TXV | 13 | 16 | Yes | Yes | 2013-08-22 |  | 2
FALSE | S6BF-036K | 2702 | 5561265 | GRANDAIRE | JS6BF-036K | AC | Split System: Air-Cooled Condensing Unit, Coil with Blower | S6BF-036K |  | C7B(A,H)M03648(C,U)-C+TXV | 13 | 16 | Yes | Yes | 2013-08-22 |  | 2
FALSE | S6BF-036K | 2702 | 5561266 | GRANDAIRE | JS6BF-036K | AC | Split System: Air-Cooled Condensing Unit, Coil with Blower | S6BF-036K |  | C7B(A,H)M03648(C,U)-C+TXV | 13 | 16 | Yes | Yes | 2013-08-22 |  | 2
FALSE | S6BF-036K | 2702 | 5561267 | GRANDAIRE | JS6BF-036K | AC | Split System: Air-Cooled Condensing Unit, Coil with Blower | S6BF-036K |  | C7B(A,H)M03642(C,U)-B+TXV | 13 | 16 | Yes | Yes | 2013-08-22 |  | 2
FALSE | S6BF-036K | 2702 | 5561268 | GRANDAIRE | JS6BF-036K | AC | Split System: Air-Cooled Condensing Unit, Coil with Blower | S6BF-036K |  | C7B(A,H)M03642(C,U)-B+TXV | 13 | 16 | Yes | Yes | 2013-08-22 |  | 2
FALSE | S6BF-036K | 2702 | 5561269 | GRANDAIRE | JS6BF-036K | AC | Split System: Air-Cooled Condensing Unit, Coil with Blower | S6BF-036K |  | C7B(A,H)M03642(C,U)-B+TXV | 13 | 16 | Yes | Yes | 2013-08-22 |  | 2
FALSE | S6BF-036K | 2702 | 5561270 | GRANDAIRE | JS6BF-036K | AC | Split System: Air-Cooled Condensing Unit, Coil with Blower | S6BF-036K |  | B6VMAX36K-B | 13 | 16 | Yes | Yes | 2013-08-22 |  | 2
FALSE | S6BF-036K | 2702 | 5561273 | GRANDAIRE | JS6BF-036K | AC | Split System: Air-Cooled Condensing Unit, Coil with Blower | S6BF-036K |  | B6EMMX36K-B | 13 | 16 | Yes | Yes | 2013-08-22 |  | 2
FALSE | S6BF-024K | 2682 | 5561274 | PHILCO | JS6BF-024K | AC | Split System: Air-Cooled Condensing Unit, Coil with Blower | S6BF-024K |  | C7B(A,H)M01824(C,U)-A+TXV | 13 | 16 | Yes | Yes | 2013-08-22 |  | 2
FALSE | S6BF-024K | 2682 | 5561275 | PHILCO | JS6BF-024K | AC | Split System: Air-Cooled Condensing Unit, Coil with Blower | S6BF-024K |  | C7B(A,H)M01824(C,U)-A+TXV | 13 | 16 | Yes | Yes | 2013-08-22 |  | 2
FALSE | S6BF-024K | 2682 | 5561276 | PHILCO | JS6BF-024K | AC | Split System: Air-Cooled Condensing Unit, Coil with Blower | S6BF-024K |  | C7B(A,H)M01824(C,U)-B+TXV | 13 | 16 | Yes | Yes | 2013-08-22 |  | 2
FALSE | S6BF-024K | 2682 | 5561277 | PHILCO | JS6BF-024K | AC | Split System: Air-Cooled Condensing Unit, Coil with Blower | S6BF-024K |  | C7B(A,H)M01824(C,U)-B+TXV | 13 | 16 | Yes | Yes | 2013-08-22 |  | 2
FALSE | S6BF-036K | 2702 | 5561302 | PHILCO | JS6BF-036K | AC | Split System: Air-Cooled Condensing Unit, Coil with Blower | S6BF-036K |  | C7B(A,H)M03642(C,U)-B+TXV | 13 | 16 | Yes | Yes | 2013-08-22 |  | 2
FALSE | S6BF-036K | 2702 | 5561303 | PHILCO | JS6BF-036K | AC | Split System: Air-Cooled Condensing Unit, Coil with Blower | S6BF-036K |  | C7B(A,H)M03648(C,U)-C+TXV | 13 | 16 | Yes | Yes | 2013-08-22 |  | 2
FALSE | S6BF-036K | 2702 | 5561304 | PHILCO | JS6BF-036K | AC | Split System: Air-Cooled Condensing Unit, Coil with Blower | S6BF-036K |  | C7B(A,H)M03648(C,U)-C+TXV | 13 | 16 | Yes | Yes | 2013-08-22 |  | 2
FALSE | S6BF-036K | 2702 | 5561305 | PHILCO | JS6BF-036K | AC | Split System: Air-Cooled Condensing Unit, Coil with Blower | S6BF-036K |  | C7B(A,H)M03648(C,U)-C+TXV | 13 | 16 | Yes | Yes | 2013-08-22 |  | 2
FALSE | S6BF-036K | 2702 | 5561306 | PHILCO | JS6BF-036K | AC | Split System: Air-Cooled Condensing Unit, Coil with Blower | S6BF-036K |  | C7B(A,H)M03648(C,U)-C+TXV | 13 | 16 | Yes | Yes | 2013-08-22 |  | 2
FALSE | S6BF-036K | 2702 | 5561307 | PHILCO | JS6BF-036K | AC | Split System: Air-Cooled Condensing Unit, Coil with Blower | S6BF-036K |  | C7B(A,H)M03642(C,U)-B+TXV | 13 | 16 | Yes | Yes | 2013-08-22 |  | 2
FALSE | S6BF-036K | 2702 | 5561308 | PHILCO | JS6BF-036K | AC | Split System: Air-Cooled Condensing Unit, Coil with Blower | S6BF-036K |  | C7B(A,H)M03642(C,U)-B+TXV | 13 | 16 | Yes | Yes | 2013-08-22 |  | 2
FALSE | S6BF-036K | 2702 | 5561309 | PHILCO | JS6BF-036K | AC | Split System: Air-Cooled Condensing Unit, Coil with Blower | S6BF-036K |  | C7B(A,H)M03642(C,U)-B+TXV | 13 | 16 | Yes | Yes | 2013-08-22 |  | 2
FALSE | S6BF-036K | 2702 | 5561310 | PHILCO | JS6BF-036K | AC | Split System: Air-Cooled Condensing Unit, Coil with Blower | S6BF-036K |  | B6VMAX36K-B | 13 | 16 | Yes | Yes | 2013-08-22 |  | 2
FALSE | S6BF-036K | 2702 | 5561313 | PHILCO | JS6BF-036K | AC | Split System: Air-Cooled Condensing Unit, Coil with Blower | S6BF-036K |  | B6EMMX36K-B | 13 | 16 | Yes | Yes | 2013-08-22 |  | 2
FALSE | S6BF-024K | 2682 | 5561314 | KELVINATOR | JS6BF-024K | AC | Split System: Air-Cooled Condensing Unit, Coil with Blower | S6BF-024K |  | C7B(A,H)M01824(C,U)-A+TXV | 13 | 16 | Yes | Yes | 2013-08-22 |  | 2
FALSE | S6BF-024K | 2682 | 5561315 | KELVINATOR | JS6BF-024K | AC | Split System: Air-Cooled Condensing Unit, Coil with Blower | S6BF-024K |  | C7B(A,H)M01824(C,U)-A+TXV | 13 | 16 | Yes | Yes | 2013-08-22 |  | 2
FALSE | S6BF-024K | 2682 | 5561316 | KELVINATOR | JS6BF-024K | AC | Split System: Air-Cooled Condensing Unit, Coil with Blower | S6BF-024K |  | C7B(A,H)M01824(C,U)-B+TXV | 13 | 16 | Yes | Yes | 2013-08-22 |  | 2
FALSE | S6BF-024K | 2682 | 5561317 | KELVINATOR | JS6BF-024K | AC | Split System: Air-Cooled Condensing Unit, Coil with Blower | S6BF-024K |  | C7B(A,H)M01824(C,U)-B+TXV | 13 | 16 | Yes | Yes | 2013-08-22 |  | 2
FALSE | S6BF-024K | 2682 | 5561318 | KELVINATOR | JS6BF-024K | AC | Split System: Air-Cooled Condensing Unit, Coil with Blower | S6BF-024K |  | C7B(A,H)M01824(C,U)-B+TXV | 13 | 16 | Yes | Yes | 2013-08-22 |  | 2
FALSE | S6BF-024K | 2682 | 5561319 | KELVINATOR | JS6BF-024K | AC | Split System: Air-Cooled Condensing Unit, Coil with Blower | S6BF-024K |  | C7B(A,H)M01824(C,U)-B+TXV | 13 | 16 | Yes | Yes | 2013-08-22 |  | 2
FALSE | S6BF-024K | 2682 | 5561320 | KELVINATOR | JS6BF-024K | AC | Split System: Air-Cooled Condensing Unit, Coil with Blower | S6BF-024K |  | B6EMMX24K-B | 13 | 16 | Yes | Yes | 2013-08-22 |  | 2
FALSE | S6BF-024K | 2682 | 5561322 | KELVINATOR | JS6BF-024K | AC | Split System: Air-Cooled Condensing Unit, Coil with Blower | S6BF-024K |  | B6EMMX24K-A | 13 | 16 | Yes | Yes | 2013-08-22 |  | 2
FALSE | S6BF-024K | 2682 | 5561323 | KELVINATOR | JS6BF-024K | AC | Split System: Air-Cooled Condensing Unit, Coil with Blower | S6BF-024K |  | B6VMAX24K-A | 13 | 16 | Yes | Yes | 2013-08-22 |  | 2
FALSE | S6BF-024K | 2682 | 5561324 | KELVINATOR | JS6BF-024K | AC | Split System: Air-Cooled Condensing Unit, Coil with Blower | S6BF-024K |  | B6VMAX24K-B | 13 | 16 | Yes | Yes | 2013-08-22 |  | 2
FALSE | S6BF-030K | 2690 | 5561326 | KELVINATOR | JS6BF-030K | AC | Split System: Air-Cooled Condensing Unit, Coil with Blower | S6BF-030K |  | C7B(A,H)M03036(C,U)-B+TXV | 12.5 | 15 | Yes | Yes | 2013-08-22 |  | 1
FALSE | S6BF-030K | 2690 | 5561327 | KELVINATOR | JS6BF-030K | AC | Split System: Air-Cooled Condensing Unit, Coil with Blower | S6BF-030K |  | C7B(A,H)M03036(C,U)-B+TXV | 12.5 | 15 | Yes | Yes | 2013-08-22 |  | 1
FALSE | S6BF-030K | 2690 | 5561328 | KELVINATOR | JS6BF-030K | AC | Split System: Air-Cooled Condensing Unit, Coil with Blower | S6BF-030K |  | C7B(A,H)M03036(C,U)-B+TXV | 12.5 | 15 | Yes | Yes | 2013-08-22 |  | 1
FALSE | S6BF-030K | 2690 | 5561329 | KELVINATOR | JS6BF-030K | AC | Split System: Air-Cooled Condensing Unit, Coil with Blower | S6BF-030K |  | C7B(A,H)M030(C,U)-C+TXV | 12.5 | 15 | Yes | Yes | 2013-08-22 |  | 1
FALSE | S6BF-030K | 2690 | 5561330 | KELVINATOR | JS6BF-030K | AC | Split System: Air-Cooled Condensing Unit, Coil with Blower | S6BF-030K |  | C7B(A,H)M03036(C,U)-A+TXV | 12.5 | 15 | Yes | Yes | 2013-08-22 |  | 1
FALSE | S6BF-030K | 2690 | 5561331 | KELVINATOR | JS6BF-030K | AC | Split System: Air-Cooled Condensing Unit, Coil with Blower | S6BF-030K |  | C7B(A,H)M030(C,U)-C+TXV | 12.5 | 15 | Yes | Yes | 2013-08-22 |  | 1
FALSE | S6BF-030K | 2690 | 5561332 | KELVINATOR | JS6BF-030K | AC | Split System: Air-Cooled Condensing Unit, Coil with Blower | S6BF-030K |  | C7B(A,H)M03036(C,U)-A+TXV | 12.5 | 15 | Yes | Yes | 2013-08-22 |  | 1
FALSE | S6BF-030K | 2690 | 5561333 | KELVINATOR | JS6BF-030K | AC | Split System: Air-Cooled Condensing Unit, Coil with Blower | S6BF-030K |  | C7B(A,H)M03036(C,U)-B+TXV | 13 | 16 | Yes | Yes | 2013-08-22 |  | 2
FALSE | S6BF-036K | 2702 | 5561390 | GARRISON | JS6BF-036K | AC | Split System: Air-Cooled Condensing Unit, Coil with Blower | S6BF-036K |  | B6VMAX36K-B | 13 | 16 | Yes | Yes | 2013-08-22 |  | 2
FALSE | S6BF-036K | 2702 | 5561393 | GARRISON | JS6BF-036K | AC | Split System: Air-Cooled Condensing Unit, Coil with Blower | S6BF-036K |  | B6EMMX36K-B | 13 | 16 | Yes | Yes | 2013-08-22 |  | 2
FALSE | S6BF-024K | 2682 | 5561394 | NUTONE | JS6BF-024K | AC | Split System: Air-Cooled Condensing Unit, Coil with Blower | S6BF-024K |  | C7B(A,H)M01824(C,U)-A+TXV | 13 | 16 | Yes | Yes | 2013-08-22 |  | 2
FALSE | S6BF-024K | 2682 | 5561395 | NUTONE | JS6BF-024K | AC | Split System: Air-Cooled Condensing Unit, Coil with Blower | S6BF-024K |  | C7B(A,H)M01824(C,U)-A+TXV | 13 | 16 | Yes | Yes | 2013-08-22 |  | 2
FALSE | S6BF-024K | 2682 | 5561396 | NUTONE | JS6BF-024K | AC | Split System: Air-Cooled Condensing Unit, Coil with Blower | S6BF-024K |  | C7B(A,H)M01824(C,U)-B+TXV | 13 | 16 | Yes | Yes | 2013-08-22 |  | 2
FALSE | S6BF-024K | 2682 | 5561397 | NUTONE | JS6BF-024K | AC | Split System: Air-Cooled Condensing Unit, Coil with Blower | S6BF-024K |  | C7B(A,H)M01824(C,U)-B+TXV | 13 | 16 | Yes | Yes | 2013-08-22 |  | 2
FALSE | S6BF-024K | 2682 | 5561398 | NUTONE | JS6BF-024K | AC | Split System: Air-Cooled Condensing Unit, Coil with Blower | S6BF-024K |  | C7B(A,H)M01824(C,U)-B+TXV | 13 | 16 | Yes | Yes | 2013-08-22 |  | 2
FALSE | S6BF-024K | 2682 | 5561399 | NUTONE | JS6BF-024K | AC | Split System: Air-Cooled Condensing Unit, Coil with Blower | S6BF-024K |  | C7B(A,H)M01824(C,U)-B+TXV | 13 | 16 | Yes | Yes | 2013-08-22 |  | 2
FALSE | S6BF-024K | 2682 | 5561400 | NUTONE | JS6BF-024K | AC | Split System: Air-Cooled Condensing Unit, Coil with Blower | S6BF-024K |  | B6EMMX24K-B | 13 | 16 | Yes | Yes | 2013-08-22 |  | 2
FALSE | S6BF-024K | 2682 | 5561402 | NUTONE | JS6BF-024K | AC | Split System: Air-Cooled Condensing Unit, Coil with Blower | S6BF-024K |  | B6EMMX24K-A | 13 | 16 | Yes | Yes | 2013-08-22 |  | 2
FALSE | S6BF-024K | 2682 | 5561403 | NUTONE | JS6BF-024K | AC | Split System: Air-Cooled Condensing Unit, Coil with Blower | S6BF-024K |  | B6VMAX24K-A | 13 | 16 | Yes | Yes | 2013-08-22 |  | 2
FALSE | S6BF-024K | 2682 | 5561404 | NUTONE | JS6BF-024K | AC | Split System: Air-Cooled Condensing Unit, Coil with Blower | S6BF-024K |  | B6VMAX24K-B | 13 | 16 | Yes | Yes | 2013-08-22 |  | 2
FALSE | S6BF-030K | 2690 | 5561406 | NUTONE | JS6BF-030K | AC | Split System: Air-Cooled Condensing Unit, Coil with Blower | S6BF-030K |  | C7B(A,H)M03036(C,U)-B+TXV | 12.5 | 15 | Yes | Yes | 2013-08-22 |  | 1
FALSE | S6BF-030K | 2690 | 5561407 | NUTONE | JS6BF-030K | AC | Split System: Air-Cooled Condensing Unit, Coil with Blower | S6BF-030K |  | C7B(A,H)M03036(C,U)-B+TXV | 12.5 | 15 | Yes | Yes | 2013-08-22 |  | 1
FALSE | S6BF-030K | 2690 | 5561408 | NUTONE | JS6BF-030K | AC | Split System: Air-Cooled Condensing Unit, Coil with Blower | S6BF-030K |  | C7B(A,H)M03036(C,U)-B+TXV | 12.5 | 15 | Yes | Yes | 2013-08-22 |  | 1
FALSE | S6BF-030K | 2690 | 5561409 | NUTONE | JS6BF-030K | AC | Split System: Air-Cooled Condensing Unit, Coil with Blower | S6BF-030K |  | C7B(A,H)M030(C,U)-C+TXV | 12.5 | 15 | Yes | Yes | 2013-08-22 |  | 1
FALSE | S6BF-030K | 2690 | 5561410 | NUTONE | JS6BF-030K | AC | Split System: Air-Cooled Condensing Unit, Coil with Blower | S6BF-030K |  | C7B(A,H)M03036(C,U)-A+TXV | 12.5 | 15 | Yes | Yes | 2013-08-22 |  | 1
FALSE | S6BF-030K | 2690 | 5561411 | NUTONE | JS6BF-030K | AC | Split System: Air-Cooled Condensing Unit, Coil with Blower | S6BF-030K |  | C7B(A,H)M030(C,U)-C+TXV | 12.5 | 15 | Yes | Yes | 2013-08-22 |  | 1
FALSE | S6BF-030K | 2690 | 5561412 | NUTONE | JS6BF-030K | AC | Split System: Air-Cooled Condensing Unit, Coil with Blower | S6BF-030K |  | C7B(A,H)M03036(C,U)-A+TXV | 12.5 | 15 | Yes | Yes | 2013-08-22 |  | 1
FALSE | S6BF-024K | 2682 | 5561358 | GARRISON | JS6BF-024K | AC | Split System: Air-Cooled Condensing Unit, Coil with Blower | S6BF-024K |  | C7B(A,H)M01824(C,U)-B+TXV | 13 | 16 | Yes | Yes | 2013-08-22 |  | 2
FALSE | S6BF-024K | 2682 | 5561359 | GARRISON | JS6BF-024K | AC | Split System: Air-Cooled Condensing Unit, Coil with Blower | S6BF-024K |  | C7B(A,H)M01824(C,U)-B+TXV | 13 | 16 | Yes | Yes | 2013-08-22 |  | 2
FALSE | S6BF-024K | 2682 | 5561360 | GARRISON | JS6BF-024K | AC | Split System: Air-Cooled Condensing Unit, Coil with Blower | S6BF-024K |  | B6EMMX24K-B | 13 | 16 | Yes | Yes | 2013-08-22 |  | 2
FALSE | S6BF-024K | 2682 | 5561362 | GARRISON | JS6BF-024K | AC | Split System: Air-Cooled Condensing Unit, Coil with Blower | S6BF-024K |  | B6EMMX24K-A | 13 | 16 | Yes | Yes | 2013-08-22 |  | 2
FALSE | S6BF-024K | 2682 | 5561363 | GARRISON | JS6BF-024K | AC | Split System: Air-Cooled Condensing Unit, Coil with Blower | S6BF-024K |  | B6VMAX24K-A | 13 | 16 | Yes | Yes | 2013-08-22 |  | 2
FALSE | S6BF-024K | 2682 | 5561364 | GARRISON | JS6BF-024K | AC | Split System: Air-Cooled Condensing Unit, Coil with Blower | S6BF-024K |  | B6VMAX24K-B | 13 | 16 | Yes | Yes | 2013-08-22 |  | 2
FALSE | S6BF-030K | 2690 | 5561366 | GARRISON | JS6BF-030K | AC | Split System: Air-Cooled Condensing Unit, Coil with Blower | S6BF-030K |  | C7B(A,H)M03036(C,U)-B+TXV | 12.5 | 15 | Yes | Yes | 2013-08-22 |  | 1
FALSE | S6BF-030K | 2690 | 5561367 | GARRISON | JS6BF-030K | AC | Split System: Air-Cooled Condensing Unit, Coil with Blower | S6BF-030K |  | C7B(A,H)M03036(C,U)-B+TXV | 12.5 | 15 | Yes | Yes | 2013-08-22 |  | 1
FALSE | S6BF-030K | 2690 | 5561368 | GARRISON | JS6BF-030K | AC | Split System: Air-Cooled Condensing Unit, Coil with Blower | S6BF-030K |  | C7B(A,H)M03036(C,U)-B+TXV | 12.5 | 15 | Yes | Yes | 2013-08-22 |  | 1
FALSE | S6BF-030K | 2690 | 5561369 | GARRISON | JS6BF-030K | AC | Split System: Air-Cooled Condensing Unit, Coil with Blower | S6BF-030K |  | C7B(A,H)M030(C,U)-C+TXV | 12.5 | 15 | Yes | Yes | 2013-08-22 |  | 1
FALSE | S6BF-030K | 2690 | 5561370 | GARRISON | JS6BF-030K | AC | Split System: Air-Cooled Condensing Unit, Coil with Blower | S6BF-030K |  | C7B(A,H)M03036(C,U)-A+TXV | 12.5 | 15 | Yes | Yes | 2013-08-22 |  | 1
FALSE | S6BF-030K | 2690 | 5561371 | GARRISON | JS6BF-030K | AC | Split System: Air-Cooled Condensing Unit, Coil with Blower | S6BF-030K |  | C7B(A,H)M030(C,U)-C+TXV | 12.5 | 15 | Yes | Yes | 2013-08-22 |  | 1
FALSE | S6BF-030K | 2690 | 5561372 | GARRISON | JS6BF-030K | AC | Split System: Air-Cooled Condensing Unit, Coil with Blower | S6BF-030K |  | C7B(A,H)M03036(C,U)-A+TXV | 12.5 | 15 | Yes | Yes | 2013-08-22 |  | 1
FALSE | S6BF-030K | 2690 | 5561373 | GARRISON | JS6BF-030K | AC | Split System: Air-Cooled Condensing Unit, Coil with Blower | S6BF-030K |  | C7B(A,H)M03036(C,U)-B+TXV | 13 | 16 | Yes | Yes | 2013-08-22 |  | 2
FALSE | S6BF-030K | 2690 | 5561374 | GARRISON | JS6BF-030K | AC | Split System: Air-Cooled Condensing Unit, Coil with Blower | S6BF-030K |  | C7B(A,H)M030(C,U)-C+TXV | 12.5 | 15 | Yes | Yes | 2013-08-22 |  | 1
FALSE | S6BF-030K | 2690 | 5561375 | GARRISON | JS6BF-030K | AC | Split System: Air-Cooled Condensing Unit, Coil with Blower | S6BF-030K |  | B6VMAX30K-B | 13 | 16 | Yes | Yes | 2013-08-22 |  | 2
FALSE | S6BF-030K | 2690 | 5561376 | GARRISON | JS6BF-030K | AC | Split System: Air-Cooled Condensing Unit, Coil with Blower | S6BF-030K |  | B6EMMX30K-A | 13 | 16 | Yes | Yes | 2013-08-22 |  | 2
FALSE | S6BF-030K | 2690 | 5561380 | GARRISON | JS6BF-030K | AC | Split System: Air-Cooled Condensing Unit, Coil with Blower | S6BF-030K |  | B6VMAX30K-A | 13 | 16 | Yes | Yes | 2013-08-22 |  | 2
FALSE | S6BF-030K | 2690 | 5561381 | GARRISON | JS6BF-030K | AC | Split System: Air-Cooled Condensing Unit, Coil with Blower | S6BF-030K |  | B6EMMX30K-B | 13 | 16 | Yes | Yes | 2013-08-22 |  | 2
FALSE | S6BF-036K | 2702 | 5561382 | GARRISON | JS6BF-036K | AC | Split System: Air-Cooled Condensing Unit, Coil with Blower | S6BF-036K |  | C7B(A,H)M03642(C,U)-B+TXV | 13 | 16 | Yes | Yes | 2013-08-22 |  | 2
FALSE | S6BF-036K | 2702 | 5561383 | GARRISON | JS6BF-036K | AC | Split System: Air-Cooled Condensing Unit, Coil with Blower | S6BF-036K |  | C7B(A,H)M03648(C,U)-C+TXV | 13 | 16 | Yes | Yes | 2013-08-22 |  | 2
FALSE | S6BF-036K | 2702 | 5561384 | GARRISON | JS6BF-036K | AC | Split System: Air-Cooled Condensing Unit, Coil with Blower | S6BF-036K |  | C7B(A,H)M03648(C,U)-C+TXV | 13 | 16 | Yes | Yes | 2013-08-22 |  | 2
FALSE | S6BF-036K | 2702 | 5561385 | GARRISON | JS6BF-036K | AC | Split System: Air-Cooled Condensing Unit, Coil with Blower | S6BF-036K |  | C7B(A,H)M03648(C,U)-C+TXV | 13 | 16 | Yes | Yes | 2013-08-22 |  | 2
FALSE | S6BF-036K | 2702 | 5561386 | GARRISON | JS6BF-036K | AC | Split System: Air-Cooled Condensing Unit, Coil with Blower | S6BF-036K |  | C7B(A,H)M03648(C,U)-C+TXV | 13 | 16 | Yes | Yes | 2013-08-22 |  | 2
FALSE | S6BF-036K | 2702 | 5561387 | GARRISON | JS6BF-036K | AC | Split System: Air-Cooled Condensing Unit, Coil with Blower | S6BF-036K |  | C7B(A,H)M03642(C,U)-B+TXV | 13 | 16 | Yes | Yes | 2013-08-22 |  | 2
FALSE | S6BF-036K | 2702 | 5561388 | GARRISON | JS6BF-036K | AC | Split System: Air-Cooled Condensing Unit, Coil with Blower | S6BF-036K |  | C7B(A,H)M03642(C,U)-B+TXV | 13 | 16 | Yes | Yes | 2013-08-22 |  | 2
FALSE | S6BF-036K | 2702 | 5561389 | GARRISON | JS6BF-036K | AC | Split System: Air-Cooled Condensing Unit, Coil with Blower | S6BF-036K |  | C7B(A,H)M03642(C,U)-B+TXV | 13 | 16 | Yes | Yes | 2013-08-22 |  | 2
FALSE | S6BF-030K | 2690 | 5561413 | NUTONE | JS6BF-030K | AC | Split System: Air-Cooled Condensing Unit, Coil with Blower | S6BF-030K |  | C7B(A,H)M03036(C,U)-B+TXV | 13 | 16 | Yes | Yes | 2013-08-22 |  | 2
FALSE | S6BF-030K | 2690 | 5561414 | NUTONE | JS6BF-030K | AC | Split System: Air-Cooled Condensing Unit, Coil with Blower | S6BF-030K |  | C7B(A,H)M030(C,U)-C+TXV | 12.5 | 15 | Yes | Yes | 2013-08-22 |  | 1
FALSE | S6BF-030K | 2690 | 5561415 | NUTONE | JS6BF-030K | AC | Split System: Air-Cooled Condensing Unit, Coil with Blower | S6BF-030K |  | B6VMAX30K-B | 13 | 16 | Yes | Yes | 2013-08-22 |  | 2
FALSE | S6BF-030K | 2690 | 5561416 | NUTONE | JS6BF-030K | AC | Split System: Air-Cooled Condensing Unit, Coil with Blower | S6BF-030K |  | B6EMMX30K-A | 13 | 16 | Yes | Yes | 2013-08-22 |  | 2
FALSE | S6BF-030K | 2690 | 5561420 | NUTONE | JS6BF-030K | AC | Split System: Air-Cooled Condensing Unit, Coil with Blower | S6BF-030K |  | B6VMAX30K-A | 13 | 16 | Yes | Yes | 2013-08-22 |  | 2
FALSE | S6BF-030K | 2690 | 5561421 | NUTONE | JS6BF-030K | AC | Split System: Air-Cooled Condensing Unit, Coil with Blower | S6BF-030K |  | B6EMMX30K-B | 13 | 16 | Yes | Yes | 2013-08-22 |  | 2
FALSE | S6BF-036K | 2702 | 5561422 | NUTONE | JS6BF-036K | AC | Split System: Air-Cooled Condensing Unit, Coil with Blower | S6BF-036K |  | C7B(A,H)M03642(C,U)-B+TXV | 13 | 16 | Yes | Yes | 2013-08-22 |  | 2
FALSE | S6BF-036K | 2702 | 5561423 | NUTONE | JS6BF-036K | AC | Split System: Air-Cooled Condensing Unit, Coil with Blower | S6BF-036K |  | C7B(A,H)M03648(C,U)-C+TXV | 13 | 16 | Yes | Yes | 2013-08-22 |  | 2
FALSE | S6BF-036K | 2702 | 5561424 | NUTONE | JS6BF-036K | AC | Split System: Air-Cooled Condensing Unit, Coil with Blower | S6BF-036K |  | C7B(A,H)M03648(C,U)-C+TXV | 13 | 16 | Yes | Yes | 2013-08-22 |  | 2
FALSE | S6BF-036K | 2702 | 5561425 | NUTONE | JS6BF-036K | AC | Split System: Air-Cooled Condensing Unit, Coil with Blower | S6BF-036K |  | C7B(A,H)M03648(C,U)-C+TXV | 13 | 16 | Yes | Yes | 2013-08-22 |  | 2
FALSE | S6BF-036K | 2702 | 5561426 | NUTONE | JS6BF-036K | AC | Split System: Air-Cooled Condensing Unit, Coil with Blower | S6BF-036K |  | C7B(A,H)M03648(C,U)-C+TXV | 13 | 16 | Yes | Yes | 2013-08-22 |  | 2
FALSE | S6BF-036K | 2702 | 5561427 | NUTONE | JS6BF-036K | AC | Split System: Air-Cooled Condensing Unit, Coil with Blower | S6BF-036K |  | C7B(A,H)M03642(C,U)-B+TXV | 13 | 16 | Yes | Yes | 2013-08-22 |  | 2
FALSE | S6BF-036K | 2702 | 5561428 | NUTONE | JS6BF-036K | AC | Split System: Air-Cooled Condensing Unit, Coil with Blower | S6BF-036K |  | C7B(A,H)M03642(C,U)-B+TXV | 13 | 16 | Yes | Yes | 2013-08-22 |  | 2
FALSE | S6BF-036K | 2702 | 5561429 | NUTONE | JS6BF-036K | AC | Split System: Air-Cooled Condensing Unit, Coil with Blower | S6BF-036K |  | C7B(A,H)M03642(C,U)-B+TXV | 13 | 16 | Yes | Yes | 2013-08-22 |  | 2
FALSE | S6BF-036K | 2702 | 5561430 | NUTONE | JS6BF-036K | AC | Split System: Air-Cooled Condensing Unit, Coil with Blower | S6BF-036K |  | B6VMAX36K-B | 13 | 16 | Yes | Yes | 2013-08-22 |  | 2
FALSE | S6BF-036K | 2702 | 5561433 | NUTONE | JS6BF-036K | AC | Split System: Air-Cooled Condensing Unit, Coil with Blower | S6BF-036K |  | B6EMMX36K-B | 13 | 16 | Yes | Yes | 2013-08-22 |  | 2
FALSE | S6BF-024K | 2682 | 5561434 | ELECT-AIRE | JS6BF-024K | AC | Split System: Air-Cooled Condensing Unit, Coil with Blower | S6BF-024K |  | C7B(A,H)M01824(C,U)-A+TXV | 13 | 16 | Yes | Yes | 2013-08-22 |  | 2
FALSE | S6BF-024K | 2682 | 5561435 | ELECT-AIRE | JS6BF-024K | AC | Split System: Air-Cooled Condensing Unit, Coil with Blower | S6BF-024K |  | C7B(A,H)M01824(C,U)-A+TXV | 13 | 16 | Yes | Yes | 2013-08-22 |  | 2
FALSE | S6BF-024K | 2682 | 5561436 | ELECT-AIRE | JS6BF-024K | AC | Split System: Air-Cooled Condensing Unit, Coil with Blower | S6BF-024K |  | C7B(A,H)M01824(C,U)-B+TXV | 13 | 16 | Yes | Yes | 2013-08-22 |  | 2
FALSE | S6BF-024K | 2682 | 5561437 | ELECT-AIRE | JS6BF-024K | AC | Split System: Air-Cooled Condensing Unit, Coil with Blower | S6BF-024K |  | C7B(A,H)M01824(C,U)-B+TXV | 13 | 16 | Yes | Yes | 2013-08-22 |  | 2
FALSE | S6BF-024K | 2682 | 5561438 | ELECT-AIRE | JS6BF-024K | AC | Split System: Air-Cooled Condensing Unit, Coil with Blower | S6BF-024K |  | C7B(A,H)M01824(C,U)-B+TXV | 13 | 16 | Yes | Yes | 2013-08-22 |  | 2
FALSE | S6BF-024K | 2682 | 5561439 | ELECT-AIRE | JS6BF-024K | AC | Split System: Air-Cooled Condensing Unit, Coil with Blower | S6BF-024K |  | C7B(A,H)M01824(C,U)-B+TXV | 13 | 16 | Yes | Yes | 2013-08-22 |  | 2
FALSE | S6BF-024K | 2682 | 5561440 | ELECT-AIRE | JS6BF-024K | AC | Split System: Air-Cooled Condensing Unit, Coil with Blower | S6BF-024K |  | B6EMMX24K-B | 13 | 16 | Yes | Yes | 2013-08-22 |  | 2
FALSE | S6BF-024K | 2682 | 5561442 | ELECT-AIRE | JS6BF-024K | AC | Split System: Air-Cooled Condensing Unit, Coil with Blower | S6BF-024K |  | B6EMMX24K-A | 13 | 16 | Yes | Yes | 2013-08-22 |  | 2
FALSE | S6BF-024K | 2682 | 5561443 | ELECT-AIRE | JS6BF-024K | AC | Split System: Air-Cooled Condensing Unit, Coil with Blower | S6BF-024K |  | B6VMAX24K-A | 13 | 16 | Yes | Yes | 2013-08-22 |  | 2
FALSE | S6BF-024K | 2682 | 5561444 | ELECT-AIRE | JS6BF-024K | AC | Split System: Air-Cooled Condensing Unit, Coil with Blower | S6BF-024K |  | B6VMAX24K-B | 13 | 16 | Yes | Yes | 2013-08-22 |  | 2
FALSE | S6BF-030K | 2690 | 5561446 | ELECT-AIRE | JS6BF-030K | AC | Split System: Air-Cooled Condensing Unit, Coil with Blower | S6BF-030K |  | C7B(A,H)M03036(C,U)-B+TXV | 12.5 | 15 | Yes | Yes | 2013-08-22 |  | 1
FALSE | S6BF-030K | 2690 | 5561447 | ELECT-AIRE | JS6BF-030K | AC | Split System: Air-Cooled Condensing Unit, Coil with Blower | S6BF-030K |  | C7B(A,H)M03036(C,U)-B+TXV | 12.5 | 15 | Yes | Yes | 2013-08-22 |  | 1
FALSE | S6BF-036K | 2702 | 5561498 | GRANDAIRE | JS6BF-036K | AC | Split System: Air-Cooled Condensing Unit, Coil with Blower | S6BF-036K |  | C7B(A,H)M03648(C,U)-C+TXV | 13 | 16 | Yes | Yes | 2013-08-22 |  | 2
FALSE | S6BF-036K | 2702 | 5561499 | GRANDAIRE | JS6BF-036K | AC | Split System: Air-Cooled Condensing Unit, Coil with Blower | S6BF-036K |  | C7B(A,H)M03648(C,U)-C+TXV | 13 | 16 | Yes | Yes | 2013-08-22 |  | 2
FALSE | S6BF-036K | 2702 | 5561500 | GRANDAIRE | JS6BF-036K | AC | Split System: Air-Cooled Condensing Unit, Coil with Blower | S6BF-036K |  | C7B(A,H)M03642(C,U)-B+TXV | 13 | 16 | Yes | Yes | 2013-08-22 |  | 2
FALSE | S6BF-036K | 2702 | 5561501 | GRANDAIRE | JS6BF-036K | AC | Split System: Air-Cooled Condensing Unit, Coil with Blower | S6BF-036K |  | C7B(A,H)M03642(C,U)-B+TXV | 13 | 16 | Yes | Yes | 2013-08-22 |  | 2
FALSE | S6BF-024K | 2682 | 5561502 | PHILCO | JS6BF-024K | AC | Split System: Air-Cooled Condensing Unit, Coil with Blower | S6BF-024K |  | C7B(A,H)M01824(C,U)-A+TXV | 13 | 16 | Yes | Yes | 2013-08-22 |  | 2
FALSE | S6BF-024K | 2682 | 5561503 | PHILCO | JS6BF-024K | AC | Split System: Air-Cooled Condensing Unit, Coil with Blower | S6BF-024K |  | C7B(A,H)M01824(C,U)-A+TXV | 13 | 16 | Yes | Yes | 2013-08-22 |  | 2
FALSE | S6BF-024K | 2682 | 5561504 | PHILCO | JS6BF-024K | AC | Split System: Air-Cooled Condensing Unit, Coil with Blower | S6BF-024K |  | C7B(A,H)M01824(C,U)-B+TXV | 13 | 16 | Yes | Yes | 2013-08-22 |  | 2
FALSE | S6BF-024K | 2682 | 5561505 | PHILCO | JS6BF-024K | AC | Split System: Air-Cooled Condensing Unit, Coil with Blower | S6BF-024K |  | C7B(A,H)M01824(C,U)-B+TXV | 13 | 16 | Yes | Yes | 2013-08-22 |  | 2
FALSE | S6BF-030K | 2690 | 5561506 | PHILCO | JS6BF-030K | AC | Split System: Air-Cooled Condensing Unit, Coil with Blower | S6BF-030K |  | C7B(A,H)M03036(C,U)-B+TXV | 12.5 | 15 | Yes | Yes | 2013-08-22 |  | 1
FALSE | S6BF-030K | 2690 | 5561507 | PHILCO | JS6BF-030K | AC | Split System: Air-Cooled Condensing Unit, Coil with Blower | S6BF-030K |  | C7B(A,H)M03036(C,U)-B+TXV | 12.5 | 15 | Yes | Yes | 2013-08-22 |  | 1
FALSE | S6BF-030K | 2690 | 5561508 | PHILCO | JS6BF-030K | AC | Split System: Air-Cooled Condensing Unit, Coil with Blower | S6BF-030K |  | C7B(A,H)M030(C,U)-C+TXV | 12.5 | 15 | Yes | Yes | 2013-08-22 |  | 1
FALSE | S6BF-030K | 2690 | 5561509 | PHILCO | JS6BF-030K | AC | Split System: Air-Cooled Condensing Unit, Coil with Blower | S6BF-030K |  | C7B(A,H)M03036(C,U)-A+TXV | 12.5 | 15 | Yes | Yes | 2013-08-22 |  | 1
FALSE | S6BF-030K | 2690 | 5561510 | PHILCO | JS6BF-030K | AC | Split System: Air-Cooled Condensing Unit, Coil with Blower | S6BF-030K |  | C7B(A,H)M030(C,U)-C+TXV | 12.5 | 15 | Yes | Yes | 2013-08-22 |  | 1
FALSE | S6BF-030K | 2690 | 5561511 | PHILCO | JS6BF-030K | AC | Split System: Air-Cooled Condensing Unit, Coil with Blower | S6BF-030K |  | C7B(A,H)M03036(C,U)-A+TXV | 12.5 | 15 | Yes | Yes | 2013-08-22 |  | 1
FALSE | S6BF-036K | 2702 | 5561512 | PHILCO | JS6BF-036K | AC | Split System: Air-Cooled Condensing Unit, Coil with Blower | S6BF-036K |  | C7B(A,H)M03648(C,U)-C+TXV | 13 | 16 | Yes | Yes | 2013-08-22 |  | 2
FALSE | S6BF-036K | 2702 | 5561513 | PHILCO | JS6BF-036K | AC | Split System: Air-Cooled Condensing Unit, Coil with Blower | S6BF-036K |  | C7B(A,H)M03648(C,U)-C+TXV | 13 | 16 | Yes | Yes | 2013-08-22 |  | 2
FALSE | S6BF-036K | 2702 | 5561514 | PHILCO | JS6BF-036K | AC | Split System: Air-Cooled Condensing Unit, Coil with Blower | S6BF-036K |  | C7B(A,H)M03642(C,U)-B+TXV | 13 | 16 | Yes | Yes | 2013-08-22 |  | 2
FALSE | S6BF-036K | 2702 | 5561515 | PHILCO | JS6BF-036K | AC | Split System: Air-Cooled Condensing Unit, Coil with Blower | S6BF-036K |  | C7B(A,H)M03642(C,U)-B+TXV | 13 | 16 | Yes | Yes | 2013-08-22 |  | 2
FALSE | S6BF-024K | 2682 | 5561516 | KELVINATOR | JS6BF-024K | AC | Split System: Air-Cooled Condensing Unit, Coil with Blower | S6BF-024K |  | C7B(A,H)M01824(C,U)-A+TXV | 13 | 16 | Yes | Yes | 2013-08-22 |  | 2
FALSE | S6BF-036K | 2702 | 5561470 | ELECT-AIRE | JS6BF-036K | AC | Split System: Air-Cooled Condensing Unit, Coil with Blower | S6BF-036K |  | B6VMAX36K-B | 13 | 16 | Yes | Yes | 2013-08-22 |  | 2
FALSE | S6BF-036K | 2702 | 5561473 | ELECT-AIRE | JS6BF-036K | AC | Split System: Air-Cooled Condensing Unit, Coil with Blower | S6BF-036K |  | B6EMMX36K-B | 13 | 16 | Yes | Yes | 2013-08-22 |  | 2
FALSE | S6BF-024K | 2682 | 5561474 | GIBSON | JS6BF-024K | AC | Split System: Air-Cooled Condensing Unit, Coil with Blower | S6BF-024K |  | C7B(A,H)M01824(C,U)-A+TXV | 13 | 16 | Yes | Yes | 2013-08-22 |  | 2
FALSE | S6BF-024K | 2682 | 5561475 | GIBSON | JS6BF-024K | AC | Split System: Air-Cooled Condensing Unit, Coil with Blower | S6BF-024K |  | C7B(A,H)M01824(C,U)-A+TXV | 13 | 16 | Yes | Yes | 2013-08-22 |  | 2
FALSE | S6BF-024K | 2682 | 5561476 | GIBSON | JS6BF-024K | AC | Split System: Air-Cooled Condensing Unit, Coil with Blower | S6BF-024K |  | C7B(A,H)M01824(C,U)-B+TXV | 13 | 16 | Yes | Yes | 2013-08-22 |  | 2
FALSE | S6BF-024K | 2682 | 5561477 | GIBSON | JS6BF-024K | AC | Split System: Air-Cooled Condensing Unit, Coil with Blower | S6BF-024K |  | C7B(A,H)M01824(C,U)-B+TXV | 13 | 16 | Yes | Yes | 2013-08-22 |  | 2
FALSE | S6BF-030K | 2690 | 5561478 | GIBSON | JS6BF-030K | AC | Split System: Air-Cooled Condensing Unit, Coil with Blower | S6BF-030K |  | C7B(A,H)M03036(C,U)-B+TXV | 12.5 | 15 | Yes | Yes | 2013-08-22 |  | 1
FALSE | S6BF-030K | 2690 | 5561479 | GIBSON | JS6BF-030K | AC | Split System: Air-Cooled Condensing Unit, Coil with Blower | S6BF-030K |  | C7B(A,H)M03036(C,U)-B+TXV | 12.5 | 15 | Yes | Yes | 2013-08-22 |  | 1
FALSE | S6BF-030K | 2690 | 5561480 | GIBSON | JS6BF-030K | AC | Split System: Air-Cooled Condensing Unit, Coil with Blower | S6BF-030K |  | C7B(A,H)M030(C,U)-C+TXV | 12.5 | 15 | Yes | Yes | 2013-08-22 |  | 1
FALSE | S6BF-030K | 2690 | 5561481 | GIBSON | JS6BF-030K | AC | Split System: Air-Cooled Condensing Unit, Coil with Blower | S6BF-030K |  | C7B(A,H)M03036(C,U)-A+TXV | 12.5 | 15 | Yes | Yes | 2013-08-22 |  | 1
FALSE | S6BF-030K | 2690 | 5561482 | GIBSON | JS6BF-030K | AC | Split System: Air-Cooled Condensing Unit, Coil with Blower | S6BF-030K |  | C7B(A,H)M030(C,U)-C+TXV | 12.5 | 15 | Yes | Yes | 2013-08-22 |  | 1
FALSE | S6BF-030K | 2690 | 5561483 | GIBSON | JS6BF-030K | AC | Split System: Air-Cooled Condensing Unit, Coil with Blower | S6BF-030K |  | C7B(A,H)M03036(C,U)-A+TXV | 12.5 | 15 | Yes | Yes | 2013-08-22 |  | 1
FALSE | S6BF-036K | 2702 | 5561484 | GIBSON | JS6BF-036K | AC | Split System: Air-Cooled Condensing Unit, Coil with Blower | S6BF-036K |  | C7B(A,H)M03648(C,U)-C+TXV | 13 | 16 | Yes | Yes | 2013-08-22 |  | 2
FALSE | S6BF-036K | 2702 | 5561485 | GIBSON | JS6BF-036K | AC | Split System: Air-Cooled Condensing Unit, Coil with Blower | S6BF-036K |  | C7B(A,H)M03648(C,U)-C+TXV | 13 | 16 | Yes | Yes | 2013-08-22 |  | 2
FALSE | S6BF-036K | 2702 | 5561486 | GIBSON | JS6BF-036K | AC | Split System: Air-Cooled Condensing Unit, Coil with Blower | S6BF-036K |  | C7B(A,H)M03642(C,U)-B+TXV | 13 | 16 | Yes | Yes | 2013-08-22 |  | 2
FALSE | S6BF-036K | 2702 | 5561487 | GIBSON | JS6BF-036K | AC | Split System: Air-Cooled Condensing Unit, Coil with Blower | S6BF-036K |  | C7B(A,H)M03642(C,U)-B+TXV | 13 | 16 | Yes | Yes | 2013-08-22 |  | 2
FALSE | S6BF-024K | 2682 | 5561488 | GRANDAIRE | JS6BF-024K | AC | Split System: Air-Cooled Condensing Unit, Coil with Blower | S6BF-024K |  | C7B(A,H)M01824(C,U)-A+TXV | 13 | 16 | Yes | Yes | 2013-08-22 |  | 2
FALSE | S6BF-024K | 2682 | 5561489 | GRANDAIRE | JS6BF-024K | AC | Split System: Air-Cooled Condensing Unit, Coil with Blower | S6BF-024K |  | C7B(A,H)M01824(C,U)-A+TXV | 13 | 16 | Yes | Yes | 2013-08-22 |  | 2
FALSE | S6BF-024K | 2682 | 5561490 | GRANDAIRE | JS6BF-024K | AC | Split System: Air-Cooled Condensing Unit, Coil with Blower | S6BF-024K |  | C7B(A,H)M01824(C,U)-B+TXV | 13 | 16 | Yes | Yes | 2013-08-22 |  | 2
FALSE | S6BF-024K | 2682 | 5561491 | GRANDAIRE | JS6BF-024K | AC | Split System: Air-Cooled Condensing Unit, Coil with Blower | S6BF-024K |  | C7B(A,H)M01824(C,U)-B+TXV | 13 | 16 | Yes | Yes | 2013-08-22 |  | 2
FALSE | S6BF-030K | 2690 | 5561492 | GRANDAIRE | JS6BF-030K | AC | Split System: Air-Cooled Condensing Unit, Coil with Blower | S6BF-030K |  | C7B(A,H)M03036(C,U)-B+TXV | 12.5 | 15 | Yes | Yes | 2013-08-22 |  | 1
FALSE | S6BF-030K | 2690 | 5561493 | GRANDAIRE | JS6BF-030K | AC | Split System: Air-Cooled Condensing Unit, Coil with Blower | S6BF-030K |  | C7B(A,H)M03036(C,U)-B+TXV | 12.5 | 15 | Yes | Yes | 2013-08-22 |  | 1
FALSE | S6BF-030K | 2690 | 5561494 | GRANDAIRE | JS6BF-030K | AC | Split System: Air-Cooled Condensing Unit, Coil with Blower | S6BF-030K |  | C7B(A,H)M030(C,U)-C+TXV | 12.5 | 15 | Yes | Yes | 2013-08-22 |  | 1
FALSE | S6BF-030K | 2690 | 5561495 | GRANDAIRE | JS6BF-030K | AC | Split System: Air-Cooled Condensing Unit, Coil with Blower | S6BF-030K |  | C7B(A,H)M03036(C,U)-A+TXV | 12.5 | 15 | Yes | Yes | 2013-08-22 |  | 1
FALSE | S6BF-030K | 2690 | 5561496 | GRANDAIRE | JS6BF-030K | AC | Split System: Air-Cooled Condensing Unit, Coil with Blower | S6BF-030K |  | C7B(A,H)M030(C,U)-C+TXV | 12.5 | 15 | Yes | Yes | 2013-08-22 |  | 1
FALSE | S6BF-030K | 2690 | 5561497 | GRANDAIRE | JS6BF-030K | AC | Split System: Air-Cooled Condensing Unit, Coil with Blower | S6BF-030K |  | C7B(A,H)M03036(C,U)-A+TXV | 12.5 | 15 | Yes | Yes | 2013-08-22 |  | 1
FALSE | S6BF-024K | 2682 | 5561517 | KELVINATOR | JS6BF-024K | AC | Split System: Air-Cooled Condensing Unit, Coil with Blower | S6BF-024K |  | C7B(A,H)M01824(C,U)-A+TXV | 13 | 16 | Yes | Yes | 2013-08-22 |  | 2
FALSE | S6BF-024K | 2682 | 5561518 | KELVINATOR | JS6BF-024K | AC | Split System: Air-Cooled Condensing Unit, Coil with Blower | S6BF-024K |  | C7B(A,H)M01824(C,U)-B+TXV | 13 | 16 | Yes | Yes | 2013-08-22 |  | 2
FALSE | S6BF-024K | 2682 | 5561519 | KELVINATOR | JS6BF-024K | AC | Split System: Air-Cooled Condensing Unit, Coil with Blower | S6BF-024K |  | C7B(A,H)M01824(C,U)-B+TXV | 13 | 16 | Yes | Yes | 2013-08-22 |  | 2
FALSE | S6BF-030K | 2690 | 5561520 | KELVINATOR | JS6BF-030K | AC | Split System: Air-Cooled Condensing Unit, Coil with Blower | S6BF-030K |  | C7B(A,H)M03036(C,U)-B+TXV | 12.5 | 15 | Yes | Yes | 2013-08-22 |  | 1
FALSE | S6BF-030K | 2690 | 5561521 | KELVINATOR | JS6BF-030K | AC | Split System: Air-Cooled Condensing Unit, Coil with Blower | S6BF-030K |  | C7B(A,H)M03036(C,U)-B+TXV | 12.5 | 15 | Yes | Yes | 2013-08-22 |  | 1
FALSE | S6BF-030K | 2690 | 5561522 | KELVINATOR | JS6BF-030K | AC | Split System: Air-Cooled Condensing Unit, Coil with Blower | S6BF-030K |  | C7B(A,H)M030(C,U)-C+TXV | 12.5 | 15 | Yes | Yes | 2013-08-22 |  | 1
FALSE | S6BF-030K | 2690 | 5561523 | KELVINATOR | JS6BF-030K | AC | Split System: Air-Cooled Condensing Unit, Coil with Blower | S6BF-030K |  | C7B(A,H)M03036(C,U)-A+TXV | 12.5 | 15 | Yes | Yes | 2013-08-22 |  | 1
FALSE | S6BF-030K | 2690 | 5561524 | KELVINATOR | JS6BF-030K | AC | Split System: Air-Cooled Condensing Unit, Coil with Blower | S6BF-030K |  | C7B(A,H)M030(C,U)-C+TXV | 12.5 | 15 | Yes | Yes | 2013-08-22 |  | 1
FALSE | S6BF-030K | 2690 | 5561525 | KELVINATOR | JS6BF-030K | AC | Split System: Air-Cooled Condensing Unit, Coil with Blower | S6BF-030K |  | C7B(A,H)M03036(C,U)-A+TXV | 12.5 | 15 | Yes | Yes | 2013-08-22 |  | 1
FALSE | S6BF-036K | 2702 | 5561526 | KELVINATOR | JS6BF-036K | AC | Split System: Air-Cooled Condensing Unit, Coil with Blower | S6BF-036K |  | C7B(A,H)M03648(C,U)-C+TXV | 13 | 16 | Yes | Yes | 2013-08-22 |  | 2
FALSE | S6BF-036K | 2702 | 5561527 | KELVINATOR | JS6BF-036K | AC | Split System: Air-Cooled Condensing Unit, Coil with Blower | S6BF-036K |  | C7B(A,H)M03648(C,U)-C+TXV | 13 | 16 | Yes | Yes | 2013-08-22 |  | 2
FALSE | S6BF-036K | 2702 | 5561528 | KELVINATOR | JS6BF-036K | AC | Split System: Air-Cooled Condensing Unit, Coil with Blower | S6BF-036K |  | C7B(A,H)M03642(C,U)-B+TXV | 13 | 16 | Yes | Yes | 2013-08-22 |  | 2
FALSE | S6BF-036K | 2702 | 5561529 | KELVINATOR | JS6BF-036K | AC | Split System: Air-Cooled Condensing Unit, Coil with Blower | S6BF-036K |  | C7B(A,H)M03642(C,U)-B+TXV | 13 | 16 | Yes | Yes | 2013-08-22 |  | 2
FALSE | S6BF-024K | 2682 | 5561530 | GARRISON | JS6BF-024K | AC | Split System: Air-Cooled Condensing Unit, Coil with Blower | S6BF-024K |  | C7B(A,H)M01824(C,U)-A+TXV | 13 | 16 | Yes | Yes | 2013-08-22 |  | 2
FALSE | S6BF-024K | 2682 | 5561531 | GARRISON | JS6BF-024K | AC | Split System: Air-Cooled Condensing Unit, Coil with Blower | S6BF-024K |  | C7B(A,H)M01824(C,U)-A+TXV | 13 | 16 | Yes | Yes | 2013-08-22 |  | 2
FALSE | S6BF-024K | 2682 | 5561532 | GARRISON | JS6BF-024K | AC | Split System: Air-Cooled Condensing Unit, Coil with Blower | S6BF-024K |  | C7B(A,H)M01824(C,U)-B+TXV | 13 | 16 | Yes | Yes | 2013-08-22 |  | 2
FALSE | S6BF-024K | 2682 | 5561533 | GARRISON | JS6BF-024K | AC | Split System: Air-Cooled Condensing Unit, Coil with Blower | S6BF-024K |  | C7B(A,H)M01824(C,U)-B+TXV | 13 | 16 | Yes | Yes | 2013-08-22 |  | 2
FALSE | S6BF-030K | 2690 | 5561534 | GARRISON | JS6BF-030K | AC | Split System: Air-Cooled Condensing Unit, Coil with Blower | S6BF-030K |  | C7B(A,H)M03036(C,U)-B+TXV | 12.5 | 15 | Yes | Yes | 2013-08-22 |  | 1
FALSE | S6BF-030K | 2690 | 5561535 | GARRISON | JS6BF-030K | AC | Split System: Air-Cooled Condensing Unit, Coil with Blower | S6BF-030K |  | C7B(A,H)M03036(C,U)-B+TXV | 12.5 | 15 | Yes | Yes | 2013-08-22 |  | 1
FALSE | S6BF-030K | 2690 | 5561536 | GARRISON | JS6BF-030K | AC | Split System: Air-Cooled Condensing Unit, Coil with Blower | S6BF-030K |  | C7B(A,H)M030(C,U)-C+TXV | 12.5 | 15 | Yes | Yes | 2013-08-22 |  | 1
FALSE | S6BF-030K | 2690 | 5561537 | GARRISON | JS6BF-030K | AC | Split System: Air-Cooled Condensing Unit, Coil with Blower | S6BF-030K |  | C7B(A,H)M03036(C,U)-A+TXV | 12.5 | 15 | Yes | Yes | 2013-08-22 |  | 1
FALSE | S6BF-030K | 2690 | 5561538 | GARRISON | JS6BF-030K | AC | Split System: Air-Cooled Condensing Unit, Coil with Blower | S6BF-030K |  | C7B(A,H)M030(C,U)-C+TXV | 12.5 | 15 | Yes | Yes | 2013-08-22 |  | 1
FALSE | S6BF-030K | 2690 | 5561539 | GARRISON | JS6BF-030K | AC | Split System: Air-Cooled Condensing Unit, Coil with Blower | S6BF-030K |  | C7B(A,H)M03036(C,U)-A+TXV | 12.5 | 15 | Yes | Yes | 2013-08-22 |  | 1
FALSE | S6BF-036K | 2702 | 5561540 | GARRISON | JS6BF-036K | AC | Split System: Air-Cooled Condensing Unit, Coil with Blower | S6BF-036K |  | C7B(A,H)M03648(C,U)-C+TXV | 13 | 16 | Yes | Yes | 2013-08-22 |  | 2
FALSE | S6BF-036K | 2702 | 5561541 | GARRISON | JS6BF-036K | AC | Split System: Air-Cooled Condensing Unit, Coil with Blower | S6BF-036K |  | C7B(A,H)M03648(C,U)-C+TXV | 13 | 16 | Yes | Yes | 2013-08-22 |  | 2
FALSE | S6BF-036K | 2702 | 5561542 | GARRISON | JS6BF-036K | AC | Split System: Air-Cooled Condensing Unit, Coil with Blower | S6BF-036K |  | C7B(A,H)M03642(C,U)-B+TXV | 13 | 16 | Yes | Yes | 2013-08-22 |  | 2
FALSE | S6BF-036K | 2702 | 5561543 | GARRISON | JS6BF-036K | AC | Split System: Air-Cooled Condensing Unit, Coil with Blower | S6BF-036K |  | C7B(A,H)M03642(C,U)-B+TXV | 13 | 16 | Yes | Yes | 2013-08-22 |  | 2
FALSE | S6BF-024K | 2682 | 5561544 | NUTONE | JS6BF-024K | AC | Split System: Air-Cooled Condensing Unit, Coil with Blower | S6BF-024K |  | C7B(A,H)M01824(C,U)-A+TXV | 13 | 16 | Yes | Yes | 2013-08-22 |  | 2
FALSE | S6BF-030K | 2690 | 5561593 | FRIGIDAIRE | ES6BF-030K | AC | Split System: Air-Cooled Condensing Unit, Coil with Blower | S6BF-030K |  | B6VMAX30K-B | 13 | 16 | Yes | Yes | 2013-08-22 |  | 2
FALSE | S6BF-030K | 2690 | 5561594 | FRIGIDAIRE | ES6BF-030K | AC | Split System: Air-Cooled Condensing Unit, Coil with Blower | S6BF-030K |  | B6EMMX30K-A | 13 | 16 | Yes | Yes | 2013-08-22 |  | 2
FALSE | S6BF-030K | 2690 | 5561598 | FRIGIDAIRE | ES6BF-030K | AC | Split System: Air-Cooled Condensing Unit, Coil with Blower | S6BF-030K |  | B6VMAX30K-A | 13 | 16 | Yes | Yes | 2013-08-22 |  | 2
FALSE | S6BF-030K | 2690 | 5561599 | FRIGIDAIRE | ES6BF-030K | AC | Split System: Air-Cooled Condensing Unit, Coil with Blower | S6BF-030K |  | B6EMMX30K-B | 13 | 16 | Yes | Yes | 2013-08-22 |  | 2
FALSE | S6BF-036K | 2702 | 5561600 | FRIGIDAIRE | ES6BF-036K | AC | Split System: Air-Cooled Condensing Unit, Coil with Blower | S6BF-036K |  | C7B(A,H)M03642(C,U)-B+TXV | 13 | 16 | Yes | Yes | 2013-08-22 |  | 2
FALSE | S6BF-036K | 2702 | 5561601 | FRIGIDAIRE | ES6BF-036K | AC | Split System: Air-Cooled Condensing Unit, Coil with Blower | S6BF-036K |  | C7B(A,H)M03648(C,U)-C+TXV | 13 | 16 | Yes | Yes | 2013-08-22 |  | 2
FALSE | S6BF-036K | 2702 | 5561602 | FRIGIDAIRE | ES6BF-036K | AC | Split System: Air-Cooled Condensing Unit, Coil with Blower | S6BF-036K |  | C7B(A,H)M03648(C,U)-C+TXV | 13 | 16 | Yes | Yes | 2013-08-22 |  | 2
FALSE | S6BF-036K | 2702 | 5561603 | FRIGIDAIRE | ES6BF-036K | AC | Split System: Air-Cooled Condensing Unit, Coil with Blower | S6BF-036K |  | C7B(A,H)M03648(C,U)-C+TXV | 13 | 16 | Yes | Yes | 2013-08-22 |  | 2
FALSE | S6BF-036K | 2702 | 5561604 | FRIGIDAIRE | ES6BF-036K | AC | Split System: Air-Cooled Condensing Unit, Coil with Blower | S6BF-036K |  | C7B(A,H)M03648(C,U)-C+TXV | 13 | 16 | Yes | Yes | 2013-08-22 |  | 2
FALSE | S6BF-036K | 2702 | 5561605 | FRIGIDAIRE | ES6BF-036K | AC | Split System: Air-Cooled Condensing Unit, Coil with Blower | S6BF-036K |  | C7B(A,H)M03642(C,U)-B+TXV | 13 | 16 | Yes | Yes | 2013-08-22 |  | 2
FALSE | S6BF-036K | 2702 | 5561606 | FRIGIDAIRE | ES6BF-036K | AC | Split System: Air-Cooled Condensing Unit, Coil with Blower | S6BF-036K |  | C7B(A,H)M03642(C,U)-B+TXV | 13 | 16 | Yes | Yes | 2013-08-22 |  | 2
FALSE | S6BF-036K | 2702 | 5561607 | FRIGIDAIRE | ES6BF-036K | AC | Split System: Air-Cooled Condensing Unit, Coil with Blower | S6BF-036K |  | C7B(A,H)M03642(C,U)-B+TXV | 13 | 16 | Yes | Yes | 2013-08-22 |  | 2
FALSE | S6BF-036K | 2702 | 5561608 | FRIGIDAIRE | ES6BF-036K | AC | Split System: Air-Cooled Condensing Unit, Coil with Blower | S6BF-036K |  | B6VMAX36K-B | 13 | 16 | Yes | Yes | 2013-08-22 |  | 2
FALSE | S6BF-036K | 2702 | 5561611 | FRIGIDAIRE | ES6BF-036K | AC | Split System: Air-Cooled Condensing Unit, Coil with Blower | S6BF-036K |  | B6EMMX36K-B | 13 | 16 | Yes | Yes | 2013-08-22 |  | 2
FALSE | S6BF-024K | 2682 | 5561612 | TAPPAN | ES6BF-024K | AC | Split System: Air-Cooled Condensing Unit, Coil with Blower | S6BF-024K |  | C7B(A,H)M01824(C,U)-A+TXV | 13 | 16 | Yes | Yes | 2013-08-22 |  | 2
FALSE | S6BF-024K | 2682 | 5561613 | TAPPAN | ES6BF-024K | AC | Split System: Air-Cooled Condensing Unit, Coil with Blower | S6BF-024K |  | C7B(A,H)M01824(C,U)-A+TXV | 13 | 16 | Yes | Yes | 2013-08-22 |  | 2
FALSE | S6BF-024K | 2682 | 5561614 | TAPPAN | ES6BF-024K | AC | Split System: Air-Cooled Condensing Unit, Coil with Blower | S6BF-024K |  | C7B(A,H)M01824(C,U)-B+TXV | 13 | 16 | Yes | Yes | 2013-08-22 |  | 2
FALSE | S6BF-024K | 2682 | 5561615 | TAPPAN | ES6BF-024K | AC | Split System: Air-Cooled Condensing Unit, Coil with Blower | S6BF-024K |  | C7B(A,H)M01824(C,U)-B+TXV | 13 | 16 | Yes | Yes | 2013-08-22 |  | 2
FALSE | S6BF-024K | 2682 | 5561616 | TAPPAN | ES6BF-024K | AC | Split System: Air-Cooled Condensing Unit, Coil with Blower | S6BF-024K |  | C7B(A,H)M01824(C,U)-B+TXV | 13 | 16 | Yes | Yes | 2013-08-22 |  | 2
FALSE | S6BF-030K | 2690 | 5561564 | ELECT-AIRE | JS6BF-030K | AC | Split System: Air-Cooled Condensing Unit, Coil with Blower | S6BF-030K |  | C7B(A,H)M030(C,U)-C+TXV | 12.5 | 15 | Yes | Yes | 2013-08-22 |  | 1
FALSE | S6BF-030K | 2690 | 5561565 | ELECT-AIRE | JS6BF-030K | AC | Split System: Air-Cooled Condensing Unit, Coil with Blower | S6BF-030K |  | C7B(A,H)M03036(C,U)-A+TXV | 12.5 | 15 | Yes | Yes | 2013-08-22 |  | 1
FALSE | S6BF-030K | 2690 | 5561566 | ELECT-AIRE | JS6BF-030K | AC | Split System: Air-Cooled Condensing Unit, Coil with Blower | S6BF-030K |  | C7B(A,H)M030(C,U)-C+TXV | 12.5 | 15 | Yes | Yes | 2013-08-22 |  | 1
FALSE | S6BF-030K | 2690 | 5561567 | ELECT-AIRE | JS6BF-030K | AC | Split System: Air-Cooled Condensing Unit, Coil with Blower | S6BF-030K |  | C7B(A,H)M03036(C,U)-A+TXV | 12.5 | 15 | Yes | Yes | 2013-08-22 |  | 1
FALSE | S6BF-036K | 2702 | 5561568 | ELECT-AIRE | JS6BF-036K | AC | Split System: Air-Cooled Condensing Unit, Coil with Blower | S6BF-036K |  | C7B(A,H)M03648(C,U)-C+TXV | 13 | 16 | Yes | Yes | 2013-08-22 |  | 2
FALSE | S6BF-036K | 2702 | 5561569 | ELECT-AIRE | JS6BF-036K | AC | Split System: Air-Cooled Condensing Unit, Coil with Blower | S6BF-036K |  | C7B(A,H)M03648(C,U)-C+TXV | 13 | 16 | Yes | Yes | 2013-08-22 |  | 2
FALSE | S6BF-036K | 2702 | 5561570 | ELECT-AIRE | JS6BF-036K | AC | Split System: Air-Cooled Condensing Unit, Coil with Blower | S6BF-036K |  | C7B(A,H)M03642(C,U)-B+TXV | 13 | 16 | Yes | Yes | 2013-08-22 |  | 2
FALSE | S6BF-036K | 2702 | 5561571 | ELECT-AIRE | JS6BF-036K | AC | Split System: Air-Cooled Condensing Unit, Coil with Blower | S6BF-036K |  | C7B(A,H)M03642(C,U)-B+TXV | 13 | 16 | Yes | Yes | 2013-08-22 |  | 2
FALSE | S6BF-024K | 2682 | 5561572 | FRIGIDAIRE | ES6BF-024K | AC | Split System: Air-Cooled Condensing Unit, Coil with Blower | S6BF-024K |  | C7B(A,H)M01824(C,U)-A+TXV | 13 | 16 | Yes | Yes | 2013-08-22 |  | 2
FALSE | S6BF-024K | 2682 | 5561573 | FRIGIDAIRE | ES6BF-024K | AC | Split System: Air-Cooled Condensing Unit, Coil with Blower | S6BF-024K |  | C7B(A,H)M01824(C,U)-A+TXV | 13 | 16 | Yes | Yes | 2013-08-22 |  | 2
FALSE | S6BF-024K | 2682 | 5561574 | FRIGIDAIRE | ES6BF-024K | AC | Split System: Air-Cooled Condensing Unit, Coil with Blower | S6BF-024K |  | C7B(A,H)M01824(C,U)-B+TXV | 13 | 16 | Yes | Yes | 2013-08-22 |  | 2
FALSE | S6BF-024K | 2682 | 5561575 | FRIGIDAIRE | ES6BF-024K | AC | Split System: Air-Cooled Condensing Unit, Coil with Blower | S6BF-024K |  | C7B(A,H)M01824(C,U)-B+TXV | 13 | 16 | Yes | Yes | 2013-08-22 |  | 2
FALSE | S6BF-024K | 2682 | 5561576 | FRIGIDAIRE | ES6BF-024K | AC | Split System: Air-Cooled Condensing Unit, Coil with Blower | S6BF-024K |  | C7B(A,H)M01824(C,U)-B+TXV | 13 | 16 | Yes | Yes | 2013-08-22 |  | 2
FALSE | S6BF-024K | 2682 | 5561577 | FRIGIDAIRE | ES6BF-024K | AC | Split System: Air-Cooled Condensing Unit, Coil with Blower | S6BF-024K |  | C7B(A,H)M01824(C,U)-B+TXV | 13 | 16 | Yes | Yes | 2013-08-22 |  | 2
FALSE | S6BF-024K | 2682 | 5561578 | FRIGIDAIRE | ES6BF-024K | AC | Split System: Air-Cooled Condensing Unit, Coil with Blower | S6BF-024K |  | B6EMMX24K-B | 13 | 16 | Yes | Yes | 2013-08-22 |  | 2
FALSE | S6BF-024K | 2682 | 5561580 | FRIGIDAIRE | ES6BF-024K | AC | Split System: Air-Cooled Condensing Unit, Coil with Blower | S6BF-024K |  | B6EMMX24K-A | 13 | 16 | Yes | Yes | 2013-08-22 |  | 2
FALSE | S6BF-024K | 2682 | 5561581 | FRIGIDAIRE | ES6BF-024K | AC | Split System: Air-Cooled Condensing Unit, Coil with Blower | S6BF-024K |  | B6VMAX24K-A | 13 | 16 | Yes | Yes | 2013-08-22 |  | 2
FALSE | S6BF-024K | 2682 | 5561582 | FRIGIDAIRE | ES6BF-024K | AC | Split System: Air-Cooled Condensing Unit, Coil with Blower | S6BF-024K |  | B6VMAX24K-B | 13 | 16 | Yes | Yes | 2013-08-22 |  | 2
FALSE | S6BF-030K | 2690 | 5561584 | FRIGIDAIRE | ES6BF-030K | AC | Split System: Air-Cooled Condensing Unit, Coil with Blower | S6BF-030K |  | C7B(A,H)M03036(C,U)-B+TXV | 12.5 | 15 | Yes | Yes | 2013-08-22 |  | 1
FALSE | S6BF-030K | 2690 | 5561585 | FRIGIDAIRE | ES6BF-030K | AC | Split System: Air-Cooled Condensing Unit, Coil with Blower | S6BF-030K |  | C7B(A,H)M03036(C,U)-B+TXV | 12.5 | 15 | Yes | Yes | 2013-08-22 |  | 1
FALSE | S6BF-030K | 2690 | 5561586 | FRIGIDAIRE | ES6BF-030K | AC | Split System: Air-Cooled Condensing Unit, Coil with Blower | S6BF-030K |  | C7B(A,H)M03036(C,U)-B+TXV | 12.5 | 15 | Yes | Yes | 2013-08-22 |  | 1
FALSE | S6BF-030K | 2690 | 5561587 | FRIGIDAIRE | ES6BF-030K | AC | Split System: Air-Cooled Condensing Unit, Coil with Blower | S6BF-030K |  | C7B(A,H)M030(C,U)-C+TXV | 12.5 | 15 | Yes | Yes | 2013-08-22 |  | 1
FALSE | S6BF-030K | 2690 | 5561588 | FRIGIDAIRE | ES6BF-030K | AC | Split System: Air-Cooled Condensing Unit, Coil with Blower | S6BF-030K |  | C7B(A,H)M03036(C,U)-A+TXV | 12.5 | 15 | Yes | Yes | 2013-08-22 |  | 1
FALSE | S6BF-030K | 2690 | 5561589 | FRIGIDAIRE | ES6BF-030K | AC | Split System: Air-Cooled Condensing Unit, Coil with Blower | S6BF-030K |  | C7B(A,H)M030(C,U)-C+TXV | 12.5 | 15 | Yes | Yes | 2013-08-22 |  | 1
FALSE | S6BF-030K | 2690 | 5561590 | FRIGIDAIRE | ES6BF-030K | AC | Split System: Air-Cooled Condensing Unit, Coil with Blower | S6BF-030K |  | C7B(A,H)M03036(C,U)-A+TXV | 12.5 | 15 | Yes | Yes | 2013-08-22 |  | 1
FALSE | S6BF-030K | 2690 | 5561591 | FRIGIDAIRE | ES6BF-030K | AC | Split System: Air-Cooled Condensing Unit, Coil with Blower | S6BF-030K |  | C7B(A,H)M03036(C,U)-B+TXV | 13 | 16 | Yes | Yes | 2013-08-22 |  | 2
FALSE | S6BF-030K | 2690 | 5561592 | FRIGIDAIRE | ES6BF-030K | AC | Split System: Air-Cooled Condensing Unit, Coil with Blower | S6BF-030K |  | C7B(A,H)M030(C,U)-C+TXV | 12.5 | 15 | Yes | Yes | 2013-08-22 |  | 1
FALSE | S6BF-024K | 2682 | 5561617 | TAPPAN | ES6BF-024K | AC | Split System: Air-Cooled Condensing Unit, Coil with Blower | S6BF-024K |  | C7B(A,H)M01824(C,U)-B+TXV | 13 | 16 | Yes | Yes | 2013-08-22 |  | 2
FALSE | S6BF-024K | 2682 | 5561618 | TAPPAN | ES6BF-024K | AC | Split System: Air-Cooled Condensing Unit, Coil with Blower | S6BF-024K |  | B6EMMX24K-B | 13 | 16 | Yes | Yes | 2013-08-22 |  | 2
FALSE | S6BF-024K | 2682 | 5561620 | TAPPAN | ES6BF-024K | AC | Split System: Air-Cooled Condensing Unit, Coil with Blower | S6BF-024K |  | B6EMMX24K-A | 13 | 16 | Yes | Yes | 2013-08-22 |  | 2
FALSE | S6BF-024K | 2682 | 5561621 | TAPPAN | ES6BF-024K | AC | Split System: Air-Cooled Condensing Unit, Coil with Blower | S6BF-024K |  | B6VMAX24K-A | 13 | 16 | Yes | Yes | 2013-08-22 |  | 2
FALSE | S6BF-024K | 2682 | 5561622 | TAPPAN | ES6BF-024K | AC | Split System: Air-Cooled Condensing Unit, Coil with Blower | S6BF-024K |  | B6VMAX24K-B | 13 | 16 | Yes | Yes | 2013-08-22 |  | 2
FALSE | S6BF-030K | 2690 | 5561624 | TAPPAN | ES6BF-030K | AC | Split System: Air-Cooled Condensing Unit, Coil with Blower | S6BF-030K |  | C7B(A,H)M03036(C,U)-B+TXV | 12.5 | 15 | Yes | Yes | 2013-08-22 |  | 1
FALSE | S6BF-030K | 2690 | 5561625 | TAPPAN | ES6BF-030K | AC | Split System: Air-Cooled Condensing Unit, Coil with Blower | S6BF-030K |  | C7B(A,H)M03036(C,U)-B+TXV | 12.5 | 15 | Yes | Yes | 2013-08-22 |  | 1
FALSE | S6BF-030K | 2690 | 5561626 | TAPPAN | ES6BF-030K | AC | Split System: Air-Cooled Condensing Unit, Coil with Blower | S6BF-030K |  | C7B(A,H)M03036(C,U)-B+TXV | 12.5 | 15 | Yes | Yes | 2013-08-22 |  | 1
FALSE | S6BF-030K | 2690 | 5561627 | TAPPAN | ES6BF-030K | AC | Split System: Air-Cooled Condensing Unit, Coil with Blower | S6BF-030K |  | C7B(A,H)M030(C,U)-C+TXV | 12.5 | 15 | Yes | Yes | 2013-08-22 |  | 1
FALSE | S6BF-030K | 2690 | 5561628 | TAPPAN | ES6BF-030K | AC | Split System: Air-Cooled Condensing Unit, Coil with Blower | S6BF-030K |  | C7B(A,H)M03036(C,U)-A+TXV | 12.5 | 15 | Yes | Yes | 2013-08-22 |  | 1
FALSE | S6BF-030K | 2690 | 5561629 | TAPPAN | ES6BF-030K | AC | Split System: Air-Cooled Condensing Unit, Coil with Blower | S6BF-030K |  | C7B(A,H)M030(C,U)-C+TXV | 12.5 | 15 | Yes | Yes | 2013-08-22 |  | 1
FALSE | S6BF-030K | 2690 | 5561630 | TAPPAN | ES6BF-030K | AC | Split System: Air-Cooled Condensing Unit, Coil with Blower | S6BF-030K |  | C7B(A,H)M03036(C,U)-A+TXV | 12.5 | 15 | Yes | Yes | 2013-08-22 |  | 1
FALSE | S6BF-030K | 2690 | 5561631 | TAPPAN | ES6BF-030K | AC | Split System: Air-Cooled Condensing Unit, Coil with Blower | S6BF-030K |  | C7B(A,H)M03036(C,U)-B+TXV | 13 | 16 | Yes | Yes | 2013-08-22 |  | 2
FALSE | S6BF-030K | 2690 | 5561632 | TAPPAN | ES6BF-030K | AC | Split System: Air-Cooled Condensing Unit, Coil with Blower | S6BF-030K |  | C7B(A,H)M030(C,U)-C+TXV | 12.5 | 15 | Yes | Yes | 2013-08-22 |  | 1
FALSE | S6BF-030K | 2690 | 5561633 | TAPPAN | ES6BF-030K | AC | Split System: Air-Cooled Condensing Unit, Coil with Blower | S6BF-030K |  | B6VMAX30K-B | 13 | 16 | Yes | Yes | 2013-08-22 |  | 2
FALSE | S6BF-030K | 2690 | 5561634 | TAPPAN | ES6BF-030K | AC | Split System: Air-Cooled Condensing Unit, Coil with Blower | S6BF-030K |  | B6EMMX30K-A | 13 | 16 | Yes | Yes | 2013-08-22 |  | 2
FALSE | S6BF-030K | 2690 | 5561638 | TAPPAN | ES6BF-030K | AC | Split System: Air-Cooled Condensing Unit, Coil with Blower | S6BF-030K |  | B6VMAX30K-A | 13 | 16 | Yes | Yes | 2013-08-22 |  | 2
FALSE | S6BF-030K | 2690 | 5561639 | TAPPAN | ES6BF-030K | AC | Split System: Air-Cooled Condensing Unit, Coil with Blower | S6BF-030K |  | B6EMMX30K-B | 13 | 16 | Yes | Yes | 2013-08-22 |  | 2
FALSE | S6BF-036K | 2702 | 5561640 | TAPPAN | ES6BF-036K | AC | Split System: Air-Cooled Condensing Unit, Coil with Blower | S6BF-036K |  | C7B(A,H)M03642(C,U)-B+TXV | 13 | 16 | Yes | Yes | 2013-08-22 |  | 2
FALSE | S6BF-036K | 2702 | 5561641 | TAPPAN | ES6BF-036K | AC | Split System: Air-Cooled Condensing Unit, Coil with Blower | S6BF-036K |  | C7B(A,H)M03648(C,U)-C+TXV | 13 | 16 | Yes | Yes | 2013-08-22 |  | 2
FALSE | S6BF-036K | 2702 | 5561642 | TAPPAN | ES6BF-036K | AC | Split System: Air-Cooled Condensing Unit, Coil with Blower | S6BF-036K |  | C7B(A,H)M03648(C,U)-C+TXV | 13 | 16 | Yes | Yes | 2013-08-22 |  | 2
FALSE | S6BF-036K | 2702 | 5561643 | TAPPAN | ES6BF-036K | AC | Split System: Air-Cooled Condensing Unit, Coil with Blower | S6BF-036K |  | C7B(A,H)M03648(C,U)-C+TXV | 13 | 16 | Yes | Yes | 2013-08-22 |  | 2
FALSE | S6BF-036K | 2702 | 5561644 | TAPPAN | ES6BF-036K | AC | Split System: Air-Cooled Condensing Unit, Coil with Blower | S6BF-036K |  | C7B(A,H)M03648(C,U)-C+TXV | 13 | 16 | Yes | Yes | 2013-08-22 |  | 2
FALSE | S6BF-036K | 2702 | 5561645 | TAPPAN | ES6BF-036K | AC | Split System: Air-Cooled Condensing Unit, Coil with Blower | S6BF-036K |  | C7B(A,H)M03642(C,U)-B+TXV | 13 | 16 | Yes | Yes | 2013-08-22 |  | 2
FALSE | S6BF-036K | 2702 | 5561646 | TAPPAN | ES6BF-036K | AC | Split System: Air-Cooled Condensing Unit, Coil with Blower | S6BF-036K |  | C7B(A,H)M03642(C,U)-B+TXV | 13 | 16 | Yes | Yes | 2013-08-22 |  | 2
FALSE | S6BF-036K | 2702 | 5561647 | TAPPAN | ES6BF-036K | AC | Split System: Air-Cooled Condensing Unit, Coil with Blower | S6BF-036K |  | C7B(A,H)M03642(C,U)-B+TXV | 13 | 16 | Yes | Yes | 2013-08-22 |  | 2
FALSE | S6BF-036K | 2702 | 5561648 | TAPPAN | ES6BF-036K | AC | Split System: Air-Cooled Condensing Unit, Coil with Blower | S6BF-036K |  | B6VMAX36K-B | 13 | 16 | Yes | Yes | 2013-08-22 |  | 2
FALSE | S6BF-036K | 2702 | 5561651 | TAPPAN | ES6BF-036K | AC | Split System: Air-Cooled Condensing Unit, Coil with Blower | S6BF-036K |  | B6EMMX36K-B | 13 | 16 | Yes | Yes | 2013-08-22 |  | 2
FALSE | S6BF-030K | 2690 | 5561706 | NUTONE | ES6BF-030K | AC | Split System: Air-Cooled Condensing Unit, Coil with Blower | S6BF-030K |  | C7B(A,H)M03036(C,U)-B+TXV | 12.5 | 15 | Yes | Yes | 2013-08-22 |  | 1
FALSE | S6BF-030K | 2690 | 5561707 | NUTONE | ES6BF-030K | AC | Split System: Air-Cooled Condensing Unit, Coil with Blower | S6BF-030K |  | C7B(A,H)M030(C,U)-C+TXV | 12.5 | 15 | Yes | Yes | 2013-08-22 |  | 1
FALSE | S6BF-030K | 2690 | 5561708 | NUTONE | ES6BF-030K | AC | Split System: Air-Cooled Condensing Unit, Coil with Blower | S6BF-030K |  | C7B(A,H)M03036(C,U)-A+TXV | 12.5 | 15 | Yes | Yes | 2013-08-22 |  | 1
FALSE | S6BF-030K | 2690 | 5561709 | NUTONE | ES6BF-030K | AC | Split System: Air-Cooled Condensing Unit, Coil with Blower | S6BF-030K |  | C7B(A,H)M030(C,U)-C+TXV | 12.5 | 15 | Yes | Yes | 2013-08-22 |  | 1
FALSE | S6BF-030K | 2690 | 5561710 | NUTONE | ES6BF-030K | AC | Split System: Air-Cooled Condensing Unit, Coil with Blower | S6BF-030K |  | C7B(A,H)M03036(C,U)-A+TXV | 12.5 | 15 | Yes | Yes | 2013-08-22 |  | 1
FALSE | S6BF-030K | 2690 | 5561711 | NUTONE | ES6BF-030K | AC | Split System: Air-Cooled Condensing Unit, Coil with Blower | S6BF-030K |  | C7B(A,H)M03036(C,U)-B+TXV | 13 | 16 | Yes | Yes | 2013-08-22 |  | 2
FALSE | S6BF-030K | 2690 | 5561712 | NUTONE | ES6BF-030K | AC | Split System: Air-Cooled Condensing Unit, Coil with Blower | S6BF-030K |  | C7B(A,H)M030(C,U)-C+TXV | 12.5 | 15 | Yes | Yes | 2013-08-22 |  | 1
FALSE | S6BF-030K | 2690 | 5561713 | NUTONE | ES6BF-030K | AC | Split System: Air-Cooled Condensing Unit, Coil with Blower | S6BF-030K |  | B6VMAX30K-B | 13 | 16 | Yes | Yes | 2013-08-22 |  | 2
FALSE | S6BF-030K | 2690 | 5561714 | NUTONE | ES6BF-030K | AC | Split System: Air-Cooled Condensing Unit, Coil with Blower | S6BF-030K |  | B6EMMX30K-A | 13 | 16 | Yes | Yes | 2013-08-22 |  | 2
FALSE | S6BF-030K | 2690 | 5561718 | NUTONE | ES6BF-030K | AC | Split System: Air-Cooled Condensing Unit, Coil with Blower | S6BF-030K |  | B6VMAX30K-A | 13 | 16 | Yes | Yes | 2013-08-22 |  | 2
FALSE | S6BF-030K | 2690 | 5561719 | NUTONE | ES6BF-030K | AC | Split System: Air-Cooled Condensing Unit, Coil with Blower | S6BF-030K |  | B6EMMX30K-B | 13 | 16 | Yes | Yes | 2013-08-22 |  | 2
FALSE | S6BF-036K | 2702 | 5561720 | NUTONE | ES6BF-036K | AC | Split System: Air-Cooled Condensing Unit, Coil with Blower | S6BF-036K |  | C7B(A,H)M03642(C,U)-B+TXV | 13 | 16 | Yes | Yes | 2013-08-22 |  | 2
FALSE | S6BF-036K | 2702 | 5561721 | NUTONE | ES6BF-036K | AC | Split System: Air-Cooled Condensing Unit, Coil with Blower | S6BF-036K |  | C7B(A,H)M03648(C,U)-C+TXV | 13 | 16 | Yes | Yes | 2013-08-22 |  | 2
FALSE | S6BF-036K | 2702 | 5561722 | NUTONE | ES6BF-036K | AC | Split System: Air-Cooled Condensing Unit, Coil with Blower | S6BF-036K |  | C7B(A,H)M03648(C,U)-C+TXV | 13 | 16 | Yes | Yes | 2013-08-22 |  | 2
FALSE | S6BF-036K | 2702 | 5561723 | NUTONE | ES6BF-036K | AC | Split System: Air-Cooled Condensing Unit, Coil with Blower | S6BF-036K |  | C7B(A,H)M03648(C,U)-C+TXV | 13 | 16 | Yes | Yes | 2013-08-22 |  | 2
FALSE | S6BF-036K | 2702 | 5561724 | NUTONE | ES6BF-036K | AC | Split System: Air-Cooled Condensing Unit, Coil with Blower | S6BF-036K |  | C7B(A,H)M03648(C,U)-C+TXV | 13 | 16 | Yes | Yes | 2013-08-22 |  | 2
FALSE | S6BF-036K | 2702 | 5561725 | NUTONE | ES6BF-036K | AC | Split System: Air-Cooled Condensing Unit, Coil with Blower | S6BF-036K |  | C7B(A,H)M03642(C,U)-B+TXV | 13 | 16 | Yes | Yes | 2013-08-22 |  | 2
FALSE | S6BF-036K | 2702 | 5561726 | NUTONE | ES6BF-036K | AC | Split System: Air-Cooled Condensing Unit, Coil with Blower | S6BF-036K |  | C7B(A,H)M03642(C,U)-B+TXV | 13 | 16 | Yes | Yes | 2013-08-22 |  | 2
FALSE | S6BF-036K | 2702 | 5561727 | NUTONE | ES6BF-036K | AC | Split System: Air-Cooled Condensing Unit, Coil with Blower | S6BF-036K |  | C7B(A,H)M03642(C,U)-B+TXV | 13 | 16 | Yes | Yes | 2013-08-22 |  | 2
FALSE | S6BF-030K | 2690 | 5561673 | WESTINGHOUSE | ES6BF-030K | AC | Split System: Air-Cooled Condensing Unit, Coil with Blower | S6BF-030K |  | B6VMAX30K-B | 13 | 16 | Yes | Yes | 2013-08-22 |  | 2
FALSE | S6BF-030K | 2690 | 5561674 | WESTINGHOUSE | ES6BF-030K | AC | Split System: Air-Cooled Condensing Unit, Coil with Blower | S6BF-030K |  | B6EMMX30K-A | 13 | 16 | Yes | Yes | 2013-08-22 |  | 2
FALSE | S6BF-030K | 2690 | 5561678 | WESTINGHOUSE | ES6BF-030K | AC | Split System: Air-Cooled Condensing Unit, Coil with Blower | S6BF-030K |  | B6VMAX30K-A | 13 | 16 | Yes | Yes | 2013-08-22 |  | 2
FALSE | S6BF-030K | 2690 | 5561679 | WESTINGHOUSE | ES6BF-030K | AC | Split System: Air-Cooled Condensing Unit, Coil with Blower | S6BF-030K |  | B6EMMX30K-B | 13 | 16 | Yes | Yes | 2013-08-22 |  | 2
FALSE | S6BF-036K | 2702 | 5561680 | WESTINGHOUSE | ES6BF-036K | AC | Split System: Air-Cooled Condensing Unit, Coil with Blower | S6BF-036K |  | C7B(A,H)M03642(C,U)-B+TXV | 13 | 16 | Yes | Yes | 2013-08-22 |  | 2
FALSE | S6BF-036K | 2702 | 5561681 | WESTINGHOUSE | ES6BF-036K | AC | Split System: Air-Cooled Condensing Unit, Coil with Blower | S6BF-036K |  | C7B(A,H)M03648(C,U)-C+TXV | 13 | 16 | Yes | Yes | 2013-08-22 |  | 2
FALSE | S6BF-036K | 2702 | 5561682 | WESTINGHOUSE | ES6BF-036K | AC | Split System: Air-Cooled Condensing Unit, Coil with Blower | S6BF-036K |  | C7B(A,H)M03648(C,U)-C+TXV | 13 | 16 | Yes | Yes | 2013-08-22 |  | 2
FALSE | S6BF-036K | 2702 | 5561683 | WESTINGHOUSE | ES6BF-036K | AC | Split System: Air-Cooled Condensing Unit, Coil with Blower | S6BF-036K |  | C7B(A,H)M03648(C,U)-C+TXV | 13 | 16 | Yes | Yes | 2013-08-22 |  | 2
FALSE | S6BF-036K | 2702 | 5561684 | WESTINGHOUSE | ES6BF-036K | AC | Split System: Air-Cooled Condensing Unit, Coil with Blower | S6BF-036K |  | C7B(A,H)M03648(C,U)-C+TXV | 13 | 16 | Yes | Yes | 2013-08-22 |  | 2
FALSE | S6BF-036K | 2702 | 5561685 | WESTINGHOUSE | ES6BF-036K | AC | Split System: Air-Cooled Condensing Unit, Coil with Blower | S6BF-036K |  | C7B(A,H)M03642(C,U)-B+TXV | 13 | 16 | Yes | Yes | 2013-08-22 |  | 2
FALSE | S6BF-036K | 2702 | 5561686 | WESTINGHOUSE | ES6BF-036K | AC | Split System: Air-Cooled Condensing Unit, Coil with Blower | S6BF-036K |  | C7B(A,H)M03642(C,U)-B+TXV | 13 | 16 | Yes | Yes | 2013-08-22 |  | 2
FALSE | S6BF-036K | 2702 | 5561687 | WESTINGHOUSE | ES6BF-036K | AC | Split System: Air-Cooled Condensing Unit, Coil with Blower | S6BF-036K |  | C7B(A,H)M03642(C,U)-B+TXV | 13 | 16 | Yes | Yes | 2013-08-22 |  | 2
FALSE | S6BF-036K | 2702 | 5561688 | WESTINGHOUSE | ES6BF-036K | AC | Split System: Air-Cooled Condensing Unit, Coil with Blower | S6BF-036K |  | B6VMAX36K-B | 13 | 16 | Yes | Yes | 2013-08-22 |  | 2
FALSE | S6BF-036K | 2702 | 5561691 | WESTINGHOUSE | ES6BF-036K | AC | Split System: Air-Cooled Condensing Unit, Coil with Blower | S6BF-036K |  | B6EMMX36K-B | 13 | 16 | Yes | Yes | 2013-08-22 |  | 2
FALSE | S6BF-024K | 2682 | 5561692 | NUTONE | ES6BF-024K | AC | Split System: Air-Cooled Condensing Unit, Coil with Blower | S6BF-024K |  | C7B(A,H)M01824(C,U)-A+TXV | 13 | 16 | Yes | Yes | 2013-08-22 |  | 2
FALSE | S6BF-024K | 2682 | 5561693 | NUTONE | ES6BF-024K | AC | Split System: Air-Cooled Condensing Unit, Coil with Blower | S6BF-024K |  | C7B(A,H)M01824(C,U)-A+TXV | 13 | 16 | Yes | Yes | 2013-08-22 |  | 2
FALSE | S6BF-024K | 2682 | 5561694 | NUTONE | ES6BF-024K | AC | Split System: Air-Cooled Condensing Unit, Coil with Blower | S6BF-024K |  | C7B(A,H)M01824(C,U)-B+TXV | 13 | 16 | Yes | Yes | 2013-08-22 |  | 2
FALSE | S6BF-024K | 2682 | 5561695 | NUTONE | ES6BF-024K | AC | Split System: Air-Cooled Condensing Unit, Coil with Blower | S6BF-024K |  | C7B(A,H)M01824(C,U)-B+TXV | 13 | 16 | Yes | Yes | 2013-08-22 |  | 2
FALSE | S6BF-024K | 2682 | 5561696 | NUTONE | ES6BF-024K | AC | Split System: Air-Cooled Condensing Unit, Coil with Blower | S6BF-024K |  | C7B(A,H)M01824(C,U)-B+TXV | 13 | 16 | Yes | Yes | 2013-08-22 |  | 2
FALSE | S6BF-024K | 2682 | 5561697 | NUTONE | ES6BF-024K | AC | Split System: Air-Cooled Condensing Unit, Coil with Blower | S6BF-024K |  | C7B(A,H)M01824(C,U)-B+TXV | 13 | 16 | Yes | Yes | 2013-08-22 |  | 2
FALSE | S6BF-024K | 2682 | 5561698 | NUTONE | ES6BF-024K | AC | Split System: Air-Cooled Condensing Unit, Coil with Blower | S6BF-024K |  | B6EMMX24K-B | 13 | 16 | Yes | Yes | 2013-08-22 |  | 2
FALSE | S6BF-024K | 2682 | 5561700 | NUTONE | ES6BF-024K | AC | Split System: Air-Cooled Condensing Unit, Coil with Blower | S6BF-024K |  | B6EMMX24K-A | 13 | 16 | Yes | Yes | 2013-08-22 |  | 2
FALSE | S6BF-024K | 2682 | 5561701 | NUTONE | ES6BF-024K | AC | Split System: Air-Cooled Condensing Unit, Coil with Blower | S6BF-024K |  | B6VMAX24K-A | 13 | 16 | Yes | Yes | 2013-08-22 |  | 2
FALSE | S6BF-024K | 2682 | 5561702 | NUTONE | ES6BF-024K | AC | Split System: Air-Cooled Condensing Unit, Coil with Blower | S6BF-024K |  | B6VMAX24K-B | 13 | 16 | Yes | Yes | 2013-08-22 |  | 2
FALSE | S6BF-030K | 2690 | 5561704 | NUTONE | ES6BF-030K | AC | Split System: Air-Cooled Condensing Unit, Coil with Blower | S6BF-030K |  | C7B(A,H)M03036(C,U)-B+TXV | 12.5 | 15 | Yes | Yes | 2013-08-22 |  | 1
FALSE | S6BF-030K | 2690 | 5561705 | NUTONE | ES6BF-030K | AC | Split System: Air-Cooled Condensing Unit, Coil with Blower | S6BF-030K |  | C7B(A,H)M03036(C,U)-B+TXV | 12.5 | 15 | Yes | Yes | 2013-08-22 |  | 1
FALSE | S6BF-036K | 2702 | 5561728 | NUTONE | ES6BF-036K | AC | Split System: Air-Cooled Condensing Unit, Coil with Blower | S6BF-036K |  | B6VMAX36K-B | 13 | 16 | Yes | Yes | 2013-08-22 |  | 2
FALSE | S6BF-036K | 2702 | 5561731 | NUTONE | ES6BF-036K | AC | Split System: Air-Cooled Condensing Unit, Coil with Blower | S6BF-036K |  | B6EMMX36K-B | 13 | 16 | Yes | Yes | 2013-08-22 |  | 2
FALSE | S6BF-024K | 2682 | 5561732 | BROAN | ES6BF-024K | AC | Split System: Air-Cooled Condensing Unit, Coil with Blower | S6BF-024K |  | C7B(A,H)M01824(C,U)-A+TXV | 13 | 16 | Yes | Yes | 2013-08-22 |  | 2
FALSE | S6BF-024K | 2682 | 5561733 | BROAN | ES6BF-024K | AC | Split System: Air-Cooled Condensing Unit, Coil with Blower | S6BF-024K |  | C7B(A,H)M01824(C,U)-A+TXV | 13 | 16 | Yes | Yes | 2013-08-22 |  | 2
FALSE | S6BF-024K | 2682 | 5561734 | BROAN | ES6BF-024K | AC | Split System: Air-Cooled Condensing Unit, Coil with Blower | S6BF-024K |  | C7B(A,H)M01824(C,U)-B+TXV | 13 | 16 | Yes | Yes | 2013-08-22 |  | 2
FALSE | S6BF-024K | 2682 | 5561735 | BROAN | ES6BF-024K | AC | Split System: Air-Cooled Condensing Unit, Coil with Blower | S6BF-024K |  | C7B(A,H)M01824(C,U)-B+TXV | 13 | 16 | Yes | Yes | 2013-08-22 |  | 2
FALSE | S6BF-024K | 2682 | 5561736 | BROAN | ES6BF-024K | AC | Split System: Air-Cooled Condensing Unit, Coil with Blower | S6BF-024K |  | C7B(A,H)M01824(C,U)-B+TXV | 13 | 16 | Yes | Yes | 2013-08-22 |  | 2
FALSE | S6BF-024K | 2682 | 5561737 | BROAN | ES6BF-024K | AC | Split System: Air-Cooled Condensing Unit, Coil with Blower | S6BF-024K |  | C7B(A,H)M01824(C,U)-B+TXV | 13 | 16 | Yes | Yes | 2013-08-22 |  | 2
FALSE | S6BF-024K | 2682 | 5561738 | BROAN | ES6BF-024K | AC | Split System: Air-Cooled Condensing Unit, Coil with Blower | S6BF-024K |  | B6EMMX24K-B | 13 | 16 | Yes | Yes | 2013-08-22 |  | 2
FALSE | S6BF-024K | 2682 | 5561740 | BROAN | ES6BF-024K | AC | Split System: Air-Cooled Condensing Unit, Coil with Blower | S6BF-024K |  | B6EMMX24K-A | 13 | 16 | Yes | Yes | 2013-08-22 |  | 2
FALSE | S6BF-024K | 2682 | 5561741 | BROAN | ES6BF-024K | AC | Split System: Air-Cooled Condensing Unit, Coil with Blower | S6BF-024K |  | B6VMAX24K-A | 13 | 16 | Yes | Yes | 2013-08-22 |  | 2
FALSE | S6BF-024K | 2682 | 5561742 | BROAN | ES6BF-024K | AC | Split System: Air-Cooled Condensing Unit, Coil with Blower | S6BF-024K |  | B6VMAX24K-B | 13 | 16 | Yes | Yes | 2013-08-22 |  | 2
FALSE | S6BF-030K | 2690 | 5561744 | BROAN | ES6BF-030K | AC | Split System: Air-Cooled Condensing Unit, Coil with Blower | S6BF-030K |  | C7B(A,H)M03036(C,U)-B+TXV | 12.5 | 15 | Yes | Yes | 2013-08-22 |  | 1
FALSE | S6BF-030K | 2690 | 5561745 | BROAN | ES6BF-030K | AC | Split System: Air-Cooled Condensing Unit, Coil with Blower | S6BF-030K |  | C7B(A,H)M03036(C,U)-B+TXV | 12.5 | 15 | Yes | Yes | 2013-08-22 |  | 1
FALSE | S6BF-030K | 2690 | 5561746 | BROAN | ES6BF-030K | AC | Split System: Air-Cooled Condensing Unit, Coil with Blower | S6BF-030K |  | C7B(A,H)M03036(C,U)-B+TXV | 12.5 | 15 | Yes | Yes | 2013-08-22 |  | 1
FALSE | S6BF-030K | 2690 | 5561747 | BROAN | ES6BF-030K | AC | Split System: Air-Cooled Condensing Unit, Coil with Blower | S6BF-030K |  | C7B(A,H)M030(C,U)-C+TXV | 12.5 | 15 | Yes | Yes | 2013-08-22 |  | 1
FALSE | S6BF-030K | 2690 | 5561748 | BROAN | ES6BF-030K | AC | Split System: Air-Cooled Condensing Unit, Coil with Blower | S6BF-030K |  | C7B(A,H)M03036(C,U)-A+TXV | 12.5 | 15 | Yes | Yes | 2013-08-22 |  | 1
FALSE | S6BF-030K | 2690 | 5561749 | BROAN | ES6BF-030K | AC | Split System: Air-Cooled Condensing Unit, Coil with Blower | S6BF-030K |  | C7B(A,H)M030(C,U)-C+TXV | 12.5 | 15 | Yes | Yes | 2013-08-22 |  | 1
FALSE | S6BF-030K | 2690 | 5561750 | BROAN | ES6BF-030K | AC | Split System: Air-Cooled Condensing Unit, Coil with Blower | S6BF-030K |  | C7B(A,H)M03036(C,U)-A+TXV | 12.5 | 15 | Yes | Yes | 2013-08-22 |  | 1
FALSE | S6BF-030K | 2690 | 5561751 | BROAN | ES6BF-030K | AC | Split System: Air-Cooled Condensing Unit, Coil with Blower | S6BF-030K |  | C7B(A,H)M03036(C,U)-B+TXV | 13 | 16 | Yes | Yes | 2013-08-22 |  | 2
FALSE | S6BF-030K | 2690 | 5561752 | BROAN | ES6BF-030K | AC | Split System: Air-Cooled Condensing Unit, Coil with Blower | S6BF-030K |  | C7B(A,H)M030(C,U)-C+TXV | 12.5 | 15 | Yes | Yes | 2013-08-22 |  | 1
FALSE | S6BF-030K | 2690 | 5561753 | BROAN | ES6BF-030K | AC | Split System: Air-Cooled Condensing Unit, Coil with Blower | S6BF-030K |  | B6VMAX30K-B | 13 | 16 | Yes | Yes | 2013-08-22 |  | 2
FALSE | S6BF-030K | 2690 | 5561754 | BROAN | ES6BF-030K | AC | Split System: Air-Cooled Condensing Unit, Coil with Blower | S6BF-030K |  | B6EMMX30K-A | 13 | 16 | Yes | Yes | 2013-08-22 |  | 2
FALSE | S6BF-030K | 2690 | 5561758 | BROAN | ES6BF-030K | AC | Split System: Air-Cooled Condensing Unit, Coil with Blower | S6BF-030K |  | B6VMAX30K-A | 13 | 16 | Yes | Yes | 2013-08-22 |  | 2
FALSE | S6BF-030K | 2690 | 5561759 | BROAN | ES6BF-030K | AC | Split System: Air-Cooled Condensing Unit, Coil with Blower | S6BF-030K |  | B6EMMX30K-B | 13 | 16 | Yes | Yes | 2013-08-22 |  | 2
FALSE | S6BF-036K | 2702 | 5561760 | BROAN | ES6BF-036K | AC | Split System: Air-Cooled Condensing Unit, Coil with Blower | S6BF-036K |  | C7B(A,H)M03642(C,U)-B+TXV | 13 | 16 | Yes | Yes | 2013-08-22 |  | 2
FALSE | S6BF-036K | 2702 | 5561761 | BROAN | ES6BF-036K | AC | Split System: Air-Cooled Condensing Unit, Coil with Blower | S6BF-036K |  | C7B(A,H)M03648(C,U)-C+TXV | 13 | 16 | Yes | Yes | 2013-08-22 |  | 2
FALSE | S6BF-036K | 2702 | 5561762 | BROAN | ES6BF-036K | AC | Split System: Air-Cooled Condensing Unit, Coil with Blower | S6BF-036K |  | C7B(A,H)M03648(C,U)-C+TXV | 13 | 16 | Yes | Yes | 2013-08-22 |  | 2
FALSE | S6BF-036K | 2702 | 5561763 | BROAN | ES6BF-036K | AC | Split System: Air-Cooled Condensing Unit, Coil with Blower | S6BF-036K |  | C7B(A,H)M03648(C,U)-C+TXV | 13 | 16 | Yes | Yes | 2013-08-22 |  | 2
FALSE | S6BF-030K | 2690 | 5561865 | MAYTAG | CSA6BF030K | AC | Split System: Air-Cooled Condensing Unit, Coil with Blower | S6BF-030K |  | C7B(A,H)M030(C,U)-C+TXV | 12.5 | 15 | Yes | Yes | 2013-08-22 |  | 1
FALSE | S6BF-030K | 2690 | 5561867 | MAYTAG | CSA6BF030K | AC | Split System: Air-Cooled Condensing Unit, Coil with Blower | S6BF-030K |  | B6VMAX30K-B | 13 | 16 | Yes | Yes | 2013-08-22 |  | 2
FALSE | S6BF-030K | 2690 | 5561869 | MAYTAG | CSA6BF030K | AC | Split System: Air-Cooled Condensing Unit, Coil with Blower | S6BF-030K |  | B6EMMX30K-A | 13 | 16 | Yes | Yes | 2013-08-22 |  | 2
FALSE | S6BF-030K | 2690 | 5561877 | MAYTAG | CSA6BF030K | AC | Split System: Air-Cooled Condensing Unit, Coil with Blower | S6BF-030K |  | B6VMAX30K-A | 13 | 16 | Yes | Yes | 2013-08-22 |  | 2
FALSE | S6BF-030K | 2690 | 5561879 | MAYTAG | CSA6BF030K | AC | Split System: Air-Cooled Condensing Unit, Coil with Blower | S6BF-030K |  | B6EMMX30K-B | 13 | 16 | Yes | Yes | 2013-08-22 |  | 2
FALSE | S6BF-036K | 2702 | 5561881 | MAYTAG | CSA6BF036K | AC | Split System: Air-Cooled Condensing Unit, Coil with Blower | S6BF-036K |  | C7B(A,H)M03642(C,U)-B+TXV | 13 | 16 | Yes | Yes | 2013-08-22 |  | 2
FALSE | S6BF-036K | 2702 | 5561883 | MAYTAG | CSA6BF036K | AC | Split System: Air-Cooled Condensing Unit, Coil with Blower | S6BF-036K |  | C7B(A,H)M03648(C,U)-C+TXV | 13 | 16 | Yes | Yes | 2013-08-22 |  | 2
FALSE | S6BF-036K | 2702 | 5561885 | MAYTAG | CSA6BF036K | AC | Split System: Air-Cooled Condensing Unit, Coil with Blower | S6BF-036K |  | C7B(A,H)M03648(C,U)-C+TXV | 13 | 16 | Yes | Yes | 2013-08-22 |  | 2
FALSE | S6BF-036K | 2702 | 5561887 | MAYTAG | CSA6BF036K | AC | Split System: Air-Cooled Condensing Unit, Coil with Blower | S6BF-036K |  | C7B(A,H)M03648(C,U)-C+TXV | 13 | 16 | Yes | Yes | 2013-08-22 |  | 2
FALSE | S6BF-036K | 2702 | 5561889 | MAYTAG | CSA6BF036K | AC | Split System: Air-Cooled Condensing Unit, Coil with Blower | S6BF-036K |  | C7B(A,H)M03642(C,U)-B+TXV | 13 | 16 | Yes | Yes | 2013-08-22 |  | 2
FALSE | S6BF-036K | 2702 | 5561891 | MAYTAG | CSA6BF036K | AC | Split System: Air-Cooled Condensing Unit, Coil with Blower | S6BF-036K |  | C7B(A,H)M03642(C,U)-B+TXV | 13 | 16 | Yes | Yes | 2013-08-22 |  | 2
FALSE | S6BF-036K | 2702 | 5561892 | MAYTAG | CSA6BF036K | AC | Split System: Air-Cooled Condensing Unit, Coil with Blower | S6BF-036K |  | B6VMAX36K-B | 13 | 16 | Yes | Yes | 2013-08-22 |  | 2
FALSE | S6BF-036K | 2702 | 5561899 | MAYTAG | CSA6BF036K | AC | Split System: Air-Cooled Condensing Unit, Coil with Blower | S6BF-036K |  | B6EMMX36K-B | 13 | 16 | Yes | Yes | 2013-08-22 |  | 2
FALSE | S4BE-018KA | 2679 | 5581046 | NORDYNE, LLC. | JS4BE-018KA | AC | Split System: Air-Cooled Condensing Unit, Coil with Blower | S4BE-018KA |  | C6B(A,H)-X24(C,U)-B | 12.5 | 15 | Yes | Yes | 2013-03-14 |  | 1
FALSE | S4BE-018KA | 2679 | 5581047 | NORDYNE, LLC. | JS4BE-018KA | AC | Split System: Air-Cooled Condensing Unit, Coil with Blower | S4BE-018KA |  | C6B(A,H)-X24(C,U)-A | 12.5 | 15 | Yes | Yes | 2013-03-14 |  | 1
FALSE | S4BE-018KA | 2679 | 5581048 | NORDYNE, LLC. | JS4BE-018KA | AC | Split System: Air-Cooled Condensing Unit, Coil with Blower | S4BE-018KA |  | C7B(A,H)M01824(C,U)-B+TXV | 12.5 | 15 | Yes | Yes | 2013-03-14 |  | 1
FALSE | S4BE-018KA | 2679 | 5581049 | NORDYNE, LLC. | JS4BE-018KA | AC | Split System: Air-Cooled Condensing Unit, Coil with Blower | S4BE-018KA |  | C6B(A,H)-X24(C,U)-B | 12.5 | 15 | Yes | Yes | 2013-03-14 |  | 1
FALSE | S4BE-018KA | 2679 | 5581050 | NORDYNE, LLC. | JS4BE-018KA | AC | Split System: Air-Cooled Condensing Unit, Coil with Blower | S4BE-018KA |  | C7B(A,H)M01824(C,U)-B+TXV | 12.5 | 15 | Yes | Yes | 2013-03-14 |  | 1
FALSE | S4BE-018KA | 2679 | 5581051 | NORDYNE, LLC. | JS4BE-018KA | AC | Split System: Air-Cooled Condensing Unit, Coil with Blower | S4BE-018KA |  | C7B(A,H)M01824(C,U)-B+TXV | 12.5 | 15 | Yes | Yes | 2013-03-14 |  | 1
FALSE | S6BF-030K | 2690 | 5561795 | MAYTAG | MSA6BF030K | AC | Split System: Air-Cooled Condensing Unit, Coil with Blower | S6BF-030K |  | C7B(A,H)M030(C,U)-C+TXV | 12.5 | 15 | Yes | Yes | 2013-08-22 |  | 1
FALSE | S6BF-030K | 2690 | 5561797 | MAYTAG | MSA6BF030K | AC | Split System: Air-Cooled Condensing Unit, Coil with Blower | S6BF-030K |  | C7B(A,H)M03036(C,U)-A+TXV | 12.5 | 15 | Yes | Yes | 2013-08-22 |  | 1
FALSE | S6BF-030K | 2690 | 5561798 | MAYTAG | MSA6BF030K | AC | Split System: Air-Cooled Condensing Unit, Coil with Blower | S6BF-030K |  | C7B(A,H)M03036(C,U)-B+TXV | 13 | 16 | Yes | Yes | 2013-08-22 |  | 2
FALSE | S6BF-030K | 2690 | 5561800 | MAYTAG | MSA6BF030K | AC | Split System: Air-Cooled Condensing Unit, Coil with Blower | S6BF-030K |  | B6VMAX30K-B | 13 | 16 | Yes | Yes | 2013-08-22 |  | 2
FALSE | S6BF-030K | 2690 | 5561802 | MAYTAG | MSA6BF030K | AC | Split System: Air-Cooled Condensing Unit, Coil with Blower | S6BF-030K |  | B6EMMX30K-A | 13 | 16 | Yes | Yes | 2013-08-22 |  | 2
FALSE | S6BF-030K | 2690 | 5561811 | MAYTAG | MSA6BF030K | AC | Split System: Air-Cooled Condensing Unit, Coil with Blower | S6BF-030K |  | B6VMAX30K-A | 13 | 16 | Yes | Yes | 2013-08-22 |  | 2
FALSE | S6BF-030K | 2690 | 5561812 | MAYTAG | MSA6BF030K | AC | Split System: Air-Cooled Condensing Unit, Coil with Blower | S6BF-030K |  | B6EMMX30K-B | 13 | 16 | Yes | Yes | 2013-08-22 |  | 2
FALSE | S6BF-036K | 2702 | 5561815 | MAYTAG | MSA6BF036K | AC | Split System: Air-Cooled Condensing Unit, Coil with Blower | S6BF-036K |  | C7B(A,H)M03642(C,U)-B+TXV | 13 | 16 | Yes | Yes | 2013-08-22 |  | 2
FALSE | S6BF-036K | 2702 | 5561817 | MAYTAG | MSA6BF036K | AC | Split System: Air-Cooled Condensing Unit, Coil with Blower | S6BF-036K |  | C7B(A,H)M03648(C,U)-C+TXV | 13 | 16 | Yes | Yes | 2013-08-22 |  | 2
FALSE | S6BF-036K | 2702 | 5561819 | MAYTAG | MSA6BF036K | AC | Split System: Air-Cooled Condensing Unit, Coil with Blower | S6BF-036K |  | C7B(A,H)M03648(C,U)-C+TXV | 13 | 16 | Yes | Yes | 2013-08-22 |  | 2
FALSE | S6BF-036K | 2702 | 5561821 | MAYTAG | MSA6BF036K | AC | Split System: Air-Cooled Condensing Unit, Coil with Blower | S6BF-036K |  | C7B(A,H)M03648(C,U)-C+TXV | 13 | 16 | Yes | Yes | 2013-08-22 |  | 2
FALSE | S6BF-036K | 2702 | 5561823 | MAYTAG | MSA6BF036K | AC | Split System: Air-Cooled Condensing Unit, Coil with Blower | S6BF-036K |  | C7B(A,H)M03642(C,U)-B+TXV | 13 | 16 | Yes | Yes | 2013-08-22 |  | 2
FALSE | S6BF-036K | 2702 | 5561825 | MAYTAG | MSA6BF036K | AC | Split System: Air-Cooled Condensing Unit, Coil with Blower | S6BF-036K |  | C7B(A,H)M03642(C,U)-B+TXV | 13 | 16 | Yes | Yes | 2013-08-22 |  | 2
FALSE | S6BF-036K | 2702 | 5561826 | MAYTAG | MSA6BF036K | AC | Split System: Air-Cooled Condensing Unit, Coil with Blower | S6BF-036K |  | B6VMAX36K-B | 13 | 16 | Yes | Yes | 2013-08-22 |  | 2
FALSE | S6BF-036K | 2702 | 5561832 | MAYTAG | MSA6BF036K | AC | Split System: Air-Cooled Condensing Unit, Coil with Blower | S6BF-036K |  | B6EMMX36K-B | 13 | 16 | Yes | Yes | 2013-08-22 |  | 2
FALSE | S6BF-024K | 2682 | 5561834 | MAYTAG | CSA6BF024K | AC | Split System: Air-Cooled Condensing Unit, Coil with Blower | S6BF-024K |  | C7B(A,H)M01824(C,U)-A+TXV | 13 | 16 | Yes | Yes | 2013-08-22 |  | 2
FALSE | S6BF-024K | 2682 | 5561836 | MAYTAG | CSA6BF024K | AC | Split System: Air-Cooled Condensing Unit, Coil with Blower | S6BF-024K |  | C7B(A,H)M01824(C,U)-B+TXV | 13 | 16 | Yes | Yes | 2013-08-22 |  | 2
FALSE | S6BF-024K | 2682 | 5561838 | MAYTAG | CSA6BF024K | AC | Split System: Air-Cooled Condensing Unit, Coil with Blower | S6BF-024K |  | C7B(A,H)M01824(C,U)-B+TXV | 13 | 16 | Yes | Yes | 2013-08-22 |  | 2
FALSE | S6BF-024K | 2682 | 5561840 | MAYTAG | CSA6BF024K | AC | Split System: Air-Cooled Condensing Unit, Coil with Blower | S6BF-024K |  | C7B(A,H)M01824(C,U)-B+TXV | 13 | 16 | Yes | Yes | 2013-08-22 |  | 2
FALSE | S6BF-024K | 2682 | 5561842 | MAYTAG | CSA6BF024K | AC | Split System: Air-Cooled Condensing Unit, Coil with Blower | S6BF-024K |  | B6EMMX24K-B | 13 | 16 | Yes | Yes | 2013-08-22 |  | 2
FALSE | S6BF-024K | 2682 | 5561846 | MAYTAG | CSA6BF024K | AC | Split System: Air-Cooled Condensing Unit, Coil with Blower | S6BF-024K |  | B6EMMX24K-A | 13 | 16 | Yes | Yes | 2013-08-22 |  | 2
FALSE | S6BF-024K | 2682 | 5561848 | MAYTAG | CSA6BF024K | AC | Split System: Air-Cooled Condensing Unit, Coil with Blower | S6BF-024K |  | B6VMAX24K-A | 13 | 16 | Yes | Yes | 2013-08-22 |  | 2
FALSE | S6BF-024K | 2682 | 5561850 | MAYTAG | CSA6BF024K | AC | Split System: Air-Cooled Condensing Unit, Coil with Blower | S6BF-024K |  | B6VMAX24K-B | 13 | 16 | Yes | Yes | 2013-08-22 |  | 2
FALSE | S6BF-030K | 2690 | 5561855 | MAYTAG | CSA6BF030K | AC | Split System: Air-Cooled Condensing Unit, Coil with Blower | S6BF-030K |  | C7B(A,H)M03036(C,U)-B+TXV | 12.5 | 15 | Yes | Yes | 2013-08-22 |  | 1
FALSE | S6BF-030K | 2690 | 5561857 | MAYTAG | CSA6BF030K | AC | Split System: Air-Cooled Condensing Unit, Coil with Blower | S6BF-030K |  | C7B(A,H)M03036(C,U)-B+TXV | 12.5 | 15 | Yes | Yes | 2013-08-22 |  | 1
FALSE | S6BF-030K | 2690 | 5561859 | MAYTAG | CSA6BF030K | AC | Split System: Air-Cooled Condensing Unit, Coil with Blower | S6BF-030K |  | C7B(A,H)M030(C,U)-C+TXV | 12.5 | 15 | Yes | Yes | 2013-08-22 |  | 1
FALSE | S6BF-030K | 2690 | 5561861 | MAYTAG | CSA6BF030K | AC | Split System: Air-Cooled Condensing Unit, Coil with Blower | S6BF-030K |  | C7B(A,H)M03036(C,U)-A+TXV | 12.5 | 15 | Yes | Yes | 2013-08-22 |  | 1
FALSE | S6BF-030K | 2690 | 5561863 | MAYTAG | CSA6BF030K | AC | Split System: Air-Cooled Condensing Unit, Coil with Blower | S6BF-030K |  | C7B(A,H)M03036(C,U)-B+TXV | 13 | 16 | Yes | Yes | 2013-08-22 |  | 2
FALSE | S4BE-018KA | 2679 | 5581052 | NORDYNE, LLC. | JS4BE-018KA | AC | Split System: Air-Cooled Condensing Unit, Coil with Blower | S4BE-018KA |  | C7B(A,H)M01824(C,U)-B+TXV | 12.5 | 15 | Yes | Yes | 2013-03-14 |  | 1
FALSE | S4BE-018KA | 2679 | 5581053 | NORDYNE, LLC. | JS4BE-018KA | AC | Split System: Air-Cooled Condensing Unit, Coil with Blower | S4BE-018KA |  | C7B(A,H)M01824(C,U)-A+TXV | 12.5 | 15 | Yes | Yes | 2013-03-14 |  | 1
FALSE | S4BE-018KA | 2679 | 5581055 | NORDYNE, LLC. | JS4BE-018KA | AC | Split System: Air-Cooled Condensing Unit, Coil with Blower | S4BE-018KA |  | C7B(A,H)M01824(C,U)-A+TXV | 12.5 | 15 | Yes | Yes | 2013-03-14 |  | 1
FALSE | S4BE-018KA | 2679 | 5581057 | NORDYNE, LLC. | JS4BE-018KA | AC | Split System: Air-Cooled Condensing Unit, Coil with Blower | S4BE-018KA |  | C6B(A,H)-X24(C,U)-B | 12.5 | 15 | Yes | Yes | 2013-03-14 |  | 1
FALSE | S4BE-018KA | 2679 | 5581059 | NORDYNE, LLC. | JS4BE-018KA | AC | Split System: Air-Cooled Condensing Unit, Coil with Blower | S4BE-018KA |  | C7B(A,H)M01824(C,U)-A+TXV | 12.5 | 15 | Yes | Yes | 2013-03-14 |  | 1
FALSE | S4BE-018KA | 2679 | 5581060 | NORDYNE, LLC. | JS4BE-018KA | AC | Split System: Air-Cooled Condensing Unit, Coil with Blower | S4BE-018KA |  | C6B(A,H)-X24(C,U)-A | 12.5 | 15 | Yes | Yes | 2013-03-14 |  | 1
FALSE | S4BE-018KA | 2679 | 5581062 | NORDYNE, LLC. | JS4BE-018KA | AC | Split System: Air-Cooled Condensing Unit, Coil with Blower | S4BE-018KA |  | C6B(A,H)-X24(C,U)-B | 12.5 | 15 | Yes | Yes | 2013-03-14 |  | 1
FALSE | S4BE-018KA | 2679 | 5581063 | NORDYNE, LLC. | JS4BE-018KA | AC | Split System: Air-Cooled Condensing Unit, Coil with Blower | S4BE-018KA |  | C6B(A,H)-X24(C,U)-A | 12.5 | 15 | Yes | Yes | 2013-03-14 |  | 1
FALSE | S4BE-018KA | 2679 | 5581064 | NORDYNE, LLC. | JS4BE-018KA | AC | Split System: Air-Cooled Condensing Unit, Coil with Blower | S4BE-018KA |  | C7B(A,H)M01824(C,U)-B+TXV | 12.5 | 15 | Yes | Yes | 2013-03-14 |  | 1
FALSE | S4BE-018KA | 2679 | 5581065 | NORDYNE, LLC. | JS4BE-018KA | AC | Split System: Air-Cooled Condensing Unit, Coil with Blower | S4BE-018KA |  | C7B(A,H)M01824(C,U)-B+TXV | 12.5 | 15 | Yes | Yes | 2013-03-14 |  | 1
FALSE | S4BE-018KA | 2679 | 5581066 | NORDYNE, LLC. | JS4BE-018KA | AC | Split System: Air-Cooled Condensing Unit, Coil with Blower | S4BE-018KA |  | C7B(A,H)M01824(C,U)-A+TXV | 12.5 | 15 | Yes | Yes | 2013-03-14 |  | 1
FALSE | S4BE-018KA | 2679 | 5581067 | NORDYNE, LLC. | JS4BE-018KA | AC | Split System: Air-Cooled Condensing Unit, Coil with Blower | S4BE-018KA |  | C6B(A,H)-X24(C,U)-B | 12.5 | 15 | Yes | Yes | 2013-03-14 |  | 1
FALSE | S4BE-018KA | 2679 | 5581068 | NORDYNE, LLC. | JS4BE-018KA | AC | Split System: Air-Cooled Condensing Unit, Coil with Blower | S4BE-018KA |  | C7B(A,H)M01824(C,U)-A+TXV | 12.5 | 15 | Yes | Yes | 2013-03-14 |  | 1
FALSE | S4BE-018KA | 2679 | 5581069 | NORDYNE, LLC. | JS4BE-018KA | AC | Split System: Air-Cooled Condensing Unit, Coil with Blower | S4BE-018KA |  | C6B(A,H)-X24(C,U)-A | 12.5 | 15 | Yes | Yes | 2013-03-14 |  | 1
FALSE | S4QE-024KA | 2681 | 5581070 | NORDYNE, LLC. | JS4BE-024KA | AC | Split System: Air-Cooled Condensing Unit, Coil with Blower | S4BE-024KA |  | C7B(A,H)M030(C,U)-C+TXV | 12.5 | 15 | Yes | Yes | 2013-03-14 |  | 1
FALSE | S4QE-024KA | 2681 | 5581071 | NORDYNE, LLC. | JS4BE-024KA | AC | Split System: Air-Cooled Condensing Unit, Coil with Blower | S4BE-024KA |  | C6B(A,H)-X24(C,U)-A | 12.5 | 15 | Yes | Yes | 2013-03-14 |  | 1
FALSE | S4QE-024KA | 2681 | 5581072 | NORDYNE, LLC. | JS4BE-024KA | AC | Split System: Air-Cooled Condensing Unit, Coil with Blower | S4BE-024KA |  | C7B(A,H)M030(C,U)-C+TXV | 12.5 | 15 | Yes | Yes | 2013-03-14 |  | 1
FALSE | S4QE-024KA | 2681 | 5581073 | NORDYNE, LLC. | JS4BE-024KA | AC | Split System: Air-Cooled Condensing Unit, Coil with Blower | S4BE-024KA |  | C7B(A,H)M01824(C,U)-A+TXV | 12.5 | 15 | Yes | Yes | 2013-03-14 |  | 1
FALSE | S4QE-024KA | 2681 | 5581074 | NORDYNE, LLC. | JS4BE-024KA | AC | Split System: Air-Cooled Condensing Unit, Coil with Blower | S4BE-024KA |  | C6B(A,H)-X24(C,U)-B | 12.5 | 15 | Yes | Yes | 2013-03-14 |  | 1
FALSE | S4QE-024KA | 2681 | 5581075 | NORDYNE, LLC. | JS4BE-024KA | AC | Split System: Air-Cooled Condensing Unit, Coil with Blower | S4BE-024KA |  | C6B(A,H)-X24(C,U)-B | 12.5 | 15 | Yes | Yes | 2013-03-14 |  | 1
FALSE | S4QE-024KA | 2681 | 5581076 | NORDYNE, LLC. | JS4BE-024KA | AC | Split System: Air-Cooled Condensing Unit, Coil with Blower | S4BE-024KA |  | C7B(A,H)M030(C,U)-C+TXV | 12.5 | 15 | Yes | Yes | 2013-03-14 |  | 1
FALSE | S4QE-024KA | 2681 | 5581078 | NORDYNE, LLC. | JS4BE-024KA | AC | Split System: Air-Cooled Condensing Unit, Coil with Blower | S4BE-024KA |  | C6B(A,H)-X30(C,U)-C+TDR | 12.5 | 15 | Yes | Yes | 2013-03-14 |  | 1
FALSE | S4QE-024KA | 2681 | 5581079 | NORDYNE, LLC. | JS4BE-024KA | AC | Split System: Air-Cooled Condensing Unit, Coil with Blower | S4BE-024KA |  | C6B(A,H)-X24(C,U)-A | 12.5 | 15 | Yes | Yes | 2013-03-14 |  | 1
FALSE | S4QE-024KA | 2681 | 5581080 | NORDYNE, LLC. | JS4BE-024KA | AC | Split System: Air-Cooled Condensing Unit, Coil with Blower | S4BE-024KA |  | C7B(A,H)M01824(C,U)-B+TXV | 12.5 | 15 | Yes | Yes | 2013-03-14 |  | 1
FALSE | S4QE-024KA | 2681 | 5581081 | NORDYNE, LLC. | JS4BE-024KA | AC | Split System: Air-Cooled Condensing Unit, Coil with Blower | S4BE-024KA |  | C7B(A,H)M01824(C,U)-A+TXV | 12.5 | 15 | Yes | Yes | 2013-03-14 |  | 1
FALSE | S4QE-024KA | 2681 | 5581082 | NORDYNE, LLC. | JS4BE-024KA | AC | Split System: Air-Cooled Condensing Unit, Coil with Blower | S4BE-024KA |  | C6B(A,H)-X30(C,U)-C+TDR | 12.5 | 15 | Yes | Yes | 2013-03-14 |  | 1
FALSE | S4QE-030KA | 2694 | 5581134 | NORDYNE, LLC. | JS4BE-030KA | AC | Split System: Air-Cooled Condensing Unit, Coil with Blower | S4BE-030KA |  | C7B(A,H)M03036(C,U)-B+TXV | 12.5 | 15 | Yes | Yes | 2013-03-14 |  | 1
FALSE | S4QE-030KA | 2694 | 5581135 | NORDYNE, LLC. | JS4BE-030KA | AC | Split System: Air-Cooled Condensing Unit, Coil with Blower | S4BE-030KA |  | C6B(A,H)-X30(C,U)-C | 12.5 | 15 | Yes | Yes | 2013-03-14 |  | 1
FALSE | S4QE-030KA | 2694 | 5581136 | NORDYNE, LLC. | JS4BE-030KA | AC | Split System: Air-Cooled Condensing Unit, Coil with Blower | S4BE-030KA |  | C6B(A,H)-X30(C,U)-B | 12.5 | 15 | Yes | Yes | 2013-03-14 |  | 1
FALSE | S4QE-030KA | 2694 | 5581137 | NORDYNE, LLC. | JS4BE-030KA | AC | Split System: Air-Cooled Condensing Unit, Coil with Blower | S4BE-030KA |  | C6B(A,H)-X30(C,U)-B | 12.5 | 15 | Yes | Yes | 2013-03-14 |  | 1
FALSE | S4QE-030KA | 2694 | 5581138 | NORDYNE, LLC. | JS4BE-030KA | AC | Split System: Air-Cooled Condensing Unit, Coil with Blower | S4BE-030KA |  | C6B(A,H)-X30(C,U)-A | 12.5 | 15 | Yes | Yes | 2013-03-14 |  | 1
FALSE | S4QE-030KA | 2694 | 5581139 | NORDYNE, LLC. | JS4BE-030KA | AC | Split System: Air-Cooled Condensing Unit, Coil with Blower | S4BE-030KA |  | C7B(A,H)M03036(C,U)-A+TXV | 12.5 | 15 | Yes | Yes | 2013-03-14 |  | 1
FALSE | S4QE-036KA | 2699 | 5581140 | NORDYNE, LLC. | JS4BE-036KA | AC | Split System: Air-Cooled Condensing Unit, Coil with Blower | S4BE-036KA |  | C6B(A,H)-X36(C,U)-C | 12.5 | 15 | Yes | Yes | 2013-03-14 |  | 1
FALSE | S4QE-036KA | 2699 | 5581141 | NORDYNE, LLC. | JS4BE-036KA | AC | Split System: Air-Cooled Condensing Unit, Coil with Blower | S4BE-036KA |  | C7B(A,H)M03642(C,U)-B+TXV | 12.5 | 15 | Yes | Yes | 2013-03-14 |  | 1
FALSE | S4QE-036KA | 2699 | 5581142 | NORDYNE, LLC. | JS4BE-036KA | AC | Split System: Air-Cooled Condensing Unit, Coil with Blower | S4BE-036KA |  | C7B(A,H)M03642(C,U)-B+TXV | 12.5 | 15 | Yes | Yes | 2013-03-14 |  | 1
FALSE | S4QE-036KA | 2699 | 5581143 | NORDYNE, LLC. | JS4BE-036KA | AC | Split System: Air-Cooled Condensing Unit, Coil with Blower | S4BE-036KA |  | C6B(A,H)-X36(C,U)-C | 12.5 | 15 | Yes | Yes | 2013-03-14 |  | 1
FALSE | S4QE-036KA | 2699 | 5581144 | NORDYNE, LLC. | JS4BE-036KA | AC | Split System: Air-Cooled Condensing Unit, Coil with Blower | S4BE-036KA |  | C7B(A,H)M03642(C,U)-B+TXV | 12.5 | 15 | Yes | Yes | 2013-03-14 |  | 1
FALSE | S4QE-036KA | 2699 | 5581145 | NORDYNE, LLC. | JS4BE-036KA | AC | Split System: Air-Cooled Condensing Unit, Coil with Blower | S4BE-036KA |  | C6B(A,H)-X36(C,U)-C | 12.5 | 15 | Yes | Yes | 2013-03-14 |  | 1
FALSE | S4QE-036KA | 2699 | 5581146 | NORDYNE, LLC. | JS4BE-036KA | AC | Split System: Air-Cooled Condensing Unit, Coil with Blower | S4BE-036KA |  | C7B(A,H)M03648(C,U)-C+TXV | 12.5 | 15 | Yes | Yes | 2013-03-14 |  | 1
FALSE | S4QE-036KA | 2699 | 5581147 | NORDYNE, LLC. | JS4BE-036KA | AC | Split System: Air-Cooled Condensing Unit, Coil with Blower | S4BE-036KA |  | C7B(A,H)M03648(C,U)-C+TXV | 12.5 | 15 | Yes | Yes | 2013-03-14 |  | 1
FALSE | S4QE-036KA | 2699 | 5581148 | NORDYNE, LLC. | JS4BE-036KA | AC | Split System: Air-Cooled Condensing Unit, Coil with Blower | S4BE-036KA |  | C6B(A,H)-X36(C,U)-B | 12.5 | 15 | Yes | Yes | 2013-03-14 |  | 1
FALSE | S4QE-036KA | 2699 | 5581149 | NORDYNE, LLC. | JS4BE-036KA | AC | Split System: Air-Cooled Condensing Unit, Coil with Blower | S4BE-036KA |  | C6B(A,H)-X36(C,U)-B | 12.5 | 15 | Yes | Yes | 2013-03-14 |  | 1
FALSE | S4QE-036KA | 2699 | 5581151 | NORDYNE, LLC. | JS4BE-036KA | AC | Split System: Air-Cooled Condensing Unit, Coil with Blower | S4BE-036KA |  | C6B(A,H)-X36(C,U)-B | 12.5 | 15 | Yes | Yes | 2013-03-14 |  | 1
FALSE | S4QE-036KA | 2699 | 5581152 | NORDYNE, LLC. | JS4BE-036KA | AC | Split System: Air-Cooled Condensing Unit, Coil with Blower | S4BE-036KA |  | C7B(A,H)M03648(C,U)-C+TXV | 12.5 | 15 | Yes | Yes | 2013-03-14 |  | 1
FALSE | S4QE-024KA | 2681 | 5581104 | NORDYNE, LLC. | JS4BE-024KA | AC | Split System: Air-Cooled Condensing Unit, Coil with Blower | S4BE-024KA |  | C7B(A,H)M01824(C,U)-B+TXV | 12.5 | 15 | Yes | Yes | 2013-03-14 |  | 1
FALSE | S4QE-030KA | 2694 | 5581106 | NORDYNE, LLC. | JS4BE-030KA | AC | Split System: Air-Cooled Condensing Unit, Coil with Blower | S4BE-030KA |  | C6B(A,H)-X30(C,U)-C | 12.5 | 15 | Yes | Yes | 2013-03-14 |  | 1
FALSE | S4QE-030KA | 2694 | 5581107 | NORDYNE, LLC. | JS4BE-030KA | AC | Split System: Air-Cooled Condensing Unit, Coil with Blower | S4BE-030KA |  | C6B(A,H)-X30(C,U)-A | 12.5 | 15 | Yes | Yes | 2013-03-14 |  | 1
FALSE | S4QE-030KA | 2694 | 5581108 | NORDYNE, LLC. | JS4BE-030KA | AC | Split System: Air-Cooled Condensing Unit, Coil with Blower | S4BE-030KA |  | C7B(A,H)M030(C,U)-C+TXV | 12.5 | 15 | Yes | Yes | 2013-03-14 |  | 1
FALSE | S4QE-030KA | 2694 | 5581109 | NORDYNE, LLC. | JS4BE-030KA | AC | Split System: Air-Cooled Condensing Unit, Coil with Blower | S4BE-030KA |  | C7B(A,H)M03036(C,U)-B+TXV | 12.5 | 15 | Yes | Yes | 2013-03-14 |  | 1
FALSE | S4QE-030KA | 2694 | 5581110 | NORDYNE, LLC. | JS4BE-030KA | AC | Split System: Air-Cooled Condensing Unit, Coil with Blower | S4BE-030KA |  | C7B(A,H)M03036(C,U)-A+TXV | 12.5 | 15 | Yes | Yes | 2013-03-14 |  | 1
FALSE | S4QE-030KA | 2694 | 5581111 | NORDYNE, LLC. | JS4BE-030KA | AC | Split System: Air-Cooled Condensing Unit, Coil with Blower | S4BE-030KA |  | C7B(A,H)M030(C,U)-C+TXV | 12.5 | 15 | Yes | Yes | 2013-03-14 |  | 1
FALSE | S4QE-030KA | 2694 | 5581112 | NORDYNE, LLC. | JS4BE-030KA | AC | Split System: Air-Cooled Condensing Unit, Coil with Blower | S4BE-030KA |  | C7B(A,H)M03036(C,U)-B+TXV | 12.5 | 15 | Yes | Yes | 2013-03-14 |  | 1
FALSE | S4QE-030KA | 2694 | 5581113 | NORDYNE, LLC. | JS4BE-030KA | AC | Split System: Air-Cooled Condensing Unit, Coil with Blower | S4BE-030KA |  | C6B(A,H)-X30(C,U)-C | 12.5 | 15 | Yes | Yes | 2013-03-14 |  | 1
FALSE | S4QE-030KA | 2694 | 5581115 | NORDYNE, LLC. | JS4BE-030KA | AC | Split System: Air-Cooled Condensing Unit, Coil with Blower | S4BE-030KA |  | C6B(A,H)-X30(C,U)-B | 12.5 | 15 | Yes | Yes | 2013-03-14 |  | 1
FALSE | S4QE-030KA | 2694 | 5581116 | NORDYNE, LLC. | JS4BE-030KA | AC | Split System: Air-Cooled Condensing Unit, Coil with Blower | S4BE-030KA |  | C7B(A,H)M03036(C,U)-B+TXV | 12.5 | 15 | Yes | Yes | 2013-03-14 |  | 1
FALSE | S4QE-030KA | 2694 | 5581118 | NORDYNE, LLC. | JS4BE-030KA | AC | Split System: Air-Cooled Condensing Unit, Coil with Blower | S4BE-030KA |  | C7B(A,H)M03036(C,U)-B+TXV | 12.5 | 15 | Yes | Yes | 2013-03-14 |  | 1
FALSE | S4QE-030KA | 2694 | 5581119 | NORDYNE, LLC. | JS4BE-030KA | AC | Split System: Air-Cooled Condensing Unit, Coil with Blower | S4BE-030KA |  | C6B(A,H)-X30(C,U)-C | 12.5 | 15 | Yes | Yes | 2013-03-14 |  | 1
FALSE | S4QE-030KA | 2694 | 5581120 | NORDYNE, LLC. | JS4BE-030KA | AC | Split System: Air-Cooled Condensing Unit, Coil with Blower | S4BE-030KA |  | C6B(A,H)-X30(C,U)-B | 12.5 | 15 | Yes | Yes | 2013-03-14 |  | 1
FALSE | S4QE-030KA | 2694 | 5581121 | NORDYNE, LLC. | JS4BE-030KA | AC | Split System: Air-Cooled Condensing Unit, Coil with Blower | S4BE-030KA |  | C7B(A,H)M030(C,U)-C+TXV | 12.5 | 15 | Yes | Yes | 2013-03-14 |  | 1
FALSE | S4QE-030KA | 2694 | 5581122 | NORDYNE, LLC. | JS4BE-030KA | AC | Split System: Air-Cooled Condensing Unit, Coil with Blower | S4BE-030KA |  | C6B(A,H)-X30(C,U)-B | 12.5 | 15 | Yes | Yes | 2013-03-14 |  | 1
FALSE | S4QE-030KA | 2694 | 5581123 | NORDYNE, LLC. | JS4BE-030KA | AC | Split System: Air-Cooled Condensing Unit, Coil with Blower | S4BE-030KA |  | C7B(A,H)M030(C,U)-C+TXV | 12.5 | 15 | Yes | Yes | 2013-03-14 |  | 1
FALSE | S4QE-030KA | 2694 | 5581126 | NORDYNE, LLC. | JS4BE-030KA | AC | Split System: Air-Cooled Condensing Unit, Coil with Blower | S4BE-030KA |  | C6B(A,H)-X30(C,U)-A | 12.5 | 15 | Yes | Yes | 2013-03-14 |  | 1
FALSE | S4QE-030KA | 2694 | 5581127 | NORDYNE, LLC. | JS4BE-030KA | AC | Split System: Air-Cooled Condensing Unit, Coil with Blower | S4BE-030KA |  | C7B(A,H)M03036(C,U)-A+TXV | 12.5 | 15 | Yes | Yes | 2013-03-14 |  | 1
FALSE | S4QE-030KA | 2694 | 5581128 | NORDYNE, LLC. | JS4BE-030KA | AC | Split System: Air-Cooled Condensing Unit, Coil with Blower | S4BE-030KA |  | C6B(A,H)-X30(C,U)-C | 12.5 | 15 | Yes | Yes | 2013-03-14 |  | 1
FALSE | S4QE-030KA | 2694 | 5581129 | NORDYNE, LLC. | JS4BE-030KA | AC | Split System: Air-Cooled Condensing Unit, Coil with Blower | S4BE-030KA |  | C6B(A,H)-X30(C,U)-A | 12.5 | 15 | Yes | Yes | 2013-03-14 |  | 1
FALSE | S4QE-030KA | 2694 | 5581130 | NORDYNE, LLC. | JS4BE-030KA | AC | Split System: Air-Cooled Condensing Unit, Coil with Blower | S4BE-030KA |  | C7B(A,H)M030(C,U)-C+TXV | 12.5 | 15 | Yes | Yes | 2013-03-14 |  | 1
FALSE | S4QE-030KA | 2694 | 5581131 | NORDYNE, LLC. | JS4BE-030KA | AC | Split System: Air-Cooled Condensing Unit, Coil with Blower | S4BE-030KA |  | C7B(A,H)M03036(C,U)-A+TXV | 12.5 | 15 | Yes | Yes | 2013-03-14 |  | 1
FALSE | S4QE-030KA | 2694 | 5581132 | NORDYNE, LLC. | JS4BE-030KA | AC | Split System: Air-Cooled Condensing Unit, Coil with Blower | S4BE-030KA |  | C7B(A,H)M030(C,U)-C+TXV | 12.5 | 15 | Yes | Yes | 2013-03-14 |  | 1
FALSE | S4QE-030KA | 2694 | 5581133 | NORDYNE, LLC. | JS4BE-030KA | AC | Split System: Air-Cooled Condensing Unit, Coil with Blower | S4BE-030KA |  | C7B(A,H)M03036(C,U)-B+TXV | 12.5 | 15 | Yes | Yes | 2013-03-14 |  | 1
FALSE | S4QE-036KA | 2699 | 5581155 | NORDYNE, LLC. | JS4BE-036KA | AC | Split System: Air-Cooled Condensing Unit, Coil with Blower | S4BE-036KA |  | C7B(A,H)M03648(C,U)-C+TXV | 12.5 | 15 | Yes | Yes | 2013-03-14 |  | 1
FALSE | S4QE-036KA | 2699 | 5581156 | NORDYNE, LLC. | JS4BE-036KA | AC | Split System: Air-Cooled Condensing Unit, Coil with Blower | S4BE-036KA |  | C7B(A,H)M03642(C,U)-B+TXV | 12.5 | 15 | Yes | Yes | 2013-03-14 |  | 1
FALSE | S4QE-036KA | 2699 | 5581157 | NORDYNE, LLC. | JS4BE-036KA | AC | Split System: Air-Cooled Condensing Unit, Coil with Blower | S4BE-036KA |  | C6B(A,H)-X36(C,U)-C | 12.5 | 15 | Yes | Yes | 2013-03-14 |  | 1
FALSE | S4QE-036KA | 2699 | 5581158 | NORDYNE, LLC. | JS4BE-036KA | AC | Split System: Air-Cooled Condensing Unit, Coil with Blower | S4BE-036KA |  | C7B(A,H)M03642(C,U)-B+TXV | 12.5 | 15 | Yes | Yes | 2013-03-14 |  | 1
FALSE | S4QE-036KA | 2699 | 5581159 | NORDYNE, LLC. | JS4BE-036KA | AC | Split System: Air-Cooled Condensing Unit, Coil with Blower | S4BE-036KA |  | C7B(A,H)M03642(C,U)-B+TXV | 12.5 | 15 | Yes | Yes | 2013-03-14 |  | 1
FALSE | S4QE-036KA | 2699 | 5581160 | NORDYNE, LLC. | JS4BE-036KA | AC | Split System: Air-Cooled Condensing Unit, Coil with Blower | S4BE-036KA |  | C6B(A,H)-X36(C,U)-C | 12.5 | 15 | Yes | Yes | 2013-03-14 |  | 1
FALSE | S4QE-036KA | 2699 | 5581161 | NORDYNE, LLC. | JS4BE-036KA | AC | Split System: Air-Cooled Condensing Unit, Coil with Blower | S4BE-036KA |  | C7B(A,H)M03648(C,U)-C+TXV | 12.5 | 15 | Yes | Yes | 2013-03-14 |  | 1
FALSE | S4QE-036KA | 2699 | 5581162 | NORDYNE, LLC. | JS4BE-036KA | AC | Split System: Air-Cooled Condensing Unit, Coil with Blower | S4BE-036KA |  | C6B(A,H)-X36(C,U)-B | 12.5 | 15 | Yes | Yes | 2013-03-14 |  | 1
FALSE | S4QE-036KA | 2699 | 5581163 | NORDYNE, LLC. | JS4BE-036KA | AC | Split System: Air-Cooled Condensing Unit, Coil with Blower | S4BE-036KA |  | C6B(A,H)-X36(C,U)-B | 12.5 | 15 | Yes | Yes | 2013-03-14 |  | 1
FALSE | S4QE-036KA | 2699 | 5581164 | NORDYNE, LLC. | JS4BE-036KA | AC | Split System: Air-Cooled Condensing Unit, Coil with Blower | S4BE-036KA |  | C7B(A,H)M03648(C,U)-C+TXV | 12.5 | 15 | Yes | Yes | 2013-03-14 |  | 1
FALSE | S4BE-042KA | 2712 | 5581166 | NORDYNE, LLC. | JS4BE-042KA | AC | Split System: Air-Cooled Condensing Unit, Coil with Blower | S4BE-042KA |  | C7B(A,H)M03648(C,U)-C+TXV | 12.5 | 15 | Yes | Yes | 2013-03-14 |  | 1
FALSE | S4BE-042KA | 2712 | 5581169 | NORDYNE, LLC. | JS4BE-042KA | AC | Split System: Air-Cooled Condensing Unit, Coil with Blower | S4BE-042KA |  | C6B(A,H)-X42(C,U)-C | 12.5 | 15 | Yes | Yes | 2013-03-14 |  | 1
FALSE | S4BE-042KA | 2712 | 5581171 | NORDYNE, LLC. | JS4BE-042KA | AC | Split System: Air-Cooled Condensing Unit, Coil with Blower | S4BE-042KA |  | C7B(A,H)M03648(C,U)-C+TXV | 12.5 | 15 | Yes | Yes | 2013-03-14 |  | 1
FALSE | S4BE-042KA | 2712 | 5581173 | NORDYNE, LLC. | JS4BE-042KA | AC | Split System: Air-Cooled Condensing Unit, Coil with Blower | S4BE-042KA |  | C7B(A,H)M03648(C,U)-C+TXV | 12.5 | 15 | Yes | Yes | 2013-03-14 |  | 1
FALSE | S4BE-042KA | 2712 | 5581174 | NORDYNE, LLC. | JS4BE-042KA | AC | Split System: Air-Cooled Condensing Unit, Coil with Blower | S4BE-042KA |  | C6B(A,H)-X42(C,U)-C | 12.5 | 15 | Yes | Yes | 2013-03-14 |  | 1
FALSE | S4BE-042KA | 2712 | 5581177 | NORDYNE, LLC. | JS4BE-042KA | AC | Split System: Air-Cooled Condensing Unit, Coil with Blower | S4BE-042KA |  | C6B(A,H)-X42(C,U)-C | 12.5 | 15 | Yes | Yes | 2013-03-14 |  | 1
FALSE | S4BE-042KA | 2712 | 5581180 | NORDYNE, LLC. | JS4BE-042KA | AC | Split System: Air-Cooled Condensing Unit, Coil with Blower | S4BE-042KA |  | C7B(A,H)M03648(C,U)-C+TXV | 12.5 | 15 | Yes | Yes | 2013-03-14 |  | 1
FALSE | S4BE-042KA | 2712 | 5581183 | NORDYNE, LLC. | JS4BE-042KA | AC | Split System: Air-Cooled Condensing Unit, Coil with Blower | S4BE-042KA |  | C6B(A,H)-X42(C,U)-C | 12.5 | 15 | Yes | Yes | 2013-03-14 |  | 1
FALSE | S4BE-042KA | 2712 | 5581185 | NORDYNE, LLC. | JS4BE-042KA | AC | Split System: Air-Cooled Condensing Unit, Coil with Blower | S4BE-042KA |  | C7B(A,H)M03648(C,U)-C+TXV | 12.5 | 15 | Yes | Yes | 2013-03-14 |  | 1
FALSE | S4BE-042KA | 2712 | 5581186 | NORDYNE, LLC. | JS4BE-042KA | AC | Split System: Air-Cooled Condensing Unit, Coil with Blower | S4BE-042KA |  | C6B(A,H)-X42(C,U)-C | 12.5 | 15 | Yes | Yes | 2013-03-14 |  | 1
FALSE | S4BE-042KA | 2712 | 5581189 | NORDYNE, LLC. | JS4BE-042KA | AC | Split System: Air-Cooled Condensing Unit, Coil with Blower | S4BE-042KA |  | C7B(A,H)M03648(C,U)-C+TXV | 12.5 | 15 | Yes | Yes | 2013-03-14 |  | 1
FALSE | S4BE-048KA | 2717 | 5581190 | NORDYNE, LLC. | JS4BE-048KA | AC | Split System: Air-Cooled Condensing Unit, Coil with Blower | S4BE-048KA |  | C6B(A,H)-X48(C,U)-C | 12 | 15 | Yes | Yes | 2013-03-14 |  | 0
FALSE | S4BE-048KA | 2717 | 5581192 | NORDYNE, LLC. | JS4BE-048KA | AC | Split System: Air-Cooled Condensing Unit, Coil with Blower | S4BE-048KA |  | C7B(A,H)M048(C,U)-C+TXV | 12 | 15 | Yes | Yes | 2013-03-14 |  | 0
FALSE | S4BE-048KA | 2717 | 5581193 | NORDYNE, LLC. | JS4BE-048KA | AC | Split System: Air-Cooled Condensing Unit, Coil with Blower | S4BE-048KA |  | C7B(A,H)M048(C,U)-C+TXV | 12 | 15 | Yes | Yes | 2013-03-14 |  | 0
FALSE | S4BE-048KA | 2717 | 5581194 | NORDYNE, LLC. | JS4BE-048KA | AC | Split System: Air-Cooled Condensing Unit, Coil with Blower | S4BE-048KA |  | C7B(A,H)M048(C,U)-D+TXV | 12 | 15 | Yes | Yes | 2013-03-14 |  | 0
FALSE | S4BE-048KA | 2717 | 5581195 | NORDYNE, LLC. | JS4BE-048KA | AC | Split System: Air-Cooled Condensing Unit, Coil with Blower | S4BE-048KA |  | C6B(A,H)-X48(C,U)-D | 12 | 15 | Yes | Yes | 2013-03-14 |  | 0
FALSE | S4QE-024KA | 2681 | 5581248 | NORDYNE, LLC. | ES4BE-024KA | AC | Split System: Air-Cooled Condensing Unit, Coil with Blower | S4BE-024KA |  | C6B(A,H)-X30(C,U)-C+TDR | 12.5 | 15 | Yes | Yes | 2013-03-14 |  | 1
FALSE | S4QE-024KA | 2681 | 5581249 | NORDYNE, LLC. | ES4BE-024KA | AC | Split System: Air-Cooled Condensing Unit, Coil with Blower | S4BE-024KA |  | C6B(A,H)-X24(C,U)-A | 12.5 | 15 | Yes | Yes | 2013-03-14 |  | 1
FALSE | S4QE-024KA | 2681 | 5581250 | NORDYNE, LLC. | ES4BE-024KA | AC | Split System: Air-Cooled Condensing Unit, Coil with Blower | S4BE-024KA |  | C7B(A,H)M01824(C,U)-B+TXV | 12.5 | 15 | Yes | Yes | 2013-03-14 |  | 1
FALSE | S4QE-024KA | 2681 | 5581251 | NORDYNE, LLC. | ES4BE-024KA | AC | Split System: Air-Cooled Condensing Unit, Coil with Blower | S4BE-024KA |  | C7B(A,H)M01824(C,U)-A+TXV | 12.5 | 15 | Yes | Yes | 2013-03-14 |  | 1
FALSE | S4QE-024KA | 2681 | 5581252 | NORDYNE, LLC. | ES4BE-024KA | AC | Split System: Air-Cooled Condensing Unit, Coil with Blower | S4BE-024KA |  | C6B(A,H)-X30(C,U)-C+TDR | 12.5 | 15 | Yes | Yes | 2013-03-14 |  | 1
FALSE | S4QE-024KA | 2681 | 5581253 | NORDYNE, LLC. | ES4BE-024KA | AC | Split System: Air-Cooled Condensing Unit, Coil with Blower | S4BE-024KA |  | C6B(A,H)-X30(C,U)-C+TDR | 12.5 | 15 | Yes | Yes | 2013-03-14 |  | 1
FALSE | S4QE-024KA | 2681 | 5581254 | NORDYNE, LLC. | ES4BE-024KA | AC | Split System: Air-Cooled Condensing Unit, Coil with Blower | S4BE-024KA |  | C7B(A,H)M01824(C,U)-B+TXV | 12.5 | 15 | Yes | Yes | 2013-03-14 |  | 1
FALSE | S4QE-024KA | 2681 | 5581255 | NORDYNE, LLC. | ES4BE-024KA | AC | Split System: Air-Cooled Condensing Unit, Coil with Blower | S4BE-024KA |  | C7B(A,H)M01824(C,U)-B+TXV | 12.5 | 15 | Yes | Yes | 2013-03-14 |  | 1
FALSE | S4QE-024KA | 2681 | 5581257 | NORDYNE, LLC. | ES4BE-024KA | AC | Split System: Air-Cooled Condensing Unit, Coil with Blower | S4BE-024KA |  | C7B(A,H)M030(C,U)-C+TXV | 12.5 | 15 | Yes | Yes | 2013-03-14 |  | 1
FALSE | S4QE-024KA | 2681 | 5581259 | NORDYNE, LLC. | ES4BE-024KA | AC | Split System: Air-Cooled Condensing Unit, Coil with Blower | S4BE-024KA |  | C6B(A,H)-X24(C,U)-B | 12.5 | 15 | Yes | Yes | 2013-03-14 |  | 1
FALSE | S4QE-024KA | 2681 | 5581261 | NORDYNE, LLC. | ES4BE-024KA | AC | Split System: Air-Cooled Condensing Unit, Coil with Blower | S4BE-024KA |  | C7B(A,H)M01824(C,U)-B+TXV | 12.5 | 15 | Yes | Yes | 2013-03-14 |  | 1
FALSE | S4QE-024KA | 2681 | 5581262 | NORDYNE, LLC. | ES4BE-024KA | AC | Split System: Air-Cooled Condensing Unit, Coil with Blower | S4BE-024KA |  | C7B(A,H)M030(C,U)-C+TXV | 12.5 | 15 | Yes | Yes | 2013-03-14 |  | 1
FALSE | S4QE-024KA | 2681 | 5581263 | NORDYNE, LLC. | ES4BE-024KA | AC | Split System: Air-Cooled Condensing Unit, Coil with Blower | S4BE-024KA |  | C6B(A,H)-X24(C,U)-A | 12.5 | 15 | Yes | Yes | 2013-03-14 |  | 1
FALSE | S4QE-024KA | 2681 | 5581264 | NORDYNE, LLC. | ES4BE-024KA | AC | Split System: Air-Cooled Condensing Unit, Coil with Blower | S4BE-024KA |  | C7B(A,H)M030(C,U)-C+TXV | 12.5 | 15 | Yes | Yes | 2013-03-14 |  | 1
FALSE | S4QE-024KA | 2681 | 5581265 | NORDYNE, LLC. | ES4BE-024KA | AC | Split System: Air-Cooled Condensing Unit, Coil with Blower | S4BE-024KA |  | C7B(A,H)M01824(C,U)-A+TXV | 12.5 | 15 | Yes | Yes | 2013-03-14 |  | 1
FALSE | S4QE-024KA | 2681 | 5581266 | NORDYNE, LLC. | ES4BE-024KA | AC | Split System: Air-Cooled Condensing Unit, Coil with Blower | S4BE-024KA |  | C6B(A,H)-X24(C,U)-B | 12.5 | 15 | Yes | Yes | 2013-03-14 |  | 1
FALSE | S4QE-024KA | 2681 | 5581267 | NORDYNE, LLC. | ES4BE-024KA | AC | Split System: Air-Cooled Condensing Unit, Coil with Blower | S4BE-024KA |  | C7B(A,H)M030(C,U)-C+TXV | 12.5 | 15 | Yes | Yes | 2013-03-14 |  | 1
FALSE | S4QE-024KA | 2681 | 5581268 | NORDYNE, LLC. | ES4BE-024KA | AC | Split System: Air-Cooled Condensing Unit, Coil with Blower | S4BE-024KA |  | C6B(A,H)-X30(C,U)-C+TDR | 12.5 | 15 | Yes | Yes | 2013-03-14 |  | 1
FALSE | S4BE-018KA | 2679 | 5581218 | NORDYNE, LLC. | ES4BE-018KA | AC | Split System: Air-Cooled Condensing Unit, Coil with Blower | S4BE-018KA |  | C7B(A,H)M01824(C,U)-B+TXV | 12.5 | 15 | Yes | Yes | 2013-03-14 |  | 1
FALSE | S4BE-018KA | 2679 | 5581219 | NORDYNE, LLC. | ES4BE-018KA | AC | Split System: Air-Cooled Condensing Unit, Coil with Blower | S4BE-018KA |  | C6B(A,H)-X24(C,U)-B | 12.5 | 15 | Yes | Yes | 2013-03-14 |  | 1
FALSE | S4BE-018KA | 2679 | 5581220 | NORDYNE, LLC. | ES4BE-018KA | AC | Split System: Air-Cooled Condensing Unit, Coil with Blower | S4BE-018KA |  | C7B(A,H)M01824(C,U)-B+TXV | 12.5 | 15 | Yes | Yes | 2013-03-14 |  | 1
FALSE | S4BE-018KA | 2679 | 5581221 | NORDYNE, LLC. | ES4BE-018KA | AC | Split System: Air-Cooled Condensing Unit, Coil with Blower | S4BE-018KA |  | C7B(A,H)M01824(C,U)-B+TXV | 12.5 | 15 | Yes | Yes | 2013-03-14 |  | 1
FALSE | S4BE-018KA | 2679 | 5581222 | NORDYNE, LLC. | ES4BE-018KA | AC | Split System: Air-Cooled Condensing Unit, Coil with Blower | S4BE-018KA |  | C7B(A,H)M01824(C,U)-B+TXV | 12.5 | 15 | Yes | Yes | 2013-03-14 |  | 1
FALSE | S4BE-018KA | 2679 | 5581223 | NORDYNE, LLC. | ES4BE-018KA | AC | Split System: Air-Cooled Condensing Unit, Coil with Blower | S4BE-018KA |  | C7B(A,H)M01824(C,U)-A+TXV | 12.5 | 15 | Yes | Yes | 2013-03-14 |  | 1
FALSE | S4BE-018KA | 2679 | 5581225 | NORDYNE, LLC. | ES4BE-018KA | AC | Split System: Air-Cooled Condensing Unit, Coil with Blower | S4BE-018KA |  | C7B(A,H)M01824(C,U)-A+TXV | 12.5 | 15 | Yes | Yes | 2013-03-14 |  | 1
FALSE | S4BE-018KA | 2679 | 5581227 | NORDYNE, LLC. | ES4BE-018KA | AC | Split System: Air-Cooled Condensing Unit, Coil with Blower | S4BE-018KA |  | C6B(A,H)-X24(C,U)-B | 12.5 | 15 | Yes | Yes | 2013-03-14 |  | 1
FALSE | S4BE-018KA | 2679 | 5581229 | NORDYNE, LLC. | ES4BE-018KA | AC | Split System: Air-Cooled Condensing Unit, Coil with Blower | S4BE-018KA |  | C7B(A,H)M01824(C,U)-A+TXV | 12.5 | 15 | Yes | Yes | 2013-03-14 |  | 1
FALSE | S4BE-018KA | 2679 | 5581230 | NORDYNE, LLC. | ES4BE-018KA | AC | Split System: Air-Cooled Condensing Unit, Coil with Blower | S4BE-018KA |  | C6B(A,H)-X24(C,U)-A | 12.5 | 15 | Yes | Yes | 2013-03-14 |  | 1
FALSE | S4BE-018KA | 2679 | 5581232 | NORDYNE, LLC. | ES4BE-018KA | AC | Split System: Air-Cooled Condensing Unit, Coil with Blower | S4BE-018KA |  | C6B(A,H)-X24(C,U)-B | 12.5 | 15 | Yes | Yes | 2013-03-14 |  | 1
FALSE | S4BE-018KA | 2679 | 5581233 | NORDYNE, LLC. | ES4BE-018KA | AC | Split System: Air-Cooled Condensing Unit, Coil with Blower | S4BE-018KA |  | C6B(A,H)-X24(C,U)-A | 12.5 | 15 | Yes | Yes | 2013-03-14 |  | 1
FALSE | S4BE-018KA | 2679 | 5581234 | NORDYNE, LLC. | ES4BE-018KA | AC | Split System: Air-Cooled Condensing Unit, Coil with Blower | S4BE-018KA |  | C7B(A,H)M01824(C,U)-B+TXV | 12.5 | 15 | Yes | Yes | 2013-03-14 |  | 1
FALSE | S4BE-018KA | 2679 | 5581235 | NORDYNE, LLC. | ES4BE-018KA | AC | Split System: Air-Cooled Condensing Unit, Coil with Blower | S4BE-018KA |  | C7B(A,H)M01824(C,U)-B+TXV | 12.5 | 15 | Yes | Yes | 2013-03-14 |  | 1
FALSE | S4BE-018KA | 2679 | 5581236 | NORDYNE, LLC. | ES4BE-018KA | AC | Split System: Air-Cooled Condensing Unit, Coil with Blower | S4BE-018KA |  | C7B(A,H)M01824(C,U)-A+TXV | 12.5 | 15 | Yes | Yes | 2013-03-14 |  | 1
FALSE | S4BE-018KA | 2679 | 5581237 | NORDYNE, LLC. | ES4BE-018KA | AC | Split System: Air-Cooled Condensing Unit, Coil with Blower | S4BE-018KA |  | C6B(A,H)-X24(C,U)-B | 12.5 | 15 | Yes | Yes | 2013-03-14 |  | 1
FALSE | S4BE-018KA | 2679 | 5581238 | NORDYNE, LLC. | ES4BE-018KA | AC | Split System: Air-Cooled Condensing Unit, Coil with Blower | S4BE-018KA |  | C7B(A,H)M01824(C,U)-A+TXV | 12.5 | 15 | Yes | Yes | 2013-03-14 |  | 1
FALSE | S4BE-018KA | 2679 | 5581239 | NORDYNE, LLC. | ES4BE-018KA | AC | Split System: Air-Cooled Condensing Unit, Coil with Blower | S4BE-018KA |  | C6B(A,H)-X24(C,U)-A | 12.5 | 15 | Yes | Yes | 2013-03-14 |  | 1
FALSE | S4QE-024KA | 2681 | 5581240 | NORDYNE, LLC. | ES4BE-024KA | AC | Split System: Air-Cooled Condensing Unit, Coil with Blower | S4BE-024KA |  | C7B(A,H)M030(C,U)-C+TXV | 12.5 | 15 | Yes | Yes | 2013-03-14 |  | 1
FALSE | S4QE-024KA | 2681 | 5581241 | NORDYNE, LLC. | ES4BE-024KA | AC | Split System: Air-Cooled Condensing Unit, Coil with Blower | S4BE-024KA |  | C6B(A,H)-X24(C,U)-A | 12.5 | 15 | Yes | Yes | 2013-03-14 |  | 1
FALSE | S4QE-024KA | 2681 | 5581242 | NORDYNE, LLC. | ES4BE-024KA | AC | Split System: Air-Cooled Condensing Unit, Coil with Blower | S4BE-024KA |  | C7B(A,H)M030(C,U)-C+TXV | 12.5 | 15 | Yes | Yes | 2013-03-14 |  | 1
FALSE | S4QE-024KA | 2681 | 5581243 | NORDYNE, LLC. | ES4BE-024KA | AC | Split System: Air-Cooled Condensing Unit, Coil with Blower | S4BE-024KA |  | C7B(A,H)M01824(C,U)-A+TXV | 12.5 | 15 | Yes | Yes | 2013-03-14 |  | 1
FALSE | S4QE-024KA | 2681 | 5581244 | NORDYNE, LLC. | ES4BE-024KA | AC | Split System: Air-Cooled Condensing Unit, Coil with Blower | S4BE-024KA |  | C6B(A,H)-X24(C,U)-B | 12.5 | 15 | Yes | Yes | 2013-03-14 |  | 1
FALSE | S4QE-024KA | 2681 | 5581245 | NORDYNE, LLC. | ES4BE-024KA | AC | Split System: Air-Cooled Condensing Unit, Coil with Blower | S4BE-024KA |  | C6B(A,H)-X24(C,U)-B | 12.5 | 15 | Yes | Yes | 2013-03-14 |  | 1
FALSE | S4QE-024KA | 2681 | 5581246 | NORDYNE, LLC. | ES4BE-024KA | AC | Split System: Air-Cooled Condensing Unit, Coil with Blower | S4BE-024KA |  | C7B(A,H)M030(C,U)-C+TXV | 12.5 | 15 | Yes | Yes | 2013-03-14 |  | 1
FALSE | S4QE-024KA | 2681 | 5581269 | NORDYNE, LLC. | ES4BE-024KA | AC | Split System: Air-Cooled Condensing Unit, Coil with Blower | S4BE-024KA |  | C6B(A,H)-X24(C,U)-A | 12.5 | 15 | Yes | Yes | 2013-03-14 |  | 1
FALSE | S4QE-024KA | 2681 | 5581270 | NORDYNE, LLC. | ES4BE-024KA | AC | Split System: Air-Cooled Condensing Unit, Coil with Blower | S4BE-024KA |  | C7B(A,H)M01824(C,U)-B+TXV | 12.5 | 15 | Yes | Yes | 2013-03-14 |  | 1
FALSE | S4QE-024KA | 2681 | 5581271 | NORDYNE, LLC. | ES4BE-024KA | AC | Split System: Air-Cooled Condensing Unit, Coil with Blower | S4BE-024KA |  | C7B(A,H)M01824(C,U)-A+TXV | 12.5 | 15 | Yes | Yes | 2013-03-14 |  | 1
FALSE | S4QE-024KA | 2681 | 5581272 | NORDYNE, LLC. | ES4BE-024KA | AC | Split System: Air-Cooled Condensing Unit, Coil with Blower | S4BE-024KA |  | C6B(A,H)-X30(C,U)-C+TDR | 12.5 | 15 | Yes | Yes | 2013-03-14 |  | 1
FALSE | S4QE-024KA | 2681 | 5581273 | NORDYNE, LLC. | ES4BE-024KA | AC | Split System: Air-Cooled Condensing Unit, Coil with Blower | S4BE-024KA |  | C6B(A,H)-X24(C,U)-B | 12.5 | 15 | Yes | Yes | 2013-03-14 |  | 1
FALSE | S4QE-024KA | 2681 | 5581274 | NORDYNE, LLC. | ES4BE-024KA | AC | Split System: Air-Cooled Condensing Unit, Coil with Blower | S4BE-024KA |  | C7B(A,H)M01824(C,U)-B+TXV | 12.5 | 15 | Yes | Yes | 2013-03-14 |  | 1
FALSE | S4QE-030KA | 2694 | 5581276 | NORDYNE, LLC. | ES4BE-030KA | AC | Split System: Air-Cooled Condensing Unit, Coil with Blower | S4BE-030KA |  | C6B(A,H)-X30(C,U)-C | 12.5 | 15 | Yes | Yes | 2013-03-14 |  | 1
FALSE | S4QE-030KA | 2694 | 5581277 | NORDYNE, LLC. | ES4BE-030KA | AC | Split System: Air-Cooled Condensing Unit, Coil with Blower | S4BE-030KA |  | C6B(A,H)-X30(C,U)-A | 12.5 | 15 | Yes | Yes | 2013-03-14 |  | 1
FALSE | S4QE-030KA | 2694 | 5581278 | NORDYNE, LLC. | ES4BE-030KA | AC | Split System: Air-Cooled Condensing Unit, Coil with Blower | S4BE-030KA |  | C7B(A,H)M030(C,U)-C+TXV | 12.5 | 15 | Yes | Yes | 2013-03-14 |  | 1
FALSE | S4QE-030KA | 2694 | 5581279 | NORDYNE, LLC. | ES4BE-030KA | AC | Split System: Air-Cooled Condensing Unit, Coil with Blower | S4BE-030KA |  | C7B(A,H)M03036(C,U)-B+TXV | 12.5 | 15 | Yes | Yes | 2013-03-14 |  | 1
FALSE | S4QE-030KA | 2694 | 5581280 | NORDYNE, LLC. | ES4BE-030KA | AC | Split System: Air-Cooled Condensing Unit, Coil with Blower | S4BE-030KA |  | C7B(A,H)M03036(C,U)-A+TXV | 12.5 | 15 | Yes | Yes | 2013-03-14 |  | 1
FALSE | S4QE-030KA | 2694 | 5581281 | NORDYNE, LLC. | ES4BE-030KA | AC | Split System: Air-Cooled Condensing Unit, Coil with Blower | S4BE-030KA |  | C7B(A,H)M030(C,U)-C+TXV | 12.5 | 15 | Yes | Yes | 2013-03-14 |  | 1
FALSE | S4QE-030KA | 2694 | 5581282 | NORDYNE, LLC. | ES4BE-030KA | AC | Split System: Air-Cooled Condensing Unit, Coil with Blower | S4BE-030KA |  | C7B(A,H)M03036(C,U)-B+TXV | 12.5 | 15 | Yes | Yes | 2013-03-14 |  | 1
FALSE | S4QE-030KA | 2694 | 5581283 | NORDYNE, LLC. | ES4BE-030KA | AC | Split System: Air-Cooled Condensing Unit, Coil with Blower | S4BE-030KA |  | C6B(A,H)-X30(C,U)-C | 12.5 | 15 | Yes | Yes | 2013-03-14 |  | 1
FALSE | S4QE-030KA | 2694 | 5581285 | NORDYNE, LLC. | ES4BE-030KA | AC | Split System: Air-Cooled Condensing Unit, Coil with Blower | S4BE-030KA |  | C6B(A,H)-X30(C,U)-B | 12.5 | 15 | Yes | Yes | 2013-03-14 |  | 1
FALSE | S4QE-030KA | 2694 | 5581286 | NORDYNE, LLC. | ES4BE-030KA | AC | Split System: Air-Cooled Condensing Unit, Coil with Blower | S4BE-030KA |  | C7B(A,H)M03036(C,U)-B+TXV | 12.5 | 15 | Yes | Yes | 2013-03-14 |  | 1
FALSE | S4QE-030KA | 2694 | 5581288 | NORDYNE, LLC. | ES4BE-030KA | AC | Split System: Air-Cooled Condensing Unit, Coil with Blower | S4BE-030KA |  | C7B(A,H)M03036(C,U)-B+TXV | 12.5 | 15 | Yes | Yes | 2013-03-14 |  | 1
FALSE | S4QE-030KA | 2694 | 5581289 | NORDYNE, LLC. | ES4BE-030KA | AC | Split System: Air-Cooled Condensing Unit, Coil with Blower | S4BE-030KA |  | C6B(A,H)-X30(C,U)-C | 12.5 | 15 | Yes | Yes | 2013-03-14 |  | 1
FALSE | S4QE-030KA | 2694 | 5581290 | NORDYNE, LLC. | ES4BE-030KA | AC | Split System: Air-Cooled Condensing Unit, Coil with Blower | S4BE-030KA |  | C6B(A,H)-X30(C,U)-B | 12.5 | 15 | Yes | Yes | 2013-03-14 |  | 1
FALSE | S4QE-030KA | 2694 | 5581291 | NORDYNE, LLC. | ES4BE-030KA | AC | Split System: Air-Cooled Condensing Unit, Coil with Blower | S4BE-030KA |  | C7B(A,H)M030(C,U)-C+TXV | 12.5 | 15 | Yes | Yes | 2013-03-14 |  | 1
FALSE | S4QE-030KA | 2694 | 5581292 | NORDYNE, LLC. | ES4BE-030KA | AC | Split System: Air-Cooled Condensing Unit, Coil with Blower | S4BE-030KA |  | C6B(A,H)-X30(C,U)-B | 12.5 | 15 | Yes | Yes | 2013-03-14 |  | 1
FALSE | S4QE-030KA | 2694 | 5581293 | NORDYNE, LLC. | ES4BE-030KA | AC | Split System: Air-Cooled Condensing Unit, Coil with Blower | S4BE-030KA |  | C7B(A,H)M030(C,U)-C+TXV | 12.5 | 15 | Yes | Yes | 2013-03-14 |  | 1
FALSE | S4QE-030KA | 2694 | 5581296 | NORDYNE, LLC. | ES4BE-030KA | AC | Split System: Air-Cooled Condensing Unit, Coil with Blower | S4BE-030KA |  | C6B(A,H)-X30(C,U)-A | 12.5 | 15 | Yes | Yes | 2013-03-14 |  | 1
FALSE | S4QE-030KA | 2694 | 5581297 | NORDYNE, LLC. | ES4BE-030KA | AC | Split System: Air-Cooled Condensing Unit, Coil with Blower | S4BE-030KA |  | C7B(A,H)M03036(C,U)-A+TXV | 12.5 | 15 | Yes | Yes | 2013-03-14 |  | 1
FALSE | S4QE-030KA | 2694 | 5581298 | NORDYNE, LLC. | ES4BE-030KA | AC | Split System: Air-Cooled Condensing Unit, Coil with Blower | S4BE-030KA |  | C6B(A,H)-X30(C,U)-C | 12.5 | 15 | Yes | Yes | 2013-03-14 |  | 1
FALSE | S4QE-030KA | 2694 | 5581299 | NORDYNE, LLC. | ES4BE-030KA | AC | Split System: Air-Cooled Condensing Unit, Coil with Blower | S4BE-030KA |  | C6B(A,H)-X30(C,U)-A | 12.5 | 15 | Yes | Yes | 2013-03-14 |  | 1
FALSE | S4BE-048KA | 2717 | 5581360 | NORDYNE, LLC. | ES4BE-048KA | AC | Split System: Air-Cooled Condensing Unit, Coil with Blower | S4BE-048KA |  | C6B(A,H)-X48(C,U)-C | 12 | 15 | Yes | Yes | 2013-03-14 |  | 0
FALSE | S4BE-048KA | 2717 | 5581362 | NORDYNE, LLC. | ES4BE-048KA | AC | Split System: Air-Cooled Condensing Unit, Coil with Blower | S4BE-048KA |  | C7B(A,H)M048(C,U)-C+TXV | 12 | 15 | Yes | Yes | 2013-03-14 |  | 0
FALSE | S4BE-048KA | 2717 | 5581363 | NORDYNE, LLC. | ES4BE-048KA | AC | Split System: Air-Cooled Condensing Unit, Coil with Blower | S4BE-048KA |  | C7B(A,H)M048(C,U)-C+TXV | 12 | 15 | Yes | Yes | 2013-03-14 |  | 0
FALSE | S4BE-048KA | 2717 | 5581364 | NORDYNE, LLC. | ES4BE-048KA | AC | Split System: Air-Cooled Condensing Unit, Coil with Blower | S4BE-048KA |  | C7B(A,H)M048(C,U)-D+TXV | 12 | 15 | Yes | Yes | 2013-03-14 |  | 0
FALSE | S4BE-048KA | 2717 | 5581365 | NORDYNE, LLC. | ES4BE-048KA | AC | Split System: Air-Cooled Condensing Unit, Coil with Blower | S4BE-048KA |  | C6B(A,H)-X48(C,U)-D | 12 | 15 | Yes | Yes | 2013-03-14 |  | 0
FALSE | S4BE-048KA | 2717 | 5581366 | NORDYNE, LLC. | ES4BE-048KA | AC | Split System: Air-Cooled Condensing Unit, Coil with Blower | S4BE-048KA |  | C7B(A,H)M048(C,U)-D+TXV | 12 | 15 | Yes | Yes | 2013-03-14 |  | 0
FALSE | S4BE-048KA | 2717 | 5581367 | NORDYNE, LLC. | ES4BE-048KA | AC | Split System: Air-Cooled Condensing Unit, Coil with Blower | S4BE-048KA |  | C7B(A,H)M048(C,U)-D+TXV | 12 | 15 | Yes | Yes | 2013-03-14 |  | 0
FALSE | S4BE-048KA | 2717 | 5581368 | NORDYNE, LLC. | ES4BE-048KA | AC | Split System: Air-Cooled Condensing Unit, Coil with Blower | S4BE-048KA |  | C6B(A,H)-X48(C,U)-D | 12 | 15 | Yes | Yes | 2013-03-14 |  | 0
FALSE | S4BE-048KA | 2717 | 5581369 | NORDYNE, LLC. | ES4BE-048KA | AC | Split System: Air-Cooled Condensing Unit, Coil with Blower | S4BE-048KA |  | C7B(A,H)M048(C,U)-C+TXV | 12 | 15 | Yes | Yes | 2013-03-14 |  | 0
FALSE | S4BE-048KA | 2717 | 5581370 | NORDYNE, LLC. | ES4BE-048KA | AC | Split System: Air-Cooled Condensing Unit, Coil with Blower | S4BE-048KA |  | C6B(A,H)-X48(C,U)-C | 12 | 15 | Yes | Yes | 2013-03-14 |  | 0
FALSE | S4BE-048KA | 2717 | 5581372 | NORDYNE, LLC. | ES4BE-048KA | AC | Split System: Air-Cooled Condensing Unit, Coil with Blower | S4BE-048KA |  | C7B(A,H)M048(C,U)-C+TXV | 12 | 15 | Yes | Yes | 2013-03-14 |  | 0
FALSE | S4BE-048KA | 2717 | 5581373 | NORDYNE, LLC. | ES4BE-048KA | AC | Split System: Air-Cooled Condensing Unit, Coil with Blower | S4BE-048KA |  | C6B(A,H)-X48(C,U)-D | 12 | 15 | Yes | Yes | 2013-03-14 |  | 0
FALSE | S4BE-048KA | 2717 | 5581374 | NORDYNE, LLC. | ES4BE-048KA | AC | Split System: Air-Cooled Condensing Unit, Coil with Blower | S4BE-048KA |  | C6B(A,H)-X48(C,U)-C | 12 | 15 | Yes | Yes | 2013-03-14 |  | 0
FALSE | S4BE-048KA | 2717 | 5581376 | NORDYNE, LLC. | ES4BE-048KA | AC | Split System: Air-Cooled Condensing Unit, Coil with Blower | S4BE-048KA |  | C6B(A,H)-X48(C,U)-C | 12 | 15 | Yes | Yes | 2013-03-14 |  | 0
FALSE | S4BE-048KA | 2717 | 5581377 | NORDYNE, LLC. | ES4BE-048KA | AC | Split System: Air-Cooled Condensing Unit, Coil with Blower | S4BE-048KA |  | C7B(A,H)M048(C,U)-C+TXV | 12 | 15 | Yes | Yes | 2013-03-14 |  | 0
FALSE | S4BE-048KA | 2717 | 5581378 | NORDYNE, LLC. | ES4BE-048KA | AC | Split System: Air-Cooled Condensing Unit, Coil with Blower | S4BE-048KA |  | C7B(A,H)M048(C,U)-D+TXV | 12 | 15 | Yes | Yes | 2013-03-14 |  | 0
FALSE | S4BE-048KA | 2717 | 5581379 | NORDYNE, LLC. | ES4BE-048KA | AC | Split System: Air-Cooled Condensing Unit, Coil with Blower | S4BE-048KA |  | C6B(A,H)-X48(C,U)-D | 12 | 15 | Yes | Yes | 2013-03-14 |  | 0
FALSE | S4BE-048KA | 2717 | 5581380 | NORDYNE, LLC. | ES4BE-048KA | AC | Split System: Air-Cooled Condensing Unit, Coil with Blower | S4BE-048KA |  | C7B(A,H)M048(C,U)-D+TXV | 12 | 15 | Yes | Yes | 2013-03-14 |  | 0
FALSE | S4QE-036KA | 2699 | 5581318 | NORDYNE, LLC. | ES4BE-036KA | AC | Split System: Air-Cooled Condensing Unit, Coil with Blower | S4BE-036KA |  | C6B(A,H)-X36(C,U)-B | 12.5 | 15 | Yes | Yes | 2013-03-14 |  | 1
FALSE | S4QE-036KA | 2699 | 5581319 | NORDYNE, LLC. | ES4BE-036KA | AC | Split System: Air-Cooled Condensing Unit, Coil with Blower | S4BE-036KA |  | C6B(A,H)-X36(C,U)-B | 12.5 | 15 | Yes | Yes | 2013-03-14 |  | 1
FALSE | S4QE-036KA | 2699 | 5581321 | NORDYNE, LLC. | ES4BE-036KA | AC | Split System: Air-Cooled Condensing Unit, Coil with Blower | S4BE-036KA |  | C6B(A,H)-X36(C,U)-B | 12.5 | 15 | Yes | Yes | 2013-03-14 |  | 1
FALSE | S4QE-036KA | 2699 | 5581322 | NORDYNE, LLC. | ES4BE-036KA | AC | Split System: Air-Cooled Condensing Unit, Coil with Blower | S4BE-036KA |  | C7B(A,H)M03648(C,U)-C+TXV | 12.5 | 15 | Yes | Yes | 2013-03-14 |  | 1
FALSE | S4QE-036KA | 2699 | 5581325 | NORDYNE, LLC. | ES4BE-036KA | AC | Split System: Air-Cooled Condensing Unit, Coil with Blower | S4BE-036KA |  | C7B(A,H)M03648(C,U)-C+TXV | 12.5 | 15 | Yes | Yes | 2013-03-14 |  | 1
FALSE | S4QE-036KA | 2699 | 5581326 | NORDYNE, LLC. | ES4BE-036KA | AC | Split System: Air-Cooled Condensing Unit, Coil with Blower | S4BE-036KA |  | C7B(A,H)M03642(C,U)-B+TXV | 12.5 | 15 | Yes | Yes | 2013-03-14 |  | 1
FALSE | S4QE-036KA | 2699 | 5581327 | NORDYNE, LLC. | ES4BE-036KA | AC | Split System: Air-Cooled Condensing Unit, Coil with Blower | S4BE-036KA |  | C6B(A,H)-X36(C,U)-C | 12.5 | 15 | Yes | Yes | 2013-03-14 |  | 1
FALSE | S4QE-036KA | 2699 | 5581328 | NORDYNE, LLC. | ES4BE-036KA | AC | Split System: Air-Cooled Condensing Unit, Coil with Blower | S4BE-036KA |  | C7B(A,H)M03642(C,U)-B+TXV | 12.5 | 15 | Yes | Yes | 2013-03-14 |  | 1
FALSE | S4QE-036KA | 2699 | 5581329 | NORDYNE, LLC. | ES4BE-036KA | AC | Split System: Air-Cooled Condensing Unit, Coil with Blower | S4BE-036KA |  | C7B(A,H)M03642(C,U)-B+TXV | 12.5 | 15 | Yes | Yes | 2013-03-14 |  | 1
FALSE | S4QE-036KA | 2699 | 5581330 | NORDYNE, LLC. | ES4BE-036KA | AC | Split System: Air-Cooled Condensing Unit, Coil with Blower | S4BE-036KA |  | C6B(A,H)-X36(C,U)-C | 12.5 | 15 | Yes | Yes | 2013-03-14 |  | 1
FALSE | S4QE-036KA | 2699 | 5581331 | NORDYNE, LLC. | ES4BE-036KA | AC | Split System: Air-Cooled Condensing Unit, Coil with Blower | S4BE-036KA |  | C7B(A,H)M03648(C,U)-C+TXV | 12.5 | 15 | Yes | Yes | 2013-03-14 |  | 1
FALSE | S4QE-036KA | 2699 | 5581332 | NORDYNE, LLC. | ES4BE-036KA | AC | Split System: Air-Cooled Condensing Unit, Coil with Blower | S4BE-036KA |  | C6B(A,H)-X36(C,U)-B | 12.5 | 15 | Yes | Yes | 2013-03-14 |  | 1
FALSE | S4QE-036KA | 2699 | 5581333 | NORDYNE, LLC. | ES4BE-036KA | AC | Split System: Air-Cooled Condensing Unit, Coil with Blower | S4BE-036KA |  | C6B(A,H)-X36(C,U)-B | 12.5 | 15 | Yes | Yes | 2013-03-14 |  | 1
FALSE | S4QE-036KA | 2699 | 5581334 | NORDYNE, LLC. | ES4BE-036KA | AC | Split System: Air-Cooled Condensing Unit, Coil with Blower | S4BE-036KA |  | C7B(A,H)M03648(C,U)-C+TXV | 12.5 | 15 | Yes | Yes | 2013-03-14 |  | 1
FALSE | S4BE-042KA | 2712 | 5581336 | NORDYNE, LLC. | ES4BE-042KA | AC | Split System: Air-Cooled Condensing Unit, Coil with Blower | S4BE-042KA |  | C7B(A,H)M03648(C,U)-C+TXV | 12.5 | 15 | Yes | Yes | 2013-03-14 |  | 1
FALSE | S4BE-042KA | 2712 | 5581339 | NORDYNE, LLC. | ES4BE-042KA | AC | Split System: Air-Cooled Condensing Unit, Coil with Blower | S4BE-042KA |  | C6B(A,H)-X42(C,U)-C | 12.5 | 15 | Yes | Yes | 2013-03-14 |  | 1
FALSE | S4BE-042KA | 2712 | 5581341 | NORDYNE, LLC. | ES4BE-042KA | AC | Split System: Air-Cooled Condensing Unit, Coil with Blower | S4BE-042KA |  | C7B(A,H)M03648(C,U)-C+TXV | 12.5 | 15 | Yes | Yes | 2013-03-14 |  | 1
FALSE | S4BE-042KA | 2712 | 5581343 | NORDYNE, LLC. | ES4BE-042KA | AC | Split System: Air-Cooled Condensing Unit, Coil with Blower | S4BE-042KA |  | C7B(A,H)M03648(C,U)-C+TXV | 12.5 | 15 | Yes | Yes | 2013-03-14 |  | 1
FALSE | S4BE-042KA | 2712 | 5581344 | NORDYNE, LLC. | ES4BE-042KA | AC | Split System: Air-Cooled Condensing Unit, Coil with Blower | S4BE-042KA |  | C6B(A,H)-X42(C,U)-C | 12.5 | 15 | Yes | Yes | 2013-03-14 |  | 1
FALSE | S4BE-042KA | 2712 | 5581347 | NORDYNE, LLC. | ES4BE-042KA | AC | Split System: Air-Cooled Condensing Unit, Coil with Blower | S4BE-042KA |  | C6B(A,H)-X42(C,U)-C | 12.5 | 15 | Yes | Yes | 2013-03-14 |  | 1
FALSE | S4BE-042KA | 2712 | 5581350 | NORDYNE, LLC. | ES4BE-042KA | AC | Split System: Air-Cooled Condensing Unit, Coil with Blower | S4BE-042KA |  | C7B(A,H)M03648(C,U)-C+TXV | 12.5 | 15 | Yes | Yes | 2013-03-14 |  | 1
FALSE | S4BE-042KA | 2712 | 5581353 | NORDYNE, LLC. | ES4BE-042KA | AC | Split System: Air-Cooled Condensing Unit, Coil with Blower | S4BE-042KA |  | C6B(A,H)-X42(C,U)-C | 12.5 | 15 | Yes | Yes | 2013-03-14 |  | 1
FALSE | S4BE-042KA | 2712 | 5581355 | NORDYNE, LLC. | ES4BE-042KA | AC | Split System: Air-Cooled Condensing Unit, Coil with Blower | S4BE-042KA |  | C7B(A,H)M03648(C,U)-C+TXV | 12.5 | 15 | Yes | Yes | 2013-03-14 |  | 1
FALSE | S4BE-042KA | 2712 | 5581356 | NORDYNE, LLC. | ES4BE-042KA | AC | Split System: Air-Cooled Condensing Unit, Coil with Blower | S4BE-042KA |  | C6B(A,H)-X42(C,U)-C | 12.5 | 15 | Yes | Yes | 2013-03-14 |  | 1
FALSE | S4BE-042KA | 2712 | 5581359 | NORDYNE, LLC. | ES4BE-042KA | AC | Split System: Air-Cooled Condensing Unit, Coil with Blower | S4BE-042KA |  | C7B(A,H)M03648(C,U)-C+TXV | 12.5 | 15 | Yes | Yes | 2013-03-14 |  | 1
FALSE | S4BE-048KA | 2717 | 5581381 | NORDYNE, LLC. | ES4BE-048KA | AC | Split System: Air-Cooled Condensing Unit, Coil with Blower | S4BE-048KA |  | C7B(A,H)M048(C,U)-C+TXV | 12 | 15 | Yes | Yes | 2013-03-14 |  | 0
FALSE | S4BE-048KA | 2717 | 5581382 | NORDYNE, LLC. | ES4BE-048KA | AC | Split System: Air-Cooled Condensing Unit, Coil with Blower | S4BE-048KA |  | C6B(A,H)-X48(C,U)-D | 12 | 15 | Yes | Yes | 2013-03-14 |  | 0
FALSE | S4BE-048KA | 2717 | 5581383 | NORDYNE, LLC. | ES4BE-048KA | AC | Split System: Air-Cooled Condensing Unit, Coil with Blower | S4BE-048KA |  | C6B(A,H)-X48(C,U)-C | 12 | 15 | Yes | Yes | 2013-03-14 |  | 0
FALSE | S4BE-018KA | 2679 | 5581387 | NORDYNE, LLC. | FS4BE-018KA | AC | Split System: Air-Cooled Condensing Unit, Coil with Blower | S4BE-018KA |  | C6B(A,H)-X24(C,U)-B | 12.5 | 15 | Yes | Yes | 2013-03-14 |  | 1
FALSE | S4BE-018KA | 2679 | 5581388 | NORDYNE, LLC. | FS4BE-018KA | AC | Split System: Air-Cooled Condensing Unit, Coil with Blower | S4BE-018KA |  | C6B(A,H)-X24(C,U)-A | 12.5 | 15 | Yes | Yes | 2013-03-14 |  | 1
FALSE | S4BE-018KA | 2679 | 5581389 | NORDYNE, LLC. | FS4BE-018KA | AC | Split System: Air-Cooled Condensing Unit, Coil with Blower | S4BE-018KA |  | C7B(A,H)M01824(C,U)-B+TXV | 12.5 | 15 | Yes | Yes | 2013-03-14 |  | 1
FALSE | S4BE-018KA | 2679 | 5581390 | NORDYNE, LLC. | FS4BE-018KA | AC | Split System: Air-Cooled Condensing Unit, Coil with Blower | S4BE-018KA |  | C6B(A,H)-X24(C,U)-B | 12.5 | 15 | Yes | Yes | 2013-03-14 |  | 1
FALSE | S4BE-018KA | 2679 | 5581391 | NORDYNE, LLC. | FS4BE-018KA | AC | Split System: Air-Cooled Condensing Unit, Coil with Blower | S4BE-018KA |  | C7B(A,H)M01824(C,U)-B+TXV | 12.5 | 15 | Yes | Yes | 2013-03-14 |  | 1
FALSE | S4BE-018KA | 2679 | 5581392 | NORDYNE, LLC. | FS4BE-018KA | AC | Split System: Air-Cooled Condensing Unit, Coil with Blower | S4BE-018KA |  | C7B(A,H)M01824(C,U)-B+TXV | 12.5 | 15 | Yes | Yes | 2013-03-14 |  | 1
FALSE | S4BE-018KA | 2679 | 5581393 | NORDYNE, LLC. | FS4BE-018KA | AC | Split System: Air-Cooled Condensing Unit, Coil with Blower | S4BE-018KA |  | C7B(A,H)M01824(C,U)-B+TXV | 12.5 | 15 | Yes | Yes | 2013-03-14 |  | 1
FALSE | S4BE-018KA | 2679 | 5581394 | NORDYNE, LLC. | FS4BE-018KA | AC | Split System: Air-Cooled Condensing Unit, Coil with Blower | S4BE-018KA |  | C7B(A,H)M01824(C,U)-A+TXV | 12.5 | 15 | Yes | Yes | 2013-03-14 |  | 1
FALSE | S4BE-018KA | 2679 | 5581396 | NORDYNE, LLC. | FS4BE-018KA | AC | Split System: Air-Cooled Condensing Unit, Coil with Blower | S4BE-018KA |  | C7B(A,H)M01824(C,U)-A+TXV | 12.5 | 15 | Yes | Yes | 2013-03-14 |  | 1
FALSE | S4BE-018KA | 2679 | 5581398 | NORDYNE, LLC. | FS4BE-018KA | AC | Split System: Air-Cooled Condensing Unit, Coil with Blower | S4BE-018KA |  | C6B(A,H)-X24(C,U)-B | 12.5 | 15 | Yes | Yes | 2013-03-14 |  | 1
FALSE | S4BE-018KA | 2679 | 5581400 | NORDYNE, LLC. | FS4BE-018KA | AC | Split System: Air-Cooled Condensing Unit, Coil with Blower | S4BE-018KA |  | C7B(A,H)M01824(C,U)-A+TXV | 12.5 | 15 | Yes | Yes | 2013-03-14 |  | 1
FALSE | S4BE-018KA | 2679 | 5581401 | NORDYNE, LLC. | FS4BE-018KA | AC | Split System: Air-Cooled Condensing Unit, Coil with Blower | S4BE-018KA |  | C6B(A,H)-X24(C,U)-A | 12.5 | 15 | Yes | Yes | 2013-03-14 |  | 1
FALSE | S4QE-024KA | 2681 | 5581403 | NORDYNE, LLC. | FS4BE-024KA | AC | Split System: Air-Cooled Condensing Unit, Coil with Blower | S4BE-024KA |  | C7B(A,H)M030(C,U)-C+TXV | 12.5 | 15 | Yes | Yes | 2013-03-14 |  | 1
FALSE | S4QE-024KA | 2681 | 5581404 | NORDYNE, LLC. | FS4BE-024KA | AC | Split System: Air-Cooled Condensing Unit, Coil with Blower | S4BE-024KA |  | C6B(A,H)-X24(C,U)-A | 12.5 | 15 | Yes | Yes | 2013-03-14 |  | 1
FALSE | S4QE-024KA | 2681 | 5581405 | NORDYNE, LLC. | FS4BE-024KA | AC | Split System: Air-Cooled Condensing Unit, Coil with Blower | S4BE-024KA |  | C7B(A,H)M030(C,U)-C+TXV | 12.5 | 15 | Yes | Yes | 2013-03-14 |  | 1
FALSE | S4QE-024KA | 2681 | 5581406 | NORDYNE, LLC. | FS4BE-024KA | AC | Split System: Air-Cooled Condensing Unit, Coil with Blower | S4BE-024KA |  | C7B(A,H)M01824(C,U)-A+TXV | 12.5 | 15 | Yes | Yes | 2013-03-14 |  | 1
FALSE | S4QE-024KA | 2681 | 5581407 | NORDYNE, LLC. | FS4BE-024KA | AC | Split System: Air-Cooled Condensing Unit, Coil with Blower | S4BE-024KA |  | C6B(A,H)-X24(C,U)-B | 12.5 | 15 | Yes | Yes | 2013-03-14 |  | 1
FALSE | S4QE-024KA | 2681 | 5581408 | NORDYNE, LLC. | FS4BE-024KA | AC | Split System: Air-Cooled Condensing Unit, Coil with Blower | S4BE-024KA |  | C6B(A,H)-X24(C,U)-B | 12.5 | 15 | Yes | Yes | 2013-03-14 |  | 1
FALSE | S4QE-024KA | 2681 | 5581409 | NORDYNE, LLC. | FS4BE-024KA | AC | Split System: Air-Cooled Condensing Unit, Coil with Blower | S4BE-024KA |  | C7B(A,H)M030(C,U)-C+TXV | 12.5 | 15 | Yes | Yes | 2013-03-14 |  | 1
FALSE | S4QE-024KA | 2681 | 5581411 | NORDYNE, LLC. | FS4BE-024KA | AC | Split System: Air-Cooled Condensing Unit, Coil with Blower | S4BE-024KA |  | C6B(A,H)-X30(C,U)-C+TDR | 12.5 | 15 | Yes | Yes | 2013-03-14 |  | 1
FALSE | S4QE-024KA | 2681 | 5581412 | NORDYNE, LLC. | FS4BE-024KA | AC | Split System: Air-Cooled Condensing Unit, Coil with Blower | S4BE-024KA |  | C6B(A,H)-X24(C,U)-A | 12.5 | 15 | Yes | Yes | 2013-03-14 |  | 1
FALSE | S4QE-024KA | 2681 | 5581413 | NORDYNE, LLC. | FS4BE-024KA | AC | Split System: Air-Cooled Condensing Unit, Coil with Blower | S4BE-024KA |  | C7B(A,H)M01824(C,U)-B+TXV | 12.5 | 15 | Yes | Yes | 2013-03-14 |  | 1
FALSE | S4QE-024KA | 2681 | 5581414 | NORDYNE, LLC. | FS4BE-024KA | AC | Split System: Air-Cooled Condensing Unit, Coil with Blower | S4BE-024KA |  | C7B(A,H)M01824(C,U)-A+TXV | 12.5 | 15 | Yes | Yes | 2013-03-14 |  | 1
FALSE | S4BE-042KA | 2712 | 5581474 | NORDYNE, LLC. | FS4BE-042KA | AC | Split System: Air-Cooled Condensing Unit, Coil with Blower | S4BE-042KA |  | C6B(A,H)-X42(C,U)-C | 12.5 | 15 | Yes | Yes | 2013-03-14 |  | 1
FALSE | S4BE-042KA | 2712 | 5581477 | NORDYNE, LLC. | FS4BE-042KA | AC | Split System: Air-Cooled Condensing Unit, Coil with Blower | S4BE-042KA |  | C6B(A,H)-X42(C,U)-C | 12.5 | 15 | Yes | Yes | 2013-03-14 |  | 1
FALSE | S4BE-042KA | 2712 | 5581480 | NORDYNE, LLC. | FS4BE-042KA | AC | Split System: Air-Cooled Condensing Unit, Coil with Blower | S4BE-042KA |  | C7B(A,H)M03648(C,U)-C+TXV | 12.5 | 15 | Yes | Yes | 2013-03-14 |  | 1
FALSE | S4BE-048KA | 2717 | 5581482 | NORDYNE, LLC. | FS4BE-048KA | AC | Split System: Air-Cooled Condensing Unit, Coil with Blower | S4BE-048KA |  | C6B(A,H)-X48(C,U)-C | 12 | 15 | Yes | Yes | 2013-03-14 |  | 0
FALSE | S4BE-048KA | 2717 | 5581484 | NORDYNE, LLC. | FS4BE-048KA | AC | Split System: Air-Cooled Condensing Unit, Coil with Blower | S4BE-048KA |  | C7B(A,H)M048(C,U)-C+TXV | 12 | 15 | Yes | Yes | 2013-03-14 |  | 0
FALSE | S4BE-048KA | 2717 | 5581485 | NORDYNE, LLC. | FS4BE-048KA | AC | Split System: Air-Cooled Condensing Unit, Coil with Blower | S4BE-048KA |  | C7B(A,H)M048(C,U)-C+TXV | 12 | 15 | Yes | Yes | 2013-03-14 |  | 0
FALSE | S4BE-048KA | 2717 | 5581486 | NORDYNE, LLC. | FS4BE-048KA | AC | Split System: Air-Cooled Condensing Unit, Coil with Blower | S4BE-048KA |  | C7B(A,H)M048(C,U)-D+TXV | 12 | 15 | Yes | Yes | 2013-03-14 |  | 0
FALSE | S4BE-048KA | 2717 | 5581487 | NORDYNE, LLC. | FS4BE-048KA | AC | Split System: Air-Cooled Condensing Unit, Coil with Blower | S4BE-048KA |  | C6B(A,H)-X48(C,U)-D | 12 | 15 | Yes | Yes | 2013-03-14 |  | 0
FALSE | S4BE-048KA | 2717 | 5581488 | NORDYNE, LLC. | FS4BE-048KA | AC | Split System: Air-Cooled Condensing Unit, Coil with Blower | S4BE-048KA |  | C7B(A,H)M048(C,U)-D+TXV | 12 | 15 | Yes | Yes | 2013-03-14 |  | 0
FALSE | S4BE-048KA | 2717 | 5581489 | NORDYNE, LLC. | FS4BE-048KA | AC | Split System: Air-Cooled Condensing Unit, Coil with Blower | S4BE-048KA |  | C7B(A,H)M048(C,U)-D+TXV | 12 | 15 | Yes | Yes | 2013-03-14 |  | 0
FALSE | S4BE-048KA | 2717 | 5581490 | NORDYNE, LLC. | FS4BE-048KA | AC | Split System: Air-Cooled Condensing Unit, Coil with Blower | S4BE-048KA |  | C6B(A,H)-X48(C,U)-D | 12 | 15 | Yes | Yes | 2013-03-14 |  | 0
FALSE | S4BE-048KA | 2717 | 5581491 | NORDYNE, LLC. | FS4BE-048KA | AC | Split System: Air-Cooled Condensing Unit, Coil with Blower | S4BE-048KA |  | C7B(A,H)M048(C,U)-C+TXV | 12 | 15 | Yes | Yes | 2013-03-14 |  | 0
FALSE | S4BE-048KA | 2717 | 5581492 | NORDYNE, LLC. | FS4BE-048KA | AC | Split System: Air-Cooled Condensing Unit, Coil with Blower | S4BE-048KA |  | C6B(A,H)-X48(C,U)-C | 12 | 15 | Yes | Yes | 2013-03-14 |  | 0
FALSE | S4BE-048KA | 2717 | 5581494 | NORDYNE, LLC. | FS4BE-048KA | AC | Split System: Air-Cooled Condensing Unit, Coil with Blower | S4BE-048KA |  | C7B(A,H)M048(C,U)-C+TXV | 12 | 15 | Yes | Yes | 2013-03-14 |  | 0
FALSE | S4BE-048KA | 2717 | 5581495 | NORDYNE, LLC. | FS4BE-048KA | AC | Split System: Air-Cooled Condensing Unit, Coil with Blower | S4BE-048KA |  | C6B(A,H)-X48(C,U)-D | 12 | 15 | Yes | Yes | 2013-03-14 |  | 0
FALSE | S4BE-048KA | 2717 | 5581496 | NORDYNE, LLC. | FS4BE-048KA | AC | Split System: Air-Cooled Condensing Unit, Coil with Blower | S4BE-048KA |  | C6B(A,H)-X48(C,U)-C | 12 | 15 | Yes | Yes | 2013-03-14 |  | 0
FALSE | S4QE-030KA | 2694 | 5581439 | NORDYNE, LLC. | FS4BE-030KA | AC | Split System: Air-Cooled Condensing Unit, Coil with Blower | S4BE-030KA |  | C6B(A,H)-X30(C,U)-C | 12.5 | 15 | Yes | Yes | 2013-03-14 |  | 1
FALSE | S4QE-030KA | 2694 | 5581440 | NORDYNE, LLC. | FS4BE-030KA | AC | Split System: Air-Cooled Condensing Unit, Coil with Blower | S4BE-030KA |  | C6B(A,H)-X30(C,U)-B | 12.5 | 15 | Yes | Yes | 2013-03-14 |  | 1
FALSE | S4QE-030KA | 2694 | 5581441 | NORDYNE, LLC. | FS4BE-030KA | AC | Split System: Air-Cooled Condensing Unit, Coil with Blower | S4BE-030KA |  | C7B(A,H)M030(C,U)-C+TXV | 12.5 | 15 | Yes | Yes | 2013-03-14 |  | 1
FALSE | S4QE-030KA | 2694 | 5581442 | NORDYNE, LLC. | FS4BE-030KA | AC | Split System: Air-Cooled Condensing Unit, Coil with Blower | S4BE-030KA |  | C6B(A,H)-X30(C,U)-B | 12.5 | 15 | Yes | Yes | 2013-03-14 |  | 1
FALSE | S4QE-030KA | 2694 | 5581443 | NORDYNE, LLC. | FS4BE-030KA | AC | Split System: Air-Cooled Condensing Unit, Coil with Blower | S4BE-030KA |  | C7B(A,H)M030(C,U)-C+TXV | 12.5 | 15 | Yes | Yes | 2013-03-14 |  | 1
FALSE | S4QE-030KA | 2694 | 5581446 | NORDYNE, LLC. | FS4BE-030KA | AC | Split System: Air-Cooled Condensing Unit, Coil with Blower | S4BE-030KA |  | C6B(A,H)-X30(C,U)-A | 12.5 | 15 | Yes | Yes | 2013-03-14 |  | 1
FALSE | S4QE-030KA | 2694 | 5581447 | NORDYNE, LLC. | FS4BE-030KA | AC | Split System: Air-Cooled Condensing Unit, Coil with Blower | S4BE-030KA |  | C7B(A,H)M03036(C,U)-A+TXV | 12.5 | 15 | Yes | Yes | 2013-03-14 |  | 1
FALSE | S4QE-036KA | 2699 | 5581448 | NORDYNE, LLC. | FS4BE-036KA | AC | Split System: Air-Cooled Condensing Unit, Coil with Blower | S4BE-036KA |  | C6B(A,H)-X36(C,U)-C | 12.5 | 15 | Yes | Yes | 2013-03-14 |  | 1
FALSE | S4QE-036KA | 2699 | 5581449 | NORDYNE, LLC. | FS4BE-036KA | AC | Split System: Air-Cooled Condensing Unit, Coil with Blower | S4BE-036KA |  | C7B(A,H)M03642(C,U)-B+TXV | 12.5 | 15 | Yes | Yes | 2013-03-14 |  | 1
FALSE | S4QE-036KA | 2699 | 5581450 | NORDYNE, LLC. | FS4BE-036KA | AC | Split System: Air-Cooled Condensing Unit, Coil with Blower | S4BE-036KA |  | C7B(A,H)M03642(C,U)-B+TXV | 12.5 | 15 | Yes | Yes | 2013-03-14 |  | 1
FALSE | S4QE-036KA | 2699 | 5581451 | NORDYNE, LLC. | FS4BE-036KA | AC | Split System: Air-Cooled Condensing Unit, Coil with Blower | S4BE-036KA |  | C6B(A,H)-X36(C,U)-C | 12.5 | 15 | Yes | Yes | 2013-03-14 |  | 1
FALSE | S4QE-036KA | 2699 | 5581452 | NORDYNE, LLC. | FS4BE-036KA | AC | Split System: Air-Cooled Condensing Unit, Coil with Blower | S4BE-036KA |  | C7B(A,H)M03642(C,U)-B+TXV | 12.5 | 15 | Yes | Yes | 2013-03-14 |  | 1
FALSE | S4QE-036KA | 2699 | 5581453 | NORDYNE, LLC. | FS4BE-036KA | AC | Split System: Air-Cooled Condensing Unit, Coil with Blower | S4BE-036KA |  | C6B(A,H)-X36(C,U)-C | 12.5 | 15 | Yes | Yes | 2013-03-14 |  | 1
FALSE | S4QE-036KA | 2699 | 5581454 | NORDYNE, LLC. | FS4BE-036KA | AC | Split System: Air-Cooled Condensing Unit, Coil with Blower | S4BE-036KA |  | C7B(A,H)M03648(C,U)-C+TXV | 12.5 | 15 | Yes | Yes | 2013-03-14 |  | 1
FALSE | S4QE-036KA | 2699 | 5581455 | NORDYNE, LLC. | FS4BE-036KA | AC | Split System: Air-Cooled Condensing Unit, Coil with Blower | S4BE-036KA |  | C7B(A,H)M03648(C,U)-C+TXV | 12.5 | 15 | Yes | Yes | 2013-03-14 |  | 1
FALSE | S4QE-036KA | 2699 | 5581456 | NORDYNE, LLC. | FS4BE-036KA | AC | Split System: Air-Cooled Condensing Unit, Coil with Blower | S4BE-036KA |  | C6B(A,H)-X36(C,U)-B | 12.5 | 15 | Yes | Yes | 2013-03-14 |  | 1
FALSE | S4QE-036KA | 2699 | 5581457 | NORDYNE, LLC. | FS4BE-036KA | AC | Split System: Air-Cooled Condensing Unit, Coil with Blower | S4BE-036KA |  | C6B(A,H)-X36(C,U)-B | 12.5 | 15 | Yes | Yes | 2013-03-14 |  | 1
FALSE | S4QE-036KA | 2699 | 5581459 | NORDYNE, LLC. | FS4BE-036KA | AC | Split System: Air-Cooled Condensing Unit, Coil with Blower | S4BE-036KA |  | C6B(A,H)-X36(C,U)-B | 12.5 | 15 | Yes | Yes | 2013-03-14 |  | 1
FALSE | S4QE-036KA | 2699 | 5581460 | NORDYNE, LLC. | FS4BE-036KA | AC | Split System: Air-Cooled Condensing Unit, Coil with Blower | S4BE-036KA |  | C7B(A,H)M03648(C,U)-C+TXV | 12.5 | 15 | Yes | Yes | 2013-03-14 |  | 1
FALSE | S4QE-036KA | 2699 | 5581463 | NORDYNE, LLC. | FS4BE-036KA | AC | Split System: Air-Cooled Condensing Unit, Coil with Blower | S4BE-036KA |  | C7B(A,H)M03648(C,U)-C+TXV | 12.5 | 15 | Yes | Yes | 2013-03-14 |  | 1
FALSE | S4QE-036KA | 2699 | 5581464 | NORDYNE, LLC. | FS4BE-036KA | AC | Split System: Air-Cooled Condensing Unit, Coil with Blower | S4BE-036KA |  | C7B(A,H)M03642(C,U)-B+TXV | 12.5 | 15 | Yes | Yes | 2013-03-14 |  | 1
FALSE | S4BE-042KA | 2712 | 5581466 | NORDYNE, LLC. | FS4BE-042KA | AC | Split System: Air-Cooled Condensing Unit, Coil with Blower | S4BE-042KA |  | C7B(A,H)M03648(C,U)-C+TXV | 12.5 | 15 | Yes | Yes | 2013-03-14 |  | 1
FALSE | S4BE-042KA | 2712 | 5581469 | NORDYNE, LLC. | FS4BE-042KA | AC | Split System: Air-Cooled Condensing Unit, Coil with Blower | S4BE-042KA |  | C6B(A,H)-X42(C,U)-C | 12.5 | 15 | Yes | Yes | 2013-03-14 |  | 1
FALSE | S4BE-042KA | 2712 | 5581471 | NORDYNE, LLC. | FS4BE-042KA | AC | Split System: Air-Cooled Condensing Unit, Coil with Blower | S4BE-042KA |  | C7B(A,H)M03648(C,U)-C+TXV | 12.5 | 15 | Yes | Yes | 2013-03-14 |  | 1
FALSE | S4BE-042KA | 2712 | 5581473 | NORDYNE, LLC. | FS4BE-042KA | AC | Split System: Air-Cooled Condensing Unit, Coil with Blower | S4BE-042KA |  | C7B(A,H)M03648(C,U)-C+TXV | 12.5 | 15 | Yes | Yes | 2013-03-14 |  | 1
FALSE | S4BE-018KA | 2679 | 5616423 | HEAT CONTROLLER, INC. | RSG1418S1E | AC | Split System: Air-Cooled Condensing Unit, Coil with Blower | S4BE-018KA |  | C7B(A,H)M01824(C,U)-B+TXV | 12.5 | 15 | Yes | Yes | 2013-09-10 |  | 1
FALSE | S4BE-018KA | 2679 | 5616424 | HEAT CONTROLLER, INC. | RSG1418S1E | AC | Split System: Air-Cooled Condensing Unit, Coil with Blower | S4BE-018KA |  | C7B(A,H)M01824(C,U)-A+TXV | 12.5 | 15 | Yes | Yes | 2013-09-10 |  | 1
FALSE | S4BE-018KA | 2679 | 5616426 | HEAT CONTROLLER, INC. | RSG1418S1E | AC | Split System: Air-Cooled Condensing Unit, Coil with Blower | S4BE-018KA |  | C7B(A,H)M01824(C,U)-A+TXV | 12.5 | 15 | Yes | Yes | 2013-09-10 |  | 1
FALSE | S4BE-018KA | 2679 | 5616428 | HEAT CONTROLLER, INC. | RSG1418S1E | AC | Split System: Air-Cooled Condensing Unit, Coil with Blower | S4BE-018KA |  | B6EMMX24K-A | 12.5 | 15 | Yes | Yes | 2013-09-10 |  | 1
FALSE | S4BE-018KA | 2679 | 5616429 | HEAT CONTROLLER, INC. | RSG1418S1E | AC | Split System: Air-Cooled Condensing Unit, Coil with Blower | S4BE-018KA |  | C7B(A,H)M01824(C,U)-B+TXV | 12.5 | 15 | Yes | Yes | 2013-09-10 |  | 1
FALSE | S4BE-018KA | 2679 | 5616430 | HEAT CONTROLLER, INC. | RSG1418S1E | AC | Split System: Air-Cooled Condensing Unit, Coil with Blower | S4BE-018KA |  | B6VMAX24K-A | 12.5 | 15 | Yes | Yes | 2013-09-10 |  | 1
FALSE | S4BE-018KA | 2679 | 5616431 | HEAT CONTROLLER, INC. | RSG1418S1E | AC | Split System: Air-Cooled Condensing Unit, Coil with Blower | S4BE-018KA |  | C7B(A,H)M01824(C,U)-B+TXV | 12.5 | 15 | Yes | Yes | 2013-09-10 |  | 1
FALSE | S4BE-018KA | 2679 | 5616433 | HEAT CONTROLLER, INC. | RSG1418S1E | AC | Split System: Air-Cooled Condensing Unit, Coil with Blower | S4BE-018KA |  | C7B(A,H)M01824(C,U)-A+TXV | 12.5 | 15 | Yes | Yes | 2013-09-10 |  | 1
FALSE | S4QE-024KA | 2681 | 5616436 | HEAT CONTROLLER, INC. | RSG1424S1E | AC | Split System: Air-Cooled Condensing Unit, Coil with Blower | S4BE-024KA |  | C7B(A,H)M01824(C,U)-A+TXV | 12.5 | 15 | Yes | Yes | 2013-09-10 |  | 1
FALSE | S4QE-036KA | 2699 | 5616465 | HEAT CONTROLLER, INC. | RSG1436S1E | AC | Split System: Air-Cooled Condensing Unit, Coil with Blower | S4BE-036KA |  | C7B(A,H)M03648(C,U)-C+TXV | 12.5 | 15 | Yes | Yes | 2013-09-10 |  | 1
FALSE | S4QE-036KA | 2699 | 5616467 | HEAT CONTROLLER, INC. | RSG1436S1E | AC | Split System: Air-Cooled Condensing Unit, Coil with Blower | S4BE-036KA |  | C7B(A,H)M03648(C,U)-C+TXV | 12.5 | 15 | Yes | Yes | 2013-09-10 |  | 1
FALSE | S4QE-036KA | 2699 | 5616468 | HEAT CONTROLLER, INC. | RSG1436S1E | AC | Split System: Air-Cooled Condensing Unit, Coil with Blower | S4BE-036KA |  | C7B(A,H)M03642(C,U)-B+TXV | 12.5 | 15 | Yes | Yes | 2013-09-10 |  | 1
FALSE | S4QE-036KA | 2699 | 5616469 | HEAT CONTROLLER, INC. | RSG1436S1E | AC | Split System: Air-Cooled Condensing Unit, Coil with Blower | S4BE-036KA |  | C7B(A,H)M03648(C,U)-C+TXV | 12.5 | 15 | Yes | Yes | 2013-09-10 |  | 1
FALSE | S4QE-036KA | 2699 | 5616470 | HEAT CONTROLLER, INC. | RSG1436S1E | AC | Split System: Air-Cooled Condensing Unit, Coil with Blower | S4BE-036KA |  | C7B(A,H)M03642(C,U)-B+TXV | 12.5 | 15 | Yes | Yes | 2013-09-10 |  | 1
FALSE | S4QE-036KA | 2699 | 5616474 | HEAT CONTROLLER, INC. | RSG1436S1E | AC | Split System: Air-Cooled Condensing Unit, Coil with Blower | S4BE-036KA |  | B6EMMX36K-B | 12.5 | 15 | Yes | Yes | 2013-09-10 |  | 1
FALSE | S4QE-036KA | 2699 | 5616475 | HEAT CONTROLLER, INC. | RSG1436S1E | AC | Split System: Air-Cooled Condensing Unit, Coil with Blower | S4BE-036KA |  | C7B(A,H)M03642(C,U)-B+TXV | 12.5 | 15 | Yes | Yes | 2013-09-10 |  | 1
FALSE | S4QE-036KA | 2699 | 5616477 | HEAT CONTROLLER, INC. | RSG1436S1E | AC | Split System: Air-Cooled Condensing Unit, Coil with Blower | S4BE-036KA |  | B6VMAX36K-B | 12.5 | 15 | Yes | Yes | 2013-09-10 |  | 1
FALSE | S4BE-042KA | 2712 | 5616480 | HEAT CONTROLLER, INC. | RSG1442S1E | AC | Split System: Air-Cooled Condensing Unit, Coil with Blower | S4BE-042KA |  | B6VMAX42K-B | 12.5 | 15 | Yes | Yes | 2013-09-10 |  | 1
FALSE | S4BE-042KA | 2712 | 5616481 | HEAT CONTROLLER, INC. | RSG1442S1E | AC | Split System: Air-Cooled Condensing Unit, Coil with Blower | S4BE-042KA |  | B6VMAX48K-C | 12.5 | 15 | Yes | Yes | 2013-09-10 |  | 1
FALSE | S4BE-042KA | 2712 | 5616482 | HEAT CONTROLLER, INC. | RSG1442S1E | AC | Split System: Air-Cooled Condensing Unit, Coil with Blower | S4BE-042KA |  | C7B(A,H)M03648(C,U)-C+TXV | 12.5 | 15 | Yes | Yes | 2013-09-10 |  | 1
FALSE | S4BE-042KA | 2712 | 5616485 | HEAT CONTROLLER, INC. | RSG1442S1E | AC | Split System: Air-Cooled Condensing Unit, Coil with Blower | S4BE-042KA |  | C7B(A,H)M03648(C,U)-C+TXV | 12.5 | 15 | Yes | Yes | 2013-09-10 |  | 1
FALSE | S4BE-042KA | 2712 | 5616489 | HEAT CONTROLLER, INC. | RSG1442S1E | AC | Split System: Air-Cooled Condensing Unit, Coil with Blower | S4BE-042KA |  | C7B(A,H)M03648(C,U)-C+TXV | 12.5 | 15 | Yes | Yes | 2013-09-10 |  | 1
FALSE | S4BE-042KA | 2712 | 5616490 | HEAT CONTROLLER, INC. | RSG1442S1E | AC | Split System: Air-Cooled Condensing Unit, Coil with Blower | S4BE-042KA |  | B6EMMX42K-B | 12.5 | 15 | Yes | Yes | 2013-09-10 |  | 1
FALSE | S4BE-048KA | 2717 | 5616492 | HEAT CONTROLLER, INC. | RSG1448S1E | AC | Split System: Air-Cooled Condensing Unit, Coil with Blower | S4BE-048KA |  | B6VMAX48K-C | 12 | 15 | Yes | Yes | 2013-09-10 |  | 0
FALSE | S4BE-048KA | 2717 | 5616494 | HEAT CONTROLLER, INC. | RSG1448S1E | AC | Split System: Air-Cooled Condensing Unit, Coil with Blower | S4BE-048KA |  | C7B(A,H)M048(C,U)-C+TXV | 12 | 15 | Yes | Yes | 2013-09-10 |  | 0
FALSE | S4BE-048KA | 2717 | 5616495 | HEAT CONTROLLER, INC. | RSG1448S1E | AC | Split System: Air-Cooled Condensing Unit, Coil with Blower | S4BE-048KA |  | C7B(A,H)M048(C,U)-C+TXV | 12 | 15 | Yes | Yes | 2013-09-10 |  | 0
FALSE | S4BE-048KA | 2717 | 5616496 | HEAT CONTROLLER, INC. | RSG1448S1E | AC | Split System: Air-Cooled Condensing Unit, Coil with Blower | S4BE-048KA |  | C7B(A,H)M048(C,U)-D+TXV | 12 | 15 | Yes | Yes | 2013-09-10 |  | 0
FALSE | S4BE-048KA | 2717 | 5616497 | HEAT CONTROLLER, INC. | RSG1448S1E | AC | Split System: Air-Cooled Condensing Unit, Coil with Blower | S4BE-048KA |  | C7B(A,H)M048(C,U)-C+TXV | 12 | 15 | Yes | Yes | 2013-09-10 |  | 0
FALSE | S4BE-048KA | 2717 | 5616498 | HEAT CONTROLLER, INC. | RSG1448S1E | AC | Split System: Air-Cooled Condensing Unit, Coil with Blower | S4BE-048KA |  | B6EMMX48K-C | 12 | 15 | Yes | Yes | 2013-09-10 |  | 0
FALSE | S4BE-048KA | 2717 | 5616499 | HEAT CONTROLLER, INC. | RSG1448S1E | AC | Split System: Air-Cooled Condensing Unit, Coil with Blower | S4BE-048KA |  | C7B(A,H)M048(C,U)-D+TXV | 12 | 15 | Yes | Yes | 2013-09-10 |  | 0
FALSE | S4QE-030KA | 2694 | 5626593 | GIBSON | JS4BE-030KA | AC | Split System: Air-Cooled Condensing Unit, Coil with Blower | S4BE-030KA |  | C7B(A,H)M03036(C,U)-B+TXV | 12.5 | 15 | Yes | Yes | 2013-03-14 |  | 1
FALSE | S4QE-030KA | 2694 | 5626594 | GIBSON | JS4BE-030KA | AC | Split System: Air-Cooled Condensing Unit, Coil with Blower | S4BE-030KA |  | C7B(A,H)M03036(C,U)-B+TXV | 12.5 | 15 | Yes | Yes | 2013-03-14 |  | 1
FALSE | S4QE-030KA | 2694 | 5626595 | GIBSON | JS4BE-030KA | AC | Split System: Air-Cooled Condensing Unit, Coil with Blower | S4BE-030KA |  | C7B(A,H)M03036(C,U)-A+TXV | 12.5 | 15 | Yes | Yes | 2013-03-14 |  | 1
FALSE | S4QE-030KA | 2694 | 5626596 | GIBSON | JS4BE-030KA | AC | Split System: Air-Cooled Condensing Unit, Coil with Blower | S4BE-030KA |  | C6B(A,H)-X30(C,U)-C | 12.5 | 15 | Yes | Yes | 2013-03-14 |  | 1
FALSE | S4QE-030KA | 2694 | 5626597 | GIBSON | JS4BE-030KA | AC | Split System: Air-Cooled Condensing Unit, Coil with Blower | S4BE-030KA |  | C6B(A,H)-X30(C,U)-B | 12.5 | 15 | Yes | Yes | 2013-03-14 |  | 1
FALSE | S4QE-030KA | 2694 | 5626598 | GIBSON | JS4BE-030KA | AC | Split System: Air-Cooled Condensing Unit, Coil with Blower | S4BE-030KA |  | C6B(A,H)-X30(C,U)-C | 12.5 | 15 | Yes | Yes | 2013-03-14 |  | 1
FALSE | S4QE-030KA | 2694 | 5626599 | GIBSON | JS4BE-030KA | AC | Split System: Air-Cooled Condensing Unit, Coil with Blower | S4BE-030KA |  | C6B(A,H)-X30(C,U)-A | 12.5 | 15 | Yes | Yes | 2013-03-14 |  | 1
FALSE | S4QE-030KA | 2694 | 5626600 | GIBSON | JS4BE-030KA | AC | Split System: Air-Cooled Condensing Unit, Coil with Blower | S4BE-030KA |  | C7B(A,H)M030(C,U)-C+TXV | 12.5 | 15 | Yes | Yes | 2013-03-14 |  | 1
FALSE | S4QE-030KA | 2694 | 5626601 | GIBSON | JS4BE-030KA | AC | Split System: Air-Cooled Condensing Unit, Coil with Blower | S4BE-030KA |  | C6B(A,H)-X30(C,U)-B | 12.5 | 15 | Yes | Yes | 2013-03-14 |  | 1
FALSE | S4QE-030KA | 2694 | 5626602 | GIBSON | JS4BE-030KA | AC | Split System: Air-Cooled Condensing Unit, Coil with Blower | S4BE-030KA |  | C7B(A,H)M03036(C,U)-B+TXV | 12.5 | 15 | Yes | Yes | 2013-03-14 |  | 1
FALSE | S4QE-030KA | 2694 | 5626603 | GIBSON | JS4BE-030KA | AC | Split System: Air-Cooled Condensing Unit, Coil with Blower | S4BE-030KA |  | C7B(A,H)M030(C,U)-C+TXV | 12.5 | 15 | Yes | Yes | 2013-03-14 |  | 1
FALSE | S4QE-030KA | 2694 | 5626604 | GIBSON | JS4BE-030KA | AC | Split System: Air-Cooled Condensing Unit, Coil with Blower | S4BE-030KA |  | C6B(A,H)-X30(C,U)-C | 12.5 | 15 | Yes | Yes | 2013-03-14 |  | 1
FALSE | S4QE-036KA | 2699 | 5626605 | GIBSON | JS4BE-036KA | AC | Split System: Air-Cooled Condensing Unit, Coil with Blower | S4BE-036KA |  | C7B(A,H)M03648(C,U)-C+TXV | 12.5 | 15 | Yes | Yes | 2013-03-14 |  | 1
FALSE | S4QE-036KA | 2699 | 5626606 | GIBSON | JS4BE-036KA | AC | Split System: Air-Cooled Condensing Unit, Coil with Blower | S4BE-036KA |  | C7B(A,H)M03648(C,U)-C+TXV | 12.5 | 15 | Yes | Yes | 2013-03-14 |  | 1
FALSE | S4QE-036KA | 2699 | 5626607 | GIBSON | JS4BE-036KA | AC | Split System: Air-Cooled Condensing Unit, Coil with Blower | S4BE-036KA |  | C6B(A,H)-X36(C,U)-C | 12.5 | 15 | Yes | Yes | 2013-03-14 |  | 1
FALSE | S4QE-036KA | 2699 | 5626608 | GIBSON | JS4BE-036KA | AC | Split System: Air-Cooled Condensing Unit, Coil with Blower | S4BE-036KA |  | C6B(A,H)-X36(C,U)-B | 12.5 | 15 | Yes | Yes | 2013-03-14 |  | 1
FALSE | S4QE-036KA | 2699 | 5626609 | GIBSON | JS4BE-036KA | AC | Split System: Air-Cooled Condensing Unit, Coil with Blower | S4BE-036KA |  | C7B(A,H)M03642(C,U)-B+TXV | 12.5 | 15 | Yes | Yes | 2013-03-14 |  | 1
FALSE | S4QE-036KA | 2699 | 5626610 | GIBSON | JS4BE-036KA | AC | Split System: Air-Cooled Condensing Unit, Coil with Blower | S4BE-036KA |  | C6B(A,H)-X36(C,U)-B | 12.5 | 15 | Yes | Yes | 2013-03-14 |  | 1
FALSE | S4QE-036KA | 2699 | 5626611 | GIBSON | JS4BE-036KA | AC | Split System: Air-Cooled Condensing Unit, Coil with Blower | S4BE-036KA |  | C6B(A,H)-X36(C,U)-C | 12.5 | 15 | Yes | Yes | 2013-03-14 |  | 1
FALSE | S4QE-036KA | 2699 | 5626612 | GIBSON | JS4BE-036KA | AC | Split System: Air-Cooled Condensing Unit, Coil with Blower | S4BE-036KA |  | C7B(A,H)M03648(C,U)-C+TXV | 12.5 | 15 | Yes | Yes | 2013-03-14 |  | 1
FALSE | S4QE-036KA | 2699 | 5626613 | GIBSON | JS4BE-036KA | AC | Split System: Air-Cooled Condensing Unit, Coil with Blower | S4BE-036KA |  | C7B(A,H)M03642(C,U)-B+TXV | 12.5 | 15 | Yes | Yes | 2013-03-14 |  | 1
FALSE | S4QE-036KA | 2699 | 5626614 | GIBSON | JS4BE-036KA | AC | Split System: Air-Cooled Condensing Unit, Coil with Blower | S4BE-036KA |  | C6B(A,H)-X36(C,U)-B | 12.5 | 15 | Yes | Yes | 2013-03-14 |  | 1
FALSE | S4QE-036KA | 2699 | 5626615 | GIBSON | JS4BE-036KA | AC | Split System: Air-Cooled Condensing Unit, Coil with Blower | S4BE-036KA |  | C7B(A,H)M03642(C,U)-B+TXV | 12.5 | 15 | Yes | Yes | 2013-03-14 |  | 1
FALSE | S4QE-036KA | 2699 | 5626616 | GIBSON | JS4BE-036KA | AC | Split System: Air-Cooled Condensing Unit, Coil with Blower | S4BE-036KA |  | C6B(A,H)-X36(C,U)-C | 12.5 | 15 | Yes | Yes | 2013-03-14 |  | 1
FALSE | S4BE-042KA | 2712 | 5626618 | GIBSON | JS4BE-042KA | AC | Split System: Air-Cooled Condensing Unit, Coil with Blower | S4BE-042KA |  | C7B(A,H)M03648(C,U)-C+TXV | 12.5 | 15 | Yes | Yes | 2013-03-14 |  | 1
FALSE | S4BE-042KA | 2712 | 5626619 | GIBSON | JS4BE-042KA | AC | Split System: Air-Cooled Condensing Unit, Coil with Blower | S4BE-042KA |  | C7B(A,H)M03648(C,U)-C+TXV | 12.5 | 15 | Yes | Yes | 2013-03-14 |  | 1
FALSE | S4BE-042KA | 2712 | 5626620 | GIBSON | JS4BE-042KA | AC | Split System: Air-Cooled Condensing Unit, Coil with Blower | S4BE-042KA |  | C6B(A,H)-X42(C,U)-C | 12.5 | 15 | Yes | Yes | 2013-03-14 |  | 1
FALSE | S4BE-042KA | 2712 | 5626622 | GIBSON | JS4BE-042KA | AC | Split System: Air-Cooled Condensing Unit, Coil with Blower | S4BE-042KA |  | C6B(A,H)-X42(C,U)-C | 12.5 | 15 | Yes | Yes | 2013-03-14 |  | 1
FALSE | S4BE-042KA | 2712 | 5626627 | GIBSON | JS4BE-042KA | AC | Split System: Air-Cooled Condensing Unit, Coil with Blower | S4BE-042KA |  | C7B(A,H)M03648(C,U)-C+TXV | 12.5 | 15 | Yes | Yes | 2013-03-14 |  | 1
FALSE | S4BE-042KA | 2712 | 5626628 | GIBSON | JS4BE-042KA | AC | Split System: Air-Cooled Condensing Unit, Coil with Blower | S4BE-042KA |  | C6B(A,H)-X42(C,U)-C | 12.5 | 15 | Yes | Yes | 2013-03-14 |  | 1
FALSE | S4BE-048KA | 2717 | 5626629 | GIBSON | JS4BE-048KA | AC | Split System: Air-Cooled Condensing Unit, Coil with Blower | S4BE-048KA |  | C7B(A,H)M048(C,U)-C+TXV | 12 | 15 | Yes | Yes | 2013-03-14 |  | 0
FALSE | S4BE-048KA | 2717 | 5626630 | GIBSON | JS4BE-048KA | AC | Split System: Air-Cooled Condensing Unit, Coil with Blower | S4BE-048KA |  | C6B(A,H)-X48(C,U)-D | 12 | 15 | Yes | Yes | 2013-03-14 |  | 0
FALSE | S4BE-048KA | 2717 | 5626631 | GIBSON | JS4BE-048KA | AC | Split System: Air-Cooled Condensing Unit, Coil with Blower | S4BE-048KA |  | C7B(A,H)M048(C,U)-D+TXV | 12 | 15 | Yes | Yes | 2013-03-14 |  | 0
FALSE | S4BE-048KA | 2717 | 5626632 | GIBSON | JS4BE-048KA | AC | Split System: Air-Cooled Condensing Unit, Coil with Blower | S4BE-048KA |  | C7B(A,H)M048(C,U)-C+TXV | 12 | 15 | Yes | Yes | 2013-03-14 |  | 0
FALSE | S4BE-048KA | 2717 | 5626633 | GIBSON | JS4BE-048KA | AC | Split System: Air-Cooled Condensing Unit, Coil with Blower | S4BE-048KA |  | C7B(A,H)M048(C,U)-C+TXV | 12 | 15 | Yes | Yes | 2013-03-14 |  | 0
FALSE | S4BE-048KA | 2717 | 5626634 | GIBSON | JS4BE-048KA | AC | Split System: Air-Cooled Condensing Unit, Coil with Blower | S4BE-048KA |  | C7B(A,H)M048(C,U)-D+TXV | 12 | 15 | Yes | Yes | 2013-03-14 |  | 0
FALSE | S4BE-048KA | 2717 | 5626635 | GIBSON | JS4BE-048KA | AC | Split System: Air-Cooled Condensing Unit, Coil with Blower | S4BE-048KA |  | C6B(A,H)-X48(C,U)-C | 12 | 15 | Yes | Yes | 2013-03-14 |  | 0
FALSE | S4BE-048KA | 2717 | 5626636 | GIBSON | JS4BE-048KA | AC | Split System: Air-Cooled Condensing Unit, Coil with Blower | S4BE-048KA |  | C7B(A,H)M048(C,U)-D+TXV | 12 | 15 | Yes | Yes | 2013-03-14 |  | 0
FALSE | S4BE-048KA | 2717 | 5626637 | GIBSON | JS4BE-048KA | AC | Split System: Air-Cooled Condensing Unit, Coil with Blower | S4BE-048KA |  | C6B(A,H)-X48(C,U)-D | 12 | 15 | Yes | Yes | 2013-03-14 |  | 0
FALSE | S4BE-048KA | 2717 | 5626638 | GIBSON | JS4BE-048KA | AC | Split System: Air-Cooled Condensing Unit, Coil with Blower | S4BE-048KA |  | C6B(A,H)-X48(C,U)-C | 12 | 15 | Yes | Yes | 2013-03-14 |  | 0
FALSE | S4BE-048KA | 2717 | 5626639 | GIBSON | JS4BE-048KA | AC | Split System: Air-Cooled Condensing Unit, Coil with Blower | S4BE-048KA |  | C6B(A,H)-X48(C,U)-D | 12 | 15 | Yes | Yes | 2013-03-14 |  | 0
FALSE | S4BE-048KA | 2717 | 5626640 | GIBSON | JS4BE-048KA | AC | Split System: Air-Cooled Condensing Unit, Coil with Blower | S4BE-048KA |  | C6B(A,H)-X48(C,U)-C | 12 | 15 | Yes | Yes | 2013-03-14 |  | 0
FALSE | S4BE-018KA | 2679 | 5626641 | GRANDAIRE | JS4BE-018KA | AC | Split System: Air-Cooled Condensing Unit, Coil with Blower | S4BE-018KA |  | C6B(A,H)-X24(C,U)-A | 12.5 | 15 | Yes | Yes | 2013-03-14 |  | 1
FALSE | S4BE-018KA | 2679 | 5626642 | GRANDAIRE | JS4BE-018KA | AC | Split System: Air-Cooled Condensing Unit, Coil with Blower | S4BE-018KA |  | C7B(A,H)M01824(C,U)-A+TXV | 12.5 | 15 | Yes | Yes | 2013-03-14 |  | 1
FALSE | S4BE-018KA | 2679 | 5626643 | GRANDAIRE | JS4BE-018KA | AC | Split System: Air-Cooled Condensing Unit, Coil with Blower | S4BE-018KA |  | C6B(A,H)-X24(C,U)-A | 12.5 | 15 | Yes | Yes | 2013-03-14 |  | 1
FALSE | S4BE-018KA | 2679 | 5626644 | GRANDAIRE | JS4BE-018KA | AC | Split System: Air-Cooled Condensing Unit, Coil with Blower | S4BE-018KA |  | C7B(A,H)M01824(C,U)-A+TXV | 12.5 | 15 | Yes | Yes | 2013-03-14 |  | 1
FALSE | S4BE-018KA | 2679 | 5626645 | GRANDAIRE | JS4BE-018KA | AC | Split System: Air-Cooled Condensing Unit, Coil with Blower | S4BE-018KA |  | C6B(A,H)-X24(C,U)-B | 12.5 | 15 | Yes | Yes | 2013-03-14 |  | 1
FALSE | S4QE-036KA | 2699 | 5626691 | GRANDAIRE | JS4BE-036KA | AC | Split System: Air-Cooled Condensing Unit, Coil with Blower | S4BE-036KA |  | C7B(A,H)M03648(C,U)-C+TXV | 12.5 | 15 | Yes | Yes | 2013-03-14 |  | 1
FALSE | S4QE-036KA | 2699 | 5626692 | GRANDAIRE | JS4BE-036KA | AC | Split System: Air-Cooled Condensing Unit, Coil with Blower | S4BE-036KA |  | C7B(A,H)M03642(C,U)-B+TXV | 12.5 | 15 | Yes | Yes | 2013-03-14 |  | 1
FALSE | S4QE-036KA | 2699 | 5626693 | GRANDAIRE | JS4BE-036KA | AC | Split System: Air-Cooled Condensing Unit, Coil with Blower | S4BE-036KA |  | C6B(A,H)-X36(C,U)-B | 12.5 | 15 | Yes | Yes | 2013-03-14 |  | 1
FALSE | S4QE-036KA | 2699 | 5626694 | GRANDAIRE | JS4BE-036KA | AC | Split System: Air-Cooled Condensing Unit, Coil with Blower | S4BE-036KA |  | C7B(A,H)M03642(C,U)-B+TXV | 12.5 | 15 | Yes | Yes | 2013-03-14 |  | 1
FALSE | S4QE-036KA | 2699 | 5626695 | GRANDAIRE | JS4BE-036KA | AC | Split System: Air-Cooled Condensing Unit, Coil with Blower | S4BE-036KA |  | C6B(A,H)-X36(C,U)-C | 12.5 | 15 | Yes | Yes | 2013-03-14 |  | 1
FALSE | S4BE-042KA | 2712 | 5626697 | GRANDAIRE | JS4BE-042KA | AC | Split System: Air-Cooled Condensing Unit, Coil with Blower | S4BE-042KA |  | C7B(A,H)M03648(C,U)-C+TXV | 12.5 | 15 | Yes | Yes | 2013-03-14 |  | 1
FALSE | S4BE-042KA | 2712 | 5626698 | GRANDAIRE | JS4BE-042KA | AC | Split System: Air-Cooled Condensing Unit, Coil with Blower | S4BE-042KA |  | C7B(A,H)M03648(C,U)-C+TXV | 12.5 | 15 | Yes | Yes | 2013-03-14 |  | 1
FALSE | S4BE-042KA | 2712 | 5626699 | GRANDAIRE | JS4BE-042KA | AC | Split System: Air-Cooled Condensing Unit, Coil with Blower | S4BE-042KA |  | C6B(A,H)-X42(C,U)-C | 12.5 | 15 | Yes | Yes | 2013-03-14 |  | 1
FALSE | S4BE-042KA | 2712 | 5626701 | GRANDAIRE | JS4BE-042KA | AC | Split System: Air-Cooled Condensing Unit, Coil with Blower | S4BE-042KA |  | C6B(A,H)-X42(C,U)-C | 12.5 | 15 | Yes | Yes | 2013-03-14 |  | 1
FALSE | S4BE-042KA | 2712 | 5626706 | GRANDAIRE | JS4BE-042KA | AC | Split System: Air-Cooled Condensing Unit, Coil with Blower | S4BE-042KA |  | C7B(A,H)M03648(C,U)-C+TXV | 12.5 | 15 | Yes | Yes | 2013-03-14 |  | 1
FALSE | S4BE-042KA | 2712 | 5626707 | GRANDAIRE | JS4BE-042KA | AC | Split System: Air-Cooled Condensing Unit, Coil with Blower | S4BE-042KA |  | C6B(A,H)-X42(C,U)-C | 12.5 | 15 | Yes | Yes | 2013-03-14 |  | 1
FALSE | S4BE-048KA | 2717 | 5626708 | GRANDAIRE | JS4BE-048KA | AC | Split System: Air-Cooled Condensing Unit, Coil with Blower | S4BE-048KA |  | C7B(A,H)M048(C,U)-C+TXV | 12 | 15 | Yes | Yes | 2013-03-14 |  | 0
FALSE | S4BE-048KA | 2717 | 5626709 | GRANDAIRE | JS4BE-048KA | AC | Split System: Air-Cooled Condensing Unit, Coil with Blower | S4BE-048KA |  | C6B(A,H)-X48(C,U)-D | 12 | 15 | Yes | Yes | 2013-03-14 |  | 0
FALSE | S4BE-048KA | 2717 | 5626710 | GRANDAIRE | JS4BE-048KA | AC | Split System: Air-Cooled Condensing Unit, Coil with Blower | S4BE-048KA |  | C7B(A,H)M048(C,U)-D+TXV | 12 | 15 | Yes | Yes | 2013-03-14 |  | 0
FALSE | S4BE-048KA | 2717 | 5626711 | GRANDAIRE | JS4BE-048KA | AC | Split System: Air-Cooled Condensing Unit, Coil with Blower | S4BE-048KA |  | C7B(A,H)M048(C,U)-C+TXV | 12 | 15 | Yes | Yes | 2013-03-14 |  | 0
FALSE | S4BE-048KA | 2717 | 5626712 | GRANDAIRE | JS4BE-048KA | AC | Split System: Air-Cooled Condensing Unit, Coil with Blower | S4BE-048KA |  | C7B(A,H)M048(C,U)-C+TXV | 12 | 15 | Yes | Yes | 2013-03-14 |  | 0
FALSE | S4BE-048KA | 2717 | 5626713 | GRANDAIRE | JS4BE-048KA | AC | Split System: Air-Cooled Condensing Unit, Coil with Blower | S4BE-048KA |  | C7B(A,H)M048(C,U)-D+TXV | 12 | 15 | Yes | Yes | 2013-03-14 |  | 0
FALSE | S4BE-048KA | 2717 | 5626714 | GRANDAIRE | JS4BE-048KA | AC | Split System: Air-Cooled Condensing Unit, Coil with Blower | S4BE-048KA |  | C6B(A,H)-X48(C,U)-C | 12 | 15 | Yes | Yes | 2013-03-14 |  | 0
FALSE | S4BE-048KA | 2717 | 5626715 | GRANDAIRE | JS4BE-048KA | AC | Split System: Air-Cooled Condensing Unit, Coil with Blower | S4BE-048KA |  | C7B(A,H)M048(C,U)-D+TXV | 12 | 15 | Yes | Yes | 2013-03-14 |  | 0
FALSE | S4QE-024KA | 2681 | 5626665 | GRANDAIRE | JS4BE-024KA | AC | Split System: Air-Cooled Condensing Unit, Coil with Blower | S4BE-024KA |  | C6B(A,H)-X30(C,U)-C+TDR | 12.5 | 15 | Yes | Yes | 2013-03-14 |  | 1
FALSE | S4QE-024KA | 2681 | 5626666 | GRANDAIRE | JS4BE-024KA | AC | Split System: Air-Cooled Condensing Unit, Coil with Blower | S4BE-024KA |  | C7B(A,H)M01824(C,U)-B+TXV | 12.5 | 15 | Yes | Yes | 2013-03-14 |  | 1
FALSE | S4QE-024KA | 2681 | 5626667 | GRANDAIRE | JS4BE-024KA | AC | Split System: Air-Cooled Condensing Unit, Coil with Blower | S4BE-024KA |  | C6B(A,H)-X24(C,U)-B | 12.5 | 15 | Yes | Yes | 2013-03-14 |  | 1
FALSE | S4QE-030KA | 2694 | 5626668 | GRANDAIRE | JS4BE-030KA | AC | Split System: Air-Cooled Condensing Unit, Coil with Blower | S4BE-030KA |  | C7B(A,H)M030(C,U)-C+TXV | 12.5 | 15 | Yes | Yes | 2013-03-14 |  | 1
FALSE | S4QE-030KA | 2694 | 5626669 | GRANDAIRE | JS4BE-030KA | AC | Split System: Air-Cooled Condensing Unit, Coil with Blower | S4BE-030KA |  | C6B(A,H)-X30(C,U)-B | 12.5 | 15 | Yes | Yes | 2013-03-14 |  | 1
FALSE | S4QE-030KA | 2694 | 5626670 | GRANDAIRE | JS4BE-030KA | AC | Split System: Air-Cooled Condensing Unit, Coil with Blower | S4BE-030KA |  | C7B(A,H)M03036(C,U)-A+TXV | 12.5 | 15 | Yes | Yes | 2013-03-14 |  | 1
FALSE | S4QE-030KA | 2694 | 5626671 | GRANDAIRE | JS4BE-030KA | AC | Split System: Air-Cooled Condensing Unit, Coil with Blower | S4BE-030KA |  | C6B(A,H)-X30(C,U)-A | 12.5 | 15 | Yes | Yes | 2013-03-14 |  | 1
FALSE | S4QE-030KA | 2694 | 5626672 | GRANDAIRE | JS4BE-030KA | AC | Split System: Air-Cooled Condensing Unit, Coil with Blower | S4BE-030KA |  | C7B(A,H)M03036(C,U)-B+TXV | 12.5 | 15 | Yes | Yes | 2013-03-14 |  | 1
FALSE | S4QE-030KA | 2694 | 5626673 | GRANDAIRE | JS4BE-030KA | AC | Split System: Air-Cooled Condensing Unit, Coil with Blower | S4BE-030KA |  | C7B(A,H)M03036(C,U)-B+TXV | 12.5 | 15 | Yes | Yes | 2013-03-14 |  | 1
FALSE | S4QE-030KA | 2694 | 5626674 | GRANDAIRE | JS4BE-030KA | AC | Split System: Air-Cooled Condensing Unit, Coil with Blower | S4BE-030KA |  | C7B(A,H)M03036(C,U)-A+TXV | 12.5 | 15 | Yes | Yes | 2013-03-14 |  | 1
FALSE | S4QE-030KA | 2694 | 5626675 | GRANDAIRE | JS4BE-030KA | AC | Split System: Air-Cooled Condensing Unit, Coil with Blower | S4BE-030KA |  | C6B(A,H)-X30(C,U)-C | 12.5 | 15 | Yes | Yes | 2013-03-14 |  | 1
FALSE | S4QE-030KA | 2694 | 5626676 | GRANDAIRE | JS4BE-030KA | AC | Split System: Air-Cooled Condensing Unit, Coil with Blower | S4BE-030KA |  | C6B(A,H)-X30(C,U)-B | 12.5 | 15 | Yes | Yes | 2013-03-14 |  | 1
FALSE | S4QE-030KA | 2694 | 5626677 | GRANDAIRE | JS4BE-030KA | AC | Split System: Air-Cooled Condensing Unit, Coil with Blower | S4BE-030KA |  | C6B(A,H)-X30(C,U)-C | 12.5 | 15 | Yes | Yes | 2013-03-14 |  | 1
FALSE | S4QE-030KA | 2694 | 5626678 | GRANDAIRE | JS4BE-030KA | AC | Split System: Air-Cooled Condensing Unit, Coil with Blower | S4BE-030KA |  | C6B(A,H)-X30(C,U)-A | 12.5 | 15 | Yes | Yes | 2013-03-14 |  | 1
FALSE | S4QE-030KA | 2694 | 5626679 | GRANDAIRE | JS4BE-030KA | AC | Split System: Air-Cooled Condensing Unit, Coil with Blower | S4BE-030KA |  | C7B(A,H)M030(C,U)-C+TXV | 12.5 | 15 | Yes | Yes | 2013-03-14 |  | 1
FALSE | S4QE-030KA | 2694 | 5626680 | GRANDAIRE | JS4BE-030KA | AC | Split System: Air-Cooled Condensing Unit, Coil with Blower | S4BE-030KA |  | C6B(A,H)-X30(C,U)-B | 12.5 | 15 | Yes | Yes | 2013-03-14 |  | 1
FALSE | S4QE-030KA | 2694 | 5626681 | GRANDAIRE | JS4BE-030KA | AC | Split System: Air-Cooled Condensing Unit, Coil with Blower | S4BE-030KA |  | C7B(A,H)M03036(C,U)-B+TXV | 12.5 | 15 | Yes | Yes | 2013-03-14 |  | 1
FALSE | S4QE-030KA | 2694 | 5626682 | GRANDAIRE | JS4BE-030KA | AC | Split System: Air-Cooled Condensing Unit, Coil with Blower | S4BE-030KA |  | C7B(A,H)M030(C,U)-C+TXV | 12.5 | 15 | Yes | Yes | 2013-03-14 |  | 1
FALSE | S4QE-030KA | 2694 | 5626683 | GRANDAIRE | JS4BE-030KA | AC | Split System: Air-Cooled Condensing Unit, Coil with Blower | S4BE-030KA |  | C6B(A,H)-X30(C,U)-C | 12.5 | 15 | Yes | Yes | 2013-03-14 |  | 1
FALSE | S4QE-036KA | 2699 | 5626684 | GRANDAIRE | JS4BE-036KA | AC | Split System: Air-Cooled Condensing Unit, Coil with Blower | S4BE-036KA |  | C7B(A,H)M03648(C,U)-C+TXV | 12.5 | 15 | Yes | Yes | 2013-03-14 |  | 1
FALSE | S4QE-036KA | 2699 | 5626685 | GRANDAIRE | JS4BE-036KA | AC | Split System: Air-Cooled Condensing Unit, Coil with Blower | S4BE-036KA |  | C7B(A,H)M03648(C,U)-C+TXV | 12.5 | 15 | Yes | Yes | 2013-03-14 |  | 1
FALSE | S4QE-036KA | 2699 | 5626686 | GRANDAIRE | JS4BE-036KA | AC | Split System: Air-Cooled Condensing Unit, Coil with Blower | S4BE-036KA |  | C6B(A,H)-X36(C,U)-C | 12.5 | 15 | Yes | Yes | 2013-03-14 |  | 1
FALSE | S4QE-036KA | 2699 | 5626687 | GRANDAIRE | JS4BE-036KA | AC | Split System: Air-Cooled Condensing Unit, Coil with Blower | S4BE-036KA |  | C6B(A,H)-X36(C,U)-B | 12.5 | 15 | Yes | Yes | 2013-03-14 |  | 1
FALSE | S4QE-036KA | 2699 | 5626688 | GRANDAIRE | JS4BE-036KA | AC | Split System: Air-Cooled Condensing Unit, Coil with Blower | S4BE-036KA |  | C7B(A,H)M03642(C,U)-B+TXV | 12.5 | 15 | Yes | Yes | 2013-03-14 |  | 1
FALSE | S4QE-036KA | 2699 | 5626689 | GRANDAIRE | JS4BE-036KA | AC | Split System: Air-Cooled Condensing Unit, Coil with Blower | S4BE-036KA |  | C6B(A,H)-X36(C,U)-B | 12.5 | 15 | Yes | Yes | 2013-03-14 |  | 1
FALSE | S4QE-036KA | 2699 | 5626690 | GRANDAIRE | JS4BE-036KA | AC | Split System: Air-Cooled Condensing Unit, Coil with Blower | S4BE-036KA |  | C6B(A,H)-X36(C,U)-C | 12.5 | 15 | Yes | Yes | 2013-03-14 |  | 1
FALSE | S4BE-048KA | 2717 | 5626716 | GRANDAIRE | JS4BE-048KA | AC | Split System: Air-Cooled Condensing Unit, Coil with Blower | S4BE-048KA |  | C6B(A,H)-X48(C,U)-D | 12 | 15 | Yes | Yes | 2013-03-14 |  | 0
FALSE | S4BE-048KA | 2717 | 5626717 | GRANDAIRE | JS4BE-048KA | AC | Split System: Air-Cooled Condensing Unit, Coil with Blower | S4BE-048KA |  | C6B(A,H)-X48(C,U)-C | 12 | 15 | Yes | Yes | 2013-03-14 |  | 0
FALSE | S4BE-048KA | 2717 | 5626718 | GRANDAIRE | JS4BE-048KA | AC | Split System: Air-Cooled Condensing Unit, Coil with Blower | S4BE-048KA |  | C6B(A,H)-X48(C,U)-D | 12 | 15 | Yes | Yes | 2013-03-14 |  | 0
FALSE | S4BE-048KA | 2717 | 5626719 | GRANDAIRE | JS4BE-048KA | AC | Split System: Air-Cooled Condensing Unit, Coil with Blower | S4BE-048KA |  | C6B(A,H)-X48(C,U)-C | 12 | 15 | Yes | Yes | 2013-03-14 |  | 0
FALSE | S4BE-018KA | 2679 | 5626720 | PHILCO | JS4BE-018KA | AC | Split System: Air-Cooled Condensing Unit, Coil with Blower | S4BE-018KA |  | C6B(A,H)-X24(C,U)-A | 12.5 | 15 | Yes | Yes | 2013-03-14 |  | 1
FALSE | S4BE-018KA | 2679 | 5626721 | PHILCO | JS4BE-018KA | AC | Split System: Air-Cooled Condensing Unit, Coil with Blower | S4BE-018KA |  | C7B(A,H)M01824(C,U)-A+TXV | 12.5 | 15 | Yes | Yes | 2013-03-14 |  | 1
FALSE | S4BE-018KA | 2679 | 5626722 | PHILCO | JS4BE-018KA | AC | Split System: Air-Cooled Condensing Unit, Coil with Blower | S4BE-018KA |  | C6B(A,H)-X24(C,U)-A | 12.5 | 15 | Yes | Yes | 2013-03-14 |  | 1
FALSE | S4BE-018KA | 2679 | 5626723 | PHILCO | JS4BE-018KA | AC | Split System: Air-Cooled Condensing Unit, Coil with Blower | S4BE-018KA |  | C7B(A,H)M01824(C,U)-A+TXV | 12.5 | 15 | Yes | Yes | 2013-03-14 |  | 1
FALSE | S4BE-018KA | 2679 | 5626724 | PHILCO | JS4BE-018KA | AC | Split System: Air-Cooled Condensing Unit, Coil with Blower | S4BE-018KA |  | C6B(A,H)-X24(C,U)-B | 12.5 | 15 | Yes | Yes | 2013-03-14 |  | 1
FALSE | S4BE-018KA | 2679 | 5626725 | PHILCO | JS4BE-018KA | AC | Split System: Air-Cooled Condensing Unit, Coil with Blower | S4BE-018KA |  | C7B(A,H)M01824(C,U)-B+TXV | 12.5 | 15 | Yes | Yes | 2013-03-14 |  | 1
FALSE | S4BE-018KA | 2679 | 5626726 | PHILCO | JS4BE-018KA | AC | Split System: Air-Cooled Condensing Unit, Coil with Blower | S4BE-018KA |  | C7B(A,H)M01824(C,U)-B+TXV | 12.5 | 15 | Yes | Yes | 2013-03-14 |  | 1
FALSE | S4BE-018KA | 2679 | 5626727 | PHILCO | JS4BE-018KA | AC | Split System: Air-Cooled Condensing Unit, Coil with Blower | S4BE-018KA |  | C7B(A,H)M01824(C,U)-B+TXV | 12.5 | 15 | Yes | Yes | 2013-03-14 |  | 1
FALSE | S4BE-018KA | 2679 | 5626728 | PHILCO | JS4BE-018KA | AC | Split System: Air-Cooled Condensing Unit, Coil with Blower | S4BE-018KA |  | C6B(A,H)-X24(C,U)-B | 12.5 | 15 | Yes | Yes | 2013-03-14 |  | 1
FALSE | S4BE-018KA | 2679 | 5626729 | PHILCO | JS4BE-018KA | AC | Split System: Air-Cooled Condensing Unit, Coil with Blower | S4BE-018KA |  | C6B(A,H)-X24(C,U)-B | 12.5 | 15 | Yes | Yes | 2013-03-14 |  | 1
FALSE | S4QE-024KA | 2681 | 5626730 | PHILCO | JS4BE-024KA | AC | Split System: Air-Cooled Condensing Unit, Coil with Blower | S4BE-024KA |  | C6B(A,H)-X24(C,U)-B | 12.5 | 15 | Yes | Yes | 2013-03-14 |  | 1
FALSE | S4QE-024KA | 2681 | 5626731 | PHILCO | JS4BE-024KA | AC | Split System: Air-Cooled Condensing Unit, Coil with Blower | S4BE-024KA |  | C6B(A,H)-X30(C,U)-C+TDR | 12.5 | 15 | Yes | Yes | 2013-03-14 |  | 1
FALSE | S4QE-024KA | 2681 | 5626732 | PHILCO | JS4BE-024KA | AC | Split System: Air-Cooled Condensing Unit, Coil with Blower | S4BE-024KA |  | C7B(A,H)M030(C,U)-C+TXV | 12.5 | 15 | Yes | Yes | 2013-03-14 |  | 1
FALSE | S4QE-024KA | 2681 | 5626733 | PHILCO | JS4BE-024KA | AC | Split System: Air-Cooled Condensing Unit, Coil with Blower | S4BE-024KA |  | C6B(A,H)-X30(C,U)-C+TDR | 12.5 | 15 | Yes | Yes | 2013-03-14 |  | 1
FALSE | S4QE-024KA | 2681 | 5626734 | PHILCO | JS4BE-024KA | AC | Split System: Air-Cooled Condensing Unit, Coil with Blower | S4BE-024KA |  | C7B(A,H)M01824(C,U)-B+TXV | 12.5 | 15 | Yes | Yes | 2013-03-14 |  | 1
FALSE | S4QE-024KA | 2681 | 5626735 | PHILCO | JS4BE-024KA | AC | Split System: Air-Cooled Condensing Unit, Coil with Blower | S4BE-024KA |  | C7B(A,H)M030(C,U)-C+TXV | 12.5 | 15 | Yes | Yes | 2013-03-14 |  | 1
FALSE | S4QE-024KA | 2681 | 5626736 | PHILCO | JS4BE-024KA | AC | Split System: Air-Cooled Condensing Unit, Coil with Blower | S4BE-024KA |  | C7B(A,H)M030(C,U)-C+TXV | 12.5 | 15 | Yes | Yes | 2013-03-14 |  | 1
FALSE | S4QE-024KA | 2681 | 5626737 | PHILCO | JS4BE-024KA | AC | Split System: Air-Cooled Condensing Unit, Coil with Blower | S4BE-024KA |  | C6B(A,H)-X24(C,U)-A | 12.5 | 15 | Yes | Yes | 2013-03-14 |  | 1
FALSE | S4QE-024KA | 2681 | 5626738 | PHILCO | JS4BE-024KA | AC | Split System: Air-Cooled Condensing Unit, Coil with Blower | S4BE-024KA |  | C7B(A,H)M01824(C,U)-B+TXV | 12.5 | 15 | Yes | Yes | 2013-03-14 |  | 1
FALSE | S4QE-024KA | 2681 | 5626739 | PHILCO | JS4BE-024KA | AC | Split System: Air-Cooled Condensing Unit, Coil with Blower | S4BE-024KA |  | C6B(A,H)-X24(C,U)-A | 12.5 | 15 | Yes | Yes | 2013-03-14 |  | 1
FALSE | S4QE-024KA | 2681 | 5626740 | PHILCO | JS4BE-024KA | AC | Split System: Air-Cooled Condensing Unit, Coil with Blower | S4BE-024KA |  | C7B(A,H)M01824(C,U)-A+TXV | 12.5 | 15 | Yes | Yes | 2013-03-14 |  | 1
FALSE | S4QE-024KA | 2681 | 5626741 | PHILCO | JS4BE-024KA | AC | Split System: Air-Cooled Condensing Unit, Coil with Blower | S4BE-024KA |  | C7B(A,H)M030(C,U)-C+TXV | 12.5 | 15 | Yes | Yes | 2013-03-14 |  | 1
FALSE | S4QE-024KA | 2681 | 5626742 | PHILCO | JS4BE-024KA | AC | Split System: Air-Cooled Condensing Unit, Coil with Blower | S4BE-024KA |  | C6B(A,H)-X24(C,U)-B | 12.5 | 15 | Yes | Yes | 2013-03-14 |  | 1
FALSE | S4BE-048KA | 2717 | 5626795 | PHILCO | JS4BE-048KA | AC | Split System: Air-Cooled Condensing Unit, Coil with Blower | S4BE-048KA |  | C6B(A,H)-X48(C,U)-D | 12 | 15 | Yes | Yes | 2013-03-14 |  | 0
FALSE | S4BE-048KA | 2717 | 5626796 | PHILCO | JS4BE-048KA | AC | Split System: Air-Cooled Condensing Unit, Coil with Blower | S4BE-048KA |  | C6B(A,H)-X48(C,U)-C | 12 | 15 | Yes | Yes | 2013-03-14 |  | 0
FALSE | S4BE-048KA | 2717 | 5626797 | PHILCO | JS4BE-048KA | AC | Split System: Air-Cooled Condensing Unit, Coil with Blower | S4BE-048KA |  | C6B(A,H)-X48(C,U)-D | 12 | 15 | Yes | Yes | 2013-03-14 |  | 0
FALSE | S4BE-048KA | 2717 | 5626798 | PHILCO | JS4BE-048KA | AC | Split System: Air-Cooled Condensing Unit, Coil with Blower | S4BE-048KA |  | C6B(A,H)-X48(C,U)-C | 12 | 15 | Yes | Yes | 2013-03-14 |  | 0
FALSE | S4BE-018KA | 2679 | 5626799 | KELVINATOR | JS4BE-018KA | AC | Split System: Air-Cooled Condensing Unit, Coil with Blower | S4BE-018KA |  | C6B(A,H)-X24(C,U)-A | 12.5 | 15 | Yes | Yes | 2013-03-14 |  | 1
FALSE | S4BE-018KA | 2679 | 5626800 | KELVINATOR | JS4BE-018KA | AC | Split System: Air-Cooled Condensing Unit, Coil with Blower | S4BE-018KA |  | C7B(A,H)M01824(C,U)-A+TXV | 12.5 | 15 | Yes | Yes | 2013-03-14 |  | 1
FALSE | S4BE-018KA | 2679 | 5626801 | KELVINATOR | JS4BE-018KA | AC | Split System: Air-Cooled Condensing Unit, Coil with Blower | S4BE-018KA |  | C6B(A,H)-X24(C,U)-A | 12.5 | 15 | Yes | Yes | 2013-03-14 |  | 1
FALSE | S4BE-018KA | 2679 | 5626802 | KELVINATOR | JS4BE-018KA | AC | Split System: Air-Cooled Condensing Unit, Coil with Blower | S4BE-018KA |  | C7B(A,H)M01824(C,U)-A+TXV | 12.5 | 15 | Yes | Yes | 2013-03-14 |  | 1
FALSE | S4BE-018KA | 2679 | 5626803 | KELVINATOR | JS4BE-018KA | AC | Split System: Air-Cooled Condensing Unit, Coil with Blower | S4BE-018KA |  | C6B(A,H)-X24(C,U)-B | 12.5 | 15 | Yes | Yes | 2013-03-14 |  | 1
FALSE | S4BE-018KA | 2679 | 5626804 | KELVINATOR | JS4BE-018KA | AC | Split System: Air-Cooled Condensing Unit, Coil with Blower | S4BE-018KA |  | C7B(A,H)M01824(C,U)-B+TXV | 12.5 | 15 | Yes | Yes | 2013-03-14 |  | 1
FALSE | S4BE-018KA | 2679 | 5626805 | KELVINATOR | JS4BE-018KA | AC | Split System: Air-Cooled Condensing Unit, Coil with Blower | S4BE-018KA |  | C7B(A,H)M01824(C,U)-B+TXV | 12.5 | 15 | Yes | Yes | 2013-03-14 |  | 1
FALSE | S4BE-018KA | 2679 | 5626806 | KELVINATOR | JS4BE-018KA | AC | Split System: Air-Cooled Condensing Unit, Coil with Blower | S4BE-018KA |  | C7B(A,H)M01824(C,U)-B+TXV | 12.5 | 15 | Yes | Yes | 2013-03-14 |  | 1
FALSE | S4BE-018KA | 2679 | 5626807 | KELVINATOR | JS4BE-018KA | AC | Split System: Air-Cooled Condensing Unit, Coil with Blower | S4BE-018KA |  | C6B(A,H)-X24(C,U)-B | 12.5 | 15 | Yes | Yes | 2013-03-14 |  | 1
FALSE | S4BE-018KA | 2679 | 5626808 | KELVINATOR | JS4BE-018KA | AC | Split System: Air-Cooled Condensing Unit, Coil with Blower | S4BE-018KA |  | C6B(A,H)-X24(C,U)-B | 12.5 | 15 | Yes | Yes | 2013-03-14 |  | 1
FALSE | S4QE-024KA | 2681 | 5626809 | KELVINATOR | JS4BE-024KA | AC | Split System: Air-Cooled Condensing Unit, Coil with Blower | S4BE-024KA |  | C6B(A,H)-X24(C,U)-B | 12.5 | 15 | Yes | Yes | 2013-03-14 |  | 1
FALSE | S4QE-024KA | 2681 | 5626810 | KELVINATOR | JS4BE-024KA | AC | Split System: Air-Cooled Condensing Unit, Coil with Blower | S4BE-024KA |  | C6B(A,H)-X30(C,U)-C+TDR | 12.5 | 15 | Yes | Yes | 2013-03-14 |  | 1
FALSE | S4QE-024KA | 2681 | 5626811 | KELVINATOR | JS4BE-024KA | AC | Split System: Air-Cooled Condensing Unit, Coil with Blower | S4BE-024KA |  | C7B(A,H)M030(C,U)-C+TXV | 12.5 | 15 | Yes | Yes | 2013-03-14 |  | 1
FALSE | S4QE-024KA | 2681 | 5626812 | KELVINATOR | JS4BE-024KA | AC | Split System: Air-Cooled Condensing Unit, Coil with Blower | S4BE-024KA |  | C6B(A,H)-X30(C,U)-C+TDR | 12.5 | 15 | Yes | Yes | 2013-03-14 |  | 1
FALSE | S4QE-024KA | 2681 | 5626813 | KELVINATOR | JS4BE-024KA | AC | Split System: Air-Cooled Condensing Unit, Coil with Blower | S4BE-024KA |  | C7B(A,H)M01824(C,U)-B+TXV | 12.5 | 15 | Yes | Yes | 2013-03-14 |  | 1
FALSE | S4QE-030KA | 2694 | 5626762 | PHILCO | JS4BE-030KA | AC | Split System: Air-Cooled Condensing Unit, Coil with Blower | S4BE-030KA |  | C6B(A,H)-X30(C,U)-C | 12.5 | 15 | Yes | Yes | 2013-03-14 |  | 1
FALSE | S4QE-036KA | 2699 | 5626763 | PHILCO | JS4BE-036KA | AC | Split System: Air-Cooled Condensing Unit, Coil with Blower | S4BE-036KA |  | C7B(A,H)M03648(C,U)-C+TXV | 12.5 | 15 | Yes | Yes | 2013-03-14 |  | 1
FALSE | S4QE-036KA | 2699 | 5626764 | PHILCO | JS4BE-036KA | AC | Split System: Air-Cooled Condensing Unit, Coil with Blower | S4BE-036KA |  | C7B(A,H)M03648(C,U)-C+TXV | 12.5 | 15 | Yes | Yes | 2013-03-14 |  | 1
FALSE | S4QE-036KA | 2699 | 5626765 | PHILCO | JS4BE-036KA | AC | Split System: Air-Cooled Condensing Unit, Coil with Blower | S4BE-036KA |  | C6B(A,H)-X36(C,U)-C | 12.5 | 15 | Yes | Yes | 2013-03-14 |  | 1
FALSE | S4QE-036KA | 2699 | 5626766 | PHILCO | JS4BE-036KA | AC | Split System: Air-Cooled Condensing Unit, Coil with Blower | S4BE-036KA |  | C6B(A,H)-X36(C,U)-B | 12.5 | 15 | Yes | Yes | 2013-03-14 |  | 1
FALSE | S4QE-036KA | 2699 | 5626767 | PHILCO | JS4BE-036KA | AC | Split System: Air-Cooled Condensing Unit, Coil with Blower | S4BE-036KA |  | C7B(A,H)M03642(C,U)-B+TXV | 12.5 | 15 | Yes | Yes | 2013-03-14 |  | 1
FALSE | S4QE-036KA | 2699 | 5626768 | PHILCO | JS4BE-036KA | AC | Split System: Air-Cooled Condensing Unit, Coil with Blower | S4BE-036KA |  | C6B(A,H)-X36(C,U)-B | 12.5 | 15 | Yes | Yes | 2013-03-14 |  | 1
FALSE | S4QE-036KA | 2699 | 5626769 | PHILCO | JS4BE-036KA | AC | Split System: Air-Cooled Condensing Unit, Coil with Blower | S4BE-036KA |  | C6B(A,H)-X36(C,U)-C | 12.5 | 15 | Yes | Yes | 2013-03-14 |  | 1
FALSE | S4QE-036KA | 2699 | 5626770 | PHILCO | JS4BE-036KA | AC | Split System: Air-Cooled Condensing Unit, Coil with Blower | S4BE-036KA |  | C7B(A,H)M03648(C,U)-C+TXV | 12.5 | 15 | Yes | Yes | 2013-03-14 |  | 1
FALSE | S4QE-036KA | 2699 | 5626771 | PHILCO | JS4BE-036KA | AC | Split System: Air-Cooled Condensing Unit, Coil with Blower | S4BE-036KA |  | C7B(A,H)M03642(C,U)-B+TXV | 12.5 | 15 | Yes | Yes | 2013-03-14 |  | 1
FALSE | S4QE-036KA | 2699 | 5626772 | PHILCO | JS4BE-036KA | AC | Split System: Air-Cooled Condensing Unit, Coil with Blower | S4BE-036KA |  | C6B(A,H)-X36(C,U)-B | 12.5 | 15 | Yes | Yes | 2013-03-14 |  | 1
FALSE | S4QE-036KA | 2699 | 5626773 | PHILCO | JS4BE-036KA | AC | Split System: Air-Cooled Condensing Unit, Coil with Blower | S4BE-036KA |  | C7B(A,H)M03642(C,U)-B+TXV | 12.5 | 15 | Yes | Yes | 2013-03-14 |  | 1
FALSE | S4QE-036KA | 2699 | 5626774 | PHILCO | JS4BE-036KA | AC | Split System: Air-Cooled Condensing Unit, Coil with Blower | S4BE-036KA |  | C6B(A,H)-X36(C,U)-C | 12.5 | 15 | Yes | Yes | 2013-03-14 |  | 1
FALSE | S4BE-042KA | 2712 | 5626776 | PHILCO | JS4BE-042KA | AC | Split System: Air-Cooled Condensing Unit, Coil with Blower | S4BE-042KA |  | C7B(A,H)M03648(C,U)-C+TXV | 12.5 | 15 | Yes | Yes | 2013-03-14 |  | 1
FALSE | S4BE-042KA | 2712 | 5626777 | PHILCO | JS4BE-042KA | AC | Split System: Air-Cooled Condensing Unit, Coil with Blower | S4BE-042KA |  | C7B(A,H)M03648(C,U)-C+TXV | 12.5 | 15 | Yes | Yes | 2013-03-14 |  | 1
FALSE | S4BE-042KA | 2712 | 5626778 | PHILCO | JS4BE-042KA | AC | Split System: Air-Cooled Condensing Unit, Coil with Blower | S4BE-042KA |  | C6B(A,H)-X42(C,U)-C | 12.5 | 15 | Yes | Yes | 2013-03-14 |  | 1
FALSE | S4BE-042KA | 2712 | 5626780 | PHILCO | JS4BE-042KA | AC | Split System: Air-Cooled Condensing Unit, Coil with Blower | S4BE-042KA |  | C6B(A,H)-X42(C,U)-C | 12.5 | 15 | Yes | Yes | 2013-03-14 |  | 1
FALSE | S4BE-042KA | 2712 | 5626785 | PHILCO | JS4BE-042KA | AC | Split System: Air-Cooled Condensing Unit, Coil with Blower | S4BE-042KA |  | C7B(A,H)M03648(C,U)-C+TXV | 12.5 | 15 | Yes | Yes | 2013-03-14 |  | 1
FALSE | S4BE-042KA | 2712 | 5626786 | PHILCO | JS4BE-042KA | AC | Split System: Air-Cooled Condensing Unit, Coil with Blower | S4BE-042KA |  | C6B(A,H)-X42(C,U)-C | 12.5 | 15 | Yes | Yes | 2013-03-14 |  | 1
FALSE | S4BE-048KA | 2717 | 5626787 | PHILCO | JS4BE-048KA | AC | Split System: Air-Cooled Condensing Unit, Coil with Blower | S4BE-048KA |  | C7B(A,H)M048(C,U)-C+TXV | 12 | 15 | Yes | Yes | 2013-03-14 |  | 0
FALSE | S4BE-048KA | 2717 | 5626788 | PHILCO | JS4BE-048KA | AC | Split System: Air-Cooled Condensing Unit, Coil with Blower | S4BE-048KA |  | C6B(A,H)-X48(C,U)-D | 12 | 15 | Yes | Yes | 2013-03-14 |  | 0
FALSE | S4BE-048KA | 2717 | 5626789 | PHILCO | JS4BE-048KA | AC | Split System: Air-Cooled Condensing Unit, Coil with Blower | S4BE-048KA |  | C7B(A,H)M048(C,U)-D+TXV | 12 | 15 | Yes | Yes | 2013-03-14 |  | 0
FALSE | S4BE-048KA | 2717 | 5626790 | PHILCO | JS4BE-048KA | AC | Split System: Air-Cooled Condensing Unit, Coil with Blower | S4BE-048KA |  | C7B(A,H)M048(C,U)-C+TXV | 12 | 15 | Yes | Yes | 2013-03-14 |  | 0
FALSE | S4BE-048KA | 2717 | 5626791 | PHILCO | JS4BE-048KA | AC | Split System: Air-Cooled Condensing Unit, Coil with Blower | S4BE-048KA |  | C7B(A,H)M048(C,U)-C+TXV | 12 | 15 | Yes | Yes | 2013-03-14 |  | 0
FALSE | S4BE-048KA | 2717 | 5626792 | PHILCO | JS4BE-048KA | AC | Split System: Air-Cooled Condensing Unit, Coil with Blower | S4BE-048KA |  | C7B(A,H)M048(C,U)-D+TXV | 12 | 15 | Yes | Yes | 2013-03-14 |  | 0
FALSE | S4BE-048KA | 2717 | 5626793 | PHILCO | JS4BE-048KA | AC | Split System: Air-Cooled Condensing Unit, Coil with Blower | S4BE-048KA |  | C6B(A,H)-X48(C,U)-C | 12 | 15 | Yes | Yes | 2013-03-14 |  | 0
FALSE | S4BE-048KA | 2717 | 5626794 | PHILCO | JS4BE-048KA | AC | Split System: Air-Cooled Condensing Unit, Coil with Blower | S4BE-048KA |  | C7B(A,H)M048(C,U)-D+TXV | 12 | 15 | Yes | Yes | 2013-03-14 |  | 0
FALSE | S4QE-024KA | 2681 | 5626814 | KELVINATOR | JS4BE-024KA | AC | Split System: Air-Cooled Condensing Unit, Coil with Blower | S4BE-024KA |  | C7B(A,H)M030(C,U)-C+TXV | 12.5 | 15 | Yes | Yes | 2013-03-14 |  | 1
FALSE | S4QE-024KA | 2681 | 5626815 | KELVINATOR | JS4BE-024KA | AC | Split System: Air-Cooled Condensing Unit, Coil with Blower | S4BE-024KA |  | C7B(A,H)M030(C,U)-C+TXV | 12.5 | 15 | Yes | Yes | 2013-03-14 |  | 1
FALSE | S4QE-024KA | 2681 | 5626816 | KELVINATOR | JS4BE-024KA | AC | Split System: Air-Cooled Condensing Unit, Coil with Blower | S4BE-024KA |  | C6B(A,H)-X24(C,U)-A | 12.5 | 15 | Yes | Yes | 2013-03-14 |  | 1
FALSE | S4QE-024KA | 2681 | 5626817 | KELVINATOR | JS4BE-024KA | AC | Split System: Air-Cooled Condensing Unit, Coil with Blower | S4BE-024KA |  | C7B(A,H)M01824(C,U)-B+TXV | 12.5 | 15 | Yes | Yes | 2013-03-14 |  | 1
FALSE | S4QE-024KA | 2681 | 5626818 | KELVINATOR | JS4BE-024KA | AC | Split System: Air-Cooled Condensing Unit, Coil with Blower | S4BE-024KA |  | C6B(A,H)-X24(C,U)-A | 12.5 | 15 | Yes | Yes | 2013-03-14 |  | 1
FALSE | S4QE-024KA | 2681 | 5626819 | KELVINATOR | JS4BE-024KA | AC | Split System: Air-Cooled Condensing Unit, Coil with Blower | S4BE-024KA |  | C7B(A,H)M01824(C,U)-A+TXV | 12.5 | 15 | Yes | Yes | 2013-03-14 |  | 1
FALSE | S4QE-024KA | 2681 | 5626820 | KELVINATOR | JS4BE-024KA | AC | Split System: Air-Cooled Condensing Unit, Coil with Blower | S4BE-024KA |  | C7B(A,H)M030(C,U)-C+TXV | 12.5 | 15 | Yes | Yes | 2013-03-14 |  | 1
FALSE | S4QE-024KA | 2681 | 5626821 | KELVINATOR | JS4BE-024KA | AC | Split System: Air-Cooled Condensing Unit, Coil with Blower | S4BE-024KA |  | C6B(A,H)-X24(C,U)-B | 12.5 | 15 | Yes | Yes | 2013-03-14 |  | 1
FALSE | S4QE-024KA | 2681 | 5626822 | KELVINATOR | JS4BE-024KA | AC | Split System: Air-Cooled Condensing Unit, Coil with Blower | S4BE-024KA |  | C7B(A,H)M01824(C,U)-A+TXV | 12.5 | 15 | Yes | Yes | 2013-03-14 |  | 1
FALSE | S4QE-024KA | 2681 | 5626823 | KELVINATOR | JS4BE-024KA | AC | Split System: Air-Cooled Condensing Unit, Coil with Blower | S4BE-024KA |  | C6B(A,H)-X30(C,U)-C+TDR | 12.5 | 15 | Yes | Yes | 2013-03-14 |  | 1
FALSE | S4QE-024KA | 2681 | 5626824 | KELVINATOR | JS4BE-024KA | AC | Split System: Air-Cooled Condensing Unit, Coil with Blower | S4BE-024KA |  | C7B(A,H)M01824(C,U)-B+TXV | 12.5 | 15 | Yes | Yes | 2013-03-14 |  | 1
FALSE | S4QE-024KA | 2681 | 5626825 | KELVINATOR | JS4BE-024KA | AC | Split System: Air-Cooled Condensing Unit, Coil with Blower | S4BE-024KA |  | C6B(A,H)-X24(C,U)-B | 12.5 | 15 | Yes | Yes | 2013-03-14 |  | 1
FALSE | S4QE-030KA | 2694 | 5626826 | KELVINATOR | JS4BE-030KA | AC | Split System: Air-Cooled Condensing Unit, Coil with Blower | S4BE-030KA |  | C7B(A,H)M030(C,U)-C+TXV | 12.5 | 15 | Yes | Yes | 2013-03-14 |  | 1
FALSE | S4QE-030KA | 2694 | 5626827 | KELVINATOR | JS4BE-030KA | AC | Split System: Air-Cooled Condensing Unit, Coil with Blower | S4BE-030KA |  | C6B(A,H)-X30(C,U)-B | 12.5 | 15 | Yes | Yes | 2013-03-14 |  | 1
FALSE | S4QE-030KA | 2694 | 5626828 | KELVINATOR | JS4BE-030KA | AC | Split System: Air-Cooled Condensing Unit, Coil with Blower | S4BE-030KA |  | C7B(A,H)M03036(C,U)-A+TXV | 12.5 | 15 | Yes | Yes | 2013-03-14 |  | 1
FALSE | S4QE-030KA | 2694 | 5626829 | KELVINATOR | JS4BE-030KA | AC | Split System: Air-Cooled Condensing Unit, Coil with Blower | S4BE-030KA |  | C6B(A,H)-X30(C,U)-A | 12.5 | 15 | Yes | Yes | 2013-03-14 |  | 1
FALSE | S4QE-030KA | 2694 | 5626830 | KELVINATOR | JS4BE-030KA | AC | Split System: Air-Cooled Condensing Unit, Coil with Blower | S4BE-030KA |  | C7B(A,H)M03036(C,U)-B+TXV | 12.5 | 15 | Yes | Yes | 2013-03-14 |  | 1
FALSE | S4QE-030KA | 2694 | 5626831 | KELVINATOR | JS4BE-030KA | AC | Split System: Air-Cooled Condensing Unit, Coil with Blower | S4BE-030KA |  | C7B(A,H)M03036(C,U)-B+TXV | 12.5 | 15 | Yes | Yes | 2013-03-14 |  | 1
FALSE | S4QE-030KA | 2694 | 5626832 | KELVINATOR | JS4BE-030KA | AC | Split System: Air-Cooled Condensing Unit, Coil with Blower | S4BE-030KA |  | C7B(A,H)M03036(C,U)-A+TXV | 12.5 | 15 | Yes | Yes | 2013-03-14 |  | 1
FALSE | S4QE-030KA | 2694 | 5626833 | KELVINATOR | JS4BE-030KA | AC | Split System: Air-Cooled Condensing Unit, Coil with Blower | S4BE-030KA |  | C6B(A,H)-X30(C,U)-C | 12.5 | 15 | Yes | Yes | 2013-03-14 |  | 1
FALSE | S4QE-030KA | 2694 | 5626834 | KELVINATOR | JS4BE-030KA | AC | Split System: Air-Cooled Condensing Unit, Coil with Blower | S4BE-030KA |  | C6B(A,H)-X30(C,U)-B | 12.5 | 15 | Yes | Yes | 2013-03-14 |  | 1
FALSE | S4QE-030KA | 2694 | 5626835 | KELVINATOR | JS4BE-030KA | AC | Split System: Air-Cooled Condensing Unit, Coil with Blower | S4BE-030KA |  | C6B(A,H)-X30(C,U)-C | 12.5 | 15 | Yes | Yes | 2013-03-14 |  | 1
FALSE | S4QE-030KA | 2694 | 5626836 | KELVINATOR | JS4BE-030KA | AC | Split System: Air-Cooled Condensing Unit, Coil with Blower | S4BE-030KA |  | C6B(A,H)-X30(C,U)-A | 12.5 | 15 | Yes | Yes | 2013-03-14 |  | 1
FALSE | S4QE-030KA | 2694 | 5626837 | KELVINATOR | JS4BE-030KA | AC | Split System: Air-Cooled Condensing Unit, Coil with Blower | S4BE-030KA |  | C7B(A,H)M030(C,U)-C+TXV | 12.5 | 15 | Yes | Yes | 2013-03-14 |  | 1
FALSE | S4QE-030KA | 2694 | 5626838 | KELVINATOR | JS4BE-030KA | AC | Split System: Air-Cooled Condensing Unit, Coil with Blower | S4BE-030KA |  | C6B(A,H)-X30(C,U)-B | 12.5 | 15 | Yes | Yes | 2013-03-14 |  | 1
FALSE | S4QE-030KA | 2694 | 5626839 | KELVINATOR | JS4BE-030KA | AC | Split System: Air-Cooled Condensing Unit, Coil with Blower | S4BE-030KA |  | C7B(A,H)M03036(C,U)-B+TXV | 12.5 | 15 | Yes | Yes | 2013-03-14 |  | 1
FALSE | S4QE-030KA | 2694 | 5626840 | KELVINATOR | JS4BE-030KA | AC | Split System: Air-Cooled Condensing Unit, Coil with Blower | S4BE-030KA |  | C7B(A,H)M030(C,U)-C+TXV | 12.5 | 15 | Yes | Yes | 2013-03-14 |  | 1
FALSE | S4QE-024KA | 2681 | 5626892 | GARRISON | JS4BE-024KA | AC | Split System: Air-Cooled Condensing Unit, Coil with Blower | S4BE-024KA |  | C7B(A,H)M01824(C,U)-B+TXV | 12.5 | 15 | Yes | Yes | 2013-03-14 |  | 1
FALSE | S4QE-024KA | 2681 | 5626893 | GARRISON | JS4BE-024KA | AC | Split System: Air-Cooled Condensing Unit, Coil with Blower | S4BE-024KA |  | C7B(A,H)M030(C,U)-C+TXV | 12.5 | 15 | Yes | Yes | 2013-03-14 |  | 1
FALSE | S4QE-024KA | 2681 | 5626894 | GARRISON | JS4BE-024KA | AC | Split System: Air-Cooled Condensing Unit, Coil with Blower | S4BE-024KA |  | C7B(A,H)M030(C,U)-C+TXV | 12.5 | 15 | Yes | Yes | 2013-03-14 |  | 1
FALSE | S4QE-024KA | 2681 | 5626895 | GARRISON | JS4BE-024KA | AC | Split System: Air-Cooled Condensing Unit, Coil with Blower | S4BE-024KA |  | C6B(A,H)-X24(C,U)-A | 12.5 | 15 | Yes | Yes | 2013-03-14 |  | 1
FALSE | S4QE-024KA | 2681 | 5626896 | GARRISON | JS4BE-024KA | AC | Split System: Air-Cooled Condensing Unit, Coil with Blower | S4BE-024KA |  | C7B(A,H)M01824(C,U)-B+TXV | 12.5 | 15 | Yes | Yes | 2013-03-14 |  | 1
FALSE | S4QE-024KA | 2681 | 5626897 | GARRISON | JS4BE-024KA | AC | Split System: Air-Cooled Condensing Unit, Coil with Blower | S4BE-024KA |  | C6B(A,H)-X24(C,U)-A | 12.5 | 15 | Yes | Yes | 2013-03-14 |  | 1
FALSE | S4QE-024KA | 2681 | 5626898 | GARRISON | JS4BE-024KA | AC | Split System: Air-Cooled Condensing Unit, Coil with Blower | S4BE-024KA |  | C7B(A,H)M01824(C,U)-A+TXV | 12.5 | 15 | Yes | Yes | 2013-03-14 |  | 1
FALSE | S4QE-024KA | 2681 | 5626899 | GARRISON | JS4BE-024KA | AC | Split System: Air-Cooled Condensing Unit, Coil with Blower | S4BE-024KA |  | C7B(A,H)M030(C,U)-C+TXV | 12.5 | 15 | Yes | Yes | 2013-03-14 |  | 1
FALSE | S4QE-024KA | 2681 | 5626900 | GARRISON | JS4BE-024KA | AC | Split System: Air-Cooled Condensing Unit, Coil with Blower | S4BE-024KA |  | C6B(A,H)-X24(C,U)-B | 12.5 | 15 | Yes | Yes | 2013-03-14 |  | 1
FALSE | S4QE-024KA | 2681 | 5626901 | GARRISON | JS4BE-024KA | AC | Split System: Air-Cooled Condensing Unit, Coil with Blower | S4BE-024KA |  | C7B(A,H)M01824(C,U)-A+TXV | 12.5 | 15 | Yes | Yes | 2013-03-14 |  | 1
FALSE | S4QE-024KA | 2681 | 5626902 | GARRISON | JS4BE-024KA | AC | Split System: Air-Cooled Condensing Unit, Coil with Blower | S4BE-024KA |  | C6B(A,H)-X30(C,U)-C+TDR | 12.5 | 15 | Yes | Yes | 2013-03-14 |  | 1
FALSE | S4QE-024KA | 2681 | 5626903 | GARRISON | JS4BE-024KA | AC | Split System: Air-Cooled Condensing Unit, Coil with Blower | S4BE-024KA |  | C7B(A,H)M01824(C,U)-B+TXV | 12.5 | 15 | Yes | Yes | 2013-03-14 |  | 1
FALSE | S4QE-024KA | 2681 | 5626904 | GARRISON | JS4BE-024KA | AC | Split System: Air-Cooled Condensing Unit, Coil with Blower | S4BE-024KA |  | C6B(A,H)-X24(C,U)-B | 12.5 | 15 | Yes | Yes | 2013-03-14 |  | 1
FALSE | S4QE-030KA | 2694 | 5626905 | GARRISON | JS4BE-030KA | AC | Split System: Air-Cooled Condensing Unit, Coil with Blower | S4BE-030KA |  | C7B(A,H)M030(C,U)-C+TXV | 12.5 | 15 | Yes | Yes | 2013-03-14 |  | 1
FALSE | S4QE-030KA | 2694 | 5626906 | GARRISON | JS4BE-030KA | AC | Split System: Air-Cooled Condensing Unit, Coil with Blower | S4BE-030KA |  | C6B(A,H)-X30(C,U)-B | 12.5 | 15 | Yes | Yes | 2013-03-14 |  | 1
FALSE | S4QE-030KA | 2694 | 5626907 | GARRISON | JS4BE-030KA | AC | Split System: Air-Cooled Condensing Unit, Coil with Blower | S4BE-030KA |  | C7B(A,H)M03036(C,U)-A+TXV | 12.5 | 15 | Yes | Yes | 2013-03-14 |  | 1
FALSE | S4QE-030KA | 2694 | 5626908 | GARRISON | JS4BE-030KA | AC | Split System: Air-Cooled Condensing Unit, Coil with Blower | S4BE-030KA |  | C6B(A,H)-X30(C,U)-A | 12.5 | 15 | Yes | Yes | 2013-03-14 |  | 1
FALSE | S4QE-030KA | 2694 | 5626909 | GARRISON | JS4BE-030KA | AC | Split System: Air-Cooled Condensing Unit, Coil with Blower | S4BE-030KA |  | C7B(A,H)M03036(C,U)-B+TXV | 12.5 | 15 | Yes | Yes | 2013-03-14 |  | 1
FALSE | S4QE-030KA | 2694 | 5626910 | GARRISON | JS4BE-030KA | AC | Split System: Air-Cooled Condensing Unit, Coil with Blower | S4BE-030KA |  | C7B(A,H)M03036(C,U)-B+TXV | 12.5 | 15 | Yes | Yes | 2013-03-14 |  | 1
FALSE | S4BE-042KA | 2712 | 5626865 | KELVINATOR | JS4BE-042KA | AC | Split System: Air-Cooled Condensing Unit, Coil with Blower | S4BE-042KA |  | C6B(A,H)-X42(C,U)-C | 12.5 | 15 | Yes | Yes | 2013-03-14 |  | 1
FALSE | S4BE-048KA | 2717 | 5626866 | KELVINATOR | JS4BE-048KA | AC | Split System: Air-Cooled Condensing Unit, Coil with Blower | S4BE-048KA |  | C7B(A,H)M048(C,U)-C+TXV | 12 | 15 | Yes | Yes | 2013-03-14 |  | 0
FALSE | S4BE-048KA | 2717 | 5626867 | KELVINATOR | JS4BE-048KA | AC | Split System: Air-Cooled Condensing Unit, Coil with Blower | S4BE-048KA |  | C6B(A,H)-X48(C,U)-D | 12 | 15 | Yes | Yes | 2013-03-14 |  | 0
FALSE | S4BE-048KA | 2717 | 5626868 | KELVINATOR | JS4BE-048KA | AC | Split System: Air-Cooled Condensing Unit, Coil with Blower | S4BE-048KA |  | C7B(A,H)M048(C,U)-D+TXV | 12 | 15 | Yes | Yes | 2013-03-14 |  | 0
FALSE | S4BE-048KA | 2717 | 5626869 | KELVINATOR | JS4BE-048KA | AC | Split System: Air-Cooled Condensing Unit, Coil with Blower | S4BE-048KA |  | C7B(A,H)M048(C,U)-C+TXV | 12 | 15 | Yes | Yes | 2013-03-14 |  | 0
FALSE | S4BE-048KA | 2717 | 5626870 | KELVINATOR | JS4BE-048KA | AC | Split System: Air-Cooled Condensing Unit, Coil with Blower | S4BE-048KA |  | C7B(A,H)M048(C,U)-C+TXV | 12 | 15 | Yes | Yes | 2013-03-14 |  | 0
FALSE | S4BE-048KA | 2717 | 5626871 | KELVINATOR | JS4BE-048KA | AC | Split System: Air-Cooled Condensing Unit, Coil with Blower | S4BE-048KA |  | C7B(A,H)M048(C,U)-D+TXV | 12 | 15 | Yes | Yes | 2013-03-14 |  | 0
FALSE | S4BE-048KA | 2717 | 5626872 | KELVINATOR | JS4BE-048KA | AC | Split System: Air-Cooled Condensing Unit, Coil with Blower | S4BE-048KA |  | C6B(A,H)-X48(C,U)-C | 12 | 15 | Yes | Yes | 2013-03-14 |  | 0
FALSE | S4BE-048KA | 2717 | 5626873 | KELVINATOR | JS4BE-048KA | AC | Split System: Air-Cooled Condensing Unit, Coil with Blower | S4BE-048KA |  | C7B(A,H)M048(C,U)-D+TXV | 12 | 15 | Yes | Yes | 2013-03-14 |  | 0
FALSE | S4BE-048KA | 2717 | 5626874 | KELVINATOR | JS4BE-048KA | AC | Split System: Air-Cooled Condensing Unit, Coil with Blower | S4BE-048KA |  | C6B(A,H)-X48(C,U)-D | 12 | 15 | Yes | Yes | 2013-03-14 |  | 0
FALSE | S4BE-048KA | 2717 | 5626875 | KELVINATOR | JS4BE-048KA | AC | Split System: Air-Cooled Condensing Unit, Coil with Blower | S4BE-048KA |  | C6B(A,H)-X48(C,U)-C | 12 | 15 | Yes | Yes | 2013-03-14 |  | 0
FALSE | S4BE-048KA | 2717 | 5626876 | KELVINATOR | JS4BE-048KA | AC | Split System: Air-Cooled Condensing Unit, Coil with Blower | S4BE-048KA |  | C6B(A,H)-X48(C,U)-D | 12 | 15 | Yes | Yes | 2013-03-14 |  | 0
FALSE | S4BE-048KA | 2717 | 5626877 | KELVINATOR | JS4BE-048KA | AC | Split System: Air-Cooled Condensing Unit, Coil with Blower | S4BE-048KA |  | C6B(A,H)-X48(C,U)-C | 12 | 15 | Yes | Yes | 2013-03-14 |  | 0
FALSE | S4BE-018KA | 2679 | 5626878 | GARRISON | JS4BE-018KA | AC | Split System: Air-Cooled Condensing Unit, Coil with Blower | S4BE-018KA |  | C6B(A,H)-X24(C,U)-A | 12.5 | 15 | Yes | Yes | 2013-03-14 |  | 1
FALSE | S4BE-018KA | 2679 | 5626879 | GARRISON | JS4BE-018KA | AC | Split System: Air-Cooled Condensing Unit, Coil with Blower | S4BE-018KA |  | C7B(A,H)M01824(C,U)-A+TXV | 12.5 | 15 | Yes | Yes | 2013-03-14 |  | 1
FALSE | S4BE-018KA | 2679 | 5626880 | GARRISON | JS4BE-018KA | AC | Split System: Air-Cooled Condensing Unit, Coil with Blower | S4BE-018KA |  | C6B(A,H)-X24(C,U)-A | 12.5 | 15 | Yes | Yes | 2013-03-14 |  | 1
FALSE | S4BE-018KA | 2679 | 5626881 | GARRISON | JS4BE-018KA | AC | Split System: Air-Cooled Condensing Unit, Coil with Blower | S4BE-018KA |  | C7B(A,H)M01824(C,U)-A+TXV | 12.5 | 15 | Yes | Yes | 2013-03-14 |  | 1
FALSE | S4BE-018KA | 2679 | 5626882 | GARRISON | JS4BE-018KA | AC | Split System: Air-Cooled Condensing Unit, Coil with Blower | S4BE-018KA |  | C6B(A,H)-X24(C,U)-B | 12.5 | 15 | Yes | Yes | 2013-03-14 |  | 1
FALSE | S4BE-018KA | 2679 | 5626883 | GARRISON | JS4BE-018KA | AC | Split System: Air-Cooled Condensing Unit, Coil with Blower | S4BE-018KA |  | C7B(A,H)M01824(C,U)-B+TXV | 12.5 | 15 | Yes | Yes | 2013-03-14 |  | 1
FALSE | S4BE-018KA | 2679 | 5626884 | GARRISON | JS4BE-018KA | AC | Split System: Air-Cooled Condensing Unit, Coil with Blower | S4BE-018KA |  | C7B(A,H)M01824(C,U)-B+TXV | 12.5 | 15 | Yes | Yes | 2013-03-14 |  | 1
FALSE | S4BE-018KA | 2679 | 5626885 | GARRISON | JS4BE-018KA | AC | Split System: Air-Cooled Condensing Unit, Coil with Blower | S4BE-018KA |  | C7B(A,H)M01824(C,U)-B+TXV | 12.5 | 15 | Yes | Yes | 2013-03-14 |  | 1
FALSE | S4BE-018KA | 2679 | 5626886 | GARRISON | JS4BE-018KA | AC | Split System: Air-Cooled Condensing Unit, Coil with Blower | S4BE-018KA |  | C6B(A,H)-X24(C,U)-B | 12.5 | 15 | Yes | Yes | 2013-03-14 |  | 1
FALSE | S4BE-018KA | 2679 | 5626887 | GARRISON | JS4BE-018KA | AC | Split System: Air-Cooled Condensing Unit, Coil with Blower | S4BE-018KA |  | C6B(A,H)-X24(C,U)-B | 12.5 | 15 | Yes | Yes | 2013-03-14 |  | 1
FALSE | S4QE-024KA | 2681 | 5626888 | GARRISON | JS4BE-024KA | AC | Split System: Air-Cooled Condensing Unit, Coil with Blower | S4BE-024KA |  | C6B(A,H)-X24(C,U)-B | 12.5 | 15 | Yes | Yes | 2013-03-14 |  | 1
FALSE | S4QE-024KA | 2681 | 5626889 | GARRISON | JS4BE-024KA | AC | Split System: Air-Cooled Condensing Unit, Coil with Blower | S4BE-024KA |  | C6B(A,H)-X30(C,U)-C+TDR | 12.5 | 15 | Yes | Yes | 2013-03-14 |  | 1
FALSE | S4QE-024KA | 2681 | 5626890 | GARRISON | JS4BE-024KA | AC | Split System: Air-Cooled Condensing Unit, Coil with Blower | S4BE-024KA |  | C7B(A,H)M030(C,U)-C+TXV | 12.5 | 15 | Yes | Yes | 2013-03-14 |  | 1
FALSE | S4QE-024KA | 2681 | 5626891 | GARRISON | JS4BE-024KA | AC | Split System: Air-Cooled Condensing Unit, Coil with Blower | S4BE-024KA |  | C6B(A,H)-X30(C,U)-C+TDR | 12.5 | 15 | Yes | Yes | 2013-03-14 |  | 1
FALSE | S4QE-030KA | 2694 | 5626911 | GARRISON | JS4BE-030KA | AC | Split System: Air-Cooled Condensing Unit, Coil with Blower | S4BE-030KA |  | C7B(A,H)M03036(C,U)-A+TXV | 12.5 | 15 | Yes | Yes | 2013-03-14 |  | 1
FALSE | S4QE-030KA | 2694 | 5626912 | GARRISON | JS4BE-030KA | AC | Split System: Air-Cooled Condensing Unit, Coil with Blower | S4BE-030KA |  | C6B(A,H)-X30(C,U)-C | 12.5 | 15 | Yes | Yes | 2013-03-14 |  | 1
FALSE | S4QE-030KA | 2694 | 5626913 | GARRISON | JS4BE-030KA | AC | Split System: Air-Cooled Condensing Unit, Coil with Blower | S4BE-030KA |  | C6B(A,H)-X30(C,U)-B | 12.5 | 15 | Yes | Yes | 2013-03-14 |  | 1
FALSE | S4QE-030KA | 2694 | 5626914 | GARRISON | JS4BE-030KA | AC | Split System: Air-Cooled Condensing Unit, Coil with Blower | S4BE-030KA |  | C6B(A,H)-X30(C,U)-C | 12.5 | 15 | Yes | Yes | 2013-03-14 |  | 1
FALSE | S4QE-030KA | 2694 | 5626915 | GARRISON | JS4BE-030KA | AC | Split System: Air-Cooled Condensing Unit, Coil with Blower | S4BE-030KA |  | C6B(A,H)-X30(C,U)-A | 12.5 | 15 | Yes | Yes | 2013-03-14 |  | 1
FALSE | S4QE-030KA | 2694 | 5626916 | GARRISON | JS4BE-030KA | AC | Split System: Air-Cooled Condensing Unit, Coil with Blower | S4BE-030KA |  | C7B(A,H)M030(C,U)-C+TXV | 12.5 | 15 | Yes | Yes | 2013-03-14 |  | 1
FALSE | S4QE-030KA | 2694 | 5626917 | GARRISON | JS4BE-030KA | AC | Split System: Air-Cooled Condensing Unit, Coil with Blower | S4BE-030KA |  | C6B(A,H)-X30(C,U)-B | 12.5 | 15 | Yes | Yes | 2013-03-14 |  | 1
FALSE | S4QE-030KA | 2694 | 5626918 | GARRISON | JS4BE-030KA | AC | Split System: Air-Cooled Condensing Unit, Coil with Blower | S4BE-030KA |  | C7B(A,H)M03036(C,U)-B+TXV | 12.5 | 15 | Yes | Yes | 2013-03-14 |  | 1
FALSE | S4QE-030KA | 2694 | 5626919 | GARRISON | JS4BE-030KA | AC | Split System: Air-Cooled Condensing Unit, Coil with Blower | S4BE-030KA |  | C7B(A,H)M030(C,U)-C+TXV | 12.5 | 15 | Yes | Yes | 2013-03-14 |  | 1
FALSE | S4QE-030KA | 2694 | 5626920 | GARRISON | JS4BE-030KA | AC | Split System: Air-Cooled Condensing Unit, Coil with Blower | S4BE-030KA |  | C6B(A,H)-X30(C,U)-C | 12.5 | 15 | Yes | Yes | 2013-03-14 |  | 1
FALSE | S4QE-036KA | 2699 | 5626921 | GARRISON | JS4BE-036KA | AC | Split System: Air-Cooled Condensing Unit, Coil with Blower | S4BE-036KA |  | C7B(A,H)M03648(C,U)-C+TXV | 12.5 | 15 | Yes | Yes | 2013-03-14 |  | 1
FALSE | S4QE-036KA | 2699 | 5626922 | GARRISON | JS4BE-036KA | AC | Split System: Air-Cooled Condensing Unit, Coil with Blower | S4BE-036KA |  | C7B(A,H)M03648(C,U)-C+TXV | 12.5 | 15 | Yes | Yes | 2013-03-14 |  | 1
FALSE | S4QE-036KA | 2699 | 5626923 | GARRISON | JS4BE-036KA | AC | Split System: Air-Cooled Condensing Unit, Coil with Blower | S4BE-036KA |  | C6B(A,H)-X36(C,U)-C | 12.5 | 15 | Yes | Yes | 2013-03-14 |  | 1
FALSE | S4QE-036KA | 2699 | 5626924 | GARRISON | JS4BE-036KA | AC | Split System: Air-Cooled Condensing Unit, Coil with Blower | S4BE-036KA |  | C6B(A,H)-X36(C,U)-B | 12.5 | 15 | Yes | Yes | 2013-03-14 |  | 1
FALSE | S4QE-036KA | 2699 | 5626925 | GARRISON | JS4BE-036KA | AC | Split System: Air-Cooled Condensing Unit, Coil with Blower | S4BE-036KA |  | C7B(A,H)M03642(C,U)-B+TXV | 12.5 | 15 | Yes | Yes | 2013-03-14 |  | 1
FALSE | S4QE-036KA | 2699 | 5626926 | GARRISON | JS4BE-036KA | AC | Split System: Air-Cooled Condensing Unit, Coil with Blower | S4BE-036KA |  | C6B(A,H)-X36(C,U)-B | 12.5 | 15 | Yes | Yes | 2013-03-14 |  | 1
FALSE | S4QE-036KA | 2699 | 5626927 | GARRISON | JS4BE-036KA | AC | Split System: Air-Cooled Condensing Unit, Coil with Blower | S4BE-036KA |  | C6B(A,H)-X36(C,U)-C | 12.5 | 15 | Yes | Yes | 2013-03-14 |  | 1
FALSE | S4QE-036KA | 2699 | 5626928 | GARRISON | JS4BE-036KA | AC | Split System: Air-Cooled Condensing Unit, Coil with Blower | S4BE-036KA |  | C7B(A,H)M03648(C,U)-C+TXV | 12.5 | 15 | Yes | Yes | 2013-03-14 |  | 1
FALSE | S4QE-036KA | 2699 | 5626929 | GARRISON | JS4BE-036KA | AC | Split System: Air-Cooled Condensing Unit, Coil with Blower | S4BE-036KA |  | C7B(A,H)M03642(C,U)-B+TXV | 12.5 | 15 | Yes | Yes | 2013-03-14 |  | 1
FALSE | S4QE-036KA | 2699 | 5626930 | GARRISON | JS4BE-036KA | AC | Split System: Air-Cooled Condensing Unit, Coil with Blower | S4BE-036KA |  | C6B(A,H)-X36(C,U)-B | 12.5 | 15 | Yes | Yes | 2013-03-14 |  | 1
FALSE | S4QE-036KA | 2699 | 5626931 | GARRISON | JS4BE-036KA | AC | Split System: Air-Cooled Condensing Unit, Coil with Blower | S4BE-036KA |  | C7B(A,H)M03642(C,U)-B+TXV | 12.5 | 15 | Yes | Yes | 2013-03-14 |  | 1
FALSE | S4QE-036KA | 2699 | 5626932 | GARRISON | JS4BE-036KA | AC | Split System: Air-Cooled Condensing Unit, Coil with Blower | S4BE-036KA |  | C6B(A,H)-X36(C,U)-C | 12.5 | 15 | Yes | Yes | 2013-03-14 |  | 1
FALSE | S4BE-042KA | 2712 | 5626934 | GARRISON | JS4BE-042KA | AC | Split System: Air-Cooled Condensing Unit, Coil with Blower | S4BE-042KA |  | C7B(A,H)M03648(C,U)-C+TXV | 12.5 | 15 | Yes | Yes | 2013-03-14 |  | 1
FALSE | S4BE-042KA | 2712 | 5626935 | GARRISON | JS4BE-042KA | AC | Split System: Air-Cooled Condensing Unit, Coil with Blower | S4BE-042KA |  | C7B(A,H)M03648(C,U)-C+TXV | 12.5 | 15 | Yes | Yes | 2013-03-14 |  | 1
FALSE | S4BE-042KA | 2712 | 5626936 | GARRISON | JS4BE-042KA | AC | Split System: Air-Cooled Condensing Unit, Coil with Blower | S4BE-042KA |  | C6B(A,H)-X42(C,U)-C | 12.5 | 15 | Yes | Yes | 2013-03-14 |  | 1
FALSE | S4BE-042KA | 2712 | 5626938 | GARRISON | JS4BE-042KA | AC | Split System: Air-Cooled Condensing Unit, Coil with Blower | S4BE-042KA |  | C6B(A,H)-X42(C,U)-C | 12.5 | 15 | Yes | Yes | 2013-03-14 |  | 1
FALSE | S4BE-042KA | 2712 | 5626943 | GARRISON | JS4BE-042KA | AC | Split System: Air-Cooled Condensing Unit, Coil with Blower | S4BE-042KA |  | C7B(A,H)M03648(C,U)-C+TXV | 12.5 | 15 | Yes | Yes | 2013-03-14 |  | 1
FALSE | S4QE-030KA | 2694 | 5626990 | NUTONE | JS4BE-030KA | AC | Split System: Air-Cooled Condensing Unit, Coil with Blower | S4BE-030KA |  | C7B(A,H)M03036(C,U)-A+TXV | 12.5 | 15 | Yes | Yes | 2013-03-14 |  | 1
FALSE | S4QE-030KA | 2694 | 5626991 | NUTONE | JS4BE-030KA | AC | Split System: Air-Cooled Condensing Unit, Coil with Blower | S4BE-030KA |  | C6B(A,H)-X30(C,U)-C | 12.5 | 15 | Yes | Yes | 2013-03-14 |  | 1
FALSE | S4QE-030KA | 2694 | 5626992 | NUTONE | JS4BE-030KA | AC | Split System: Air-Cooled Condensing Unit, Coil with Blower | S4BE-030KA |  | C6B(A,H)-X30(C,U)-B | 12.5 | 15 | Yes | Yes | 2013-03-14 |  | 1
FALSE | S4QE-030KA | 2694 | 5626993 | NUTONE | JS4BE-030KA | AC | Split System: Air-Cooled Condensing Unit, Coil with Blower | S4BE-030KA |  | C6B(A,H)-X30(C,U)-C | 12.5 | 15 | Yes | Yes | 2013-03-14 |  | 1
FALSE | S4QE-030KA | 2694 | 5626994 | NUTONE | JS4BE-030KA | AC | Split System: Air-Cooled Condensing Unit, Coil with Blower | S4BE-030KA |  | C6B(A,H)-X30(C,U)-A | 12.5 | 15 | Yes | Yes | 2013-03-14 |  | 1
FALSE | S4QE-030KA | 2694 | 5626995 | NUTONE | JS4BE-030KA | AC | Split System: Air-Cooled Condensing Unit, Coil with Blower | S4BE-030KA |  | C7B(A,H)M030(C,U)-C+TXV | 12.5 | 15 | Yes | Yes | 2013-03-14 |  | 1
FALSE | S4QE-030KA | 2694 | 5626996 | NUTONE | JS4BE-030KA | AC | Split System: Air-Cooled Condensing Unit, Coil with Blower | S4BE-030KA |  | C6B(A,H)-X30(C,U)-B | 12.5 | 15 | Yes | Yes | 2013-03-14 |  | 1
FALSE | S4QE-030KA | 2694 | 5626997 | NUTONE | JS4BE-030KA | AC | Split System: Air-Cooled Condensing Unit, Coil with Blower | S4BE-030KA |  | C7B(A,H)M03036(C,U)-B+TXV | 12.5 | 15 | Yes | Yes | 2013-03-14 |  | 1
FALSE | S4QE-030KA | 2694 | 5626998 | NUTONE | JS4BE-030KA | AC | Split System: Air-Cooled Condensing Unit, Coil with Blower | S4BE-030KA |  | C7B(A,H)M030(C,U)-C+TXV | 12.5 | 15 | Yes | Yes | 2013-03-14 |  | 1
FALSE | S4QE-030KA | 2694 | 5626999 | NUTONE | JS4BE-030KA | AC | Split System: Air-Cooled Condensing Unit, Coil with Blower | S4BE-030KA |  | C6B(A,H)-X30(C,U)-C | 12.5 | 15 | Yes | Yes | 2013-03-14 |  | 1
FALSE | S4QE-036KA | 2699 | 5627000 | NUTONE | JS4BE-036KA | AC | Split System: Air-Cooled Condensing Unit, Coil with Blower | S4BE-036KA |  | C7B(A,H)M03648(C,U)-C+TXV | 12.5 | 15 | Yes | Yes | 2013-03-14 |  | 1
FALSE | S4QE-036KA | 2699 | 5627001 | NUTONE | JS4BE-036KA | AC | Split System: Air-Cooled Condensing Unit, Coil with Blower | S4BE-036KA |  | C7B(A,H)M03648(C,U)-C+TXV | 12.5 | 15 | Yes | Yes | 2013-03-14 |  | 1
FALSE | S4QE-036KA | 2699 | 5627002 | NUTONE | JS4BE-036KA | AC | Split System: Air-Cooled Condensing Unit, Coil with Blower | S4BE-036KA |  | C6B(A,H)-X36(C,U)-C | 12.5 | 15 | Yes | Yes | 2013-03-14 |  | 1
FALSE | S4QE-036KA | 2699 | 5627003 | NUTONE | JS4BE-036KA | AC | Split System: Air-Cooled Condensing Unit, Coil with Blower | S4BE-036KA |  | C6B(A,H)-X36(C,U)-B | 12.5 | 15 | Yes | Yes | 2013-03-14 |  | 1
FALSE | S4QE-036KA | 2699 | 5627004 | NUTONE | JS4BE-036KA | AC | Split System: Air-Cooled Condensing Unit, Coil with Blower | S4BE-036KA |  | C7B(A,H)M03642(C,U)-B+TXV | 12.5 | 15 | Yes | Yes | 2013-03-14 |  | 1
FALSE | S4QE-036KA | 2699 | 5627005 | NUTONE | JS4BE-036KA | AC | Split System: Air-Cooled Condensing Unit, Coil with Blower | S4BE-036KA |  | C6B(A,H)-X36(C,U)-B | 12.5 | 15 | Yes | Yes | 2013-03-14 |  | 1
FALSE | S4QE-036KA | 2699 | 5627006 | NUTONE | JS4BE-036KA | AC | Split System: Air-Cooled Condensing Unit, Coil with Blower | S4BE-036KA |  | C6B(A,H)-X36(C,U)-C | 12.5 | 15 | Yes | Yes | 2013-03-14 |  | 1
FALSE | S4QE-036KA | 2699 | 5627007 | NUTONE | JS4BE-036KA | AC | Split System: Air-Cooled Condensing Unit, Coil with Blower | S4BE-036KA |  | C7B(A,H)M03648(C,U)-C+TXV | 12.5 | 15 | Yes | Yes | 2013-03-14 |  | 1
FALSE | S4QE-036KA | 2699 | 5627008 | NUTONE | JS4BE-036KA | AC | Split System: Air-Cooled Condensing Unit, Coil with Blower | S4BE-036KA |  | C7B(A,H)M03642(C,U)-B+TXV | 12.5 | 15 | Yes | Yes | 2013-03-14 |  | 1
FALSE | S4BE-018KA | 2679 | 5626963 | NUTONE | JS4BE-018KA | AC | Split System: Air-Cooled Condensing Unit, Coil with Blower | S4BE-018KA |  | C7B(A,H)M01824(C,U)-B+TXV | 12.5 | 15 | Yes | Yes | 2013-03-14 |  | 1
FALSE | S4BE-018KA | 2679 | 5626964 | NUTONE | JS4BE-018KA | AC | Split System: Air-Cooled Condensing Unit, Coil with Blower | S4BE-018KA |  | C7B(A,H)M01824(C,U)-B+TXV | 12.5 | 15 | Yes | Yes | 2013-03-14 |  | 1
FALSE | S4BE-018KA | 2679 | 5626965 | NUTONE | JS4BE-018KA | AC | Split System: Air-Cooled Condensing Unit, Coil with Blower | S4BE-018KA |  | C6B(A,H)-X24(C,U)-B | 12.5 | 15 | Yes | Yes | 2013-03-14 |  | 1
FALSE | S4BE-018KA | 2679 | 5626966 | NUTONE | JS4BE-018KA | AC | Split System: Air-Cooled Condensing Unit, Coil with Blower | S4BE-018KA |  | C6B(A,H)-X24(C,U)-B | 12.5 | 15 | Yes | Yes | 2013-03-14 |  | 1
FALSE | S4QE-024KA | 2681 | 5626967 | NUTONE | JS4BE-024KA | AC | Split System: Air-Cooled Condensing Unit, Coil with Blower | S4BE-024KA |  | C6B(A,H)-X24(C,U)-B | 12.5 | 15 | Yes | Yes | 2013-03-14 |  | 1
FALSE | S4QE-024KA | 2681 | 5626968 | NUTONE | JS4BE-024KA | AC | Split System: Air-Cooled Condensing Unit, Coil with Blower | S4BE-024KA |  | C6B(A,H)-X30(C,U)-C+TDR | 12.5 | 15 | Yes | Yes | 2013-03-14 |  | 1
FALSE | S4QE-024KA | 2681 | 5626969 | NUTONE | JS4BE-024KA | AC | Split System: Air-Cooled Condensing Unit, Coil with Blower | S4BE-024KA |  | C7B(A,H)M030(C,U)-C+TXV | 12.5 | 15 | Yes | Yes | 2013-03-14 |  | 1
FALSE | S4QE-024KA | 2681 | 5626970 | NUTONE | JS4BE-024KA | AC | Split System: Air-Cooled Condensing Unit, Coil with Blower | S4BE-024KA |  | C6B(A,H)-X30(C,U)-C+TDR | 12.5 | 15 | Yes | Yes | 2013-03-14 |  | 1
FALSE | S4QE-024KA | 2681 | 5626971 | NUTONE | JS4BE-024KA | AC | Split System: Air-Cooled Condensing Unit, Coil with Blower | S4BE-024KA |  | C7B(A,H)M01824(C,U)-B+TXV | 12.5 | 15 | Yes | Yes | 2013-03-14 |  | 1
FALSE | S4QE-024KA | 2681 | 5626972 | NUTONE | JS4BE-024KA | AC | Split System: Air-Cooled Condensing Unit, Coil with Blower | S4BE-024KA |  | C7B(A,H)M030(C,U)-C+TXV | 12.5 | 15 | Yes | Yes | 2013-03-14 |  | 1
FALSE | S4QE-024KA | 2681 | 5626973 | NUTONE | JS4BE-024KA | AC | Split System: Air-Cooled Condensing Unit, Coil with Blower | S4BE-024KA |  | C7B(A,H)M030(C,U)-C+TXV | 12.5 | 15 | Yes | Yes | 2013-03-14 |  | 1
FALSE | S4QE-024KA | 2681 | 5626974 | NUTONE | JS4BE-024KA | AC | Split System: Air-Cooled Condensing Unit, Coil with Blower | S4BE-024KA |  | C6B(A,H)-X24(C,U)-A | 12.5 | 15 | Yes | Yes | 2013-03-14 |  | 1
FALSE | S4QE-024KA | 2681 | 5626975 | NUTONE | JS4BE-024KA | AC | Split System: Air-Cooled Condensing Unit, Coil with Blower | S4BE-024KA |  | C7B(A,H)M01824(C,U)-B+TXV | 12.5 | 15 | Yes | Yes | 2013-03-14 |  | 1
FALSE | S4QE-024KA | 2681 | 5626976 | NUTONE | JS4BE-024KA | AC | Split System: Air-Cooled Condensing Unit, Coil with Blower | S4BE-024KA |  | C6B(A,H)-X24(C,U)-A | 12.5 | 15 | Yes | Yes | 2013-03-14 |  | 1
FALSE | S4QE-024KA | 2681 | 5626977 | NUTONE | JS4BE-024KA | AC | Split System: Air-Cooled Condensing Unit, Coil with Blower | S4BE-024KA |  | C7B(A,H)M01824(C,U)-A+TXV | 12.5 | 15 | Yes | Yes | 2013-03-14 |  | 1
FALSE | S4QE-024KA | 2681 | 5626978 | NUTONE | JS4BE-024KA | AC | Split System: Air-Cooled Condensing Unit, Coil with Blower | S4BE-024KA |  | C7B(A,H)M030(C,U)-C+TXV | 12.5 | 15 | Yes | Yes | 2013-03-14 |  | 1
FALSE | S4QE-024KA | 2681 | 5626979 | NUTONE | JS4BE-024KA | AC | Split System: Air-Cooled Condensing Unit, Coil with Blower | S4BE-024KA |  | C6B(A,H)-X24(C,U)-B | 12.5 | 15 | Yes | Yes | 2013-03-14 |  | 1
FALSE | S4QE-024KA | 2681 | 5626980 | NUTONE | JS4BE-024KA | AC | Split System: Air-Cooled Condensing Unit, Coil with Blower | S4BE-024KA |  | C7B(A,H)M01824(C,U)-A+TXV | 12.5 | 15 | Yes | Yes | 2013-03-14 |  | 1
FALSE | S4QE-024KA | 2681 | 5626981 | NUTONE | JS4BE-024KA | AC | Split System: Air-Cooled Condensing Unit, Coil with Blower | S4BE-024KA |  | C6B(A,H)-X30(C,U)-C+TDR | 12.5 | 15 | Yes | Yes | 2013-03-14 |  | 1
FALSE | S4QE-024KA | 2681 | 5626982 | NUTONE | JS4BE-024KA | AC | Split System: Air-Cooled Condensing Unit, Coil with Blower | S4BE-024KA |  | C7B(A,H)M01824(C,U)-B+TXV | 12.5 | 15 | Yes | Yes | 2013-03-14 |  | 1
FALSE | S4QE-024KA | 2681 | 5626983 | NUTONE | JS4BE-024KA | AC | Split System: Air-Cooled Condensing Unit, Coil with Blower | S4BE-024KA |  | C6B(A,H)-X24(C,U)-B | 12.5 | 15 | Yes | Yes | 2013-03-14 |  | 1
FALSE | S4QE-030KA | 2694 | 5626984 | NUTONE | JS4BE-030KA | AC | Split System: Air-Cooled Condensing Unit, Coil with Blower | S4BE-030KA |  | C7B(A,H)M030(C,U)-C+TXV | 12.5 | 15 | Yes | Yes | 2013-03-14 |  | 1
FALSE | S4QE-030KA | 2694 | 5626985 | NUTONE | JS4BE-030KA | AC | Split System: Air-Cooled Condensing Unit, Coil with Blower | S4BE-030KA |  | C6B(A,H)-X30(C,U)-B | 12.5 | 15 | Yes | Yes | 2013-03-14 |  | 1
FALSE | S4QE-030KA | 2694 | 5626986 | NUTONE | JS4BE-030KA | AC | Split System: Air-Cooled Condensing Unit, Coil with Blower | S4BE-030KA |  | C7B(A,H)M03036(C,U)-A+TXV | 12.5 | 15 | Yes | Yes | 2013-03-14 |  | 1
FALSE | S4QE-030KA | 2694 | 5626987 | NUTONE | JS4BE-030KA | AC | Split System: Air-Cooled Condensing Unit, Coil with Blower | S4BE-030KA |  | C6B(A,H)-X30(C,U)-A | 12.5 | 15 | Yes | Yes | 2013-03-14 |  | 1
FALSE | S4QE-030KA | 2694 | 5626988 | NUTONE | JS4BE-030KA | AC | Split System: Air-Cooled Condensing Unit, Coil with Blower | S4BE-030KA |  | C7B(A,H)M03036(C,U)-B+TXV | 12.5 | 15 | Yes | Yes | 2013-03-14 |  | 1
FALSE | S4QE-030KA | 2694 | 5626989 | NUTONE | JS4BE-030KA | AC | Split System: Air-Cooled Condensing Unit, Coil with Blower | S4BE-030KA |  | C7B(A,H)M03036(C,U)-B+TXV | 12.5 | 15 | Yes | Yes | 2013-03-14 |  | 1
FALSE | S4QE-036KA | 2699 | 5627009 | NUTONE | JS4BE-036KA | AC | Split System: Air-Cooled Condensing Unit, Coil with Blower | S4BE-036KA |  | C6B(A,H)-X36(C,U)-B | 12.5 | 15 | Yes | Yes | 2013-03-14 |  | 1
FALSE | S4QE-036KA | 2699 | 5627010 | NUTONE | JS4BE-036KA | AC | Split System: Air-Cooled Condensing Unit, Coil with Blower | S4BE-036KA |  | C7B(A,H)M03642(C,U)-B+TXV | 12.5 | 15 | Yes | Yes | 2013-03-14 |  | 1
FALSE | S4QE-036KA | 2699 | 5627011 | NUTONE | JS4BE-036KA | AC | Split System: Air-Cooled Condensing Unit, Coil with Blower | S4BE-036KA |  | C6B(A,H)-X36(C,U)-C | 12.5 | 15 | Yes | Yes | 2013-03-14 |  | 1
FALSE | S4BE-042KA | 2712 | 5627013 | NUTONE | JS4BE-042KA | AC | Split System: Air-Cooled Condensing Unit, Coil with Blower | S4BE-042KA |  | C7B(A,H)M03648(C,U)-C+TXV | 12.5 | 15 | Yes | Yes | 2013-03-14 |  | 1
FALSE | S4BE-042KA | 2712 | 5627014 | NUTONE | JS4BE-042KA | AC | Split System: Air-Cooled Condensing Unit, Coil with Blower | S4BE-042KA |  | C7B(A,H)M03648(C,U)-C+TXV | 12.5 | 15 | Yes | Yes | 2013-03-14 |  | 1
FALSE | S4BE-042KA | 2712 | 5627015 | NUTONE | JS4BE-042KA | AC | Split System: Air-Cooled Condensing Unit, Coil with Blower | S4BE-042KA |  | C6B(A,H)-X42(C,U)-C | 12.5 | 15 | Yes | Yes | 2013-03-14 |  | 1
FALSE | S4BE-042KA | 2712 | 5627017 | NUTONE | JS4BE-042KA | AC | Split System: Air-Cooled Condensing Unit, Coil with Blower | S4BE-042KA |  | C6B(A,H)-X42(C,U)-C | 12.5 | 15 | Yes | Yes | 2013-03-14 |  | 1
FALSE | S4BE-042KA | 2712 | 5627022 | NUTONE | JS4BE-042KA | AC | Split System: Air-Cooled Condensing Unit, Coil with Blower | S4BE-042KA |  | C7B(A,H)M03648(C,U)-C+TXV | 12.5 | 15 | Yes | Yes | 2013-03-14 |  | 1
FALSE | S4BE-042KA | 2712 | 5627023 | NUTONE | JS4BE-042KA | AC | Split System: Air-Cooled Condensing Unit, Coil with Blower | S4BE-042KA |  | C6B(A,H)-X42(C,U)-C | 12.5 | 15 | Yes | Yes | 2013-03-14 |  | 1
FALSE | S4BE-048KA | 2717 | 5627024 | NUTONE | JS4BE-048KA | AC | Split System: Air-Cooled Condensing Unit, Coil with Blower | S4BE-048KA |  | C7B(A,H)M048(C,U)-C+TXV | 12 | 15 | Yes | Yes | 2013-03-14 |  | 0
FALSE | S4BE-048KA | 2717 | 5627025 | NUTONE | JS4BE-048KA | AC | Split System: Air-Cooled Condensing Unit, Coil with Blower | S4BE-048KA |  | C6B(A,H)-X48(C,U)-D | 12 | 15 | Yes | Yes | 2013-03-14 |  | 0
FALSE | S4BE-048KA | 2717 | 5627026 | NUTONE | JS4BE-048KA | AC | Split System: Air-Cooled Condensing Unit, Coil with Blower | S4BE-048KA |  | C7B(A,H)M048(C,U)-D+TXV | 12 | 15 | Yes | Yes | 2013-03-14 |  | 0
FALSE | S4BE-048KA | 2717 | 5627027 | NUTONE | JS4BE-048KA | AC | Split System: Air-Cooled Condensing Unit, Coil with Blower | S4BE-048KA |  | C7B(A,H)M048(C,U)-C+TXV | 12 | 15 | Yes | Yes | 2013-03-14 |  | 0
FALSE | S4BE-048KA | 2717 | 5627028 | NUTONE | JS4BE-048KA | AC | Split System: Air-Cooled Condensing Unit, Coil with Blower | S4BE-048KA |  | C7B(A,H)M048(C,U)-C+TXV | 12 | 15 | Yes | Yes | 2013-03-14 |  | 0
FALSE | S4BE-048KA | 2717 | 5627029 | NUTONE | JS4BE-048KA | AC | Split System: Air-Cooled Condensing Unit, Coil with Blower | S4BE-048KA |  | C7B(A,H)M048(C,U)-D+TXV | 12 | 15 | Yes | Yes | 2013-03-14 |  | 0
FALSE | S4BE-048KA | 2717 | 5627030 | NUTONE | JS4BE-048KA | AC | Split System: Air-Cooled Condensing Unit, Coil with Blower | S4BE-048KA |  | C6B(A,H)-X48(C,U)-C | 12 | 15 | Yes | Yes | 2013-03-14 |  | 0
FALSE | S4BE-048KA | 2717 | 5627031 | NUTONE | JS4BE-048KA | AC | Split System: Air-Cooled Condensing Unit, Coil with Blower | S4BE-048KA |  | C7B(A,H)M048(C,U)-D+TXV | 12 | 15 | Yes | Yes | 2013-03-14 |  | 0
FALSE | S4BE-048KA | 2717 | 5627032 | NUTONE | JS4BE-048KA | AC | Split System: Air-Cooled Condensing Unit, Coil with Blower | S4BE-048KA |  | C6B(A,H)-X48(C,U)-D | 12 | 15 | Yes | Yes | 2013-03-14 |  | 0
FALSE | S4BE-048KA | 2717 | 5627033 | NUTONE | JS4BE-048KA | AC | Split System: Air-Cooled Condensing Unit, Coil with Blower | S4BE-048KA |  | C6B(A,H)-X48(C,U)-C | 12 | 15 | Yes | Yes | 2013-03-14 |  | 0
FALSE | S4BE-048KA | 2717 | 5627034 | NUTONE | JS4BE-048KA | AC | Split System: Air-Cooled Condensing Unit, Coil with Blower | S4BE-048KA |  | C6B(A,H)-X48(C,U)-D | 12 | 15 | Yes | Yes | 2013-03-14 |  | 0
FALSE | S4BE-048KA | 2717 | 5627035 | NUTONE | JS4BE-048KA | AC | Split System: Air-Cooled Condensing Unit, Coil with Blower | S4BE-048KA |  | C6B(A,H)-X48(C,U)-C | 12 | 15 | Yes | Yes | 2013-03-14 |  | 0
FALSE | S4BE-018KA | 2679 | 5627036 | ELECT-AIRE | JS4BE-018KA | AC | Split System: Air-Cooled Condensing Unit, Coil with Blower | S4BE-018KA |  | C6B(A,H)-X24(C,U)-A | 12.5 | 15 | Yes | Yes | 2013-03-14 |  | 1
FALSE | S4BE-018KA | 2679 | 5627037 | ELECT-AIRE | JS4BE-018KA | AC | Split System: Air-Cooled Condensing Unit, Coil with Blower | S4BE-018KA |  | C7B(A,H)M01824(C,U)-A+TXV | 12.5 | 15 | Yes | Yes | 2013-03-14 |  | 1
FALSE | S4BE-018KA | 2679 | 5627038 | ELECT-AIRE | JS4BE-018KA | AC | Split System: Air-Cooled Condensing Unit, Coil with Blower | S4BE-018KA |  | C6B(A,H)-X24(C,U)-A | 12.5 | 15 | Yes | Yes | 2013-03-14 |  | 1
FALSE | S4BE-018KA | 2679 | 5627039 | ELECT-AIRE | JS4BE-018KA | AC | Split System: Air-Cooled Condensing Unit, Coil with Blower | S4BE-018KA |  | C7B(A,H)M01824(C,U)-A+TXV | 12.5 | 15 | Yes | Yes | 2013-03-14 |  | 1
FALSE | S4BE-018KA | 2679 | 5627040 | ELECT-AIRE | JS4BE-018KA | AC | Split System: Air-Cooled Condensing Unit, Coil with Blower | S4BE-018KA |  | C6B(A,H)-X24(C,U)-B | 12.5 | 15 | Yes | Yes | 2013-03-14 |  | 1
FALSE | S4BE-018KA | 2679 | 5627041 | ELECT-AIRE | JS4BE-018KA | AC | Split System: Air-Cooled Condensing Unit, Coil with Blower | S4BE-018KA |  | C7B(A,H)M01824(C,U)-B+TXV | 12.5 | 15 | Yes | Yes | 2013-03-14 |  | 1
FALSE | S4BE-018KA | 2679 | 5627042 | ELECT-AIRE | JS4BE-018KA | AC | Split System: Air-Cooled Condensing Unit, Coil with Blower | S4BE-018KA |  | C7B(A,H)M01824(C,U)-B+TXV | 12.5 | 15 | Yes | Yes | 2013-03-14 |  | 1
FALSE | S4QE-036KA | 2699 | 5627087 | ELECT-AIRE | JS4BE-036KA | AC | Split System: Air-Cooled Condensing Unit, Coil with Blower | S4BE-036KA |  | C7B(A,H)M03642(C,U)-B+TXV | 12.5 | 15 | Yes | Yes | 2013-03-14 |  | 1
FALSE | S4QE-036KA | 2699 | 5627088 | ELECT-AIRE | JS4BE-036KA | AC | Split System: Air-Cooled Condensing Unit, Coil with Blower | S4BE-036KA |  | C6B(A,H)-X36(C,U)-B | 12.5 | 15 | Yes | Yes | 2013-03-14 |  | 1
FALSE | S4QE-036KA | 2699 | 5627089 | ELECT-AIRE | JS4BE-036KA | AC | Split System: Air-Cooled Condensing Unit, Coil with Blower | S4BE-036KA |  | C7B(A,H)M03642(C,U)-B+TXV | 12.5 | 15 | Yes | Yes | 2013-03-14 |  | 1
FALSE | S4QE-036KA | 2699 | 5627090 | ELECT-AIRE | JS4BE-036KA | AC | Split System: Air-Cooled Condensing Unit, Coil with Blower | S4BE-036KA |  | C6B(A,H)-X36(C,U)-C | 12.5 | 15 | Yes | Yes | 2013-03-14 |  | 1
FALSE | S4BE-042KA | 2712 | 5627092 | ELECT-AIRE | JS4BE-042KA | AC | Split System: Air-Cooled Condensing Unit, Coil with Blower | S4BE-042KA |  | C7B(A,H)M03648(C,U)-C+TXV | 12.5 | 15 | Yes | Yes | 2013-03-14 |  | 1
FALSE | S4BE-042KA | 2712 | 5627093 | ELECT-AIRE | JS4BE-042KA | AC | Split System: Air-Cooled Condensing Unit, Coil with Blower | S4BE-042KA |  | C7B(A,H)M03648(C,U)-C+TXV | 12.5 | 15 | Yes | Yes | 2013-03-14 |  | 1
FALSE | S4BE-042KA | 2712 | 5627094 | ELECT-AIRE | JS4BE-042KA | AC | Split System: Air-Cooled Condensing Unit, Coil with Blower | S4BE-042KA |  | C6B(A,H)-X42(C,U)-C | 12.5 | 15 | Yes | Yes | 2013-03-14 |  | 1
FALSE | S4BE-042KA | 2712 | 5627096 | ELECT-AIRE | JS4BE-042KA | AC | Split System: Air-Cooled Condensing Unit, Coil with Blower | S4BE-042KA |  | C6B(A,H)-X42(C,U)-C | 12.5 | 15 | Yes | Yes | 2013-03-14 |  | 1
FALSE | S4BE-042KA | 2712 | 5627101 | ELECT-AIRE | JS4BE-042KA | AC | Split System: Air-Cooled Condensing Unit, Coil with Blower | S4BE-042KA |  | C7B(A,H)M03648(C,U)-C+TXV | 12.5 | 15 | Yes | Yes | 2013-03-14 |  | 1
FALSE | S4BE-042KA | 2712 | 5627102 | ELECT-AIRE | JS4BE-042KA | AC | Split System: Air-Cooled Condensing Unit, Coil with Blower | S4BE-042KA |  | C6B(A,H)-X42(C,U)-C | 12.5 | 15 | Yes | Yes | 2013-03-14 |  | 1
FALSE | S4BE-048KA | 2717 | 5627103 | ELECT-AIRE | JS4BE-048KA | AC | Split System: Air-Cooled Condensing Unit, Coil with Blower | S4BE-048KA |  | C7B(A,H)M048(C,U)-C+TXV | 12 | 15 | Yes | Yes | 2013-03-14 |  | 0
FALSE | S4BE-048KA | 2717 | 5627104 | ELECT-AIRE | JS4BE-048KA | AC | Split System: Air-Cooled Condensing Unit, Coil with Blower | S4BE-048KA |  | C6B(A,H)-X48(C,U)-D | 12 | 15 | Yes | Yes | 2013-03-14 |  | 0
FALSE | S4BE-048KA | 2717 | 5627105 | ELECT-AIRE | JS4BE-048KA | AC | Split System: Air-Cooled Condensing Unit, Coil with Blower | S4BE-048KA |  | C7B(A,H)M048(C,U)-D+TXV | 12 | 15 | Yes | Yes | 2013-03-14 |  | 0
FALSE | S4BE-048KA | 2717 | 5627106 | ELECT-AIRE | JS4BE-048KA | AC | Split System: Air-Cooled Condensing Unit, Coil with Blower | S4BE-048KA |  | C7B(A,H)M048(C,U)-C+TXV | 12 | 15 | Yes | Yes | 2013-03-14 |  | 0
FALSE | S4BE-048KA | 2717 | 5627107 | ELECT-AIRE | JS4BE-048KA | AC | Split System: Air-Cooled Condensing Unit, Coil with Blower | S4BE-048KA |  | C7B(A,H)M048(C,U)-C+TXV | 12 | 15 | Yes | Yes | 2013-03-14 |  | 0
FALSE | S4BE-048KA | 2717 | 5627108 | ELECT-AIRE | JS4BE-048KA | AC | Split System: Air-Cooled Condensing Unit, Coil with Blower | S4BE-048KA |  | C7B(A,H)M048(C,U)-D+TXV | 12 | 15 | Yes | Yes | 2013-03-14 |  | 0
FALSE | S4BE-048KA | 2717 | 5627109 | ELECT-AIRE | JS4BE-048KA | AC | Split System: Air-Cooled Condensing Unit, Coil with Blower | S4BE-048KA |  | C6B(A,H)-X48(C,U)-C | 12 | 15 | Yes | Yes | 2013-03-14 |  | 0
FALSE | S4BE-048KA | 2717 | 5627110 | ELECT-AIRE | JS4BE-048KA | AC | Split System: Air-Cooled Condensing Unit, Coil with Blower | S4BE-048KA |  | C7B(A,H)M048(C,U)-D+TXV | 12 | 15 | Yes | Yes | 2013-03-14 |  | 0
FALSE | S4QE-024KA | 2681 | 5627061 | ELECT-AIRE | JS4BE-024KA | AC | Split System: Air-Cooled Condensing Unit, Coil with Blower | S4BE-024KA |  | C7B(A,H)M01824(C,U)-B+TXV | 12.5 | 15 | Yes | Yes | 2013-03-14 |  | 1
FALSE | S4QE-024KA | 2681 | 5627062 | ELECT-AIRE | JS4BE-024KA | AC | Split System: Air-Cooled Condensing Unit, Coil with Blower | S4BE-024KA |  | C6B(A,H)-X24(C,U)-B | 12.5 | 15 | Yes | Yes | 2013-03-14 |  | 1
FALSE | S4QE-030KA | 2694 | 5627063 | ELECT-AIRE | JS4BE-030KA | AC | Split System: Air-Cooled Condensing Unit, Coil with Blower | S4BE-030KA |  | C7B(A,H)M030(C,U)-C+TXV | 12.5 | 15 | Yes | Yes | 2013-03-14 |  | 1
FALSE | S4QE-030KA | 2694 | 5627064 | ELECT-AIRE | JS4BE-030KA | AC | Split System: Air-Cooled Condensing Unit, Coil with Blower | S4BE-030KA |  | C6B(A,H)-X30(C,U)-B | 12.5 | 15 | Yes | Yes | 2013-03-14 |  | 1
FALSE | S4QE-030KA | 2694 | 5627065 | ELECT-AIRE | JS4BE-030KA | AC | Split System: Air-Cooled Condensing Unit, Coil with Blower | S4BE-030KA |  | C7B(A,H)M03036(C,U)-A+TXV | 12.5 | 15 | Yes | Yes | 2013-03-14 |  | 1
FALSE | S4QE-030KA | 2694 | 5627066 | ELECT-AIRE | JS4BE-030KA | AC | Split System: Air-Cooled Condensing Unit, Coil with Blower | S4BE-030KA |  | C6B(A,H)-X30(C,U)-A | 12.5 | 15 | Yes | Yes | 2013-03-14 |  | 1
FALSE | S4QE-030KA | 2694 | 5627067 | ELECT-AIRE | JS4BE-030KA | AC | Split System: Air-Cooled Condensing Unit, Coil with Blower | S4BE-030KA |  | C7B(A,H)M03036(C,U)-B+TXV | 12.5 | 15 | Yes | Yes | 2013-03-14 |  | 1
FALSE | S4QE-030KA | 2694 | 5627068 | ELECT-AIRE | JS4BE-030KA | AC | Split System: Air-Cooled Condensing Unit, Coil with Blower | S4BE-030KA |  | C7B(A,H)M03036(C,U)-B+TXV | 12.5 | 15 | Yes | Yes | 2013-03-14 |  | 1
FALSE | S4QE-030KA | 2694 | 5627069 | ELECT-AIRE | JS4BE-030KA | AC | Split System: Air-Cooled Condensing Unit, Coil with Blower | S4BE-030KA |  | C7B(A,H)M03036(C,U)-A+TXV | 12.5 | 15 | Yes | Yes | 2013-03-14 |  | 1
FALSE | S4QE-030KA | 2694 | 5627070 | ELECT-AIRE | JS4BE-030KA | AC | Split System: Air-Cooled Condensing Unit, Coil with Blower | S4BE-030KA |  | C6B(A,H)-X30(C,U)-C | 12.5 | 15 | Yes | Yes | 2013-03-14 |  | 1
FALSE | S4QE-030KA | 2694 | 5627071 | ELECT-AIRE | JS4BE-030KA | AC | Split System: Air-Cooled Condensing Unit, Coil with Blower | S4BE-030KA |  | C6B(A,H)-X30(C,U)-B | 12.5 | 15 | Yes | Yes | 2013-03-14 |  | 1
FALSE | S4QE-030KA | 2694 | 5627072 | ELECT-AIRE | JS4BE-030KA | AC | Split System: Air-Cooled Condensing Unit, Coil with Blower | S4BE-030KA |  | C6B(A,H)-X30(C,U)-C | 12.5 | 15 | Yes | Yes | 2013-03-14 |  | 1
FALSE | S4QE-030KA | 2694 | 5627073 | ELECT-AIRE | JS4BE-030KA | AC | Split System: Air-Cooled Condensing Unit, Coil with Blower | S4BE-030KA |  | C6B(A,H)-X30(C,U)-A | 12.5 | 15 | Yes | Yes | 2013-03-14 |  | 1
FALSE | S4QE-030KA | 2694 | 5627074 | ELECT-AIRE | JS4BE-030KA | AC | Split System: Air-Cooled Condensing Unit, Coil with Blower | S4BE-030KA |  | C7B(A,H)M030(C,U)-C+TXV | 12.5 | 15 | Yes | Yes | 2013-03-14 |  | 1
FALSE | S4QE-030KA | 2694 | 5627075 | ELECT-AIRE | JS4BE-030KA | AC | Split System: Air-Cooled Condensing Unit, Coil with Blower | S4BE-030KA |  | C6B(A,H)-X30(C,U)-B | 12.5 | 15 | Yes | Yes | 2013-03-14 |  | 1
FALSE | S4QE-030KA | 2694 | 5627076 | ELECT-AIRE | JS4BE-030KA | AC | Split System: Air-Cooled Condensing Unit, Coil with Blower | S4BE-030KA |  | C7B(A,H)M03036(C,U)-B+TXV | 12.5 | 15 | Yes | Yes | 2013-03-14 |  | 1
FALSE | S4QE-030KA | 2694 | 5627077 | ELECT-AIRE | JS4BE-030KA | AC | Split System: Air-Cooled Condensing Unit, Coil with Blower | S4BE-030KA |  | C7B(A,H)M030(C,U)-C+TXV | 12.5 | 15 | Yes | Yes | 2013-03-14 |  | 1
FALSE | S4QE-030KA | 2694 | 5627078 | ELECT-AIRE | JS4BE-030KA | AC | Split System: Air-Cooled Condensing Unit, Coil with Blower | S4BE-030KA |  | C6B(A,H)-X30(C,U)-C | 12.5 | 15 | Yes | Yes | 2013-03-14 |  | 1
FALSE | S4QE-036KA | 2699 | 5627079 | ELECT-AIRE | JS4BE-036KA | AC | Split System: Air-Cooled Condensing Unit, Coil with Blower | S4BE-036KA |  | C7B(A,H)M03648(C,U)-C+TXV | 12.5 | 15 | Yes | Yes | 2013-03-14 |  | 1
FALSE | S4QE-036KA | 2699 | 5627080 | ELECT-AIRE | JS4BE-036KA | AC | Split System: Air-Cooled Condensing Unit, Coil with Blower | S4BE-036KA |  | C7B(A,H)M03648(C,U)-C+TXV | 12.5 | 15 | Yes | Yes | 2013-03-14 |  | 1
FALSE | S4QE-036KA | 2699 | 5627081 | ELECT-AIRE | JS4BE-036KA | AC | Split System: Air-Cooled Condensing Unit, Coil with Blower | S4BE-036KA |  | C6B(A,H)-X36(C,U)-C | 12.5 | 15 | Yes | Yes | 2013-03-14 |  | 1
FALSE | S4QE-036KA | 2699 | 5627082 | ELECT-AIRE | JS4BE-036KA | AC | Split System: Air-Cooled Condensing Unit, Coil with Blower | S4BE-036KA |  | C6B(A,H)-X36(C,U)-B | 12.5 | 15 | Yes | Yes | 2013-03-14 |  | 1
FALSE | S4QE-036KA | 2699 | 5627083 | ELECT-AIRE | JS4BE-036KA | AC | Split System: Air-Cooled Condensing Unit, Coil with Blower | S4BE-036KA |  | C7B(A,H)M03642(C,U)-B+TXV | 12.5 | 15 | Yes | Yes | 2013-03-14 |  | 1
FALSE | S4QE-036KA | 2699 | 5627084 | ELECT-AIRE | JS4BE-036KA | AC | Split System: Air-Cooled Condensing Unit, Coil with Blower | S4BE-036KA |  | C6B(A,H)-X36(C,U)-B | 12.5 | 15 | Yes | Yes | 2013-03-14 |  | 1
FALSE | S4QE-036KA | 2699 | 5627085 | ELECT-AIRE | JS4BE-036KA | AC | Split System: Air-Cooled Condensing Unit, Coil with Blower | S4BE-036KA |  | C6B(A,H)-X36(C,U)-C | 12.5 | 15 | Yes | Yes | 2013-03-14 |  | 1
FALSE | S4QE-036KA | 2699 | 5627086 | ELECT-AIRE | JS4BE-036KA | AC | Split System: Air-Cooled Condensing Unit, Coil with Blower | S4BE-036KA |  | C7B(A,H)M03648(C,U)-C+TXV | 12.5 | 15 | Yes | Yes | 2013-03-14 |  | 1
FALSE | S4BE-048KA | 2717 | 5627111 | ELECT-AIRE | JS4BE-048KA | AC | Split System: Air-Cooled Condensing Unit, Coil with Blower | S4BE-048KA |  | C6B(A,H)-X48(C,U)-D | 12 | 15 | Yes | Yes | 2013-03-14 |  | 0
FALSE | S4BE-048KA | 2717 | 5627112 | ELECT-AIRE | JS4BE-048KA | AC | Split System: Air-Cooled Condensing Unit, Coil with Blower | S4BE-048KA |  | C6B(A,H)-X48(C,U)-C | 12 | 15 | Yes | Yes | 2013-03-14 |  | 0
FALSE | S4BE-048KA | 2717 | 5627113 | ELECT-AIRE | JS4BE-048KA | AC | Split System: Air-Cooled Condensing Unit, Coil with Blower | S4BE-048KA |  | C6B(A,H)-X48(C,U)-D | 12 | 15 | Yes | Yes | 2013-03-14 |  | 0
FALSE | S4BE-048KA | 2717 | 5627114 | ELECT-AIRE | JS4BE-048KA | AC | Split System: Air-Cooled Condensing Unit, Coil with Blower | S4BE-048KA |  | C6B(A,H)-X48(C,U)-C | 12 | 15 | Yes | Yes | 2013-03-14 |  | 0
FALSE | S4BE-018KA | 2679 | 5627115 | GIBSON | JS4BE-018KA | AC | Split System: Air-Cooled Condensing Unit, Coil with Blower | S4BE-018KA |  | C6B(A,H)-X24(C,U)-A | 12.5 | 15 | Yes | Yes | 2013-03-14 |  | 1
FALSE | S4BE-018KA | 2679 | 5627116 | GIBSON | JS4BE-018KA | AC | Split System: Air-Cooled Condensing Unit, Coil with Blower | S4BE-018KA |  | C7B(A,H)M01824(C,U)-A+TXV | 12.5 | 15 | Yes | Yes | 2013-03-14 |  | 1
FALSE | S4BE-018KA | 2679 | 5627117 | GIBSON | JS4BE-018KA | AC | Split System: Air-Cooled Condensing Unit, Coil with Blower | S4BE-018KA |  | C6B(A,H)-X24(C,U)-A | 12.5 | 15 | Yes | Yes | 2013-03-14 |  | 1
FALSE | S4BE-018KA | 2679 | 5627118 | GIBSON | JS4BE-018KA | AC | Split System: Air-Cooled Condensing Unit, Coil with Blower | S4BE-018KA |  | C7B(A,H)M01824(C,U)-A+TXV | 12.5 | 15 | Yes | Yes | 2013-03-14 |  | 1
FALSE | S4BE-018KA | 2679 | 5627119 | GIBSON | JS4BE-018KA | AC | Split System: Air-Cooled Condensing Unit, Coil with Blower | S4BE-018KA |  | C7B(A,H)M01824(C,U)-B+TXV | 12.5 | 15 | Yes | Yes | 2013-03-14 |  | 1
FALSE | S4BE-018KA | 2679 | 5627120 | GIBSON | JS4BE-018KA | AC | Split System: Air-Cooled Condensing Unit, Coil with Blower | S4BE-018KA |  | C7B(A,H)M01824(C,U)-B+TXV | 12.5 | 15 | Yes | Yes | 2013-03-14 |  | 1
FALSE | S4BE-018KA | 2679 | 5627121 | GIBSON | JS4BE-018KA | AC | Split System: Air-Cooled Condensing Unit, Coil with Blower | S4BE-018KA |  | C6B(A,H)-X24(C,U)-B | 12.5 | 15 | Yes | Yes | 2013-03-14 |  | 1
FALSE | S4BE-018KA | 2679 | 5627122 | GIBSON | JS4BE-018KA | AC | Split System: Air-Cooled Condensing Unit, Coil with Blower | S4BE-018KA |  | C6B(A,H)-X24(C,U)-B | 12.5 | 15 | Yes | Yes | 2013-03-14 |  | 1
FALSE | S4QE-024KA | 2681 | 5627123 | GIBSON | JS4BE-024KA | AC | Split System: Air-Cooled Condensing Unit, Coil with Blower | S4BE-024KA |  | C6B(A,H)-X30(C,U)-C+TDR | 12.5 | 15 | Yes | Yes | 2013-03-14 |  | 1
FALSE | S4QE-024KA | 2681 | 5627124 | GIBSON | JS4BE-024KA | AC | Split System: Air-Cooled Condensing Unit, Coil with Blower | S4BE-024KA |  | C7B(A,H)M01824(C,U)-B+TXV | 12.5 | 15 | Yes | Yes | 2013-03-14 |  | 1
FALSE | S4QE-024KA | 2681 | 5627125 | GIBSON | JS4BE-024KA | AC | Split System: Air-Cooled Condensing Unit, Coil with Blower | S4BE-024KA |  | C7B(A,H)M030(C,U)-C+TXV | 12.5 | 15 | Yes | Yes | 2013-03-14 |  | 1
FALSE | S4QE-024KA | 2681 | 5627126 | GIBSON | JS4BE-024KA | AC | Split System: Air-Cooled Condensing Unit, Coil with Blower | S4BE-024KA |  | C7B(A,H)M030(C,U)-C+TXV | 12.5 | 15 | Yes | Yes | 2013-03-14 |  | 1
FALSE | S4QE-024KA | 2681 | 5627127 | GIBSON | JS4BE-024KA | AC | Split System: Air-Cooled Condensing Unit, Coil with Blower | S4BE-024KA |  | C6B(A,H)-X24(C,U)-A | 12.5 | 15 | Yes | Yes | 2013-03-14 |  | 1
FALSE | S4QE-024KA | 2681 | 5627128 | GIBSON | JS4BE-024KA | AC | Split System: Air-Cooled Condensing Unit, Coil with Blower | S4BE-024KA |  | C7B(A,H)M01824(C,U)-B+TXV | 12.5 | 15 | Yes | Yes | 2013-03-14 |  | 1
FALSE | S4QE-024KA | 2681 | 5627129 | GIBSON | JS4BE-024KA | AC | Split System: Air-Cooled Condensing Unit, Coil with Blower | S4BE-024KA |  | C6B(A,H)-X24(C,U)-A | 12.5 | 15 | Yes | Yes | 2013-03-14 |  | 1
FALSE | S4QE-024KA | 2681 | 5627130 | GIBSON | JS4BE-024KA | AC | Split System: Air-Cooled Condensing Unit, Coil with Blower | S4BE-024KA |  | C7B(A,H)M01824(C,U)-A+TXV | 12.5 | 15 | Yes | Yes | 2013-03-14 |  | 1
FALSE | S4QE-024KA | 2681 | 5627131 | GIBSON | JS4BE-024KA | AC | Split System: Air-Cooled Condensing Unit, Coil with Blower | S4BE-024KA |  | C7B(A,H)M030(C,U)-C+TXV | 12.5 | 15 | Yes | Yes | 2013-03-14 |  | 1
FALSE | S4QE-024KA | 2681 | 5627132 | GIBSON | JS4BE-024KA | AC | Split System: Air-Cooled Condensing Unit, Coil with Blower | S4BE-024KA |  | C6B(A,H)-X24(C,U)-B | 12.5 | 15 | Yes | Yes | 2013-03-14 |  | 1
FALSE | S4QE-024KA | 2681 | 5627133 | GIBSON | JS4BE-024KA | AC | Split System: Air-Cooled Condensing Unit, Coil with Blower | S4BE-024KA |  | C7B(A,H)M01824(C,U)-A+TXV | 12.5 | 15 | Yes | Yes | 2013-03-14 |  | 1
FALSE | S4QE-024KA | 2681 | 5627134 | GIBSON | JS4BE-024KA | AC | Split System: Air-Cooled Condensing Unit, Coil with Blower | S4BE-024KA |  | C6B(A,H)-X30(C,U)-C+TDR | 12.5 | 15 | Yes | Yes | 2013-03-14 |  | 1
FALSE | S4QE-024KA | 2681 | 5627135 | GIBSON | JS4BE-024KA | AC | Split System: Air-Cooled Condensing Unit, Coil with Blower | S4BE-024KA |  | C6B(A,H)-X24(C,U)-B | 12.5 | 15 | Yes | Yes | 2013-03-14 |  | 1
FALSE | S4QE-030KA | 2694 | 5627136 | GIBSON | JS4BE-030KA | AC | Split System: Air-Cooled Condensing Unit, Coil with Blower | S4BE-030KA |  | C7B(A,H)M030(C,U)-C+TXV | 12.5 | 15 | Yes | Yes | 2013-03-14 |  | 1
FALSE | S4QE-030KA | 2694 | 5627137 | GIBSON | JS4BE-030KA | AC | Split System: Air-Cooled Condensing Unit, Coil with Blower | S4BE-030KA |  | C7B(A,H)M03036(C,U)-A+TXV | 12.5 | 15 | Yes | Yes | 2013-03-14 |  | 1
FALSE | S4QE-030KA | 2694 | 5627138 | GIBSON | JS4BE-030KA | AC | Split System: Air-Cooled Condensing Unit, Coil with Blower | S4BE-030KA |  | C6B(A,H)-X30(C,U)-A | 12.5 | 15 | Yes | Yes | 2013-03-14 |  | 1
FALSE | S4QE-030KA | 2694 | 5627139 | GIBSON | JS4BE-030KA | AC | Split System: Air-Cooled Condensing Unit, Coil with Blower | S4BE-030KA |  | C7B(A,H)M03036(C,U)-B+TXV | 12.5 | 15 | Yes | Yes | 2013-03-14 |  | 1
FALSE | S4QE-024KA | 2681 | 5627190 | GRANDAIRE | JS4BE-024KA | AC | Split System: Air-Cooled Condensing Unit, Coil with Blower | S4BE-024KA |  | C7B(A,H)M01824(C,U)-A+TXV | 12.5 | 15 | Yes | Yes | 2013-03-14 |  | 1
FALSE | S4QE-024KA | 2681 | 5627191 | GRANDAIRE | JS4BE-024KA | AC | Split System: Air-Cooled Condensing Unit, Coil with Blower | S4BE-024KA |  | C6B(A,H)-X30(C,U)-C+TDR | 12.5 | 15 | Yes | Yes | 2013-03-14 |  | 1
FALSE | S4QE-024KA | 2681 | 5627192 | GRANDAIRE | JS4BE-024KA | AC | Split System: Air-Cooled Condensing Unit, Coil with Blower | S4BE-024KA |  | C6B(A,H)-X24(C,U)-B | 12.5 | 15 | Yes | Yes | 2013-03-14 |  | 1
FALSE | S4QE-030KA | 2694 | 5627193 | GRANDAIRE | JS4BE-030KA | AC | Split System: Air-Cooled Condensing Unit, Coil with Blower | S4BE-030KA |  | C7B(A,H)M030(C,U)-C+TXV | 12.5 | 15 | Yes | Yes | 2013-03-14 |  | 1
FALSE | S4QE-030KA | 2694 | 5627194 | GRANDAIRE | JS4BE-030KA | AC | Split System: Air-Cooled Condensing Unit, Coil with Blower | S4BE-030KA |  | C7B(A,H)M03036(C,U)-A+TXV | 12.5 | 15 | Yes | Yes | 2013-03-14 |  | 1
FALSE | S4QE-030KA | 2694 | 5627195 | GRANDAIRE | JS4BE-030KA | AC | Split System: Air-Cooled Condensing Unit, Coil with Blower | S4BE-030KA |  | C6B(A,H)-X30(C,U)-A | 12.5 | 15 | Yes | Yes | 2013-03-14 |  | 1
FALSE | S4QE-030KA | 2694 | 5627196 | GRANDAIRE | JS4BE-030KA | AC | Split System: Air-Cooled Condensing Unit, Coil with Blower | S4BE-030KA |  | C7B(A,H)M03036(C,U)-B+TXV | 12.5 | 15 | Yes | Yes | 2013-03-14 |  | 1
FALSE | S4QE-030KA | 2694 | 5627197 | GRANDAIRE | JS4BE-030KA | AC | Split System: Air-Cooled Condensing Unit, Coil with Blower | S4BE-030KA |  | C7B(A,H)M03036(C,U)-B+TXV | 12.5 | 15 | Yes | Yes | 2013-03-14 |  | 1
FALSE | S4QE-030KA | 2694 | 5627198 | GRANDAIRE | JS4BE-030KA | AC | Split System: Air-Cooled Condensing Unit, Coil with Blower | S4BE-030KA |  | C7B(A,H)M03036(C,U)-A+TXV | 12.5 | 15 | Yes | Yes | 2013-03-14 |  | 1
FALSE | S4QE-030KA | 2694 | 5627199 | GRANDAIRE | JS4BE-030KA | AC | Split System: Air-Cooled Condensing Unit, Coil with Blower | S4BE-030KA |  | C6B(A,H)-X30(C,U)-B | 12.5 | 15 | Yes | Yes | 2013-03-14 |  | 1
FALSE | S4QE-030KA | 2694 | 5627200 | GRANDAIRE | JS4BE-030KA | AC | Split System: Air-Cooled Condensing Unit, Coil with Blower | S4BE-030KA |  | C6B(A,H)-X30(C,U)-C | 12.5 | 15 | Yes | Yes | 2013-03-14 |  | 1
FALSE | S4QE-030KA | 2694 | 5627201 | GRANDAIRE | JS4BE-030KA | AC | Split System: Air-Cooled Condensing Unit, Coil with Blower | S4BE-030KA |  | C6B(A,H)-X30(C,U)-A | 12.5 | 15 | Yes | Yes | 2013-03-14 |  | 1
FALSE | S4QE-030KA | 2694 | 5627202 | GRANDAIRE | JS4BE-030KA | AC | Split System: Air-Cooled Condensing Unit, Coil with Blower | S4BE-030KA |  | C7B(A,H)M030(C,U)-C+TXV | 12.5 | 15 | Yes | Yes | 2013-03-14 |  | 1
FALSE | S4QE-030KA | 2694 | 5627203 | GRANDAIRE | JS4BE-030KA | AC | Split System: Air-Cooled Condensing Unit, Coil with Blower | S4BE-030KA |  | C6B(A,H)-X30(C,U)-B | 12.5 | 15 | Yes | Yes | 2013-03-14 |  | 1
FALSE | S4QE-030KA | 2694 | 5627204 | GRANDAIRE | JS4BE-030KA | AC | Split System: Air-Cooled Condensing Unit, Coil with Blower | S4BE-030KA |  | C6B(A,H)-X30(C,U)-C | 12.5 | 15 | Yes | Yes | 2013-03-14 |  | 1
FALSE | S4QE-036KA | 2699 | 5627205 | GRANDAIRE | JS4BE-036KA | AC | Split System: Air-Cooled Condensing Unit, Coil with Blower | S4BE-036KA |  | C7B(A,H)M03648(C,U)-C+TXV | 12.5 | 15 | Yes | Yes | 2013-03-14 |  | 1
FALSE | S4QE-036KA | 2699 | 5627206 | GRANDAIRE | JS4BE-036KA | AC | Split System: Air-Cooled Condensing Unit, Coil with Blower | S4BE-036KA |  | C6B(A,H)-X36(C,U)-C | 12.5 | 15 | Yes | Yes | 2013-03-14 |  | 1
FALSE | S4QE-036KA | 2699 | 5627207 | GRANDAIRE | JS4BE-036KA | AC | Split System: Air-Cooled Condensing Unit, Coil with Blower | S4BE-036KA |  | C6B(A,H)-X36(C,U)-B | 12.5 | 15 | Yes | Yes | 2013-03-14 |  | 1
FALSE | S4QE-036KA | 2699 | 5627208 | GRANDAIRE | JS4BE-036KA | AC | Split System: Air-Cooled Condensing Unit, Coil with Blower | S4BE-036KA |  | C6B(A,H)-X36(C,U)-B | 12.5 | 15 | Yes | Yes | 2013-03-14 |  | 1
FALSE | S4BE-042KA | 2712 | 5627163 | GIBSON | JS4BE-042KA | AC | Split System: Air-Cooled Condensing Unit, Coil with Blower | S4BE-042KA |  | C6B(A,H)-X42(C,U)-C | 12.5 | 15 | Yes | Yes | 2013-03-14 |  | 1
FALSE | S4BE-048KA | 2717 | 5627164 | GIBSON | JS4BE-048KA | AC | Split System: Air-Cooled Condensing Unit, Coil with Blower | S4BE-048KA |  | C7B(A,H)M048(C,U)-C+TXV | 12 | 15 | Yes | Yes | 2013-03-14 |  | 0
FALSE | S4BE-048KA | 2717 | 5627165 | GIBSON | JS4BE-048KA | AC | Split System: Air-Cooled Condensing Unit, Coil with Blower | S4BE-048KA |  | C6B(A,H)-X48(C,U)-D | 12 | 15 | Yes | Yes | 2013-03-14 |  | 0
FALSE | S4BE-048KA | 2717 | 5627166 | GIBSON | JS4BE-048KA | AC | Split System: Air-Cooled Condensing Unit, Coil with Blower | S4BE-048KA |  | C7B(A,H)M048(C,U)-D+TXV | 12 | 15 | Yes | Yes | 2013-03-14 |  | 0
FALSE | S4BE-048KA | 2717 | 5627167 | GIBSON | JS4BE-048KA | AC | Split System: Air-Cooled Condensing Unit, Coil with Blower | S4BE-048KA |  | C7B(A,H)M048(C,U)-C+TXV | 12 | 15 | Yes | Yes | 2013-03-14 |  | 0
FALSE | S4BE-048KA | 2717 | 5627168 | GIBSON | JS4BE-048KA | AC | Split System: Air-Cooled Condensing Unit, Coil with Blower | S4BE-048KA |  | C7B(A,H)M048(C,U)-D+TXV | 12 | 15 | Yes | Yes | 2013-03-14 |  | 0
FALSE | S4BE-048KA | 2717 | 5627169 | GIBSON | JS4BE-048KA | AC | Split System: Air-Cooled Condensing Unit, Coil with Blower | S4BE-048KA |  | C6B(A,H)-X48(C,U)-C | 12 | 15 | Yes | Yes | 2013-03-14 |  | 0
FALSE | S4BE-048KA | 2717 | 5627170 | GIBSON | JS4BE-048KA | AC | Split System: Air-Cooled Condensing Unit, Coil with Blower | S4BE-048KA |  | C6B(A,H)-X48(C,U)-D | 12 | 15 | Yes | Yes | 2013-03-14 |  | 0
FALSE | S4BE-048KA | 2717 | 5627171 | GIBSON | JS4BE-048KA | AC | Split System: Air-Cooled Condensing Unit, Coil with Blower | S4BE-048KA |  | C6B(A,H)-X48(C,U)-C | 12 | 15 | Yes | Yes | 2013-03-14 |  | 0
FALSE | S4BE-018KA | 2679 | 5627172 | GRANDAIRE | JS4BE-018KA | AC | Split System: Air-Cooled Condensing Unit, Coil with Blower | S4BE-018KA |  | C6B(A,H)-X24(C,U)-A | 12.5 | 15 | Yes | Yes | 2013-03-14 |  | 1
FALSE | S4BE-018KA | 2679 | 5627173 | GRANDAIRE | JS4BE-018KA | AC | Split System: Air-Cooled Condensing Unit, Coil with Blower | S4BE-018KA |  | C7B(A,H)M01824(C,U)-A+TXV | 12.5 | 15 | Yes | Yes | 2013-03-14 |  | 1
FALSE | S4BE-018KA | 2679 | 5627174 | GRANDAIRE | JS4BE-018KA | AC | Split System: Air-Cooled Condensing Unit, Coil with Blower | S4BE-018KA |  | C6B(A,H)-X24(C,U)-A | 12.5 | 15 | Yes | Yes | 2013-03-14 |  | 1
FALSE | S4BE-018KA | 2679 | 5627175 | GRANDAIRE | JS4BE-018KA | AC | Split System: Air-Cooled Condensing Unit, Coil with Blower | S4BE-018KA |  | C7B(A,H)M01824(C,U)-A+TXV | 12.5 | 15 | Yes | Yes | 2013-03-14 |  | 1
FALSE | S4BE-018KA | 2679 | 5627176 | GRANDAIRE | JS4BE-018KA | AC | Split System: Air-Cooled Condensing Unit, Coil with Blower | S4BE-018KA |  | C7B(A,H)M01824(C,U)-B+TXV | 12.5 | 15 | Yes | Yes | 2013-03-14 |  | 1
FALSE | S4BE-018KA | 2679 | 5627177 | GRANDAIRE | JS4BE-018KA | AC | Split System: Air-Cooled Condensing Unit, Coil with Blower | S4BE-018KA |  | C7B(A,H)M01824(C,U)-B+TXV | 12.5 | 15 | Yes | Yes | 2013-03-14 |  | 1
FALSE | S4BE-018KA | 2679 | 5627178 | GRANDAIRE | JS4BE-018KA | AC | Split System: Air-Cooled Condensing Unit, Coil with Blower | S4BE-018KA |  | C6B(A,H)-X24(C,U)-B | 12.5 | 15 | Yes | Yes | 2013-03-14 |  | 1
FALSE | S4BE-018KA | 2679 | 5627179 | GRANDAIRE | JS4BE-018KA | AC | Split System: Air-Cooled Condensing Unit, Coil with Blower | S4BE-018KA |  | C6B(A,H)-X24(C,U)-B | 12.5 | 15 | Yes | Yes | 2013-03-14 |  | 1
FALSE | S4QE-024KA | 2681 | 5627180 | GRANDAIRE | JS4BE-024KA | AC | Split System: Air-Cooled Condensing Unit, Coil with Blower | S4BE-024KA |  | C6B(A,H)-X30(C,U)-C+TDR | 12.5 | 15 | Yes | Yes | 2013-03-14 |  | 1
FALSE | S4QE-024KA | 2681 | 5627181 | GRANDAIRE | JS4BE-024KA | AC | Split System: Air-Cooled Condensing Unit, Coil with Blower | S4BE-024KA |  | C7B(A,H)M01824(C,U)-B+TXV | 12.5 | 15 | Yes | Yes | 2013-03-14 |  | 1
FALSE | S4QE-024KA | 2681 | 5627182 | GRANDAIRE | JS4BE-024KA | AC | Split System: Air-Cooled Condensing Unit, Coil with Blower | S4BE-024KA |  | C7B(A,H)M030(C,U)-C+TXV | 12.5 | 15 | Yes | Yes | 2013-03-14 |  | 1
FALSE | S4QE-024KA | 2681 | 5627183 | GRANDAIRE | JS4BE-024KA | AC | Split System: Air-Cooled Condensing Unit, Coil with Blower | S4BE-024KA |  | C7B(A,H)M030(C,U)-C+TXV | 12.5 | 15 | Yes | Yes | 2013-03-14 |  | 1
FALSE | S4QE-024KA | 2681 | 5627184 | GRANDAIRE | JS4BE-024KA | AC | Split System: Air-Cooled Condensing Unit, Coil with Blower | S4BE-024KA |  | C6B(A,H)-X24(C,U)-A | 12.5 | 15 | Yes | Yes | 2013-03-14 |  | 1
FALSE | S4QE-024KA | 2681 | 5627185 | GRANDAIRE | JS4BE-024KA | AC | Split System: Air-Cooled Condensing Unit, Coil with Blower | S4BE-024KA |  | C7B(A,H)M01824(C,U)-B+TXV | 12.5 | 15 | Yes | Yes | 2013-03-14 |  | 1
FALSE | S4QE-024KA | 2681 | 5627186 | GRANDAIRE | JS4BE-024KA | AC | Split System: Air-Cooled Condensing Unit, Coil with Blower | S4BE-024KA |  | C6B(A,H)-X24(C,U)-A | 12.5 | 15 | Yes | Yes | 2013-03-14 |  | 1
FALSE | S4QE-024KA | 2681 | 5627187 | GRANDAIRE | JS4BE-024KA | AC | Split System: Air-Cooled Condensing Unit, Coil with Blower | S4BE-024KA |  | C7B(A,H)M01824(C,U)-A+TXV | 12.5 | 15 | Yes | Yes | 2013-03-14 |  | 1
FALSE | S4QE-024KA | 2681 | 5627188 | GRANDAIRE | JS4BE-024KA | AC | Split System: Air-Cooled Condensing Unit, Coil with Blower | S4BE-024KA |  | C7B(A,H)M030(C,U)-C+TXV | 12.5 | 15 | Yes | Yes | 2013-03-14 |  | 1
FALSE | S4QE-024KA | 2681 | 5627189 | GRANDAIRE | JS4BE-024KA | AC | Split System: Air-Cooled Condensing Unit, Coil with Blower | S4BE-024KA |  | C6B(A,H)-X24(C,U)-B | 12.5 | 15 | Yes | Yes | 2013-03-14 |  | 1
FALSE | S4QE-036KA | 2699 | 5627209 | GRANDAIRE | JS4BE-036KA | AC | Split System: Air-Cooled Condensing Unit, Coil with Blower | S4BE-036KA |  | C6B(A,H)-X36(C,U)-C | 12.5 | 15 | Yes | Yes | 2013-03-14 |  | 1
FALSE | S4QE-036KA | 2699 | 5627210 | GRANDAIRE | JS4BE-036KA | AC | Split System: Air-Cooled Condensing Unit, Coil with Blower | S4BE-036KA |  | C7B(A,H)M03648(C,U)-C+TXV | 12.5 | 15 | Yes | Yes | 2013-03-14 |  | 1
FALSE | S4QE-036KA | 2699 | 5627211 | GRANDAIRE | JS4BE-036KA | AC | Split System: Air-Cooled Condensing Unit, Coil with Blower | S4BE-036KA |  | C7B(A,H)M03642(C,U)-B+TXV | 12.5 | 15 | Yes | Yes | 2013-03-14 |  | 1
FALSE | S4QE-036KA | 2699 | 5627212 | GRANDAIRE | JS4BE-036KA | AC | Split System: Air-Cooled Condensing Unit, Coil with Blower | S4BE-036KA |  | C7B(A,H)M03642(C,U)-B+TXV | 12.5 | 15 | Yes | Yes | 2013-03-14 |  | 1
FALSE | S4BE-042KA | 2712 | 5627213 | GRANDAIRE | JS4BE-042KA | AC | Split System: Air-Cooled Condensing Unit, Coil with Blower | S4BE-042KA |  | C7B(A,H)M03648(C,U)-C+TXV | 12.5 | 15 | Yes | Yes | 2013-03-14 |  | 1
FALSE | S4BE-042KA | 2712 | 5627214 | GRANDAIRE | JS4BE-042KA | AC | Split System: Air-Cooled Condensing Unit, Coil with Blower | S4BE-042KA |  | C6B(A,H)-X42(C,U)-C | 12.5 | 15 | Yes | Yes | 2013-03-14 |  | 1
FALSE | S4BE-042KA | 2712 | 5627219 | GRANDAIRE | JS4BE-042KA | AC | Split System: Air-Cooled Condensing Unit, Coil with Blower | S4BE-042KA |  | C7B(A,H)M03648(C,U)-C+TXV | 12.5 | 15 | Yes | Yes | 2013-03-14 |  | 1
FALSE | S4BE-042KA | 2712 | 5627220 | GRANDAIRE | JS4BE-042KA | AC | Split System: Air-Cooled Condensing Unit, Coil with Blower | S4BE-042KA |  | C6B(A,H)-X42(C,U)-C | 12.5 | 15 | Yes | Yes | 2013-03-14 |  | 1
FALSE | S4BE-048KA | 2717 | 5627221 | GRANDAIRE | JS4BE-048KA | AC | Split System: Air-Cooled Condensing Unit, Coil with Blower | S4BE-048KA |  | C7B(A,H)M048(C,U)-C+TXV | 12 | 15 | Yes | Yes | 2013-03-14 |  | 0
FALSE | S4BE-048KA | 2717 | 5627222 | GRANDAIRE | JS4BE-048KA | AC | Split System: Air-Cooled Condensing Unit, Coil with Blower | S4BE-048KA |  | C6B(A,H)-X48(C,U)-D | 12 | 15 | Yes | Yes | 2013-03-14 |  | 0
FALSE | S4BE-048KA | 2717 | 5627223 | GRANDAIRE | JS4BE-048KA | AC | Split System: Air-Cooled Condensing Unit, Coil with Blower | S4BE-048KA |  | C7B(A,H)M048(C,U)-D+TXV | 12 | 15 | Yes | Yes | 2013-03-14 |  | 0
FALSE | S4BE-048KA | 2717 | 5627224 | GRANDAIRE | JS4BE-048KA | AC | Split System: Air-Cooled Condensing Unit, Coil with Blower | S4BE-048KA |  | C7B(A,H)M048(C,U)-C+TXV | 12 | 15 | Yes | Yes | 2013-03-14 |  | 0
FALSE | S4BE-048KA | 2717 | 5627225 | GRANDAIRE | JS4BE-048KA | AC | Split System: Air-Cooled Condensing Unit, Coil with Blower | S4BE-048KA |  | C7B(A,H)M048(C,U)-D+TXV | 12 | 15 | Yes | Yes | 2013-03-14 |  | 0
FALSE | S4BE-048KA | 2717 | 5627226 | GRANDAIRE | JS4BE-048KA | AC | Split System: Air-Cooled Condensing Unit, Coil with Blower | S4BE-048KA |  | C6B(A,H)-X48(C,U)-C | 12 | 15 | Yes | Yes | 2013-03-14 |  | 0
FALSE | S4BE-048KA | 2717 | 5627227 | GRANDAIRE | JS4BE-048KA | AC | Split System: Air-Cooled Condensing Unit, Coil with Blower | S4BE-048KA |  | C6B(A,H)-X48(C,U)-D | 12 | 15 | Yes | Yes | 2013-03-14 |  | 0
FALSE | S4BE-048KA | 2717 | 5627228 | GRANDAIRE | JS4BE-048KA | AC | Split System: Air-Cooled Condensing Unit, Coil with Blower | S4BE-048KA |  | C6B(A,H)-X48(C,U)-C | 12 | 15 | Yes | Yes | 2013-03-14 |  | 0
FALSE | S4BE-018KA | 2679 | 5627229 | PHILCO | JS4BE-018KA | AC | Split System: Air-Cooled Condensing Unit, Coil with Blower | S4BE-018KA |  | C6B(A,H)-X24(C,U)-A | 12.5 | 15 | Yes | Yes | 2013-03-14 |  | 1
FALSE | S4BE-018KA | 2679 | 5627230 | PHILCO | JS4BE-018KA | AC | Split System: Air-Cooled Condensing Unit, Coil with Blower | S4BE-018KA |  | C7B(A,H)M01824(C,U)-A+TXV | 12.5 | 15 | Yes | Yes | 2013-03-14 |  | 1
FALSE | S4BE-018KA | 2679 | 5627231 | PHILCO | JS4BE-018KA | AC | Split System: Air-Cooled Condensing Unit, Coil with Blower | S4BE-018KA |  | C6B(A,H)-X24(C,U)-A | 12.5 | 15 | Yes | Yes | 2013-03-14 |  | 1
FALSE | S4BE-018KA | 2679 | 5627232 | PHILCO | JS4BE-018KA | AC | Split System: Air-Cooled Condensing Unit, Coil with Blower | S4BE-018KA |  | C7B(A,H)M01824(C,U)-A+TXV | 12.5 | 15 | Yes | Yes | 2013-03-14 |  | 1
FALSE | S4BE-018KA | 2679 | 5627233 | PHILCO | JS4BE-018KA | AC | Split System: Air-Cooled Condensing Unit, Coil with Blower | S4BE-018KA |  | C7B(A,H)M01824(C,U)-B+TXV | 12.5 | 15 | Yes | Yes | 2013-03-14 |  | 1
FALSE | S4BE-018KA | 2679 | 5627234 | PHILCO | JS4BE-018KA | AC | Split System: Air-Cooled Condensing Unit, Coil with Blower | S4BE-018KA |  | C7B(A,H)M01824(C,U)-B+TXV | 12.5 | 15 | Yes | Yes | 2013-03-14 |  | 1
FALSE | S4BE-018KA | 2679 | 5627235 | PHILCO | JS4BE-018KA | AC | Split System: Air-Cooled Condensing Unit, Coil with Blower | S4BE-018KA |  | C6B(A,H)-X24(C,U)-B | 12.5 | 15 | Yes | Yes | 2013-03-14 |  | 1
FALSE | S4BE-018KA | 2679 | 5627236 | PHILCO | JS4BE-018KA | AC | Split System: Air-Cooled Condensing Unit, Coil with Blower | S4BE-018KA |  | C6B(A,H)-X24(C,U)-B | 12.5 | 15 | Yes | Yes | 2013-03-14 |  | 1
FALSE | S4QE-024KA | 2681 | 5627237 | PHILCO | JS4BE-024KA | AC | Split System: Air-Cooled Condensing Unit, Coil with Blower | S4BE-024KA |  | C6B(A,H)-X30(C,U)-C+TDR | 12.5 | 15 | Yes | Yes | 2013-03-14 |  | 1
FALSE | S4QE-024KA | 2681 | 5627238 | PHILCO | JS4BE-024KA | AC | Split System: Air-Cooled Condensing Unit, Coil with Blower | S4BE-024KA |  | C7B(A,H)M01824(C,U)-B+TXV | 12.5 | 15 | Yes | Yes | 2013-03-14 |  | 1
FALSE | S4QE-024KA | 2681 | 5627239 | PHILCO | JS4BE-024KA | AC | Split System: Air-Cooled Condensing Unit, Coil with Blower | S4BE-024KA |  | C7B(A,H)M030(C,U)-C+TXV | 12.5 | 15 | Yes | Yes | 2013-03-14 |  | 1
FALSE | S4BE-018KA | 2679 | 5627290 | KELVINATOR | JS4BE-018KA | AC | Split System: Air-Cooled Condensing Unit, Coil with Blower | S4BE-018KA |  | C7B(A,H)M01824(C,U)-B+TXV | 12.5 | 15 | Yes | Yes | 2013-03-14 |  | 1
FALSE | S4BE-018KA | 2679 | 5627291 | KELVINATOR | JS4BE-018KA | AC | Split System: Air-Cooled Condensing Unit, Coil with Blower | S4BE-018KA |  | C7B(A,H)M01824(C,U)-B+TXV | 12.5 | 15 | Yes | Yes | 2013-03-14 |  | 1
FALSE | S4BE-018KA | 2679 | 5627292 | KELVINATOR | JS4BE-018KA | AC | Split System: Air-Cooled Condensing Unit, Coil with Blower | S4BE-018KA |  | C6B(A,H)-X24(C,U)-B | 12.5 | 15 | Yes | Yes | 2013-03-14 |  | 1
FALSE | S4BE-018KA | 2679 | 5627293 | KELVINATOR | JS4BE-018KA | AC | Split System: Air-Cooled Condensing Unit, Coil with Blower | S4BE-018KA |  | C6B(A,H)-X24(C,U)-B | 12.5 | 15 | Yes | Yes | 2013-03-14 |  | 1
FALSE | S4QE-024KA | 2681 | 5627294 | KELVINATOR | JS4BE-024KA | AC | Split System: Air-Cooled Condensing Unit, Coil with Blower | S4BE-024KA |  | C6B(A,H)-X30(C,U)-C+TDR | 12.5 | 15 | Yes | Yes | 2013-03-14 |  | 1
FALSE | S4QE-024KA | 2681 | 5627295 | KELVINATOR | JS4BE-024KA | AC | Split System: Air-Cooled Condensing Unit, Coil with Blower | S4BE-024KA |  | C7B(A,H)M01824(C,U)-B+TXV | 12.5 | 15 | Yes | Yes | 2013-03-14 |  | 1
FALSE | S4QE-024KA | 2681 | 5627296 | KELVINATOR | JS4BE-024KA | AC | Split System: Air-Cooled Condensing Unit, Coil with Blower | S4BE-024KA |  | C7B(A,H)M030(C,U)-C+TXV | 12.5 | 15 | Yes | Yes | 2013-03-14 |  | 1
FALSE | S4QE-024KA | 2681 | 5627297 | KELVINATOR | JS4BE-024KA | AC | Split System: Air-Cooled Condensing Unit, Coil with Blower | S4BE-024KA |  | C7B(A,H)M030(C,U)-C+TXV | 12.5 | 15 | Yes | Yes | 2013-03-14 |  | 1
FALSE | S4QE-024KA | 2681 | 5627298 | KELVINATOR | JS4BE-024KA | AC | Split System: Air-Cooled Condensing Unit, Coil with Blower | S4BE-024KA |  | C6B(A,H)-X24(C,U)-A | 12.5 | 15 | Yes | Yes | 2013-03-14 |  | 1
FALSE | S4QE-024KA | 2681 | 5627299 | KELVINATOR | JS4BE-024KA | AC | Split System: Air-Cooled Condensing Unit, Coil with Blower | S4BE-024KA |  | C7B(A,H)M01824(C,U)-B+TXV | 12.5 | 15 | Yes | Yes | 2013-03-14 |  | 1
FALSE | S4QE-024KA | 2681 | 5627300 | KELVINATOR | JS4BE-024KA | AC | Split System: Air-Cooled Condensing Unit, Coil with Blower | S4BE-024KA |  | C6B(A,H)-X24(C,U)-A | 12.5 | 15 | Yes | Yes | 2013-03-14 |  | 1
FALSE | S4QE-024KA | 2681 | 5627301 | KELVINATOR | JS4BE-024KA | AC | Split System: Air-Cooled Condensing Unit, Coil with Blower | S4BE-024KA |  | C7B(A,H)M01824(C,U)-A+TXV | 12.5 | 15 | Yes | Yes | 2013-03-14 |  | 1
FALSE | S4QE-024KA | 2681 | 5627302 | KELVINATOR | JS4BE-024KA | AC | Split System: Air-Cooled Condensing Unit, Coil with Blower | S4BE-024KA |  | C7B(A,H)M030(C,U)-C+TXV | 12.5 | 15 | Yes | Yes | 2013-03-14 |  | 1
FALSE | S4QE-024KA | 2681 | 5627303 | KELVINATOR | JS4BE-024KA | AC | Split System: Air-Cooled Condensing Unit, Coil with Blower | S4BE-024KA |  | C6B(A,H)-X24(C,U)-B | 12.5 | 15 | Yes | Yes | 2013-03-14 |  | 1
FALSE | S4QE-024KA | 2681 | 5627304 | KELVINATOR | JS4BE-024KA | AC | Split System: Air-Cooled Condensing Unit, Coil with Blower | S4BE-024KA |  | C7B(A,H)M01824(C,U)-A+TXV | 12.5 | 15 | Yes | Yes | 2013-03-14 |  | 1
FALSE | S4QE-024KA | 2681 | 5627305 | KELVINATOR | JS4BE-024KA | AC | Split System: Air-Cooled Condensing Unit, Coil with Blower | S4BE-024KA |  | C6B(A,H)-X30(C,U)-C+TDR | 12.5 | 15 | Yes | Yes | 2013-03-14 |  | 1
FALSE | S4QE-024KA | 2681 | 5627306 | KELVINATOR | JS4BE-024KA | AC | Split System: Air-Cooled Condensing Unit, Coil with Blower | S4BE-024KA |  | C6B(A,H)-X24(C,U)-B | 12.5 | 15 | Yes | Yes | 2013-03-14 |  | 1
FALSE | S4QE-030KA | 2694 | 5627307 | KELVINATOR | JS4BE-030KA | AC | Split System: Air-Cooled Condensing Unit, Coil with Blower | S4BE-030KA |  | C7B(A,H)M030(C,U)-C+TXV | 12.5 | 15 | Yes | Yes | 2013-03-14 |  | 1
FALSE | S4QE-030KA | 2694 | 5627259 | PHILCO | JS4BE-030KA | AC | Split System: Air-Cooled Condensing Unit, Coil with Blower | S4BE-030KA |  | C7B(A,H)M030(C,U)-C+TXV | 12.5 | 15 | Yes | Yes | 2013-03-14 |  | 1
FALSE | S4QE-030KA | 2694 | 5627260 | PHILCO | JS4BE-030KA | AC | Split System: Air-Cooled Condensing Unit, Coil with Blower | S4BE-030KA |  | C6B(A,H)-X30(C,U)-B | 12.5 | 15 | Yes | Yes | 2013-03-14 |  | 1
FALSE | S4QE-030KA | 2694 | 5627261 | PHILCO | JS4BE-030KA | AC | Split System: Air-Cooled Condensing Unit, Coil with Blower | S4BE-030KA |  | C6B(A,H)-X30(C,U)-C | 12.5 | 15 | Yes | Yes | 2013-03-14 |  | 1
FALSE | S4QE-036KA | 2699 | 5627262 | PHILCO | JS4BE-036KA | AC | Split System: Air-Cooled Condensing Unit, Coil with Blower | S4BE-036KA |  | C7B(A,H)M03648(C,U)-C+TXV | 12.5 | 15 | Yes | Yes | 2013-03-14 |  | 1
FALSE | S4QE-036KA | 2699 | 5627263 | PHILCO | JS4BE-036KA | AC | Split System: Air-Cooled Condensing Unit, Coil with Blower | S4BE-036KA |  | C6B(A,H)-X36(C,U)-C | 12.5 | 15 | Yes | Yes | 2013-03-14 |  | 1
FALSE | S4QE-036KA | 2699 | 5627264 | PHILCO | JS4BE-036KA | AC | Split System: Air-Cooled Condensing Unit, Coil with Blower | S4BE-036KA |  | C6B(A,H)-X36(C,U)-B | 12.5 | 15 | Yes | Yes | 2013-03-14 |  | 1
FALSE | S4QE-036KA | 2699 | 5627265 | PHILCO | JS4BE-036KA | AC | Split System: Air-Cooled Condensing Unit, Coil with Blower | S4BE-036KA |  | C6B(A,H)-X36(C,U)-B | 12.5 | 15 | Yes | Yes | 2013-03-14 |  | 1
FALSE | S4QE-036KA | 2699 | 5627266 | PHILCO | JS4BE-036KA | AC | Split System: Air-Cooled Condensing Unit, Coil with Blower | S4BE-036KA |  | C6B(A,H)-X36(C,U)-C | 12.5 | 15 | Yes | Yes | 2013-03-14 |  | 1
FALSE | S4QE-036KA | 2699 | 5627267 | PHILCO | JS4BE-036KA | AC | Split System: Air-Cooled Condensing Unit, Coil with Blower | S4BE-036KA |  | C7B(A,H)M03648(C,U)-C+TXV | 12.5 | 15 | Yes | Yes | 2013-03-14 |  | 1
FALSE | S4QE-036KA | 2699 | 5627268 | PHILCO | JS4BE-036KA | AC | Split System: Air-Cooled Condensing Unit, Coil with Blower | S4BE-036KA |  | C7B(A,H)M03642(C,U)-B+TXV | 12.5 | 15 | Yes | Yes | 2013-03-14 |  | 1
FALSE | S4QE-036KA | 2699 | 5627269 | PHILCO | JS4BE-036KA | AC | Split System: Air-Cooled Condensing Unit, Coil with Blower | S4BE-036KA |  | C7B(A,H)M03642(C,U)-B+TXV | 12.5 | 15 | Yes | Yes | 2013-03-14 |  | 1
FALSE | S4BE-042KA | 2712 | 5627270 | PHILCO | JS4BE-042KA | AC | Split System: Air-Cooled Condensing Unit, Coil with Blower | S4BE-042KA |  | C7B(A,H)M03648(C,U)-C+TXV | 12.5 | 15 | Yes | Yes | 2013-03-14 |  | 1
FALSE | S4BE-042KA | 2712 | 5627271 | PHILCO | JS4BE-042KA | AC | Split System: Air-Cooled Condensing Unit, Coil with Blower | S4BE-042KA |  | C6B(A,H)-X42(C,U)-C | 12.5 | 15 | Yes | Yes | 2013-03-14 |  | 1
FALSE | S4BE-042KA | 2712 | 5627276 | PHILCO | JS4BE-042KA | AC | Split System: Air-Cooled Condensing Unit, Coil with Blower | S4BE-042KA |  | C7B(A,H)M03648(C,U)-C+TXV | 12.5 | 15 | Yes | Yes | 2013-03-14 |  | 1
FALSE | S4BE-042KA | 2712 | 5627277 | PHILCO | JS4BE-042KA | AC | Split System: Air-Cooled Condensing Unit, Coil with Blower | S4BE-042KA |  | C6B(A,H)-X42(C,U)-C | 12.5 | 15 | Yes | Yes | 2013-03-14 |  | 1
FALSE | S4BE-048KA | 2717 | 5627278 | PHILCO | JS4BE-048KA | AC | Split System: Air-Cooled Condensing Unit, Coil with Blower | S4BE-048KA |  | C7B(A,H)M048(C,U)-C+TXV | 12 | 15 | Yes | Yes | 2013-03-14 |  | 0
FALSE | S4BE-048KA | 2717 | 5627279 | PHILCO | JS4BE-048KA | AC | Split System: Air-Cooled Condensing Unit, Coil with Blower | S4BE-048KA |  | C6B(A,H)-X48(C,U)-D | 12 | 15 | Yes | Yes | 2013-03-14 |  | 0
FALSE | S4BE-048KA | 2717 | 5627280 | PHILCO | JS4BE-048KA | AC | Split System: Air-Cooled Condensing Unit, Coil with Blower | S4BE-048KA |  | C7B(A,H)M048(C,U)-D+TXV | 12 | 15 | Yes | Yes | 2013-03-14 |  | 0
FALSE | S4BE-048KA | 2717 | 5627281 | PHILCO | JS4BE-048KA | AC | Split System: Air-Cooled Condensing Unit, Coil with Blower | S4BE-048KA |  | C7B(A,H)M048(C,U)-C+TXV | 12 | 15 | Yes | Yes | 2013-03-14 |  | 0
FALSE | S4BE-048KA | 2717 | 5627282 | PHILCO | JS4BE-048KA | AC | Split System: Air-Cooled Condensing Unit, Coil with Blower | S4BE-048KA |  | C7B(A,H)M048(C,U)-D+TXV | 12 | 15 | Yes | Yes | 2013-03-14 |  | 0
FALSE | S4BE-048KA | 2717 | 5627283 | PHILCO | JS4BE-048KA | AC | Split System: Air-Cooled Condensing Unit, Coil with Blower | S4BE-048KA |  | C6B(A,H)-X48(C,U)-C | 12 | 15 | Yes | Yes | 2013-03-14 |  | 0
FALSE | S4BE-048KA | 2717 | 5627284 | PHILCO | JS4BE-048KA | AC | Split System: Air-Cooled Condensing Unit, Coil with Blower | S4BE-048KA |  | C6B(A,H)-X48(C,U)-D | 12 | 15 | Yes | Yes | 2013-03-14 |  | 0
FALSE | S4BE-048KA | 2717 | 5627285 | PHILCO | JS4BE-048KA | AC | Split System: Air-Cooled Condensing Unit, Coil with Blower | S4BE-048KA |  | C6B(A,H)-X48(C,U)-C | 12 | 15 | Yes | Yes | 2013-03-14 |  | 0
FALSE | S4BE-018KA | 2679 | 5627286 | KELVINATOR | JS4BE-018KA | AC | Split System: Air-Cooled Condensing Unit, Coil with Blower | S4BE-018KA |  | C6B(A,H)-X24(C,U)-A | 12.5 | 15 | Yes | Yes | 2013-03-14 |  | 1
FALSE | S4BE-018KA | 2679 | 5627287 | KELVINATOR | JS4BE-018KA | AC | Split System: Air-Cooled Condensing Unit, Coil with Blower | S4BE-018KA |  | C7B(A,H)M01824(C,U)-A+TXV | 12.5 | 15 | Yes | Yes | 2013-03-14 |  | 1
FALSE | S4BE-018KA | 2679 | 5627288 | KELVINATOR | JS4BE-018KA | AC | Split System: Air-Cooled Condensing Unit, Coil with Blower | S4BE-018KA |  | C6B(A,H)-X24(C,U)-A | 12.5 | 15 | Yes | Yes | 2013-03-14 |  | 1
FALSE | S4BE-018KA | 2679 | 5627289 | KELVINATOR | JS4BE-018KA | AC | Split System: Air-Cooled Condensing Unit, Coil with Blower | S4BE-018KA |  | C7B(A,H)M01824(C,U)-A+TXV | 12.5 | 15 | Yes | Yes | 2013-03-14 |  | 1
FALSE | S4QE-030KA | 2694 | 5627308 | KELVINATOR | JS4BE-030KA | AC | Split System: Air-Cooled Condensing Unit, Coil with Blower | S4BE-030KA |  | C7B(A,H)M03036(C,U)-A+TXV | 12.5 | 15 | Yes | Yes | 2013-03-14 |  | 1
FALSE | S4QE-030KA | 2694 | 5627309 | KELVINATOR | JS4BE-030KA | AC | Split System: Air-Cooled Condensing Unit, Coil with Blower | S4BE-030KA |  | C6B(A,H)-X30(C,U)-A | 12.5 | 15 | Yes | Yes | 2013-03-14 |  | 1
FALSE | S4QE-030KA | 2694 | 5627310 | KELVINATOR | JS4BE-030KA | AC | Split System: Air-Cooled Condensing Unit, Coil with Blower | S4BE-030KA |  | C7B(A,H)M03036(C,U)-B+TXV | 12.5 | 15 | Yes | Yes | 2013-03-14 |  | 1
FALSE | S4QE-030KA | 2694 | 5627311 | KELVINATOR | JS4BE-030KA | AC | Split System: Air-Cooled Condensing Unit, Coil with Blower | S4BE-030KA |  | C7B(A,H)M03036(C,U)-B+TXV | 12.5 | 15 | Yes | Yes | 2013-03-14 |  | 1
FALSE | S4QE-030KA | 2694 | 5627312 | KELVINATOR | JS4BE-030KA | AC | Split System: Air-Cooled Condensing Unit, Coil with Blower | S4BE-030KA |  | C7B(A,H)M03036(C,U)-A+TXV | 12.5 | 15 | Yes | Yes | 2013-03-14 |  | 1
FALSE | S4QE-030KA | 2694 | 5627313 | KELVINATOR | JS4BE-030KA | AC | Split System: Air-Cooled Condensing Unit, Coil with Blower | S4BE-030KA |  | C6B(A,H)-X30(C,U)-B | 12.5 | 15 | Yes | Yes | 2013-03-14 |  | 1
FALSE | S4QE-030KA | 2694 | 5627314 | KELVINATOR | JS4BE-030KA | AC | Split System: Air-Cooled Condensing Unit, Coil with Blower | S4BE-030KA |  | C6B(A,H)-X30(C,U)-C | 12.5 | 15 | Yes | Yes | 2013-03-14 |  | 1
FALSE | S4QE-030KA | 2694 | 5627315 | KELVINATOR | JS4BE-030KA | AC | Split System: Air-Cooled Condensing Unit, Coil with Blower | S4BE-030KA |  | C6B(A,H)-X30(C,U)-A | 12.5 | 15 | Yes | Yes | 2013-03-14 |  | 1
FALSE | S4QE-030KA | 2694 | 5627316 | KELVINATOR | JS4BE-030KA | AC | Split System: Air-Cooled Condensing Unit, Coil with Blower | S4BE-030KA |  | C7B(A,H)M030(C,U)-C+TXV | 12.5 | 15 | Yes | Yes | 2013-03-14 |  | 1
FALSE | S4QE-030KA | 2694 | 5627317 | KELVINATOR | JS4BE-030KA | AC | Split System: Air-Cooled Condensing Unit, Coil with Blower | S4BE-030KA |  | C6B(A,H)-X30(C,U)-B | 12.5 | 15 | Yes | Yes | 2013-03-14 |  | 1
FALSE | S4QE-030KA | 2694 | 5627318 | KELVINATOR | JS4BE-030KA | AC | Split System: Air-Cooled Condensing Unit, Coil with Blower | S4BE-030KA |  | C6B(A,H)-X30(C,U)-C | 12.5 | 15 | Yes | Yes | 2013-03-14 |  | 1
FALSE | S4QE-036KA | 2699 | 5627319 | KELVINATOR | JS4BE-036KA | AC | Split System: Air-Cooled Condensing Unit, Coil with Blower | S4BE-036KA |  | C7B(A,H)M03648(C,U)-C+TXV | 12.5 | 15 | Yes | Yes | 2013-03-14 |  | 1
FALSE | S4QE-036KA | 2699 | 5627320 | KELVINATOR | JS4BE-036KA | AC | Split System: Air-Cooled Condensing Unit, Coil with Blower | S4BE-036KA |  | C6B(A,H)-X36(C,U)-C | 12.5 | 15 | Yes | Yes | 2013-03-14 |  | 1
FALSE | S4QE-036KA | 2699 | 5627321 | KELVINATOR | JS4BE-036KA | AC | Split System: Air-Cooled Condensing Unit, Coil with Blower | S4BE-036KA |  | C6B(A,H)-X36(C,U)-B | 12.5 | 15 | Yes | Yes | 2013-03-14 |  | 1
FALSE | S4QE-036KA | 2699 | 5627322 | KELVINATOR | JS4BE-036KA | AC | Split System: Air-Cooled Condensing Unit, Coil with Blower | S4BE-036KA |  | C6B(A,H)-X36(C,U)-B | 12.5 | 15 | Yes | Yes | 2013-03-14 |  | 1
FALSE | S4QE-036KA | 2699 | 5627323 | KELVINATOR | JS4BE-036KA | AC | Split System: Air-Cooled Condensing Unit, Coil with Blower | S4BE-036KA |  | C6B(A,H)-X36(C,U)-C | 12.5 | 15 | Yes | Yes | 2013-03-14 |  | 1
FALSE | S4QE-036KA | 2699 | 5627324 | KELVINATOR | JS4BE-036KA | AC | Split System: Air-Cooled Condensing Unit, Coil with Blower | S4BE-036KA |  | C7B(A,H)M03648(C,U)-C+TXV | 12.5 | 15 | Yes | Yes | 2013-03-14 |  | 1
FALSE | S4QE-036KA | 2699 | 5627325 | KELVINATOR | JS4BE-036KA | AC | Split System: Air-Cooled Condensing Unit, Coil with Blower | S4BE-036KA |  | C7B(A,H)M03642(C,U)-B+TXV | 12.5 | 15 | Yes | Yes | 2013-03-14 |  | 1
FALSE | S4QE-036KA | 2699 | 5627326 | KELVINATOR | JS4BE-036KA | AC | Split System: Air-Cooled Condensing Unit, Coil with Blower | S4BE-036KA |  | C7B(A,H)M03642(C,U)-B+TXV | 12.5 | 15 | Yes | Yes | 2013-03-14 |  | 1
FALSE | S4BE-042KA | 2712 | 5627327 | KELVINATOR | JS4BE-042KA | AC | Split System: Air-Cooled Condensing Unit, Coil with Blower | S4BE-042KA |  | C7B(A,H)M03648(C,U)-C+TXV | 12.5 | 15 | Yes | Yes | 2013-03-14 |  | 1
FALSE | S4BE-042KA | 2712 | 5627328 | KELVINATOR | JS4BE-042KA | AC | Split System: Air-Cooled Condensing Unit, Coil with Blower | S4BE-042KA |  | C6B(A,H)-X42(C,U)-C | 12.5 | 15 | Yes | Yes | 2013-03-14 |  | 1
FALSE | S4BE-042KA | 2712 | 5627333 | KELVINATOR | JS4BE-042KA | AC | Split System: Air-Cooled Condensing Unit, Coil with Blower | S4BE-042KA |  | C7B(A,H)M03648(C,U)-C+TXV | 12.5 | 15 | Yes | Yes | 2013-03-14 |  | 1
FALSE | S4BE-042KA | 2712 | 5627334 | KELVINATOR | JS4BE-042KA | AC | Split System: Air-Cooled Condensing Unit, Coil with Blower | S4BE-042KA |  | C6B(A,H)-X42(C,U)-C | 12.5 | 15 | Yes | Yes | 2013-03-14 |  | 1
FALSE | S4BE-048KA | 2717 | 5627335 | KELVINATOR | JS4BE-048KA | AC | Split System: Air-Cooled Condensing Unit, Coil with Blower | S4BE-048KA |  | C7B(A,H)M048(C,U)-C+TXV | 12 | 15 | Yes | Yes | 2013-03-14 |  | 0
FALSE | S4BE-048KA | 2717 | 5627336 | KELVINATOR | JS4BE-048KA | AC | Split System: Air-Cooled Condensing Unit, Coil with Blower | S4BE-048KA |  | C6B(A,H)-X48(C,U)-D | 12 | 15 | Yes | Yes | 2013-03-14 |  | 0
FALSE | S4BE-048KA | 2717 | 5627337 | KELVINATOR | JS4BE-048KA | AC | Split System: Air-Cooled Condensing Unit, Coil with Blower | S4BE-048KA |  | C7B(A,H)M048(C,U)-D+TXV | 12 | 15 | Yes | Yes | 2013-03-14 |  | 0
FALSE | S4BE-048KA | 2717 | 5627338 | KELVINATOR | JS4BE-048KA | AC | Split System: Air-Cooled Condensing Unit, Coil with Blower | S4BE-048KA |  | C7B(A,H)M048(C,U)-C+TXV | 12 | 15 | Yes | Yes | 2013-03-14 |  | 0
FALSE | S4BE-042KA | 2712 | 5627384 | GARRISON | JS4BE-042KA | AC | Split System: Air-Cooled Condensing Unit, Coil with Blower | S4BE-042KA |  | C7B(A,H)M03648(C,U)-C+TXV | 12.5 | 15 | Yes | Yes | 2013-03-14 |  | 1
FALSE | S4BE-042KA | 2712 | 5627385 | GARRISON | JS4BE-042KA | AC | Split System: Air-Cooled Condensing Unit, Coil with Blower | S4BE-042KA |  | C6B(A,H)-X42(C,U)-C | 12.5 | 15 | Yes | Yes | 2013-03-14 |  | 1
FALSE | S4BE-042KA | 2712 | 5627390 | GARRISON | JS4BE-042KA | AC | Split System: Air-Cooled Condensing Unit, Coil with Blower | S4BE-042KA |  | C7B(A,H)M03648(C,U)-C+TXV | 12.5 | 15 | Yes | Yes | 2013-03-14 |  | 1
FALSE | S4BE-042KA | 2712 | 5627391 | GARRISON | JS4BE-042KA | AC | Split System: Air-Cooled Condensing Unit, Coil with Blower | S4BE-042KA |  | C6B(A,H)-X42(C,U)-C | 12.5 | 15 | Yes | Yes | 2013-03-14 |  | 1
FALSE | S4BE-048KA | 2717 | 5627392 | GARRISON | JS4BE-048KA | AC | Split System: Air-Cooled Condensing Unit, Coil with Blower | S4BE-048KA |  | C7B(A,H)M048(C,U)-C+TXV | 12 | 15 | Yes | Yes | 2013-03-14 |  | 0
FALSE | S4BE-048KA | 2717 | 5627393 | GARRISON | JS4BE-048KA | AC | Split System: Air-Cooled Condensing Unit, Coil with Blower | S4BE-048KA |  | C6B(A,H)-X48(C,U)-D | 12 | 15 | Yes | Yes | 2013-03-14 |  | 0
FALSE | S4BE-048KA | 2717 | 5627394 | GARRISON | JS4BE-048KA | AC | Split System: Air-Cooled Condensing Unit, Coil with Blower | S4BE-048KA |  | C7B(A,H)M048(C,U)-D+TXV | 12 | 15 | Yes | Yes | 2013-03-14 |  | 0
FALSE | S4BE-048KA | 2717 | 5627395 | GARRISON | JS4BE-048KA | AC | Split System: Air-Cooled Condensing Unit, Coil with Blower | S4BE-048KA |  | C7B(A,H)M048(C,U)-C+TXV | 12 | 15 | Yes | Yes | 2013-03-14 |  | 0
FALSE | S4BE-048KA | 2717 | 5627396 | GARRISON | JS4BE-048KA | AC | Split System: Air-Cooled Condensing Unit, Coil with Blower | S4BE-048KA |  | C7B(A,H)M048(C,U)-D+TXV | 12 | 15 | Yes | Yes | 2013-03-14 |  | 0
FALSE | S4BE-048KA | 2717 | 5627397 | GARRISON | JS4BE-048KA | AC | Split System: Air-Cooled Condensing Unit, Coil with Blower | S4BE-048KA |  | C6B(A,H)-X48(C,U)-C | 12 | 15 | Yes | Yes | 2013-03-14 |  | 0
FALSE | S4BE-048KA | 2717 | 5627398 | GARRISON | JS4BE-048KA | AC | Split System: Air-Cooled Condensing Unit, Coil with Blower | S4BE-048KA |  | C6B(A,H)-X48(C,U)-D | 12 | 15 | Yes | Yes | 2013-03-14 |  | 0
FALSE | S4BE-048KA | 2717 | 5627399 | GARRISON | JS4BE-048KA | AC | Split System: Air-Cooled Condensing Unit, Coil with Blower | S4BE-048KA |  | C6B(A,H)-X48(C,U)-C | 12 | 15 | Yes | Yes | 2013-03-14 |  | 0
FALSE | S4BE-018KA | 2679 | 5627400 | NUTONE | JS4BE-018KA | AC | Split System: Air-Cooled Condensing Unit, Coil with Blower | S4BE-018KA |  | C6B(A,H)-X24(C,U)-A | 12.5 | 15 | Yes | Yes | 2013-03-14 |  | 1
FALSE | S4BE-018KA | 2679 | 5627401 | NUTONE | JS4BE-018KA | AC | Split System: Air-Cooled Condensing Unit, Coil with Blower | S4BE-018KA |  | C7B(A,H)M01824(C,U)-A+TXV | 12.5 | 15 | Yes | Yes | 2013-03-14 |  | 1
FALSE | S4BE-018KA | 2679 | 5627402 | NUTONE | JS4BE-018KA | AC | Split System: Air-Cooled Condensing Unit, Coil with Blower | S4BE-018KA |  | C6B(A,H)-X24(C,U)-A | 12.5 | 15 | Yes | Yes | 2013-03-14 |  | 1
FALSE | S4BE-018KA | 2679 | 5627403 | NUTONE | JS4BE-018KA | AC | Split System: Air-Cooled Condensing Unit, Coil with Blower | S4BE-018KA |  | C7B(A,H)M01824(C,U)-A+TXV | 12.5 | 15 | Yes | Yes | 2013-03-14 |  | 1
FALSE | S4BE-018KA | 2679 | 5627404 | NUTONE | JS4BE-018KA | AC | Split System: Air-Cooled Condensing Unit, Coil with Blower | S4BE-018KA |  | C7B(A,H)M01824(C,U)-B+TXV | 12.5 | 15 | Yes | Yes | 2013-03-14 |  | 1
FALSE | S4BE-018KA | 2679 | 5627405 | NUTONE | JS4BE-018KA | AC | Split System: Air-Cooled Condensing Unit, Coil with Blower | S4BE-018KA |  | C7B(A,H)M01824(C,U)-B+TXV | 12.5 | 15 | Yes | Yes | 2013-03-14 |  | 1
FALSE | S4BE-018KA | 2679 | 5627406 | NUTONE | JS4BE-018KA | AC | Split System: Air-Cooled Condensing Unit, Coil with Blower | S4BE-018KA |  | C6B(A,H)-X24(C,U)-B | 12.5 | 15 | Yes | Yes | 2013-03-14 |  | 1
FALSE | S4QE-024KA | 2681 | 5627358 | GARRISON | JS4BE-024KA | AC | Split System: Air-Cooled Condensing Unit, Coil with Blower | S4BE-024KA |  | C7B(A,H)M01824(C,U)-A+TXV | 12.5 | 15 | Yes | Yes | 2013-03-14 |  | 1
FALSE | S4QE-024KA | 2681 | 5627359 | GARRISON | JS4BE-024KA | AC | Split System: Air-Cooled Condensing Unit, Coil with Blower | S4BE-024KA |  | C7B(A,H)M030(C,U)-C+TXV | 12.5 | 15 | Yes | Yes | 2013-03-14 |  | 1
FALSE | S4QE-024KA | 2681 | 5627360 | GARRISON | JS4BE-024KA | AC | Split System: Air-Cooled Condensing Unit, Coil with Blower | S4BE-024KA |  | C6B(A,H)-X24(C,U)-B | 12.5 | 15 | Yes | Yes | 2013-03-14 |  | 1
FALSE | S4QE-024KA | 2681 | 5627361 | GARRISON | JS4BE-024KA | AC | Split System: Air-Cooled Condensing Unit, Coil with Blower | S4BE-024KA |  | C7B(A,H)M01824(C,U)-A+TXV | 12.5 | 15 | Yes | Yes | 2013-03-14 |  | 1
FALSE | S4QE-024KA | 2681 | 5627362 | GARRISON | JS4BE-024KA | AC | Split System: Air-Cooled Condensing Unit, Coil with Blower | S4BE-024KA |  | C6B(A,H)-X30(C,U)-C+TDR | 12.5 | 15 | Yes | Yes | 2013-03-14 |  | 1
FALSE | S4QE-024KA | 2681 | 5627363 | GARRISON | JS4BE-024KA | AC | Split System: Air-Cooled Condensing Unit, Coil with Blower | S4BE-024KA |  | C6B(A,H)-X24(C,U)-B | 12.5 | 15 | Yes | Yes | 2013-03-14 |  | 1
FALSE | S4QE-030KA | 2694 | 5627364 | GARRISON | JS4BE-030KA | AC | Split System: Air-Cooled Condensing Unit, Coil with Blower | S4BE-030KA |  | C7B(A,H)M030(C,U)-C+TXV | 12.5 | 15 | Yes | Yes | 2013-03-14 |  | 1
FALSE | S4QE-030KA | 2694 | 5627365 | GARRISON | JS4BE-030KA | AC | Split System: Air-Cooled Condensing Unit, Coil with Blower | S4BE-030KA |  | C7B(A,H)M03036(C,U)-A+TXV | 12.5 | 15 | Yes | Yes | 2013-03-14 |  | 1
FALSE | S4QE-030KA | 2694 | 5627366 | GARRISON | JS4BE-030KA | AC | Split System: Air-Cooled Condensing Unit, Coil with Blower | S4BE-030KA |  | C6B(A,H)-X30(C,U)-A | 12.5 | 15 | Yes | Yes | 2013-03-14 |  | 1
FALSE | S4QE-030KA | 2694 | 5627367 | GARRISON | JS4BE-030KA | AC | Split System: Air-Cooled Condensing Unit, Coil with Blower | S4BE-030KA |  | C7B(A,H)M03036(C,U)-B+TXV | 12.5 | 15 | Yes | Yes | 2013-03-14 |  | 1
FALSE | S4QE-030KA | 2694 | 5627368 | GARRISON | JS4BE-030KA | AC | Split System: Air-Cooled Condensing Unit, Coil with Blower | S4BE-030KA |  | C7B(A,H)M03036(C,U)-B+TXV | 12.5 | 15 | Yes | Yes | 2013-03-14 |  | 1
FALSE | S4QE-030KA | 2694 | 5627369 | GARRISON | JS4BE-030KA | AC | Split System: Air-Cooled Condensing Unit, Coil with Blower | S4BE-030KA |  | C7B(A,H)M03036(C,U)-A+TXV | 12.5 | 15 | Yes | Yes | 2013-03-14 |  | 1
FALSE | S4QE-030KA | 2694 | 5627370 | GARRISON | JS4BE-030KA | AC | Split System: Air-Cooled Condensing Unit, Coil with Blower | S4BE-030KA |  | C6B(A,H)-X30(C,U)-B | 12.5 | 15 | Yes | Yes | 2013-03-14 |  | 1
FALSE | S4QE-030KA | 2694 | 5627371 | GARRISON | JS4BE-030KA | AC | Split System: Air-Cooled Condensing Unit, Coil with Blower | S4BE-030KA |  | C6B(A,H)-X30(C,U)-C | 12.5 | 15 | Yes | Yes | 2013-03-14 |  | 1
FALSE | S4QE-030KA | 2694 | 5627372 | GARRISON | JS4BE-030KA | AC | Split System: Air-Cooled Condensing Unit, Coil with Blower | S4BE-030KA |  | C6B(A,H)-X30(C,U)-A | 12.5 | 15 | Yes | Yes | 2013-03-14 |  | 1
FALSE | S4QE-030KA | 2694 | 5627373 | GARRISON | JS4BE-030KA | AC | Split System: Air-Cooled Condensing Unit, Coil with Blower | S4BE-030KA |  | C7B(A,H)M030(C,U)-C+TXV | 12.5 | 15 | Yes | Yes | 2013-03-14 |  | 1
FALSE | S4QE-030KA | 2694 | 5627374 | GARRISON | JS4BE-030KA | AC | Split System: Air-Cooled Condensing Unit, Coil with Blower | S4BE-030KA |  | C6B(A,H)-X30(C,U)-B | 12.5 | 15 | Yes | Yes | 2013-03-14 |  | 1
FALSE | S4QE-030KA | 2694 | 5627375 | GARRISON | JS4BE-030KA | AC | Split System: Air-Cooled Condensing Unit, Coil with Blower | S4BE-030KA |  | C6B(A,H)-X30(C,U)-C | 12.5 | 15 | Yes | Yes | 2013-03-14 |  | 1
FALSE | S4QE-036KA | 2699 | 5627376 | GARRISON | JS4BE-036KA | AC | Split System: Air-Cooled Condensing Unit, Coil with Blower | S4BE-036KA |  | C7B(A,H)M03648(C,U)-C+TXV | 12.5 | 15 | Yes | Yes | 2013-03-14 |  | 1
FALSE | S4QE-036KA | 2699 | 5627377 | GARRISON | JS4BE-036KA | AC | Split System: Air-Cooled Condensing Unit, Coil with Blower | S4BE-036KA |  | C6B(A,H)-X36(C,U)-C | 12.5 | 15 | Yes | Yes | 2013-03-14 |  | 1
FALSE | S4QE-036KA | 2699 | 5627378 | GARRISON | JS4BE-036KA | AC | Split System: Air-Cooled Condensing Unit, Coil with Blower | S4BE-036KA |  | C6B(A,H)-X36(C,U)-B | 12.5 | 15 | Yes | Yes | 2013-03-14 |  | 1
FALSE | S4QE-036KA | 2699 | 5627379 | GARRISON | JS4BE-036KA | AC | Split System: Air-Cooled Condensing Unit, Coil with Blower | S4BE-036KA |  | C6B(A,H)-X36(C,U)-B | 12.5 | 15 | Yes | Yes | 2013-03-14 |  | 1
FALSE | S4QE-036KA | 2699 | 5627380 | GARRISON | JS4BE-036KA | AC | Split System: Air-Cooled Condensing Unit, Coil with Blower | S4BE-036KA |  | C6B(A,H)-X36(C,U)-C | 12.5 | 15 | Yes | Yes | 2013-03-14 |  | 1
FALSE | S4QE-036KA | 2699 | 5627381 | GARRISON | JS4BE-036KA | AC | Split System: Air-Cooled Condensing Unit, Coil with Blower | S4BE-036KA |  | C7B(A,H)M03648(C,U)-C+TXV | 12.5 | 15 | Yes | Yes | 2013-03-14 |  | 1
FALSE | S4QE-036KA | 2699 | 5627382 | GARRISON | JS4BE-036KA | AC | Split System: Air-Cooled Condensing Unit, Coil with Blower | S4BE-036KA |  | C7B(A,H)M03642(C,U)-B+TXV | 12.5 | 15 | Yes | Yes | 2013-03-14 |  | 1
FALSE | S4QE-036KA | 2699 | 5627383 | GARRISON | JS4BE-036KA | AC | Split System: Air-Cooled Condensing Unit, Coil with Blower | S4BE-036KA |  | C7B(A,H)M03642(C,U)-B+TXV | 12.5 | 15 | Yes | Yes | 2013-03-14 |  | 1
FALSE | S4BE-018KA | 2679 | 5627407 | NUTONE | JS4BE-018KA | AC | Split System: Air-Cooled Condensing Unit, Coil with Blower | S4BE-018KA |  | C6B(A,H)-X24(C,U)-B | 12.5 | 15 | Yes | Yes | 2013-03-14 |  | 1
FALSE | S4QE-024KA | 2681 | 5627408 | NUTONE | JS4BE-024KA | AC | Split System: Air-Cooled Condensing Unit, Coil with Blower | S4BE-024KA |  | C6B(A,H)-X30(C,U)-C+TDR | 12.5 | 15 | Yes | Yes | 2013-03-14 |  | 1
FALSE | S4QE-024KA | 2681 | 5627409 | NUTONE | JS4BE-024KA | AC | Split System: Air-Cooled Condensing Unit, Coil with Blower | S4BE-024KA |  | C7B(A,H)M01824(C,U)-B+TXV | 12.5 | 15 | Yes | Yes | 2013-03-14 |  | 1
FALSE | S4QE-024KA | 2681 | 5627410 | NUTONE | JS4BE-024KA | AC | Split System: Air-Cooled Condensing Unit, Coil with Blower | S4BE-024KA |  | C7B(A,H)M030(C,U)-C+TXV | 12.5 | 15 | Yes | Yes | 2013-03-14 |  | 1
FALSE | S4QE-024KA | 2681 | 5627411 | NUTONE | JS4BE-024KA | AC | Split System: Air-Cooled Condensing Unit, Coil with Blower | S4BE-024KA |  | C7B(A,H)M030(C,U)-C+TXV | 12.5 | 15 | Yes | Yes | 2013-03-14 |  | 1
FALSE | S4QE-024KA | 2681 | 5627412 | NUTONE | JS4BE-024KA | AC | Split System: Air-Cooled Condensing Unit, Coil with Blower | S4BE-024KA |  | C6B(A,H)-X24(C,U)-A | 12.5 | 15 | Yes | Yes | 2013-03-14 |  | 1
FALSE | S4QE-024KA | 2681 | 5627413 | NUTONE | JS4BE-024KA | AC | Split System: Air-Cooled Condensing Unit, Coil with Blower | S4BE-024KA |  | C7B(A,H)M01824(C,U)-B+TXV | 12.5 | 15 | Yes | Yes | 2013-03-14 |  | 1
FALSE | S4QE-024KA | 2681 | 5627414 | NUTONE | JS4BE-024KA | AC | Split System: Air-Cooled Condensing Unit, Coil with Blower | S4BE-024KA |  | C6B(A,H)-X24(C,U)-A | 12.5 | 15 | Yes | Yes | 2013-03-14 |  | 1
FALSE | S4QE-024KA | 2681 | 5627415 | NUTONE | JS4BE-024KA | AC | Split System: Air-Cooled Condensing Unit, Coil with Blower | S4BE-024KA |  | C7B(A,H)M01824(C,U)-A+TXV | 12.5 | 15 | Yes | Yes | 2013-03-14 |  | 1
FALSE | S4QE-024KA | 2681 | 5627416 | NUTONE | JS4BE-024KA | AC | Split System: Air-Cooled Condensing Unit, Coil with Blower | S4BE-024KA |  | C7B(A,H)M030(C,U)-C+TXV | 12.5 | 15 | Yes | Yes | 2013-03-14 |  | 1
FALSE | S4QE-024KA | 2681 | 5627417 | NUTONE | JS4BE-024KA | AC | Split System: Air-Cooled Condensing Unit, Coil with Blower | S4BE-024KA |  | C6B(A,H)-X24(C,U)-B | 12.5 | 15 | Yes | Yes | 2013-03-14 |  | 1
FALSE | S4QE-024KA | 2681 | 5627418 | NUTONE | JS4BE-024KA | AC | Split System: Air-Cooled Condensing Unit, Coil with Blower | S4BE-024KA |  | C7B(A,H)M01824(C,U)-A+TXV | 12.5 | 15 | Yes | Yes | 2013-03-14 |  | 1
FALSE | S4QE-024KA | 2681 | 5627419 | NUTONE | JS4BE-024KA | AC | Split System: Air-Cooled Condensing Unit, Coil with Blower | S4BE-024KA |  | C6B(A,H)-X30(C,U)-C+TDR | 12.5 | 15 | Yes | Yes | 2013-03-14 |  | 1
FALSE | S4QE-024KA | 2681 | 5627420 | NUTONE | JS4BE-024KA | AC | Split System: Air-Cooled Condensing Unit, Coil with Blower | S4BE-024KA |  | C6B(A,H)-X24(C,U)-B | 12.5 | 15 | Yes | Yes | 2013-03-14 |  | 1
FALSE | S4QE-030KA | 2694 | 5627421 | NUTONE | JS4BE-030KA | AC | Split System: Air-Cooled Condensing Unit, Coil with Blower | S4BE-030KA |  | C7B(A,H)M030(C,U)-C+TXV | 12.5 | 15 | Yes | Yes | 2013-03-14 |  | 1
FALSE | S4QE-030KA | 2694 | 5627422 | NUTONE | JS4BE-030KA | AC | Split System: Air-Cooled Condensing Unit, Coil with Blower | S4BE-030KA |  | C7B(A,H)M03036(C,U)-A+TXV | 12.5 | 15 | Yes | Yes | 2013-03-14 |  | 1
FALSE | S4QE-030KA | 2694 | 5627423 | NUTONE | JS4BE-030KA | AC | Split System: Air-Cooled Condensing Unit, Coil with Blower | S4BE-030KA |  | C6B(A,H)-X30(C,U)-A | 12.5 | 15 | Yes | Yes | 2013-03-14 |  | 1
FALSE | S4QE-030KA | 2694 | 5627424 | NUTONE | JS4BE-030KA | AC | Split System: Air-Cooled Condensing Unit, Coil with Blower | S4BE-030KA |  | C7B(A,H)M03036(C,U)-B+TXV | 12.5 | 15 | Yes | Yes | 2013-03-14 |  | 1
FALSE | S4QE-030KA | 2694 | 5627425 | NUTONE | JS4BE-030KA | AC | Split System: Air-Cooled Condensing Unit, Coil with Blower | S4BE-030KA |  | C7B(A,H)M03036(C,U)-B+TXV | 12.5 | 15 | Yes | Yes | 2013-03-14 |  | 1
FALSE | S4QE-030KA | 2694 | 5627426 | NUTONE | JS4BE-030KA | AC | Split System: Air-Cooled Condensing Unit, Coil with Blower | S4BE-030KA |  | C7B(A,H)M03036(C,U)-A+TXV | 12.5 | 15 | Yes | Yes | 2013-03-14 |  | 1
FALSE | S4QE-030KA | 2694 | 5627427 | NUTONE | JS4BE-030KA | AC | Split System: Air-Cooled Condensing Unit, Coil with Blower | S4BE-030KA |  | C6B(A,H)-X30(C,U)-B | 12.5 | 15 | Yes | Yes | 2013-03-14 |  | 1
FALSE | S4QE-030KA | 2694 | 5627428 | NUTONE | JS4BE-030KA | AC | Split System: Air-Cooled Condensing Unit, Coil with Blower | S4BE-030KA |  | C6B(A,H)-X30(C,U)-C | 12.5 | 15 | Yes | Yes | 2013-03-14 |  | 1
FALSE | S4QE-030KA | 2694 | 5627429 | NUTONE | JS4BE-030KA | AC | Split System: Air-Cooled Condensing Unit, Coil with Blower | S4BE-030KA |  | C6B(A,H)-X30(C,U)-A | 12.5 | 15 | Yes | Yes | 2013-03-14 |  | 1
FALSE | S4QE-030KA | 2694 | 5627430 | NUTONE | JS4BE-030KA | AC | Split System: Air-Cooled Condensing Unit, Coil with Blower | S4BE-030KA |  | C7B(A,H)M030(C,U)-C+TXV | 12.5 | 15 | Yes | Yes | 2013-03-14 |  | 1
FALSE | S4QE-030KA | 2694 | 5627431 | NUTONE | JS4BE-030KA | AC | Split System: Air-Cooled Condensing Unit, Coil with Blower | S4BE-030KA |  | C6B(A,H)-X30(C,U)-B | 12.5 | 15 | Yes | Yes | 2013-03-14 |  | 1
FALSE | S4QE-030KA | 2694 | 5627432 | NUTONE | JS4BE-030KA | AC | Split System: Air-Cooled Condensing Unit, Coil with Blower | S4BE-030KA |  | C6B(A,H)-X30(C,U)-C | 12.5 | 15 | Yes | Yes | 2013-03-14 |  | 1
FALSE | S4QE-036KA | 2699 | 5627433 | NUTONE | JS4BE-036KA | AC | Split System: Air-Cooled Condensing Unit, Coil with Blower | S4BE-036KA |  | C7B(A,H)M03648(C,U)-C+TXV | 12.5 | 15 | Yes | Yes | 2013-03-14 |  | 1
FALSE | S4QE-036KA | 2699 | 5627434 | NUTONE | JS4BE-036KA | AC | Split System: Air-Cooled Condensing Unit, Coil with Blower | S4BE-036KA |  | C6B(A,H)-X36(C,U)-C | 12.5 | 15 | Yes | Yes | 2013-03-14 |  | 1
FALSE | S4QE-030KA | 2694 | 5627484 | ELECT-AIRE | JS4BE-030KA | AC | Split System: Air-Cooled Condensing Unit, Coil with Blower | S4BE-030KA |  | C6B(A,H)-X30(C,U)-B | 12.5 | 15 | Yes | Yes | 2013-03-14 |  | 1
FALSE | S4QE-030KA | 2694 | 5627485 | ELECT-AIRE | JS4BE-030KA | AC | Split System: Air-Cooled Condensing Unit, Coil with Blower | S4BE-030KA |  | C6B(A,H)-X30(C,U)-C | 12.5 | 15 | Yes | Yes | 2013-03-14 |  | 1
FALSE | S4QE-030KA | 2694 | 5627486 | ELECT-AIRE | JS4BE-030KA | AC | Split System: Air-Cooled Condensing Unit, Coil with Blower | S4BE-030KA |  | C6B(A,H)-X30(C,U)-A | 12.5 | 15 | Yes | Yes | 2013-03-14 |  | 1
FALSE | S4QE-030KA | 2694 | 5627487 | ELECT-AIRE | JS4BE-030KA | AC | Split System: Air-Cooled Condensing Unit, Coil with Blower | S4BE-030KA |  | C7B(A,H)M030(C,U)-C+TXV | 12.5 | 15 | Yes | Yes | 2013-03-14 |  | 1
FALSE | S4QE-030KA | 2694 | 5627488 | ELECT-AIRE | JS4BE-030KA | AC | Split System: Air-Cooled Condensing Unit, Coil with Blower | S4BE-030KA |  | C6B(A,H)-X30(C,U)-B | 12.5 | 15 | Yes | Yes | 2013-03-14 |  | 1
FALSE | S4QE-030KA | 2694 | 5627489 | ELECT-AIRE | JS4BE-030KA | AC | Split System: Air-Cooled Condensing Unit, Coil with Blower | S4BE-030KA |  | C6B(A,H)-X30(C,U)-C | 12.5 | 15 | Yes | Yes | 2013-03-14 |  | 1
FALSE | S4QE-036KA | 2699 | 5627490 | ELECT-AIRE | JS4BE-036KA | AC | Split System: Air-Cooled Condensing Unit, Coil with Blower | S4BE-036KA |  | C7B(A,H)M03648(C,U)-C+TXV | 12.5 | 15 | Yes | Yes | 2013-03-14 |  | 1
FALSE | S4QE-036KA | 2699 | 5627491 | ELECT-AIRE | JS4BE-036KA | AC | Split System: Air-Cooled Condensing Unit, Coil with Blower | S4BE-036KA |  | C6B(A,H)-X36(C,U)-C | 12.5 | 15 | Yes | Yes | 2013-03-14 |  | 1
FALSE | S4QE-036KA | 2699 | 5627492 | ELECT-AIRE | JS4BE-036KA | AC | Split System: Air-Cooled Condensing Unit, Coil with Blower | S4BE-036KA |  | C6B(A,H)-X36(C,U)-B | 12.5 | 15 | Yes | Yes | 2013-03-14 |  | 1
FALSE | S4QE-036KA | 2699 | 5627493 | ELECT-AIRE | JS4BE-036KA | AC | Split System: Air-Cooled Condensing Unit, Coil with Blower | S4BE-036KA |  | C6B(A,H)-X36(C,U)-B | 12.5 | 15 | Yes | Yes | 2013-03-14 |  | 1
FALSE | S4QE-036KA | 2699 | 5627494 | ELECT-AIRE | JS4BE-036KA | AC | Split System: Air-Cooled Condensing Unit, Coil with Blower | S4BE-036KA |  | C6B(A,H)-X36(C,U)-C | 12.5 | 15 | Yes | Yes | 2013-03-14 |  | 1
FALSE | S4QE-036KA | 2699 | 5627495 | ELECT-AIRE | JS4BE-036KA | AC | Split System: Air-Cooled Condensing Unit, Coil with Blower | S4BE-036KA |  | C7B(A,H)M03648(C,U)-C+TXV | 12.5 | 15 | Yes | Yes | 2013-03-14 |  | 1
FALSE | S4QE-036KA | 2699 | 5627496 | ELECT-AIRE | JS4BE-036KA | AC | Split System: Air-Cooled Condensing Unit, Coil with Blower | S4BE-036KA |  | C7B(A,H)M03642(C,U)-B+TXV | 12.5 | 15 | Yes | Yes | 2013-03-14 |  | 1
FALSE | S4QE-036KA | 2699 | 5627497 | ELECT-AIRE | JS4BE-036KA | AC | Split System: Air-Cooled Condensing Unit, Coil with Blower | S4BE-036KA |  | C7B(A,H)M03642(C,U)-B+TXV | 12.5 | 15 | Yes | Yes | 2013-03-14 |  | 1
FALSE | S4BE-042KA | 2712 | 5627498 | ELECT-AIRE | JS4BE-042KA | AC | Split System: Air-Cooled Condensing Unit, Coil with Blower | S4BE-042KA |  | C7B(A,H)M03648(C,U)-C+TXV | 12.5 | 15 | Yes | Yes | 2013-03-14 |  | 1
FALSE | S4BE-042KA | 2712 | 5627499 | ELECT-AIRE | JS4BE-042KA | AC | Split System: Air-Cooled Condensing Unit, Coil with Blower | S4BE-042KA |  | C6B(A,H)-X42(C,U)-C | 12.5 | 15 | Yes | Yes | 2013-03-14 |  | 1
FALSE | S4BE-042KA | 2712 | 5627504 | ELECT-AIRE | JS4BE-042KA | AC | Split System: Air-Cooled Condensing Unit, Coil with Blower | S4BE-042KA |  | C7B(A,H)M03648(C,U)-C+TXV | 12.5 | 15 | Yes | Yes | 2013-03-14 |  | 1
FALSE | S4BE-042KA | 2712 | 5627505 | ELECT-AIRE | JS4BE-042KA | AC | Split System: Air-Cooled Condensing Unit, Coil with Blower | S4BE-042KA |  | C6B(A,H)-X42(C,U)-C | 12.5 | 15 | Yes | Yes | 2013-03-14 |  | 1
FALSE | S4BE-048KA | 2717 | 5627506 | ELECT-AIRE | JS4BE-048KA | AC | Split System: Air-Cooled Condensing Unit, Coil with Blower | S4BE-048KA |  | C7B(A,H)M048(C,U)-C+TXV | 12 | 15 | Yes | Yes | 2013-03-14 |  | 0
FALSE | S4BE-018KA | 2679 | 5627458 | ELECT-AIRE | JS4BE-018KA | AC | Split System: Air-Cooled Condensing Unit, Coil with Blower | S4BE-018KA |  | C7B(A,H)M01824(C,U)-A+TXV | 12.5 | 15 | Yes | Yes | 2013-03-14 |  | 1
FALSE | S4BE-018KA | 2679 | 5627459 | ELECT-AIRE | JS4BE-018KA | AC | Split System: Air-Cooled Condensing Unit, Coil with Blower | S4BE-018KA |  | C6B(A,H)-X24(C,U)-A | 12.5 | 15 | Yes | Yes | 2013-03-14 |  | 1
FALSE | S4BE-018KA | 2679 | 5627460 | ELECT-AIRE | JS4BE-018KA | AC | Split System: Air-Cooled Condensing Unit, Coil with Blower | S4BE-018KA |  | C7B(A,H)M01824(C,U)-A+TXV | 12.5 | 15 | Yes | Yes | 2013-03-14 |  | 1
FALSE | S4BE-018KA | 2679 | 5627461 | ELECT-AIRE | JS4BE-018KA | AC | Split System: Air-Cooled Condensing Unit, Coil with Blower | S4BE-018KA |  | C7B(A,H)M01824(C,U)-B+TXV | 12.5 | 15 | Yes | Yes | 2013-03-14 |  | 1
FALSE | S4BE-018KA | 2679 | 5627462 | ELECT-AIRE | JS4BE-018KA | AC | Split System: Air-Cooled Condensing Unit, Coil with Blower | S4BE-018KA |  | C7B(A,H)M01824(C,U)-B+TXV | 12.5 | 15 | Yes | Yes | 2013-03-14 |  | 1
FALSE | S4BE-018KA | 2679 | 5627463 | ELECT-AIRE | JS4BE-018KA | AC | Split System: Air-Cooled Condensing Unit, Coil with Blower | S4BE-018KA |  | C6B(A,H)-X24(C,U)-B | 12.5 | 15 | Yes | Yes | 2013-03-14 |  | 1
FALSE | S4BE-018KA | 2679 | 5627464 | ELECT-AIRE | JS4BE-018KA | AC | Split System: Air-Cooled Condensing Unit, Coil with Blower | S4BE-018KA |  | C6B(A,H)-X24(C,U)-B | 12.5 | 15 | Yes | Yes | 2013-03-14 |  | 1
FALSE | S4QE-024KA | 2681 | 5627465 | ELECT-AIRE | JS4BE-024KA | AC | Split System: Air-Cooled Condensing Unit, Coil with Blower | S4BE-024KA |  | C6B(A,H)-X30(C,U)-C+TDR | 12.5 | 15 | Yes | Yes | 2013-03-14 |  | 1
FALSE | S4QE-024KA | 2681 | 5627466 | ELECT-AIRE | JS4BE-024KA | AC | Split System: Air-Cooled Condensing Unit, Coil with Blower | S4BE-024KA |  | C7B(A,H)M01824(C,U)-B+TXV | 12.5 | 15 | Yes | Yes | 2013-03-14 |  | 1
FALSE | S4QE-024KA | 2681 | 5627467 | ELECT-AIRE | JS4BE-024KA | AC | Split System: Air-Cooled Condensing Unit, Coil with Blower | S4BE-024KA |  | C7B(A,H)M030(C,U)-C+TXV | 12.5 | 15 | Yes | Yes | 2013-03-14 |  | 1
FALSE | S4QE-024KA | 2681 | 5627468 | ELECT-AIRE | JS4BE-024KA | AC | Split System: Air-Cooled Condensing Unit, Coil with Blower | S4BE-024KA |  | C7B(A,H)M030(C,U)-C+TXV | 12.5 | 15 | Yes | Yes | 2013-03-14 |  | 1
FALSE | S4QE-024KA | 2681 | 5627469 | ELECT-AIRE | JS4BE-024KA | AC | Split System: Air-Cooled Condensing Unit, Coil with Blower | S4BE-024KA |  | C6B(A,H)-X24(C,U)-A | 12.5 | 15 | Yes | Yes | 2013-03-14 |  | 1
FALSE | S4QE-024KA | 2681 | 5627470 | ELECT-AIRE | JS4BE-024KA | AC | Split System: Air-Cooled Condensing Unit, Coil with Blower | S4BE-024KA |  | C7B(A,H)M01824(C,U)-B+TXV | 12.5 | 15 | Yes | Yes | 2013-03-14 |  | 1
FALSE | S4QE-024KA | 2681 | 5627471 | ELECT-AIRE | JS4BE-024KA | AC | Split System: Air-Cooled Condensing Unit, Coil with Blower | S4BE-024KA |  | C6B(A,H)-X24(C,U)-A | 12.5 | 15 | Yes | Yes | 2013-03-14 |  | 1
FALSE | S4QE-024KA | 2681 | 5627472 | ELECT-AIRE | JS4BE-024KA | AC | Split System: Air-Cooled Condensing Unit, Coil with Blower | S4BE-024KA |  | C7B(A,H)M01824(C,U)-A+TXV | 12.5 | 15 | Yes | Yes | 2013-03-14 |  | 1
FALSE | S4QE-024KA | 2681 | 5627473 | ELECT-AIRE | JS4BE-024KA | AC | Split System: Air-Cooled Condensing Unit, Coil with Blower | S4BE-024KA |  | C7B(A,H)M030(C,U)-C+TXV | 12.5 | 15 | Yes | Yes | 2013-03-14 |  | 1
FALSE | S4QE-024KA | 2681 | 5627474 | ELECT-AIRE | JS4BE-024KA | AC | Split System: Air-Cooled Condensing Unit, Coil with Blower | S4BE-024KA |  | C6B(A,H)-X24(C,U)-B | 12.5 | 15 | Yes | Yes | 2013-03-14 |  | 1
FALSE | S4QE-024KA | 2681 | 5627475 | ELECT-AIRE | JS4BE-024KA | AC | Split System: Air-Cooled Condensing Unit, Coil with Blower | S4BE-024KA |  | C7B(A,H)M01824(C,U)-A+TXV | 12.5 | 15 | Yes | Yes | 2013-03-14 |  | 1
FALSE | S4QE-024KA | 2681 | 5627476 | ELECT-AIRE | JS4BE-024KA | AC | Split System: Air-Cooled Condensing Unit, Coil with Blower | S4BE-024KA |  | C6B(A,H)-X30(C,U)-C+TDR | 12.5 | 15 | Yes | Yes | 2013-03-14 |  | 1
FALSE | S4QE-024KA | 2681 | 5627477 | ELECT-AIRE | JS4BE-024KA | AC | Split System: Air-Cooled Condensing Unit, Coil with Blower | S4BE-024KA |  | C6B(A,H)-X24(C,U)-B | 12.5 | 15 | Yes | Yes | 2013-03-14 |  | 1
FALSE | S4QE-030KA | 2694 | 5627478 | ELECT-AIRE | JS4BE-030KA | AC | Split System: Air-Cooled Condensing Unit, Coil with Blower | S4BE-030KA |  | C7B(A,H)M030(C,U)-C+TXV | 12.5 | 15 | Yes | Yes | 2013-03-14 |  | 1
FALSE | S4QE-030KA | 2694 | 5627479 | ELECT-AIRE | JS4BE-030KA | AC | Split System: Air-Cooled Condensing Unit, Coil with Blower | S4BE-030KA |  | C7B(A,H)M03036(C,U)-A+TXV | 12.5 | 15 | Yes | Yes | 2013-03-14 |  | 1
FALSE | S4QE-030KA | 2694 | 5627480 | ELECT-AIRE | JS4BE-030KA | AC | Split System: Air-Cooled Condensing Unit, Coil with Blower | S4BE-030KA |  | C6B(A,H)-X30(C,U)-A | 12.5 | 15 | Yes | Yes | 2013-03-14 |  | 1
FALSE | S4QE-030KA | 2694 | 5627481 | ELECT-AIRE | JS4BE-030KA | AC | Split System: Air-Cooled Condensing Unit, Coil with Blower | S4BE-030KA |  | C7B(A,H)M03036(C,U)-B+TXV | 12.5 | 15 | Yes | Yes | 2013-03-14 |  | 1
FALSE | S4QE-030KA | 2694 | 5627482 | ELECT-AIRE | JS4BE-030KA | AC | Split System: Air-Cooled Condensing Unit, Coil with Blower | S4BE-030KA |  | C7B(A,H)M03036(C,U)-B+TXV | 12.5 | 15 | Yes | Yes | 2013-03-14 |  | 1
FALSE | S4QE-030KA | 2694 | 5627483 | ELECT-AIRE | JS4BE-030KA | AC | Split System: Air-Cooled Condensing Unit, Coil with Blower | S4BE-030KA |  | C7B(A,H)M03036(C,U)-A+TXV | 12.5 | 15 | Yes | Yes | 2013-03-14 |  | 1
FALSE | S4BE-048KA | 2717 | 5627507 | ELECT-AIRE | JS4BE-048KA | AC | Split System: Air-Cooled Condensing Unit, Coil with Blower | S4BE-048KA |  | C6B(A,H)-X48(C,U)-D | 12 | 15 | Yes | Yes | 2013-03-14 |  | 0
FALSE | S4BE-048KA | 2717 | 5627508 | ELECT-AIRE | JS4BE-048KA | AC | Split System: Air-Cooled Condensing Unit, Coil with Blower | S4BE-048KA |  | C7B(A,H)M048(C,U)-D+TXV | 12 | 15 | Yes | Yes | 2013-03-14 |  | 0
FALSE | S4BE-048KA | 2717 | 5627509 | ELECT-AIRE | JS4BE-048KA | AC | Split System: Air-Cooled Condensing Unit, Coil with Blower | S4BE-048KA |  | C7B(A,H)M048(C,U)-C+TXV | 12 | 15 | Yes | Yes | 2013-03-14 |  | 0
FALSE | S4BE-048KA | 2717 | 5627510 | ELECT-AIRE | JS4BE-048KA | AC | Split System: Air-Cooled Condensing Unit, Coil with Blower | S4BE-048KA |  | C7B(A,H)M048(C,U)-D+TXV | 12 | 15 | Yes | Yes | 2013-03-14 |  | 0
FALSE | S4BE-048KA | 2717 | 5627511 | ELECT-AIRE | JS4BE-048KA | AC | Split System: Air-Cooled Condensing Unit, Coil with Blower | S4BE-048KA |  | C6B(A,H)-X48(C,U)-C | 12 | 15 | Yes | Yes | 2013-03-14 |  | 0
FALSE | S4BE-048KA | 2717 | 5627512 | ELECT-AIRE | JS4BE-048KA | AC | Split System: Air-Cooled Condensing Unit, Coil with Blower | S4BE-048KA |  | C6B(A,H)-X48(C,U)-D | 12 | 15 | Yes | Yes | 2013-03-14 |  | 0
FALSE | S4BE-048KA | 2717 | 5627513 | ELECT-AIRE | JS4BE-048KA | AC | Split System: Air-Cooled Condensing Unit, Coil with Blower | S4BE-048KA |  | C6B(A,H)-X48(C,U)-C | 12 | 15 | Yes | Yes | 2013-03-14 |  | 0
FALSE | S4BE-018KA | 2679 | 5627514 | FRIGIDAIRE | ES4BE-018KA | AC | Split System: Air-Cooled Condensing Unit, Coil with Blower | S4BE-018KA |  | C6B(A,H)-X24(C,U)-A | 12.5 | 15 | Yes | Yes | 2013-03-14 |  | 1
FALSE | S4BE-018KA | 2679 | 5627515 | FRIGIDAIRE | ES4BE-018KA | AC | Split System: Air-Cooled Condensing Unit, Coil with Blower | S4BE-018KA |  | C7B(A,H)M01824(C,U)-A+TXV | 12.5 | 15 | Yes | Yes | 2013-03-14 |  | 1
FALSE | S4BE-018KA | 2679 | 5627516 | FRIGIDAIRE | ES4BE-018KA | AC | Split System: Air-Cooled Condensing Unit, Coil with Blower | S4BE-018KA |  | C6B(A,H)-X24(C,U)-A | 12.5 | 15 | Yes | Yes | 2013-03-14 |  | 1
FALSE | S4BE-018KA | 2679 | 5627517 | FRIGIDAIRE | ES4BE-018KA | AC | Split System: Air-Cooled Condensing Unit, Coil with Blower | S4BE-018KA |  | C7B(A,H)M01824(C,U)-A+TXV | 12.5 | 15 | Yes | Yes | 2013-03-14 |  | 1
FALSE | S4BE-018KA | 2679 | 5627518 | FRIGIDAIRE | ES4BE-018KA | AC | Split System: Air-Cooled Condensing Unit, Coil with Blower | S4BE-018KA |  | C6B(A,H)-X24(C,U)-B | 12.5 | 15 | Yes | Yes | 2013-03-14 |  | 1
FALSE | S4BE-018KA | 2679 | 5627519 | FRIGIDAIRE | ES4BE-018KA | AC | Split System: Air-Cooled Condensing Unit, Coil with Blower | S4BE-018KA |  | C7B(A,H)M01824(C,U)-B+TXV | 12.5 | 15 | Yes | Yes | 2013-03-14 |  | 1
FALSE | S4BE-018KA | 2679 | 5627520 | FRIGIDAIRE | ES4BE-018KA | AC | Split System: Air-Cooled Condensing Unit, Coil with Blower | S4BE-018KA |  | C7B(A,H)M01824(C,U)-B+TXV | 12.5 | 15 | Yes | Yes | 2013-03-14 |  | 1
FALSE | S4BE-018KA | 2679 | 5627521 | FRIGIDAIRE | ES4BE-018KA | AC | Split System: Air-Cooled Condensing Unit, Coil with Blower | S4BE-018KA |  | C7B(A,H)M01824(C,U)-B+TXV | 12.5 | 15 | Yes | Yes | 2013-03-14 |  | 1
FALSE | S4BE-018KA | 2679 | 5627522 | FRIGIDAIRE | ES4BE-018KA | AC | Split System: Air-Cooled Condensing Unit, Coil with Blower | S4BE-018KA |  | C6B(A,H)-X24(C,U)-B | 12.5 | 15 | Yes | Yes | 2013-03-14 |  | 1
FALSE | S4BE-018KA | 2679 | 5627523 | FRIGIDAIRE | ES4BE-018KA | AC | Split System: Air-Cooled Condensing Unit, Coil with Blower | S4BE-018KA |  | C6B(A,H)-X24(C,U)-B | 12.5 | 15 | Yes | Yes | 2013-03-14 |  | 1
FALSE | S4QE-024KA | 2681 | 5627524 | FRIGIDAIRE | ES4BE-024KA | AC | Split System: Air-Cooled Condensing Unit, Coil with Blower | S4BE-024KA |  | C6B(A,H)-X24(C,U)-B | 12.5 | 15 | Yes | Yes | 2013-03-14 |  | 1
FALSE | S4QE-024KA | 2681 | 5627525 | FRIGIDAIRE | ES4BE-024KA | AC | Split System: Air-Cooled Condensing Unit, Coil with Blower | S4BE-024KA |  | C6B(A,H)-X30(C,U)-C+TDR | 12.5 | 15 | Yes | Yes | 2013-03-14 |  | 1
FALSE | S4QE-024KA | 2681 | 5627526 | FRIGIDAIRE | ES4BE-024KA | AC | Split System: Air-Cooled Condensing Unit, Coil with Blower | S4BE-024KA |  | C7B(A,H)M030(C,U)-C+TXV | 12.5 | 15 | Yes | Yes | 2013-03-14 |  | 1
FALSE | S4QE-024KA | 2681 | 5627527 | FRIGIDAIRE | ES4BE-024KA | AC | Split System: Air-Cooled Condensing Unit, Coil with Blower | S4BE-024KA |  | C6B(A,H)-X30(C,U)-C+TDR | 12.5 | 15 | Yes | Yes | 2013-03-14 |  | 1
FALSE | S4QE-024KA | 2681 | 5627528 | FRIGIDAIRE | ES4BE-024KA | AC | Split System: Air-Cooled Condensing Unit, Coil with Blower | S4BE-024KA |  | C7B(A,H)M01824(C,U)-B+TXV | 12.5 | 15 | Yes | Yes | 2013-03-14 |  | 1
FALSE | S4QE-024KA | 2681 | 5627529 | FRIGIDAIRE | ES4BE-024KA | AC | Split System: Air-Cooled Condensing Unit, Coil with Blower | S4BE-024KA |  | C7B(A,H)M030(C,U)-C+TXV | 12.5 | 15 | Yes | Yes | 2013-03-14 |  | 1
FALSE | S4QE-024KA | 2681 | 5627530 | FRIGIDAIRE | ES4BE-024KA | AC | Split System: Air-Cooled Condensing Unit, Coil with Blower | S4BE-024KA |  | C7B(A,H)M030(C,U)-C+TXV | 12.5 | 15 | Yes | Yes | 2013-03-14 |  | 1
FALSE | S4QE-024KA | 2681 | 5627531 | FRIGIDAIRE | ES4BE-024KA | AC | Split System: Air-Cooled Condensing Unit, Coil with Blower | S4BE-024KA |  | C6B(A,H)-X24(C,U)-A | 12.5 | 15 | Yes | Yes | 2013-03-14 |  | 1
FALSE | S4QE-024KA | 2681 | 5627532 | FRIGIDAIRE | ES4BE-024KA | AC | Split System: Air-Cooled Condensing Unit, Coil with Blower | S4BE-024KA |  | C7B(A,H)M01824(C,U)-B+TXV | 12.5 | 15 | Yes | Yes | 2013-03-14 |  | 1
FALSE | S4BE-048KA | 2717 | 5627583 | FRIGIDAIRE | ES4BE-048KA | AC | Split System: Air-Cooled Condensing Unit, Coil with Blower | S4BE-048KA |  | C7B(A,H)M048(C,U)-D+TXV | 12 | 15 | Yes | Yes | 2013-03-14 |  | 0
FALSE | S4BE-048KA | 2717 | 5627584 | FRIGIDAIRE | ES4BE-048KA | AC | Split System: Air-Cooled Condensing Unit, Coil with Blower | S4BE-048KA |  | C7B(A,H)M048(C,U)-C+TXV | 12 | 15 | Yes | Yes | 2013-03-14 |  | 0
FALSE | S4BE-048KA | 2717 | 5627585 | FRIGIDAIRE | ES4BE-048KA | AC | Split System: Air-Cooled Condensing Unit, Coil with Blower | S4BE-048KA |  | C7B(A,H)M048(C,U)-C+TXV | 12 | 15 | Yes | Yes | 2013-03-14 |  | 0
FALSE | S4BE-048KA | 2717 | 5627586 | FRIGIDAIRE | ES4BE-048KA | AC | Split System: Air-Cooled Condensing Unit, Coil with Blower | S4BE-048KA |  | C7B(A,H)M048(C,U)-D+TXV | 12 | 15 | Yes | Yes | 2013-03-14 |  | 0
FALSE | S4BE-048KA | 2717 | 5627587 | FRIGIDAIRE | ES4BE-048KA | AC | Split System: Air-Cooled Condensing Unit, Coil with Blower | S4BE-048KA |  | C6B(A,H)-X48(C,U)-C | 12 | 15 | Yes | Yes | 2013-03-14 |  | 0
FALSE | S4BE-048KA | 2717 | 5627588 | FRIGIDAIRE | ES4BE-048KA | AC | Split System: Air-Cooled Condensing Unit, Coil with Blower | S4BE-048KA |  | C7B(A,H)M048(C,U)-D+TXV | 12 | 15 | Yes | Yes | 2013-03-14 |  | 0
FALSE | S4BE-048KA | 2717 | 5627589 | FRIGIDAIRE | ES4BE-048KA | AC | Split System: Air-Cooled Condensing Unit, Coil with Blower | S4BE-048KA |  | C6B(A,H)-X48(C,U)-D | 12 | 15 | Yes | Yes | 2013-03-14 |  | 0
FALSE | S4BE-048KA | 2717 | 5627590 | FRIGIDAIRE | ES4BE-048KA | AC | Split System: Air-Cooled Condensing Unit, Coil with Blower | S4BE-048KA |  | C6B(A,H)-X48(C,U)-C | 12 | 15 | Yes | Yes | 2013-03-14 |  | 0
FALSE | S4BE-048KA | 2717 | 5627591 | FRIGIDAIRE | ES4BE-048KA | AC | Split System: Air-Cooled Condensing Unit, Coil with Blower | S4BE-048KA |  | C6B(A,H)-X48(C,U)-D | 12 | 15 | Yes | Yes | 2013-03-14 |  | 0
FALSE | S4BE-048KA | 2717 | 5627592 | FRIGIDAIRE | ES4BE-048KA | AC | Split System: Air-Cooled Condensing Unit, Coil with Blower | S4BE-048KA |  | C6B(A,H)-X48(C,U)-C | 12 | 15 | Yes | Yes | 2013-03-14 |  | 0
FALSE | S4BE-018KA | 2679 | 5627593 | TAPPAN | ES4BE-018KA | AC | Split System: Air-Cooled Condensing Unit, Coil with Blower | S4BE-018KA |  | C6B(A,H)-X24(C,U)-A | 12.5 | 15 | Yes | Yes | 2013-03-14 |  | 1
FALSE | S4BE-018KA | 2679 | 5627594 | TAPPAN | ES4BE-018KA | AC | Split System: Air-Cooled Condensing Unit, Coil with Blower | S4BE-018KA |  | C7B(A,H)M01824(C,U)-A+TXV | 12.5 | 15 | Yes | Yes | 2013-03-14 |  | 1
FALSE | S4BE-018KA | 2679 | 5627595 | TAPPAN | ES4BE-018KA | AC | Split System: Air-Cooled Condensing Unit, Coil with Blower | S4BE-018KA |  | C6B(A,H)-X24(C,U)-A | 12.5 | 15 | Yes | Yes | 2013-03-14 |  | 1
FALSE | S4BE-018KA | 2679 | 5627596 | TAPPAN | ES4BE-018KA | AC | Split System: Air-Cooled Condensing Unit, Coil with Blower | S4BE-018KA |  | C7B(A,H)M01824(C,U)-A+TXV | 12.5 | 15 | Yes | Yes | 2013-03-14 |  | 1
FALSE | S4BE-018KA | 2679 | 5627597 | TAPPAN | ES4BE-018KA | AC | Split System: Air-Cooled Condensing Unit, Coil with Blower | S4BE-018KA |  | C6B(A,H)-X24(C,U)-B | 12.5 | 15 | Yes | Yes | 2013-03-14 |  | 1
FALSE | S4BE-018KA | 2679 | 5627598 | TAPPAN | ES4BE-018KA | AC | Split System: Air-Cooled Condensing Unit, Coil with Blower | S4BE-018KA |  | C7B(A,H)M01824(C,U)-B+TXV | 12.5 | 15 | Yes | Yes | 2013-03-14 |  | 1
FALSE | S4BE-018KA | 2679 | 5627599 | TAPPAN | ES4BE-018KA | AC | Split System: Air-Cooled Condensing Unit, Coil with Blower | S4BE-018KA |  | C7B(A,H)M01824(C,U)-B+TXV | 12.5 | 15 | Yes | Yes | 2013-03-14 |  | 1
FALSE | S4BE-018KA | 2679 | 5627600 | TAPPAN | ES4BE-018KA | AC | Split System: Air-Cooled Condensing Unit, Coil with Blower | S4BE-018KA |  | C7B(A,H)M01824(C,U)-B+TXV | 12.5 | 15 | Yes | Yes | 2013-03-14 |  | 1
FALSE | S4BE-018KA | 2679 | 5627601 | TAPPAN | ES4BE-018KA | AC | Split System: Air-Cooled Condensing Unit, Coil with Blower | S4BE-018KA |  | C6B(A,H)-X24(C,U)-B | 12.5 | 15 | Yes | Yes | 2013-03-14 |  | 1
FALSE | S4QE-030KA | 2694 | 5627551 | FRIGIDAIRE | ES4BE-030KA | AC | Split System: Air-Cooled Condensing Unit, Coil with Blower | S4BE-030KA |  | C6B(A,H)-X30(C,U)-A | 12.5 | 15 | Yes | Yes | 2013-03-14 |  | 1
FALSE | S4QE-030KA | 2694 | 5627552 | FRIGIDAIRE | ES4BE-030KA | AC | Split System: Air-Cooled Condensing Unit, Coil with Blower | S4BE-030KA |  | C7B(A,H)M030(C,U)-C+TXV | 12.5 | 15 | Yes | Yes | 2013-03-14 |  | 1
FALSE | S4QE-030KA | 2694 | 5627553 | FRIGIDAIRE | ES4BE-030KA | AC | Split System: Air-Cooled Condensing Unit, Coil with Blower | S4BE-030KA |  | C6B(A,H)-X30(C,U)-B | 12.5 | 15 | Yes | Yes | 2013-03-14 |  | 1
FALSE | S4QE-030KA | 2694 | 5627554 | FRIGIDAIRE | ES4BE-030KA | AC | Split System: Air-Cooled Condensing Unit, Coil with Blower | S4BE-030KA |  | C7B(A,H)M03036(C,U)-B+TXV | 12.5 | 15 | Yes | Yes | 2013-03-14 |  | 1
FALSE | S4QE-030KA | 2694 | 5627555 | FRIGIDAIRE | ES4BE-030KA | AC | Split System: Air-Cooled Condensing Unit, Coil with Blower | S4BE-030KA |  | C7B(A,H)M030(C,U)-C+TXV | 12.5 | 15 | Yes | Yes | 2013-03-14 |  | 1
FALSE | S4QE-030KA | 2694 | 5627556 | FRIGIDAIRE | ES4BE-030KA | AC | Split System: Air-Cooled Condensing Unit, Coil with Blower | S4BE-030KA |  | C6B(A,H)-X30(C,U)-C | 12.5 | 15 | Yes | Yes | 2013-03-14 |  | 1
FALSE | S4QE-036KA | 2699 | 5627557 | FRIGIDAIRE | ES4BE-036KA | AC | Split System: Air-Cooled Condensing Unit, Coil with Blower | S4BE-036KA |  | C7B(A,H)M03648(C,U)-C+TXV | 12.5 | 15 | Yes | Yes | 2013-03-14 |  | 1
FALSE | S4QE-036KA | 2699 | 5627558 | FRIGIDAIRE | ES4BE-036KA | AC | Split System: Air-Cooled Condensing Unit, Coil with Blower | S4BE-036KA |  | C7B(A,H)M03648(C,U)-C+TXV | 12.5 | 15 | Yes | Yes | 2013-03-14 |  | 1
FALSE | S4QE-036KA | 2699 | 5627559 | FRIGIDAIRE | ES4BE-036KA | AC | Split System: Air-Cooled Condensing Unit, Coil with Blower | S4BE-036KA |  | C6B(A,H)-X36(C,U)-C | 12.5 | 15 | Yes | Yes | 2013-03-14 |  | 1
FALSE | S4QE-036KA | 2699 | 5627560 | FRIGIDAIRE | ES4BE-036KA | AC | Split System: Air-Cooled Condensing Unit, Coil with Blower | S4BE-036KA |  | C6B(A,H)-X36(C,U)-B | 12.5 | 15 | Yes | Yes | 2013-03-14 |  | 1
FALSE | S4QE-036KA | 2699 | 5627561 | FRIGIDAIRE | ES4BE-036KA | AC | Split System: Air-Cooled Condensing Unit, Coil with Blower | S4BE-036KA |  | C7B(A,H)M03642(C,U)-B+TXV | 12.5 | 15 | Yes | Yes | 2013-03-14 |  | 1
FALSE | S4QE-036KA | 2699 | 5627562 | FRIGIDAIRE | ES4BE-036KA | AC | Split System: Air-Cooled Condensing Unit, Coil with Blower | S4BE-036KA |  | C6B(A,H)-X36(C,U)-B | 12.5 | 15 | Yes | Yes | 2013-03-14 |  | 1
FALSE | S4QE-036KA | 2699 | 5627563 | FRIGIDAIRE | ES4BE-036KA | AC | Split System: Air-Cooled Condensing Unit, Coil with Blower | S4BE-036KA |  | C6B(A,H)-X36(C,U)-C | 12.5 | 15 | Yes | Yes | 2013-03-14 |  | 1
FALSE | S4QE-036KA | 2699 | 5627564 | FRIGIDAIRE | ES4BE-036KA | AC | Split System: Air-Cooled Condensing Unit, Coil with Blower | S4BE-036KA |  | C7B(A,H)M03648(C,U)-C+TXV | 12.5 | 15 | Yes | Yes | 2013-03-14 |  | 1
FALSE | S4QE-036KA | 2699 | 5627565 | FRIGIDAIRE | ES4BE-036KA | AC | Split System: Air-Cooled Condensing Unit, Coil with Blower | S4BE-036KA |  | C7B(A,H)M03642(C,U)-B+TXV | 12.5 | 15 | Yes | Yes | 2013-03-14 |  | 1
FALSE | S4QE-036KA | 2699 | 5627566 | FRIGIDAIRE | ES4BE-036KA | AC | Split System: Air-Cooled Condensing Unit, Coil with Blower | S4BE-036KA |  | C6B(A,H)-X36(C,U)-B | 12.5 | 15 | Yes | Yes | 2013-03-14 |  | 1
FALSE | S4QE-036KA | 2699 | 5627567 | FRIGIDAIRE | ES4BE-036KA | AC | Split System: Air-Cooled Condensing Unit, Coil with Blower | S4BE-036KA |  | C7B(A,H)M03642(C,U)-B+TXV | 12.5 | 15 | Yes | Yes | 2013-03-14 |  | 1
FALSE | S4QE-036KA | 2699 | 5627568 | FRIGIDAIRE | ES4BE-036KA | AC | Split System: Air-Cooled Condensing Unit, Coil with Blower | S4BE-036KA |  | C6B(A,H)-X36(C,U)-C | 12.5 | 15 | Yes | Yes | 2013-03-14 |  | 1
FALSE | S4BE-042KA | 2712 | 5627570 | FRIGIDAIRE | ES4BE-042KA | AC | Split System: Air-Cooled Condensing Unit, Coil with Blower | S4BE-042KA |  | C7B(A,H)M03648(C,U)-C+TXV | 12.5 | 15 | Yes | Yes | 2013-03-14 |  | 1
FALSE | S4BE-042KA | 2712 | 5627571 | FRIGIDAIRE | ES4BE-042KA | AC | Split System: Air-Cooled Condensing Unit, Coil with Blower | S4BE-042KA |  | C7B(A,H)M03648(C,U)-C+TXV | 12.5 | 15 | Yes | Yes | 2013-03-14 |  | 1
FALSE | S4BE-042KA | 2712 | 5627572 | FRIGIDAIRE | ES4BE-042KA | AC | Split System: Air-Cooled Condensing Unit, Coil with Blower | S4BE-042KA |  | C6B(A,H)-X42(C,U)-C | 12.5 | 15 | Yes | Yes | 2013-03-14 |  | 1
FALSE | S4BE-042KA | 2712 | 5627574 | FRIGIDAIRE | ES4BE-042KA | AC | Split System: Air-Cooled Condensing Unit, Coil with Blower | S4BE-042KA |  | C6B(A,H)-X42(C,U)-C | 12.5 | 15 | Yes | Yes | 2013-03-14 |  | 1
FALSE | S4BE-042KA | 2712 | 5627579 | FRIGIDAIRE | ES4BE-042KA | AC | Split System: Air-Cooled Condensing Unit, Coil with Blower | S4BE-042KA |  | C7B(A,H)M03648(C,U)-C+TXV | 12.5 | 15 | Yes | Yes | 2013-03-14 |  | 1
FALSE | S4BE-042KA | 2712 | 5627580 | FRIGIDAIRE | ES4BE-042KA | AC | Split System: Air-Cooled Condensing Unit, Coil with Blower | S4BE-042KA |  | C6B(A,H)-X42(C,U)-C | 12.5 | 15 | Yes | Yes | 2013-03-14 |  | 1
FALSE | S4BE-048KA | 2717 | 5627581 | FRIGIDAIRE | ES4BE-048KA | AC | Split System: Air-Cooled Condensing Unit, Coil with Blower | S4BE-048KA |  | C7B(A,H)M048(C,U)-C+TXV | 12 | 15 | Yes | Yes | 2013-03-14 |  | 0
FALSE | S4BE-048KA | 2717 | 5627582 | FRIGIDAIRE | ES4BE-048KA | AC | Split System: Air-Cooled Condensing Unit, Coil with Blower | S4BE-048KA |  | C6B(A,H)-X48(C,U)-D | 12 | 15 | Yes | Yes | 2013-03-14 |  | 0
FALSE | S4BE-018KA | 2679 | 5627602 | TAPPAN | ES4BE-018KA | AC | Split System: Air-Cooled Condensing Unit, Coil with Blower | S4BE-018KA |  | C6B(A,H)-X24(C,U)-B | 12.5 | 15 | Yes | Yes | 2013-03-14 |  | 1
FALSE | S4QE-024KA | 2681 | 5627603 | TAPPAN | ES4BE-024KA | AC | Split System: Air-Cooled Condensing Unit, Coil with Blower | S4BE-024KA |  | C6B(A,H)-X24(C,U)-B | 12.5 | 15 | Yes | Yes | 2013-03-14 |  | 1
FALSE | S4QE-024KA | 2681 | 5627604 | TAPPAN | ES4BE-024KA | AC | Split System: Air-Cooled Condensing Unit, Coil with Blower | S4BE-024KA |  | C6B(A,H)-X30(C,U)-C+TDR | 12.5 | 15 | Yes | Yes | 2013-03-14 |  | 1
FALSE | S4QE-024KA | 2681 | 5627605 | TAPPAN | ES4BE-024KA | AC | Split System: Air-Cooled Condensing Unit, Coil with Blower | S4BE-024KA |  | C7B(A,H)M030(C,U)-C+TXV | 12.5 | 15 | Yes | Yes | 2013-03-14 |  | 1
FALSE | S4QE-024KA | 2681 | 5627606 | TAPPAN | ES4BE-024KA | AC | Split System: Air-Cooled Condensing Unit, Coil with Blower | S4BE-024KA |  | C6B(A,H)-X30(C,U)-C+TDR | 12.5 | 15 | Yes | Yes | 2013-03-14 |  | 1
FALSE | S4QE-024KA | 2681 | 5627607 | TAPPAN | ES4BE-024KA | AC | Split System: Air-Cooled Condensing Unit, Coil with Blower | S4BE-024KA |  | C7B(A,H)M01824(C,U)-B+TXV | 12.5 | 15 | Yes | Yes | 2013-03-14 |  | 1
FALSE | S4QE-024KA | 2681 | 5627608 | TAPPAN | ES4BE-024KA | AC | Split System: Air-Cooled Condensing Unit, Coil with Blower | S4BE-024KA |  | C7B(A,H)M030(C,U)-C+TXV | 12.5 | 15 | Yes | Yes | 2013-03-14 |  | 1
FALSE | S4QE-024KA | 2681 | 5627609 | TAPPAN | ES4BE-024KA | AC | Split System: Air-Cooled Condensing Unit, Coil with Blower | S4BE-024KA |  | C7B(A,H)M030(C,U)-C+TXV | 12.5 | 15 | Yes | Yes | 2013-03-14 |  | 1
FALSE | S4QE-024KA | 2681 | 5627610 | TAPPAN | ES4BE-024KA | AC | Split System: Air-Cooled Condensing Unit, Coil with Blower | S4BE-024KA |  | C6B(A,H)-X24(C,U)-A | 12.5 | 15 | Yes | Yes | 2013-03-14 |  | 1
FALSE | S4QE-024KA | 2681 | 5627611 | TAPPAN | ES4BE-024KA | AC | Split System: Air-Cooled Condensing Unit, Coil with Blower | S4BE-024KA |  | C7B(A,H)M01824(C,U)-B+TXV | 12.5 | 15 | Yes | Yes | 2013-03-14 |  | 1
FALSE | S4QE-024KA | 2681 | 5627612 | TAPPAN | ES4BE-024KA | AC | Split System: Air-Cooled Condensing Unit, Coil with Blower | S4BE-024KA |  | C6B(A,H)-X24(C,U)-A | 12.5 | 15 | Yes | Yes | 2013-03-14 |  | 1
FALSE | S4QE-024KA | 2681 | 5627613 | TAPPAN | ES4BE-024KA | AC | Split System: Air-Cooled Condensing Unit, Coil with Blower | S4BE-024KA |  | C7B(A,H)M01824(C,U)-A+TXV | 12.5 | 15 | Yes | Yes | 2013-03-14 |  | 1
FALSE | S4QE-024KA | 2681 | 5627614 | TAPPAN | ES4BE-024KA | AC | Split System: Air-Cooled Condensing Unit, Coil with Blower | S4BE-024KA |  | C7B(A,H)M030(C,U)-C+TXV | 12.5 | 15 | Yes | Yes | 2013-03-14 |  | 1
FALSE | S4QE-024KA | 2681 | 5627615 | TAPPAN | ES4BE-024KA | AC | Split System: Air-Cooled Condensing Unit, Coil with Blower | S4BE-024KA |  | C6B(A,H)-X24(C,U)-B | 12.5 | 15 | Yes | Yes | 2013-03-14 |  | 1
FALSE | S4QE-024KA | 2681 | 5627616 | TAPPAN | ES4BE-024KA | AC | Split System: Air-Cooled Condensing Unit, Coil with Blower | S4BE-024KA |  | C7B(A,H)M01824(C,U)-A+TXV | 12.5 | 15 | Yes | Yes | 2013-03-14 |  | 1
FALSE | S4QE-024KA | 2681 | 5627617 | TAPPAN | ES4BE-024KA | AC | Split System: Air-Cooled Condensing Unit, Coil with Blower | S4BE-024KA |  | C6B(A,H)-X30(C,U)-C+TDR | 12.5 | 15 | Yes | Yes | 2013-03-14 |  | 1
FALSE | S4QE-024KA | 2681 | 5627618 | TAPPAN | ES4BE-024KA | AC | Split System: Air-Cooled Condensing Unit, Coil with Blower | S4BE-024KA |  | C7B(A,H)M01824(C,U)-B+TXV | 12.5 | 15 | Yes | Yes | 2013-03-14 |  | 1
FALSE | S4QE-024KA | 2681 | 5627619 | TAPPAN | ES4BE-024KA | AC | Split System: Air-Cooled Condensing Unit, Coil with Blower | S4BE-024KA |  | C6B(A,H)-X24(C,U)-B | 12.5 | 15 | Yes | Yes | 2013-03-14 |  | 1
FALSE | S4QE-030KA | 2694 | 5627620 | TAPPAN | ES4BE-030KA | AC | Split System: Air-Cooled Condensing Unit, Coil with Blower | S4BE-030KA |  | C7B(A,H)M030(C,U)-C+TXV | 12.5 | 15 | Yes | Yes | 2013-03-14 |  | 1
FALSE | S4QE-030KA | 2694 | 5627621 | TAPPAN | ES4BE-030KA | AC | Split System: Air-Cooled Condensing Unit, Coil with Blower | S4BE-030KA |  | C6B(A,H)-X30(C,U)-B | 12.5 | 15 | Yes | Yes | 2013-03-14 |  | 1
FALSE | S4QE-030KA | 2694 | 5627622 | TAPPAN | ES4BE-030KA | AC | Split System: Air-Cooled Condensing Unit, Coil with Blower | S4BE-030KA |  | C7B(A,H)M03036(C,U)-A+TXV | 12.5 | 15 | Yes | Yes | 2013-03-14 |  | 1
FALSE | S4QE-030KA | 2694 | 5627623 | TAPPAN | ES4BE-030KA | AC | Split System: Air-Cooled Condensing Unit, Coil with Blower | S4BE-030KA |  | C6B(A,H)-X30(C,U)-A | 12.5 | 15 | Yes | Yes | 2013-03-14 |  | 1
FALSE | S4QE-030KA | 2694 | 5627624 | TAPPAN | ES4BE-030KA | AC | Split System: Air-Cooled Condensing Unit, Coil with Blower | S4BE-030KA |  | C7B(A,H)M03036(C,U)-B+TXV | 12.5 | 15 | Yes | Yes | 2013-03-14 |  | 1
FALSE | S4QE-030KA | 2694 | 5627625 | TAPPAN | ES4BE-030KA | AC | Split System: Air-Cooled Condensing Unit, Coil with Blower | S4BE-030KA |  | C7B(A,H)M03036(C,U)-B+TXV | 12.5 | 15 | Yes | Yes | 2013-03-14 |  | 1
FALSE | S4QE-030KA | 2694 | 5627626 | TAPPAN | ES4BE-030KA | AC | Split System: Air-Cooled Condensing Unit, Coil with Blower | S4BE-030KA |  | C7B(A,H)M03036(C,U)-A+TXV | 12.5 | 15 | Yes | Yes | 2013-03-14 |  | 1
FALSE | S4QE-030KA | 2694 | 5627627 | TAPPAN | ES4BE-030KA | AC | Split System: Air-Cooled Condensing Unit, Coil with Blower | S4BE-030KA |  | C6B(A,H)-X30(C,U)-C | 12.5 | 15 | Yes | Yes | 2013-03-14 |  | 1
FALSE | S4QE-030KA | 2694 | 5627628 | TAPPAN | ES4BE-030KA | AC | Split System: Air-Cooled Condensing Unit, Coil with Blower | S4BE-030KA |  | C6B(A,H)-X30(C,U)-B | 12.5 | 15 | Yes | Yes | 2013-03-14 |  | 1
FALSE | S4QE-030KA | 2694 | 5627629 | TAPPAN | ES4BE-030KA | AC | Split System: Air-Cooled Condensing Unit, Coil with Blower | S4BE-030KA |  | C6B(A,H)-X30(C,U)-C | 12.5 | 15 | Yes | Yes | 2013-03-14 |  | 1
FALSE | S4QE-024KA | 2681 | 5627682 | WESTINGHOUSE | ES4BE-024KA | AC | Split System: Air-Cooled Condensing Unit, Coil with Blower | S4BE-024KA |  | C6B(A,H)-X24(C,U)-B | 12.5 | 15 | Yes | Yes | 2013-03-14 |  | 1
FALSE | S4QE-024KA | 2681 | 5627683 | WESTINGHOUSE | ES4BE-024KA | AC | Split System: Air-Cooled Condensing Unit, Coil with Blower | S4BE-024KA |  | C6B(A,H)-X30(C,U)-C+TDR | 12.5 | 15 | Yes | Yes | 2013-03-14 |  | 1
FALSE | S4QE-024KA | 2681 | 5627684 | WESTINGHOUSE | ES4BE-024KA | AC | Split System: Air-Cooled Condensing Unit, Coil with Blower | S4BE-024KA |  | C7B(A,H)M030(C,U)-C+TXV | 12.5 | 15 | Yes | Yes | 2013-03-14 |  | 1
FALSE | S4QE-024KA | 2681 | 5627685 | WESTINGHOUSE | ES4BE-024KA | AC | Split System: Air-Cooled Condensing Unit, Coil with Blower | S4BE-024KA |  | C6B(A,H)-X30(C,U)-C+TDR | 12.5 | 15 | Yes | Yes | 2013-03-14 |  | 1
FALSE | S4QE-024KA | 2681 | 5627686 | WESTINGHOUSE | ES4BE-024KA | AC | Split System: Air-Cooled Condensing Unit, Coil with Blower | S4BE-024KA |  | C7B(A,H)M01824(C,U)-B+TXV | 12.5 | 15 | Yes | Yes | 2013-03-14 |  | 1
FALSE | S4QE-024KA | 2681 | 5627687 | WESTINGHOUSE | ES4BE-024KA | AC | Split System: Air-Cooled Condensing Unit, Coil with Blower | S4BE-024KA |  | C7B(A,H)M030(C,U)-C+TXV | 12.5 | 15 | Yes | Yes | 2013-03-14 |  | 1
FALSE | S4QE-024KA | 2681 | 5627688 | WESTINGHOUSE | ES4BE-024KA | AC | Split System: Air-Cooled Condensing Unit, Coil with Blower | S4BE-024KA |  | C7B(A,H)M030(C,U)-C+TXV | 12.5 | 15 | Yes | Yes | 2013-03-14 |  | 1
FALSE | S4QE-024KA | 2681 | 5627689 | WESTINGHOUSE | ES4BE-024KA | AC | Split System: Air-Cooled Condensing Unit, Coil with Blower | S4BE-024KA |  | C6B(A,H)-X24(C,U)-A | 12.5 | 15 | Yes | Yes | 2013-03-14 |  | 1
FALSE | S4QE-024KA | 2681 | 5627690 | WESTINGHOUSE | ES4BE-024KA | AC | Split System: Air-Cooled Condensing Unit, Coil with Blower | S4BE-024KA |  | C7B(A,H)M01824(C,U)-B+TXV | 12.5 | 15 | Yes | Yes | 2013-03-14 |  | 1
FALSE | S4QE-024KA | 2681 | 5627691 | WESTINGHOUSE | ES4BE-024KA | AC | Split System: Air-Cooled Condensing Unit, Coil with Blower | S4BE-024KA |  | C6B(A,H)-X24(C,U)-A | 12.5 | 15 | Yes | Yes | 2013-03-14 |  | 1
FALSE | S4QE-024KA | 2681 | 5627692 | WESTINGHOUSE | ES4BE-024KA | AC | Split System: Air-Cooled Condensing Unit, Coil with Blower | S4BE-024KA |  | C7B(A,H)M01824(C,U)-A+TXV | 12.5 | 15 | Yes | Yes | 2013-03-14 |  | 1
FALSE | S4QE-024KA | 2681 | 5627693 | WESTINGHOUSE | ES4BE-024KA | AC | Split System: Air-Cooled Condensing Unit, Coil with Blower | S4BE-024KA |  | C7B(A,H)M030(C,U)-C+TXV | 12.5 | 15 | Yes | Yes | 2013-03-14 |  | 1
FALSE | S4QE-024KA | 2681 | 5627694 | WESTINGHOUSE | ES4BE-024KA | AC | Split System: Air-Cooled Condensing Unit, Coil with Blower | S4BE-024KA |  | C6B(A,H)-X24(C,U)-B | 12.5 | 15 | Yes | Yes | 2013-03-14 |  | 1
FALSE | S4QE-024KA | 2681 | 5627695 | WESTINGHOUSE | ES4BE-024KA | AC | Split System: Air-Cooled Condensing Unit, Coil with Blower | S4BE-024KA |  | C7B(A,H)M01824(C,U)-A+TXV | 12.5 | 15 | Yes | Yes | 2013-03-14 |  | 1
FALSE | S4QE-024KA | 2681 | 5627696 | WESTINGHOUSE | ES4BE-024KA | AC | Split System: Air-Cooled Condensing Unit, Coil with Blower | S4BE-024KA |  | C6B(A,H)-X30(C,U)-C+TDR | 12.5 | 15 | Yes | Yes | 2013-03-14 |  | 1
FALSE | S4QE-024KA | 2681 | 5627697 | WESTINGHOUSE | ES4BE-024KA | AC | Split System: Air-Cooled Condensing Unit, Coil with Blower | S4BE-024KA |  | C7B(A,H)M01824(C,U)-B+TXV | 12.5 | 15 | Yes | Yes | 2013-03-14 |  | 1
FALSE | S4QE-024KA | 2681 | 5627698 | WESTINGHOUSE | ES4BE-024KA | AC | Split System: Air-Cooled Condensing Unit, Coil with Blower | S4BE-024KA |  | C6B(A,H)-X24(C,U)-B | 12.5 | 15 | Yes | Yes | 2013-03-14 |  | 1
FALSE | S4QE-030KA | 2694 | 5627699 | WESTINGHOUSE | ES4BE-030KA | AC | Split System: Air-Cooled Condensing Unit, Coil with Blower | S4BE-030KA |  | C7B(A,H)M030(C,U)-C+TXV | 12.5 | 15 | Yes | Yes | 2013-03-14 |  | 1
FALSE | S4BE-042KA | 2712 | 5627650 | TAPPAN | ES4BE-042KA | AC | Split System: Air-Cooled Condensing Unit, Coil with Blower | S4BE-042KA |  | C7B(A,H)M03648(C,U)-C+TXV | 12.5 | 15 | Yes | Yes | 2013-03-14 |  | 1
FALSE | S4BE-042KA | 2712 | 5627651 | TAPPAN | ES4BE-042KA | AC | Split System: Air-Cooled Condensing Unit, Coil with Blower | S4BE-042KA |  | C6B(A,H)-X42(C,U)-C | 12.5 | 15 | Yes | Yes | 2013-03-14 |  | 1
FALSE | S4BE-042KA | 2712 | 5627653 | TAPPAN | ES4BE-042KA | AC | Split System: Air-Cooled Condensing Unit, Coil with Blower | S4BE-042KA |  | C6B(A,H)-X42(C,U)-C | 12.5 | 15 | Yes | Yes | 2013-03-14 |  | 1
FALSE | S4BE-042KA | 2712 | 5627658 | TAPPAN | ES4BE-042KA | AC | Split System: Air-Cooled Condensing Unit, Coil with Blower | S4BE-042KA |  | C7B(A,H)M03648(C,U)-C+TXV | 12.5 | 15 | Yes | Yes | 2013-03-14 |  | 1
FALSE | S4BE-042KA | 2712 | 5627659 | TAPPAN | ES4BE-042KA | AC | Split System: Air-Cooled Condensing Unit, Coil with Blower | S4BE-042KA |  | C6B(A,H)-X42(C,U)-C | 12.5 | 15 | Yes | Yes | 2013-03-14 |  | 1
FALSE | S4BE-048KA | 2717 | 5627660 | TAPPAN | ES4BE-048KA | AC | Split System: Air-Cooled Condensing Unit, Coil with Blower | S4BE-048KA |  | C7B(A,H)M048(C,U)-C+TXV | 12 | 15 | Yes | Yes | 2013-03-14 |  | 0
FALSE | S4BE-048KA | 2717 | 5627661 | TAPPAN | ES4BE-048KA | AC | Split System: Air-Cooled Condensing Unit, Coil with Blower | S4BE-048KA |  | C6B(A,H)-X48(C,U)-D | 12 | 15 | Yes | Yes | 2013-03-14 |  | 0
FALSE | S4BE-048KA | 2717 | 5627662 | TAPPAN | ES4BE-048KA | AC | Split System: Air-Cooled Condensing Unit, Coil with Blower | S4BE-048KA |  | C7B(A,H)M048(C,U)-D+TXV | 12 | 15 | Yes | Yes | 2013-03-14 |  | 0
FALSE | S4BE-048KA | 2717 | 5627663 | TAPPAN | ES4BE-048KA | AC | Split System: Air-Cooled Condensing Unit, Coil with Blower | S4BE-048KA |  | C7B(A,H)M048(C,U)-C+TXV | 12 | 15 | Yes | Yes | 2013-03-14 |  | 0
FALSE | S4BE-048KA | 2717 | 5627664 | TAPPAN | ES4BE-048KA | AC | Split System: Air-Cooled Condensing Unit, Coil with Blower | S4BE-048KA |  | C7B(A,H)M048(C,U)-C+TXV | 12 | 15 | Yes | Yes | 2013-03-14 |  | 0
FALSE | S4BE-048KA | 2717 | 5627665 | TAPPAN | ES4BE-048KA | AC | Split System: Air-Cooled Condensing Unit, Coil with Blower | S4BE-048KA |  | C7B(A,H)M048(C,U)-D+TXV | 12 | 15 | Yes | Yes | 2013-03-14 |  | 0
FALSE | S4BE-048KA | 2717 | 5627666 | TAPPAN | ES4BE-048KA | AC | Split System: Air-Cooled Condensing Unit, Coil with Blower | S4BE-048KA |  | C6B(A,H)-X48(C,U)-C | 12 | 15 | Yes | Yes | 2013-03-14 |  | 0
FALSE | S4BE-048KA | 2717 | 5627667 | TAPPAN | ES4BE-048KA | AC | Split System: Air-Cooled Condensing Unit, Coil with Blower | S4BE-048KA |  | C7B(A,H)M048(C,U)-D+TXV | 12 | 15 | Yes | Yes | 2013-03-14 |  | 0
FALSE | S4BE-048KA | 2717 | 5627668 | TAPPAN | ES4BE-048KA | AC | Split System: Air-Cooled Condensing Unit, Coil with Blower | S4BE-048KA |  | C6B(A,H)-X48(C,U)-D | 12 | 15 | Yes | Yes | 2013-03-14 |  | 0
FALSE | S4BE-048KA | 2717 | 5627669 | TAPPAN | ES4BE-048KA | AC | Split System: Air-Cooled Condensing Unit, Coil with Blower | S4BE-048KA |  | C6B(A,H)-X48(C,U)-C | 12 | 15 | Yes | Yes | 2013-03-14 |  | 0
FALSE | S4BE-048KA | 2717 | 5627670 | TAPPAN | ES4BE-048KA | AC | Split System: Air-Cooled Condensing Unit, Coil with Blower | S4BE-048KA |  | C6B(A,H)-X48(C,U)-D | 12 | 15 | Yes | Yes | 2013-03-14 |  | 0
FALSE | S4BE-048KA | 2717 | 5627671 | TAPPAN | ES4BE-048KA | AC | Split System: Air-Cooled Condensing Unit, Coil with Blower | S4BE-048KA |  | C6B(A,H)-X48(C,U)-C | 12 | 15 | Yes | Yes | 2013-03-14 |  | 0
FALSE | S4BE-018KA | 2679 | 5627672 | WESTINGHOUSE | ES4BE-018KA | AC | Split System: Air-Cooled Condensing Unit, Coil with Blower | S4BE-018KA |  | C6B(A,H)-X24(C,U)-A | 12.5 | 15 | Yes | Yes | 2013-03-14 |  | 1
FALSE | S4BE-018KA | 2679 | 5627673 | WESTINGHOUSE | ES4BE-018KA | AC | Split System: Air-Cooled Condensing Unit, Coil with Blower | S4BE-018KA |  | C7B(A,H)M01824(C,U)-A+TXV | 12.5 | 15 | Yes | Yes | 2013-03-14 |  | 1
FALSE | S4BE-018KA | 2679 | 5627674 | WESTINGHOUSE | ES4BE-018KA | AC | Split System: Air-Cooled Condensing Unit, Coil with Blower | S4BE-018KA |  | C6B(A,H)-X24(C,U)-A | 12.5 | 15 | Yes | Yes | 2013-03-14 |  | 1
FALSE | S4BE-018KA | 2679 | 5627675 | WESTINGHOUSE | ES4BE-018KA | AC | Split System: Air-Cooled Condensing Unit, Coil with Blower | S4BE-018KA |  | C7B(A,H)M01824(C,U)-A+TXV | 12.5 | 15 | Yes | Yes | 2013-03-14 |  | 1
FALSE | S4BE-018KA | 2679 | 5627676 | WESTINGHOUSE | ES4BE-018KA | AC | Split System: Air-Cooled Condensing Unit, Coil with Blower | S4BE-018KA |  | C6B(A,H)-X24(C,U)-B | 12.5 | 15 | Yes | Yes | 2013-03-14 |  | 1
FALSE | S4BE-018KA | 2679 | 5627677 | WESTINGHOUSE | ES4BE-018KA | AC | Split System: Air-Cooled Condensing Unit, Coil with Blower | S4BE-018KA |  | C7B(A,H)M01824(C,U)-B+TXV | 12.5 | 15 | Yes | Yes | 2013-03-14 |  | 1
FALSE | S4BE-018KA | 2679 | 5627678 | WESTINGHOUSE | ES4BE-018KA | AC | Split System: Air-Cooled Condensing Unit, Coil with Blower | S4BE-018KA |  | C7B(A,H)M01824(C,U)-B+TXV | 12.5 | 15 | Yes | Yes | 2013-03-14 |  | 1
FALSE | S4BE-018KA | 2679 | 5627679 | WESTINGHOUSE | ES4BE-018KA | AC | Split System: Air-Cooled Condensing Unit, Coil with Blower | S4BE-018KA |  | C7B(A,H)M01824(C,U)-B+TXV | 12.5 | 15 | Yes | Yes | 2013-03-14 |  | 1
FALSE | S4BE-018KA | 2679 | 5627680 | WESTINGHOUSE | ES4BE-018KA | AC | Split System: Air-Cooled Condensing Unit, Coil with Blower | S4BE-018KA |  | C6B(A,H)-X24(C,U)-B | 12.5 | 15 | Yes | Yes | 2013-03-14 |  | 1
FALSE | S4BE-018KA | 2679 | 5627681 | WESTINGHOUSE | ES4BE-018KA | AC | Split System: Air-Cooled Condensing Unit, Coil with Blower | S4BE-018KA |  | C6B(A,H)-X24(C,U)-B | 12.5 | 15 | Yes | Yes | 2013-03-14 |  | 1
FALSE | S4QE-030KA | 2694 | 5627700 | WESTINGHOUSE | ES4BE-030KA | AC | Split System: Air-Cooled Condensing Unit, Coil with Blower | S4BE-030KA |  | C6B(A,H)-X30(C,U)-B | 12.5 | 15 | Yes | Yes | 2013-03-14 |  | 1
FALSE | S4QE-030KA | 2694 | 5627701 | WESTINGHOUSE | ES4BE-030KA | AC | Split System: Air-Cooled Condensing Unit, Coil with Blower | S4BE-030KA |  | C7B(A,H)M03036(C,U)-A+TXV | 12.5 | 15 | Yes | Yes | 2013-03-14 |  | 1
FALSE | S4QE-030KA | 2694 | 5627702 | WESTINGHOUSE | ES4BE-030KA | AC | Split System: Air-Cooled Condensing Unit, Coil with Blower | S4BE-030KA |  | C6B(A,H)-X30(C,U)-A | 12.5 | 15 | Yes | Yes | 2013-03-14 |  | 1
FALSE | S4QE-030KA | 2694 | 5627703 | WESTINGHOUSE | ES4BE-030KA | AC | Split System: Air-Cooled Condensing Unit, Coil with Blower | S4BE-030KA |  | C7B(A,H)M03036(C,U)-B+TXV | 12.5 | 15 | Yes | Yes | 2013-03-14 |  | 1
FALSE | S4QE-030KA | 2694 | 5627704 | WESTINGHOUSE | ES4BE-030KA | AC | Split System: Air-Cooled Condensing Unit, Coil with Blower | S4BE-030KA |  | C7B(A,H)M03036(C,U)-B+TXV | 12.5 | 15 | Yes | Yes | 2013-03-14 |  | 1
FALSE | S4QE-030KA | 2694 | 5627705 | WESTINGHOUSE | ES4BE-030KA | AC | Split System: Air-Cooled Condensing Unit, Coil with Blower | S4BE-030KA |  | C7B(A,H)M03036(C,U)-A+TXV | 12.5 | 15 | Yes | Yes | 2013-03-14 |  | 1
FALSE | S4QE-030KA | 2694 | 5627706 | WESTINGHOUSE | ES4BE-030KA | AC | Split System: Air-Cooled Condensing Unit, Coil with Blower | S4BE-030KA |  | C6B(A,H)-X30(C,U)-C | 12.5 | 15 | Yes | Yes | 2013-03-14 |  | 1
FALSE | S4QE-030KA | 2694 | 5627707 | WESTINGHOUSE | ES4BE-030KA | AC | Split System: Air-Cooled Condensing Unit, Coil with Blower | S4BE-030KA |  | C6B(A,H)-X30(C,U)-B | 12.5 | 15 | Yes | Yes | 2013-03-14 |  | 1
FALSE | S4QE-030KA | 2694 | 5627708 | WESTINGHOUSE | ES4BE-030KA | AC | Split System: Air-Cooled Condensing Unit, Coil with Blower | S4BE-030KA |  | C6B(A,H)-X30(C,U)-C | 12.5 | 15 | Yes | Yes | 2013-03-14 |  | 1
FALSE | S4QE-030KA | 2694 | 5627709 | WESTINGHOUSE | ES4BE-030KA | AC | Split System: Air-Cooled Condensing Unit, Coil with Blower | S4BE-030KA |  | C6B(A,H)-X30(C,U)-A | 12.5 | 15 | Yes | Yes | 2013-03-14 |  | 1
FALSE | S4QE-030KA | 2694 | 5627710 | WESTINGHOUSE | ES4BE-030KA | AC | Split System: Air-Cooled Condensing Unit, Coil with Blower | S4BE-030KA |  | C7B(A,H)M030(C,U)-C+TXV | 12.5 | 15 | Yes | Yes | 2013-03-14 |  | 1
FALSE | S4QE-030KA | 2694 | 5627711 | WESTINGHOUSE | ES4BE-030KA | AC | Split System: Air-Cooled Condensing Unit, Coil with Blower | S4BE-030KA |  | C6B(A,H)-X30(C,U)-B | 12.5 | 15 | Yes | Yes | 2013-03-14 |  | 1
FALSE | S4QE-030KA | 2694 | 5627712 | WESTINGHOUSE | ES4BE-030KA | AC | Split System: Air-Cooled Condensing Unit, Coil with Blower | S4BE-030KA |  | C7B(A,H)M03036(C,U)-B+TXV | 12.5 | 15 | Yes | Yes | 2013-03-14 |  | 1
FALSE | S4QE-030KA | 2694 | 5627713 | WESTINGHOUSE | ES4BE-030KA | AC | Split System: Air-Cooled Condensing Unit, Coil with Blower | S4BE-030KA |  | C7B(A,H)M030(C,U)-C+TXV | 12.5 | 15 | Yes | Yes | 2013-03-14 |  | 1
FALSE | S4QE-030KA | 2694 | 5627714 | WESTINGHOUSE | ES4BE-030KA | AC | Split System: Air-Cooled Condensing Unit, Coil with Blower | S4BE-030KA |  | C6B(A,H)-X30(C,U)-C | 12.5 | 15 | Yes | Yes | 2013-03-14 |  | 1
FALSE | S4QE-036KA | 2699 | 5627715 | WESTINGHOUSE | ES4BE-036KA | AC | Split System: Air-Cooled Condensing Unit, Coil with Blower | S4BE-036KA |  | C7B(A,H)M03648(C,U)-C+TXV | 12.5 | 15 | Yes | Yes | 2013-03-14 |  | 1
FALSE | S4QE-036KA | 2699 | 5627716 | WESTINGHOUSE | ES4BE-036KA | AC | Split System: Air-Cooled Condensing Unit, Coil with Blower | S4BE-036KA |  | C7B(A,H)M03648(C,U)-C+TXV | 12.5 | 15 | Yes | Yes | 2013-03-14 |  | 1
FALSE | S4QE-036KA | 2699 | 5627717 | WESTINGHOUSE | ES4BE-036KA | AC | Split System: Air-Cooled Condensing Unit, Coil with Blower | S4BE-036KA |  | C6B(A,H)-X36(C,U)-C | 12.5 | 15 | Yes | Yes | 2013-03-14 |  | 1
FALSE | S4QE-036KA | 2699 | 5627718 | WESTINGHOUSE | ES4BE-036KA | AC | Split System: Air-Cooled Condensing Unit, Coil with Blower | S4BE-036KA |  | C6B(A,H)-X36(C,U)-B | 12.5 | 15 | Yes | Yes | 2013-03-14 |  | 1
FALSE | S4QE-036KA | 2699 | 5627719 | WESTINGHOUSE | ES4BE-036KA | AC | Split System: Air-Cooled Condensing Unit, Coil with Blower | S4BE-036KA |  | C7B(A,H)M03642(C,U)-B+TXV | 12.5 | 15 | Yes | Yes | 2013-03-14 |  | 1
FALSE | S4QE-036KA | 2699 | 5627720 | WESTINGHOUSE | ES4BE-036KA | AC | Split System: Air-Cooled Condensing Unit, Coil with Blower | S4BE-036KA |  | C6B(A,H)-X36(C,U)-B | 12.5 | 15 | Yes | Yes | 2013-03-14 |  | 1
FALSE | S4QE-036KA | 2699 | 5627721 | WESTINGHOUSE | ES4BE-036KA | AC | Split System: Air-Cooled Condensing Unit, Coil with Blower | S4BE-036KA |  | C6B(A,H)-X36(C,U)-C | 12.5 | 15 | Yes | Yes | 2013-03-14 |  | 1
FALSE | S4QE-036KA | 2699 | 5627722 | WESTINGHOUSE | ES4BE-036KA | AC | Split System: Air-Cooled Condensing Unit, Coil with Blower | S4BE-036KA |  | C7B(A,H)M03648(C,U)-C+TXV | 12.5 | 15 | Yes | Yes | 2013-03-14 |  | 1
FALSE | S4QE-036KA | 2699 | 5627723 | WESTINGHOUSE | ES4BE-036KA | AC | Split System: Air-Cooled Condensing Unit, Coil with Blower | S4BE-036KA |  | C7B(A,H)M03642(C,U)-B+TXV | 12.5 | 15 | Yes | Yes | 2013-03-14 |  | 1
FALSE | S4QE-036KA | 2699 | 5627724 | WESTINGHOUSE | ES4BE-036KA | AC | Split System: Air-Cooled Condensing Unit, Coil with Blower | S4BE-036KA |  | C6B(A,H)-X36(C,U)-B | 12.5 | 15 | Yes | Yes | 2013-03-14 |  | 1
FALSE | S4QE-036KA | 2699 | 5627725 | WESTINGHOUSE | ES4BE-036KA | AC | Split System: Air-Cooled Condensing Unit, Coil with Blower | S4BE-036KA |  | C7B(A,H)M03642(C,U)-B+TXV | 12.5 | 15 | Yes | Yes | 2013-03-14 |  | 1
FALSE | S4QE-024KA | 2681 | 5627777 | NUTONE | ES4BE-024KA | AC | Split System: Air-Cooled Condensing Unit, Coil with Blower | S4BE-024KA |  | C6B(A,H)-X24(C,U)-B | 12.5 | 15 | Yes | Yes | 2013-03-14 |  | 1
FALSE | S4QE-030KA | 2694 | 5627778 | NUTONE | ES4BE-030KA | AC | Split System: Air-Cooled Condensing Unit, Coil with Blower | S4BE-030KA |  | C7B(A,H)M030(C,U)-C+TXV | 12.5 | 15 | Yes | Yes | 2013-03-14 |  | 1
FALSE | S4QE-030KA | 2694 | 5627779 | NUTONE | ES4BE-030KA | AC | Split System: Air-Cooled Condensing Unit, Coil with Blower | S4BE-030KA |  | C6B(A,H)-X30(C,U)-B | 12.5 | 15 | Yes | Yes | 2013-03-14 |  | 1
FALSE | S4QE-030KA | 2694 | 5627780 | NUTONE | ES4BE-030KA | AC | Split System: Air-Cooled Condensing Unit, Coil with Blower | S4BE-030KA |  | C7B(A,H)M03036(C,U)-A+TXV | 12.5 | 15 | Yes | Yes | 2013-03-14 |  | 1
FALSE | S4QE-030KA | 2694 | 5627781 | NUTONE | ES4BE-030KA | AC | Split System: Air-Cooled Condensing Unit, Coil with Blower | S4BE-030KA |  | C6B(A,H)-X30(C,U)-A | 12.5 | 15 | Yes | Yes | 2013-03-14 |  | 1
FALSE | S4QE-030KA | 2694 | 5627782 | NUTONE | ES4BE-030KA | AC | Split System: Air-Cooled Condensing Unit, Coil with Blower | S4BE-030KA |  | C7B(A,H)M03036(C,U)-B+TXV | 12.5 | 15 | Yes | Yes | 2013-03-14 |  | 1
FALSE | S4QE-030KA | 2694 | 5627783 | NUTONE | ES4BE-030KA | AC | Split System: Air-Cooled Condensing Unit, Coil with Blower | S4BE-030KA |  | C7B(A,H)M03036(C,U)-B+TXV | 12.5 | 15 | Yes | Yes | 2013-03-14 |  | 1
FALSE | S4QE-030KA | 2694 | 5627784 | NUTONE | ES4BE-030KA | AC | Split System: Air-Cooled Condensing Unit, Coil with Blower | S4BE-030KA |  | C7B(A,H)M03036(C,U)-A+TXV | 12.5 | 15 | Yes | Yes | 2013-03-14 |  | 1
FALSE | S4QE-030KA | 2694 | 5627785 | NUTONE | ES4BE-030KA | AC | Split System: Air-Cooled Condensing Unit, Coil with Blower | S4BE-030KA |  | C6B(A,H)-X30(C,U)-C | 12.5 | 15 | Yes | Yes | 2013-03-14 |  | 1
FALSE | S4QE-030KA | 2694 | 5627786 | NUTONE | ES4BE-030KA | AC | Split System: Air-Cooled Condensing Unit, Coil with Blower | S4BE-030KA |  | C6B(A,H)-X30(C,U)-B | 12.5 | 15 | Yes | Yes | 2013-03-14 |  | 1
FALSE | S4QE-030KA | 2694 | 5627787 | NUTONE | ES4BE-030KA | AC | Split System: Air-Cooled Condensing Unit, Coil with Blower | S4BE-030KA |  | C6B(A,H)-X30(C,U)-C | 12.5 | 15 | Yes | Yes | 2013-03-14 |  | 1
FALSE | S4QE-030KA | 2694 | 5627788 | NUTONE | ES4BE-030KA | AC | Split System: Air-Cooled Condensing Unit, Coil with Blower | S4BE-030KA |  | C6B(A,H)-X30(C,U)-A | 12.5 | 15 | Yes | Yes | 2013-03-14 |  | 1
FALSE | S4QE-030KA | 2694 | 5627789 | NUTONE | ES4BE-030KA | AC | Split System: Air-Cooled Condensing Unit, Coil with Blower | S4BE-030KA |  | C7B(A,H)M030(C,U)-C+TXV | 12.5 | 15 | Yes | Yes | 2013-03-14 |  | 1
FALSE | S4QE-030KA | 2694 | 5627790 | NUTONE | ES4BE-030KA | AC | Split System: Air-Cooled Condensing Unit, Coil with Blower | S4BE-030KA |  | C6B(A,H)-X30(C,U)-B | 12.5 | 15 | Yes | Yes | 2013-03-14 |  | 1
FALSE | S4QE-030KA | 2694 | 5627791 | NUTONE | ES4BE-030KA | AC | Split System: Air-Cooled Condensing Unit, Coil with Blower | S4BE-030KA |  | C7B(A,H)M03036(C,U)-B+TXV | 12.5 | 15 | Yes | Yes | 2013-03-14 |  | 1
FALSE | S4QE-030KA | 2694 | 5627792 | NUTONE | ES4BE-030KA | AC | Split System: Air-Cooled Condensing Unit, Coil with Blower | S4BE-030KA |  | C7B(A,H)M030(C,U)-C+TXV | 12.5 | 15 | Yes | Yes | 2013-03-14 |  | 1
FALSE | S4QE-030KA | 2694 | 5627793 | NUTONE | ES4BE-030KA | AC | Split System: Air-Cooled Condensing Unit, Coil with Blower | S4BE-030KA |  | C6B(A,H)-X30(C,U)-C | 12.5 | 15 | Yes | Yes | 2013-03-14 |  | 1
FALSE | S4QE-036KA | 2699 | 5627794 | NUTONE | ES4BE-036KA | AC | Split System: Air-Cooled Condensing Unit, Coil with Blower | S4BE-036KA |  | C7B(A,H)M03648(C,U)-C+TXV | 12.5 | 15 | Yes | Yes | 2013-03-14 |  | 1
FALSE | S4QE-036KA | 2699 | 5627795 | NUTONE | ES4BE-036KA | AC | Split System: Air-Cooled Condensing Unit, Coil with Blower | S4BE-036KA |  | C7B(A,H)M03648(C,U)-C+TXV | 12.5 | 15 | Yes | Yes | 2013-03-14 |  | 1
FALSE | S4BE-048KA | 2717 | 5627750 | WESTINGHOUSE | ES4BE-048KA | AC | Split System: Air-Cooled Condensing Unit, Coil with Blower | S4BE-048KA |  | C6B(A,H)-X48(C,U)-C | 12 | 15 | Yes | Yes | 2013-03-14 |  | 0
FALSE | S4BE-018KA | 2679 | 5627751 | NUTONE | ES4BE-018KA | AC | Split System: Air-Cooled Condensing Unit, Coil with Blower | S4BE-018KA |  | C6B(A,H)-X24(C,U)-A | 12.5 | 15 | Yes | Yes | 2013-03-14 |  | 1
FALSE | S4BE-018KA | 2679 | 5627752 | NUTONE | ES4BE-018KA | AC | Split System: Air-Cooled Condensing Unit, Coil with Blower | S4BE-018KA |  | C7B(A,H)M01824(C,U)-A+TXV | 12.5 | 15 | Yes | Yes | 2013-03-14 |  | 1
FALSE | S4BE-018KA | 2679 | 5627753 | NUTONE | ES4BE-018KA | AC | Split System: Air-Cooled Condensing Unit, Coil with Blower | S4BE-018KA |  | C6B(A,H)-X24(C,U)-A | 12.5 | 15 | Yes | Yes | 2013-03-14 |  | 1
FALSE | S4BE-018KA | 2679 | 5627754 | NUTONE | ES4BE-018KA | AC | Split System: Air-Cooled Condensing Unit, Coil with Blower | S4BE-018KA |  | C7B(A,H)M01824(C,U)-A+TXV | 12.5 | 15 | Yes | Yes | 2013-03-14 |  | 1
FALSE | S4BE-018KA | 2679 | 5627755 | NUTONE | ES4BE-018KA | AC | Split System: Air-Cooled Condensing Unit, Coil with Blower | S4BE-018KA |  | C6B(A,H)-X24(C,U)-B | 12.5 | 15 | Yes | Yes | 2013-03-14 |  | 1
FALSE | S4BE-018KA | 2679 | 5627756 | NUTONE | ES4BE-018KA | AC | Split System: Air-Cooled Condensing Unit, Coil with Blower | S4BE-018KA |  | C7B(A,H)M01824(C,U)-B+TXV | 12.5 | 15 | Yes | Yes | 2013-03-14 |  | 1
FALSE | S4BE-018KA | 2679 | 5627757 | NUTONE | ES4BE-018KA | AC | Split System: Air-Cooled Condensing Unit, Coil with Blower | S4BE-018KA |  | C7B(A,H)M01824(C,U)-B+TXV | 12.5 | 15 | Yes | Yes | 2013-03-14 |  | 1
FALSE | S4BE-018KA | 2679 | 5627758 | NUTONE | ES4BE-018KA | AC | Split System: Air-Cooled Condensing Unit, Coil with Blower | S4BE-018KA |  | C7B(A,H)M01824(C,U)-B+TXV | 12.5 | 15 | Yes | Yes | 2013-03-14 |  | 1
FALSE | S4BE-018KA | 2679 | 5627759 | NUTONE | ES4BE-018KA | AC | Split System: Air-Cooled Condensing Unit, Coil with Blower | S4BE-018KA |  | C6B(A,H)-X24(C,U)-B | 12.5 | 15 | Yes | Yes | 2013-03-14 |  | 1
FALSE | S4BE-018KA | 2679 | 5627760 | NUTONE | ES4BE-018KA | AC | Split System: Air-Cooled Condensing Unit, Coil with Blower | S4BE-018KA |  | C6B(A,H)-X24(C,U)-B | 12.5 | 15 | Yes | Yes | 2013-03-14 |  | 1
FALSE | S4QE-024KA | 2681 | 5627761 | NUTONE | ES4BE-024KA | AC | Split System: Air-Cooled Condensing Unit, Coil with Blower | S4BE-024KA |  | C6B(A,H)-X24(C,U)-B | 12.5 | 15 | Yes | Yes | 2013-03-14 |  | 1
FALSE | S4QE-024KA | 2681 | 5627762 | NUTONE | ES4BE-024KA | AC | Split System: Air-Cooled Condensing Unit, Coil with Blower | S4BE-024KA |  | C6B(A,H)-X30(C,U)-C+TDR | 12.5 | 15 | Yes | Yes | 2013-03-14 |  | 1
FALSE | S4QE-024KA | 2681 | 5627763 | NUTONE | ES4BE-024KA | AC | Split System: Air-Cooled Condensing Unit, Coil with Blower | S4BE-024KA |  | C7B(A,H)M030(C,U)-C+TXV | 12.5 | 15 | Yes | Yes | 2013-03-14 |  | 1
FALSE | S4QE-024KA | 2681 | 5627764 | NUTONE | ES4BE-024KA | AC | Split System: Air-Cooled Condensing Unit, Coil with Blower | S4BE-024KA |  | C6B(A,H)-X30(C,U)-C+TDR | 12.5 | 15 | Yes | Yes | 2013-03-14 |  | 1
FALSE | S4QE-024KA | 2681 | 5627765 | NUTONE | ES4BE-024KA | AC | Split System: Air-Cooled Condensing Unit, Coil with Blower | S4BE-024KA |  | C7B(A,H)M01824(C,U)-B+TXV | 12.5 | 15 | Yes | Yes | 2013-03-14 |  | 1
FALSE | S4QE-024KA | 2681 | 5627766 | NUTONE | ES4BE-024KA | AC | Split System: Air-Cooled Condensing Unit, Coil with Blower | S4BE-024KA |  | C7B(A,H)M030(C,U)-C+TXV | 12.5 | 15 | Yes | Yes | 2013-03-14 |  | 1
FALSE | S4QE-024KA | 2681 | 5627767 | NUTONE | ES4BE-024KA | AC | Split System: Air-Cooled Condensing Unit, Coil with Blower | S4BE-024KA |  | C7B(A,H)M030(C,U)-C+TXV | 12.5 | 15 | Yes | Yes | 2013-03-14 |  | 1
FALSE | S4QE-024KA | 2681 | 5627768 | NUTONE | ES4BE-024KA | AC | Split System: Air-Cooled Condensing Unit, Coil with Blower | S4BE-024KA |  | C6B(A,H)-X24(C,U)-A | 12.5 | 15 | Yes | Yes | 2013-03-14 |  | 1
FALSE | S4QE-024KA | 2681 | 5627769 | NUTONE | ES4BE-024KA | AC | Split System: Air-Cooled Condensing Unit, Coil with Blower | S4BE-024KA |  | C7B(A,H)M01824(C,U)-B+TXV | 12.5 | 15 | Yes | Yes | 2013-03-14 |  | 1
FALSE | S4QE-024KA | 2681 | 5627770 | NUTONE | ES4BE-024KA | AC | Split System: Air-Cooled Condensing Unit, Coil with Blower | S4BE-024KA |  | C6B(A,H)-X24(C,U)-A | 12.5 | 15 | Yes | Yes | 2013-03-14 |  | 1
FALSE | S4QE-024KA | 2681 | 5627771 | NUTONE | ES4BE-024KA | AC | Split System: Air-Cooled Condensing Unit, Coil with Blower | S4BE-024KA |  | C7B(A,H)M01824(C,U)-A+TXV | 12.5 | 15 | Yes | Yes | 2013-03-14 |  | 1
FALSE | S4QE-024KA | 2681 | 5627772 | NUTONE | ES4BE-024KA | AC | Split System: Air-Cooled Condensing Unit, Coil with Blower | S4BE-024KA |  | C7B(A,H)M030(C,U)-C+TXV | 12.5 | 15 | Yes | Yes | 2013-03-14 |  | 1
FALSE | S4QE-024KA | 2681 | 5627773 | NUTONE | ES4BE-024KA | AC | Split System: Air-Cooled Condensing Unit, Coil with Blower | S4BE-024KA |  | C6B(A,H)-X24(C,U)-B | 12.5 | 15 | Yes | Yes | 2013-03-14 |  | 1
FALSE | S4QE-024KA | 2681 | 5627774 | NUTONE | ES4BE-024KA | AC | Split System: Air-Cooled Condensing Unit, Coil with Blower | S4BE-024KA |  | C7B(A,H)M01824(C,U)-A+TXV | 12.5 | 15 | Yes | Yes | 2013-03-14 |  | 1
FALSE | S4QE-024KA | 2681 | 5627775 | NUTONE | ES4BE-024KA | AC | Split System: Air-Cooled Condensing Unit, Coil with Blower | S4BE-024KA |  | C6B(A,H)-X30(C,U)-C+TDR | 12.5 | 15 | Yes | Yes | 2013-03-14 |  | 1
FALSE | S4QE-024KA | 2681 | 5627776 | NUTONE | ES4BE-024KA | AC | Split System: Air-Cooled Condensing Unit, Coil with Blower | S4BE-024KA |  | C7B(A,H)M01824(C,U)-B+TXV | 12.5 | 15 | Yes | Yes | 2013-03-14 |  | 1
FALSE | S4QE-036KA | 2699 | 5627796 | NUTONE | ES4BE-036KA | AC | Split System: Air-Cooled Condensing Unit, Coil with Blower | S4BE-036KA |  | C6B(A,H)-X36(C,U)-C | 12.5 | 15 | Yes | Yes | 2013-03-14 |  | 1
FALSE | S4QE-036KA | 2699 | 5627797 | NUTONE | ES4BE-036KA | AC | Split System: Air-Cooled Condensing Unit, Coil with Blower | S4BE-036KA |  | C6B(A,H)-X36(C,U)-B | 12.5 | 15 | Yes | Yes | 2013-03-14 |  | 1
FALSE | S4QE-036KA | 2699 | 5627798 | NUTONE | ES4BE-036KA | AC | Split System: Air-Cooled Condensing Unit, Coil with Blower | S4BE-036KA |  | C7B(A,H)M03642(C,U)-B+TXV | 12.5 | 15 | Yes | Yes | 2013-03-14 |  | 1
FALSE | S4QE-036KA | 2699 | 5627799 | NUTONE | ES4BE-036KA | AC | Split System: Air-Cooled Condensing Unit, Coil with Blower | S4BE-036KA |  | C6B(A,H)-X36(C,U)-B | 12.5 | 15 | Yes | Yes | 2013-03-14 |  | 1
FALSE | S4QE-036KA | 2699 | 5627800 | NUTONE | ES4BE-036KA | AC | Split System: Air-Cooled Condensing Unit, Coil with Blower | S4BE-036KA |  | C6B(A,H)-X36(C,U)-C | 12.5 | 15 | Yes | Yes | 2013-03-14 |  | 1
FALSE | S4QE-036KA | 2699 | 5627801 | NUTONE | ES4BE-036KA | AC | Split System: Air-Cooled Condensing Unit, Coil with Blower | S4BE-036KA |  | C7B(A,H)M03648(C,U)-C+TXV | 12.5 | 15 | Yes | Yes | 2013-03-14 |  | 1
FALSE | S4QE-036KA | 2699 | 5627802 | NUTONE | ES4BE-036KA | AC | Split System: Air-Cooled Condensing Unit, Coil with Blower | S4BE-036KA |  | C7B(A,H)M03642(C,U)-B+TXV | 12.5 | 15 | Yes | Yes | 2013-03-14 |  | 1
FALSE | S4QE-036KA | 2699 | 5627803 | NUTONE | ES4BE-036KA | AC | Split System: Air-Cooled Condensing Unit, Coil with Blower | S4BE-036KA |  | C6B(A,H)-X36(C,U)-B | 12.5 | 15 | Yes | Yes | 2013-03-14 |  | 1
FALSE | S4QE-036KA | 2699 | 5627804 | NUTONE | ES4BE-036KA | AC | Split System: Air-Cooled Condensing Unit, Coil with Blower | S4BE-036KA |  | C7B(A,H)M03642(C,U)-B+TXV | 12.5 | 15 | Yes | Yes | 2013-03-14 |  | 1
FALSE | S4QE-036KA | 2699 | 5627805 | NUTONE | ES4BE-036KA | AC | Split System: Air-Cooled Condensing Unit, Coil with Blower | S4BE-036KA |  | C6B(A,H)-X36(C,U)-C | 12.5 | 15 | Yes | Yes | 2013-03-14 |  | 1
FALSE | S4BE-042KA | 2712 | 5627807 | NUTONE | ES4BE-042KA | AC | Split System: Air-Cooled Condensing Unit, Coil with Blower | S4BE-042KA |  | C7B(A,H)M03648(C,U)-C+TXV | 12.5 | 15 | Yes | Yes | 2013-03-14 |  | 1
FALSE | S4BE-042KA | 2712 | 5627808 | NUTONE | ES4BE-042KA | AC | Split System: Air-Cooled Condensing Unit, Coil with Blower | S4BE-042KA |  | C7B(A,H)M03648(C,U)-C+TXV | 12.5 | 15 | Yes | Yes | 2013-03-14 |  | 1
FALSE | S4BE-042KA | 2712 | 5627809 | NUTONE | ES4BE-042KA | AC | Split System: Air-Cooled Condensing Unit, Coil with Blower | S4BE-042KA |  | C6B(A,H)-X42(C,U)-C | 12.5 | 15 | Yes | Yes | 2013-03-14 |  | 1
FALSE | S4BE-042KA | 2712 | 5627811 | NUTONE | ES4BE-042KA | AC | Split System: Air-Cooled Condensing Unit, Coil with Blower | S4BE-042KA |  | C6B(A,H)-X42(C,U)-C | 12.5 | 15 | Yes | Yes | 2013-03-14 |  | 1
FALSE | S4BE-042KA | 2712 | 5627816 | NUTONE | ES4BE-042KA | AC | Split System: Air-Cooled Condensing Unit, Coil with Blower | S4BE-042KA |  | C7B(A,H)M03648(C,U)-C+TXV | 12.5 | 15 | Yes | Yes | 2013-03-14 |  | 1
FALSE | S4BE-042KA | 2712 | 5627817 | NUTONE | ES4BE-042KA | AC | Split System: Air-Cooled Condensing Unit, Coil with Blower | S4BE-042KA |  | C6B(A,H)-X42(C,U)-C | 12.5 | 15 | Yes | Yes | 2013-03-14 |  | 1
FALSE | S4BE-048KA | 2717 | 5627818 | NUTONE | ES4BE-048KA | AC | Split System: Air-Cooled Condensing Unit, Coil with Blower | S4BE-048KA |  | C7B(A,H)M048(C,U)-C+TXV | 12 | 15 | Yes | Yes | 2013-03-14 |  | 0
FALSE | S4BE-048KA | 2717 | 5627819 | NUTONE | ES4BE-048KA | AC | Split System: Air-Cooled Condensing Unit, Coil with Blower | S4BE-048KA |  | C6B(A,H)-X48(C,U)-D | 12 | 15 | Yes | Yes | 2013-03-14 |  | 0
FALSE | S4BE-048KA | 2717 | 5627820 | NUTONE | ES4BE-048KA | AC | Split System: Air-Cooled Condensing Unit, Coil with Blower | S4BE-048KA |  | C7B(A,H)M048(C,U)-D+TXV | 12 | 15 | Yes | Yes | 2013-03-14 |  | 0
FALSE | S4BE-048KA | 2717 | 5627821 | NUTONE | ES4BE-048KA | AC | Split System: Air-Cooled Condensing Unit, Coil with Blower | S4BE-048KA |  | C7B(A,H)M048(C,U)-C+TXV | 12 | 15 | Yes | Yes | 2013-03-14 |  | 0
FALSE | S4BE-048KA | 2717 | 5627822 | NUTONE | ES4BE-048KA | AC | Split System: Air-Cooled Condensing Unit, Coil with Blower | S4BE-048KA |  | C7B(A,H)M048(C,U)-C+TXV | 12 | 15 | Yes | Yes | 2013-03-14 |  | 0
FALSE | S4BE-048KA | 2717 | 5627823 | NUTONE | ES4BE-048KA | AC | Split System: Air-Cooled Condensing Unit, Coil with Blower | S4BE-048KA |  | C7B(A,H)M048(C,U)-D+TXV | 12 | 15 | Yes | Yes | 2013-03-14 |  | 0
FALSE | S4BE-048KA | 2717 | 5627824 | NUTONE | ES4BE-048KA | AC | Split System: Air-Cooled Condensing Unit, Coil with Blower | S4BE-048KA |  | C6B(A,H)-X48(C,U)-C | 12 | 15 | Yes | Yes | 2013-03-14 |  | 0
FALSE | S4BE-048KA | 2717 | 5627825 | NUTONE | ES4BE-048KA | AC | Split System: Air-Cooled Condensing Unit, Coil with Blower | S4BE-048KA |  | C7B(A,H)M048(C,U)-D+TXV | 12 | 15 | Yes | Yes | 2013-03-14 |  | 0
FALSE | S4BE-048KA | 2717 | 5627826 | NUTONE | ES4BE-048KA | AC | Split System: Air-Cooled Condensing Unit, Coil with Blower | S4BE-048KA |  | C6B(A,H)-X48(C,U)-D | 12 | 15 | Yes | Yes | 2013-03-14 |  | 0
FALSE | S4BE-048KA | 2717 | 5627827 | NUTONE | ES4BE-048KA | AC | Split System: Air-Cooled Condensing Unit, Coil with Blower | S4BE-048KA |  | C6B(A,H)-X48(C,U)-C | 12 | 15 | Yes | Yes | 2013-03-14 |  | 0
FALSE | S4BE-048KA | 2717 | 5627828 | NUTONE | ES4BE-048KA | AC | Split System: Air-Cooled Condensing Unit, Coil with Blower | S4BE-048KA |  | C6B(A,H)-X48(C,U)-D | 12 | 15 | Yes | Yes | 2013-03-14 |  | 0
FALSE | S4BE-048KA | 2717 | 5627829 | NUTONE | ES4BE-048KA | AC | Split System: Air-Cooled Condensing Unit, Coil with Blower | S4BE-048KA |  | C6B(A,H)-X48(C,U)-C | 12 | 15 | Yes | Yes | 2013-03-14 |  | 0
FALSE | S4QE-036KA | 2699 | 5627877 | BROAN | ES4BE-036KA | AC | Split System: Air-Cooled Condensing Unit, Coil with Blower | S4BE-036KA |  | C7B(A,H)M03642(C,U)-B+TXV | 12.5 | 15 | Yes | Yes | 2013-03-14 |  | 1
FALSE | S4QE-036KA | 2699 | 5627878 | BROAN | ES4BE-036KA | AC | Split System: Air-Cooled Condensing Unit, Coil with Blower | S4BE-036KA |  | C6B(A,H)-X36(C,U)-B | 12.5 | 15 | Yes | Yes | 2013-03-14 |  | 1
FALSE | S4QE-036KA | 2699 | 5627879 | BROAN | ES4BE-036KA | AC | Split System: Air-Cooled Condensing Unit, Coil with Blower | S4BE-036KA |  | C6B(A,H)-X36(C,U)-C | 12.5 | 15 | Yes | Yes | 2013-03-14 |  | 1
FALSE | S4QE-036KA | 2699 | 5627880 | BROAN | ES4BE-036KA | AC | Split System: Air-Cooled Condensing Unit, Coil with Blower | S4BE-036KA |  | C7B(A,H)M03648(C,U)-C+TXV | 12.5 | 15 | Yes | Yes | 2013-03-14 |  | 1
FALSE | S4QE-036KA | 2699 | 5627881 | BROAN | ES4BE-036KA | AC | Split System: Air-Cooled Condensing Unit, Coil with Blower | S4BE-036KA |  | C7B(A,H)M03642(C,U)-B+TXV | 12.5 | 15 | Yes | Yes | 2013-03-14 |  | 1
FALSE | S4QE-036KA | 2699 | 5627882 | BROAN | ES4BE-036KA | AC | Split System: Air-Cooled Condensing Unit, Coil with Blower | S4BE-036KA |  | C6B(A,H)-X36(C,U)-B | 12.5 | 15 | Yes | Yes | 2013-03-14 |  | 1
FALSE | S4QE-036KA | 2699 | 5627883 | BROAN | ES4BE-036KA | AC | Split System: Air-Cooled Condensing Unit, Coil with Blower | S4BE-036KA |  | C7B(A,H)M03642(C,U)-B+TXV | 12.5 | 15 | Yes | Yes | 2013-03-14 |  | 1
FALSE | S4QE-036KA | 2699 | 5627884 | BROAN | ES4BE-036KA | AC | Split System: Air-Cooled Condensing Unit, Coil with Blower | S4BE-036KA |  | C6B(A,H)-X36(C,U)-C | 12.5 | 15 | Yes | Yes | 2013-03-14 |  | 1
FALSE | S4BE-042KA | 2712 | 5627886 | BROAN | ES4BE-042KA | AC | Split System: Air-Cooled Condensing Unit, Coil with Blower | S4BE-042KA |  | C7B(A,H)M03648(C,U)-C+TXV | 12.5 | 15 | Yes | Yes | 2013-03-14 |  | 1
FALSE | S4BE-042KA | 2712 | 5627887 | BROAN | ES4BE-042KA | AC | Split System: Air-Cooled Condensing Unit, Coil with Blower | S4BE-042KA |  | C7B(A,H)M03648(C,U)-C+TXV | 12.5 | 15 | Yes | Yes | 2013-03-14 |  | 1
FALSE | S4BE-042KA | 2712 | 5627888 | BROAN | ES4BE-042KA | AC | Split System: Air-Cooled Condensing Unit, Coil with Blower | S4BE-042KA |  | C6B(A,H)-X42(C,U)-C | 12.5 | 15 | Yes | Yes | 2013-03-14 |  | 1
FALSE | S4BE-042KA | 2712 | 5627890 | BROAN | ES4BE-042KA | AC | Split System: Air-Cooled Condensing Unit, Coil with Blower | S4BE-042KA |  | C6B(A,H)-X42(C,U)-C | 12.5 | 15 | Yes | Yes | 2013-03-14 |  | 1
FALSE | S4BE-042KA | 2712 | 5627895 | BROAN | ES4BE-042KA | AC | Split System: Air-Cooled Condensing Unit, Coil with Blower | S4BE-042KA |  | C7B(A,H)M03648(C,U)-C+TXV | 12.5 | 15 | Yes | Yes | 2013-03-14 |  | 1
FALSE | S4BE-042KA | 2712 | 5627896 | BROAN | ES4BE-042KA | AC | Split System: Air-Cooled Condensing Unit, Coil with Blower | S4BE-042KA |  | C6B(A,H)-X42(C,U)-C | 12.5 | 15 | Yes | Yes | 2013-03-14 |  | 1
FALSE | S4BE-048KA | 2717 | 5627897 | BROAN | ES4BE-048KA | AC | Split System: Air-Cooled Condensing Unit, Coil with Blower | S4BE-048KA |  | C7B(A,H)M048(C,U)-C+TXV | 12 | 15 | Yes | Yes | 2013-03-14 |  | 0
FALSE | S4BE-048KA | 2717 | 5627898 | BROAN | ES4BE-048KA | AC | Split System: Air-Cooled Condensing Unit, Coil with Blower | S4BE-048KA |  | C6B(A,H)-X48(C,U)-D | 12 | 15 | Yes | Yes | 2013-03-14 |  | 0
FALSE | S4BE-048KA | 2717 | 5627899 | BROAN | ES4BE-048KA | AC | Split System: Air-Cooled Condensing Unit, Coil with Blower | S4BE-048KA |  | C7B(A,H)M048(C,U)-D+TXV | 12 | 15 | Yes | Yes | 2013-03-14 |  | 0
FALSE | S4BE-048KA | 2717 | 5627900 | BROAN | ES4BE-048KA | AC | Split System: Air-Cooled Condensing Unit, Coil with Blower | S4BE-048KA |  | C7B(A,H)M048(C,U)-C+TXV | 12 | 15 | Yes | Yes | 2013-03-14 |  | 0
FALSE | S4BE-048KA | 2717 | 5627901 | BROAN | ES4BE-048KA | AC | Split System: Air-Cooled Condensing Unit, Coil with Blower | S4BE-048KA |  | C7B(A,H)M048(C,U)-C+TXV | 12 | 15 | Yes | Yes | 2013-03-14 |  | 0
FALSE | S4QE-024KA | 2681 | 5627849 | BROAN | ES4BE-024KA | AC | Split System: Air-Cooled Condensing Unit, Coil with Blower | S4BE-024KA |  | C6B(A,H)-X24(C,U)-A | 12.5 | 15 | Yes | Yes | 2013-03-14 |  | 1
FALSE | S4QE-024KA | 2681 | 5627850 | BROAN | ES4BE-024KA | AC | Split System: Air-Cooled Condensing Unit, Coil with Blower | S4BE-024KA |  | C7B(A,H)M01824(C,U)-A+TXV | 12.5 | 15 | Yes | Yes | 2013-03-14 |  | 1
FALSE | S4QE-024KA | 2681 | 5627851 | BROAN | ES4BE-024KA | AC | Split System: Air-Cooled Condensing Unit, Coil with Blower | S4BE-024KA |  | C7B(A,H)M030(C,U)-C+TXV | 12.5 | 15 | Yes | Yes | 2013-03-14 |  | 1
FALSE | S4QE-024KA | 2681 | 5627852 | BROAN | ES4BE-024KA | AC | Split System: Air-Cooled Condensing Unit, Coil with Blower | S4BE-024KA |  | C6B(A,H)-X24(C,U)-B | 12.5 | 15 | Yes | Yes | 2013-03-14 |  | 1
FALSE | S4QE-024KA | 2681 | 5627853 | BROAN | ES4BE-024KA | AC | Split System: Air-Cooled Condensing Unit, Coil with Blower | S4BE-024KA |  | C7B(A,H)M01824(C,U)-A+TXV | 12.5 | 15 | Yes | Yes | 2013-03-14 |  | 1
FALSE | S4QE-024KA | 2681 | 5627854 | BROAN | ES4BE-024KA | AC | Split System: Air-Cooled Condensing Unit, Coil with Blower | S4BE-024KA |  | C6B(A,H)-X30(C,U)-C+TDR | 12.5 | 15 | Yes | Yes | 2013-03-14 |  | 1
FALSE | S4QE-024KA | 2681 | 5627855 | BROAN | ES4BE-024KA | AC | Split System: Air-Cooled Condensing Unit, Coil with Blower | S4BE-024KA |  | C7B(A,H)M01824(C,U)-B+TXV | 12.5 | 15 | Yes | Yes | 2013-03-14 |  | 1
FALSE | S4QE-024KA | 2681 | 5627856 | BROAN | ES4BE-024KA | AC | Split System: Air-Cooled Condensing Unit, Coil with Blower | S4BE-024KA |  | C6B(A,H)-X24(C,U)-B | 12.5 | 15 | Yes | Yes | 2013-03-14 |  | 1
FALSE | S4QE-030KA | 2694 | 5627857 | BROAN | ES4BE-030KA | AC | Split System: Air-Cooled Condensing Unit, Coil with Blower | S4BE-030KA |  | C7B(A,H)M030(C,U)-C+TXV | 12.5 | 15 | Yes | Yes | 2013-03-14 |  | 1
FALSE | S4QE-030KA | 2694 | 5627858 | BROAN | ES4BE-030KA | AC | Split System: Air-Cooled Condensing Unit, Coil with Blower | S4BE-030KA |  | C6B(A,H)-X30(C,U)-B | 12.5 | 15 | Yes | Yes | 2013-03-14 |  | 1
FALSE | S4QE-030KA | 2694 | 5627859 | BROAN | ES4BE-030KA | AC | Split System: Air-Cooled Condensing Unit, Coil with Blower | S4BE-030KA |  | C7B(A,H)M03036(C,U)-A+TXV | 12.5 | 15 | Yes | Yes | 2013-03-14 |  | 1
FALSE | S4QE-030KA | 2694 | 5627860 | BROAN | ES4BE-030KA | AC | Split System: Air-Cooled Condensing Unit, Coil with Blower | S4BE-030KA |  | C6B(A,H)-X30(C,U)-A | 12.5 | 15 | Yes | Yes | 2013-03-14 |  | 1
FALSE | S4QE-030KA | 2694 | 5627861 | BROAN | ES4BE-030KA | AC | Split System: Air-Cooled Condensing Unit, Coil with Blower | S4BE-030KA |  | C7B(A,H)M03036(C,U)-B+TXV | 12.5 | 15 | Yes | Yes | 2013-03-14 |  | 1
FALSE | S4QE-030KA | 2694 | 5627862 | BROAN | ES4BE-030KA | AC | Split System: Air-Cooled Condensing Unit, Coil with Blower | S4BE-030KA |  | C7B(A,H)M03036(C,U)-B+TXV | 12.5 | 15 | Yes | Yes | 2013-03-14 |  | 1
FALSE | S4QE-030KA | 2694 | 5627863 | BROAN | ES4BE-030KA | AC | Split System: Air-Cooled Condensing Unit, Coil with Blower | S4BE-030KA |  | C7B(A,H)M03036(C,U)-A+TXV | 12.5 | 15 | Yes | Yes | 2013-03-14 |  | 1
FALSE | S4QE-030KA | 2694 | 5627864 | BROAN | ES4BE-030KA | AC | Split System: Air-Cooled Condensing Unit, Coil with Blower | S4BE-030KA |  | C6B(A,H)-X30(C,U)-C | 12.5 | 15 | Yes | Yes | 2013-03-14 |  | 1
FALSE | S4QE-030KA | 2694 | 5627865 | BROAN | ES4BE-030KA | AC | Split System: Air-Cooled Condensing Unit, Coil with Blower | S4BE-030KA |  | C6B(A,H)-X30(C,U)-B | 12.5 | 15 | Yes | Yes | 2013-03-14 |  | 1
FALSE | S4QE-030KA | 2694 | 5627866 | BROAN | ES4BE-030KA | AC | Split System: Air-Cooled Condensing Unit, Coil with Blower | S4BE-030KA |  | C6B(A,H)-X30(C,U)-C | 12.5 | 15 | Yes | Yes | 2013-03-14 |  | 1
FALSE | S4QE-030KA | 2694 | 5627867 | BROAN | ES4BE-030KA | AC | Split System: Air-Cooled Condensing Unit, Coil with Blower | S4BE-030KA |  | C6B(A,H)-X30(C,U)-A | 12.5 | 15 | Yes | Yes | 2013-03-14 |  | 1
FALSE | S4QE-030KA | 2694 | 5627868 | BROAN | ES4BE-030KA | AC | Split System: Air-Cooled Condensing Unit, Coil with Blower | S4BE-030KA |  | C7B(A,H)M030(C,U)-C+TXV | 12.5 | 15 | Yes | Yes | 2013-03-14 |  | 1
FALSE | S4QE-030KA | 2694 | 5627869 | BROAN | ES4BE-030KA | AC | Split System: Air-Cooled Condensing Unit, Coil with Blower | S4BE-030KA |  | C6B(A,H)-X30(C,U)-B | 12.5 | 15 | Yes | Yes | 2013-03-14 |  | 1
FALSE | S4QE-030KA | 2694 | 5627870 | BROAN | ES4BE-030KA | AC | Split System: Air-Cooled Condensing Unit, Coil with Blower | S4BE-030KA |  | C7B(A,H)M03036(C,U)-B+TXV | 12.5 | 15 | Yes | Yes | 2013-03-14 |  | 1
FALSE | S4QE-030KA | 2694 | 5627871 | BROAN | ES4BE-030KA | AC | Split System: Air-Cooled Condensing Unit, Coil with Blower | S4BE-030KA |  | C7B(A,H)M030(C,U)-C+TXV | 12.5 | 15 | Yes | Yes | 2013-03-14 |  | 1
FALSE | S4QE-030KA | 2694 | 5627872 | BROAN | ES4BE-030KA | AC | Split System: Air-Cooled Condensing Unit, Coil with Blower | S4BE-030KA |  | C6B(A,H)-X30(C,U)-C | 12.5 | 15 | Yes | Yes | 2013-03-14 |  | 1
FALSE | S4QE-036KA | 2699 | 5627873 | BROAN | ES4BE-036KA | AC | Split System: Air-Cooled Condensing Unit, Coil with Blower | S4BE-036KA |  | C7B(A,H)M03648(C,U)-C+TXV | 12.5 | 15 | Yes | Yes | 2013-03-14 |  | 1
FALSE | S4QE-036KA | 2699 | 5627874 | BROAN | ES4BE-036KA | AC | Split System: Air-Cooled Condensing Unit, Coil with Blower | S4BE-036KA |  | C7B(A,H)M03648(C,U)-C+TXV | 12.5 | 15 | Yes | Yes | 2013-03-14 |  | 1
FALSE | S4QE-036KA | 2699 | 5627875 | BROAN | ES4BE-036KA | AC | Split System: Air-Cooled Condensing Unit, Coil with Blower | S4BE-036KA |  | C6B(A,H)-X36(C,U)-C | 12.5 | 15 | Yes | Yes | 2013-03-14 |  | 1
FALSE | S4QE-036KA | 2699 | 5627876 | BROAN | ES4BE-036KA | AC | Split System: Air-Cooled Condensing Unit, Coil with Blower | S4BE-036KA |  | C6B(A,H)-X36(C,U)-B | 12.5 | 15 | Yes | Yes | 2013-03-14 |  | 1
FALSE | S4BE-048KA | 2717 | 5627902 | BROAN | ES4BE-048KA | AC | Split System: Air-Cooled Condensing Unit, Coil with Blower | S4BE-048KA |  | C7B(A,H)M048(C,U)-D+TXV | 12 | 15 | Yes | Yes | 2013-03-14 |  | 0
FALSE | S4BE-048KA | 2717 | 5627903 | BROAN | ES4BE-048KA | AC | Split System: Air-Cooled Condensing Unit, Coil with Blower | S4BE-048KA |  | C6B(A,H)-X48(C,U)-C | 12 | 15 | Yes | Yes | 2013-03-14 |  | 0
FALSE | S4BE-048KA | 2717 | 5627904 | BROAN | ES4BE-048KA | AC | Split System: Air-Cooled Condensing Unit, Coil with Blower | S4BE-048KA |  | C7B(A,H)M048(C,U)-D+TXV | 12 | 15 | Yes | Yes | 2013-03-14 |  | 0
FALSE | S4BE-048KA | 2717 | 5627905 | BROAN | ES4BE-048KA | AC | Split System: Air-Cooled Condensing Unit, Coil with Blower | S4BE-048KA |  | C6B(A,H)-X48(C,U)-D | 12 | 15 | Yes | Yes | 2013-03-14 |  | 0
FALSE | S4BE-048KA | 2717 | 5627906 | BROAN | ES4BE-048KA | AC | Split System: Air-Cooled Condensing Unit, Coil with Blower | S4BE-048KA |  | C6B(A,H)-X48(C,U)-C | 12 | 15 | Yes | Yes | 2013-03-14 |  | 0
FALSE | S4BE-048KA | 2717 | 5627907 | BROAN | ES4BE-048KA | AC | Split System: Air-Cooled Condensing Unit, Coil with Blower | S4BE-048KA |  | C6B(A,H)-X48(C,U)-D | 12 | 15 | Yes | Yes | 2013-03-14 |  | 0
FALSE | S4BE-048KA | 2717 | 5627908 | BROAN | ES4BE-048KA | AC | Split System: Air-Cooled Condensing Unit, Coil with Blower | S4BE-048KA |  | C6B(A,H)-X48(C,U)-C | 12 | 15 | Yes | Yes | 2013-03-14 |  | 0
FALSE | S4BE-018KA | 2679 | 5627909 | FRIGIDAIRE | FS4BE-018KA | AC | Split System: Air-Cooled Condensing Unit, Coil with Blower | S4BE-018KA |  | C6B(A,H)-X24(C,U)-A | 12.5 | 15 | Yes | Yes | 2013-03-14 |  | 1
FALSE | S4BE-018KA | 2679 | 5627910 | FRIGIDAIRE | FS4BE-018KA | AC | Split System: Air-Cooled Condensing Unit, Coil with Blower | S4BE-018KA |  | C7B(A,H)M01824(C,U)-A+TXV | 12.5 | 15 | Yes | Yes | 2013-03-14 |  | 1
FALSE | S4BE-018KA | 2679 | 5627911 | FRIGIDAIRE | FS4BE-018KA | AC | Split System: Air-Cooled Condensing Unit, Coil with Blower | S4BE-018KA |  | C6B(A,H)-X24(C,U)-A | 12.5 | 15 | Yes | Yes | 2013-03-14 |  | 1
FALSE | S4BE-018KA | 2679 | 5627912 | FRIGIDAIRE | FS4BE-018KA | AC | Split System: Air-Cooled Condensing Unit, Coil with Blower | S4BE-018KA |  | C7B(A,H)M01824(C,U)-A+TXV | 12.5 | 15 | Yes | Yes | 2013-03-14 |  | 1
FALSE | S4BE-018KA | 2679 | 5627913 | FRIGIDAIRE | FS4BE-018KA | AC | Split System: Air-Cooled Condensing Unit, Coil with Blower | S4BE-018KA |  | C6B(A,H)-X24(C,U)-B | 12.5 | 15 | Yes | Yes | 2013-03-14 |  | 1
FALSE | S4BE-018KA | 2679 | 5627914 | FRIGIDAIRE | FS4BE-018KA | AC | Split System: Air-Cooled Condensing Unit, Coil with Blower | S4BE-018KA |  | C7B(A,H)M01824(C,U)-B+TXV | 12.5 | 15 | Yes | Yes | 2013-03-14 |  | 1
FALSE | S4BE-018KA | 2679 | 5627915 | FRIGIDAIRE | FS4BE-018KA | AC | Split System: Air-Cooled Condensing Unit, Coil with Blower | S4BE-018KA |  | C7B(A,H)M01824(C,U)-B+TXV | 12.5 | 15 | Yes | Yes | 2013-03-14 |  | 1
FALSE | S4BE-018KA | 2679 | 5627916 | FRIGIDAIRE | FS4BE-018KA | AC | Split System: Air-Cooled Condensing Unit, Coil with Blower | S4BE-018KA |  | C7B(A,H)M01824(C,U)-B+TXV | 12.5 | 15 | Yes | Yes | 2013-03-14 |  | 1
FALSE | S4BE-018KA | 2679 | 5627917 | FRIGIDAIRE | FS4BE-018KA | AC | Split System: Air-Cooled Condensing Unit, Coil with Blower | S4BE-018KA |  | C6B(A,H)-X24(C,U)-B | 12.5 | 15 | Yes | Yes | 2013-03-14 |  | 1
FALSE | S4BE-018KA | 2679 | 5627918 | FRIGIDAIRE | FS4BE-018KA | AC | Split System: Air-Cooled Condensing Unit, Coil with Blower | S4BE-018KA |  | C6B(A,H)-X24(C,U)-B | 12.5 | 15 | Yes | Yes | 2013-03-14 |  | 1
FALSE | S4QE-024KA | 2681 | 5627919 | FRIGIDAIRE | FS4BE-024KA | AC | Split System: Air-Cooled Condensing Unit, Coil with Blower | S4BE-024KA |  | C6B(A,H)-X24(C,U)-B | 12.5 | 15 | Yes | Yes | 2013-03-14 |  | 1
FALSE | S4QE-024KA | 2681 | 5627920 | FRIGIDAIRE | FS4BE-024KA | AC | Split System: Air-Cooled Condensing Unit, Coil with Blower | S4BE-024KA |  | C6B(A,H)-X30(C,U)-C+TDR | 12.5 | 15 | Yes | Yes | 2013-03-14 |  | 1
FALSE | S4QE-024KA | 2681 | 5627921 | FRIGIDAIRE | FS4BE-024KA | AC | Split System: Air-Cooled Condensing Unit, Coil with Blower | S4BE-024KA |  | C7B(A,H)M030(C,U)-C+TXV | 12.5 | 15 | Yes | Yes | 2013-03-14 |  | 1
FALSE | S4QE-024KA | 2681 | 5627922 | FRIGIDAIRE | FS4BE-024KA | AC | Split System: Air-Cooled Condensing Unit, Coil with Blower | S4BE-024KA |  | C6B(A,H)-X30(C,U)-C+TDR | 12.5 | 15 | Yes | Yes | 2013-03-14 |  | 1
FALSE | S4QE-024KA | 2681 | 5627923 | FRIGIDAIRE | FS4BE-024KA | AC | Split System: Air-Cooled Condensing Unit, Coil with Blower | S4BE-024KA |  | C7B(A,H)M01824(C,U)-B+TXV | 12.5 | 15 | Yes | Yes | 2013-03-14 |  | 1
FALSE | S4QE-024KA | 2681 | 5627924 | FRIGIDAIRE | FS4BE-024KA | AC | Split System: Air-Cooled Condensing Unit, Coil with Blower | S4BE-024KA |  | C7B(A,H)M030(C,U)-C+TXV | 12.5 | 15 | Yes | Yes | 2013-03-14 |  | 1
FALSE | S4QE-024KA | 2681 | 5627925 | FRIGIDAIRE | FS4BE-024KA | AC | Split System: Air-Cooled Condensing Unit, Coil with Blower | S4BE-024KA |  | C7B(A,H)M030(C,U)-C+TXV | 12.5 | 15 | Yes | Yes | 2013-03-14 |  | 1
FALSE | S4QE-024KA | 2681 | 5627926 | FRIGIDAIRE | FS4BE-024KA | AC | Split System: Air-Cooled Condensing Unit, Coil with Blower | S4BE-024KA |  | C6B(A,H)-X24(C,U)-A | 12.5 | 15 | Yes | Yes | 2013-03-14 |  | 1
FALSE | S4QE-024KA | 2681 | 5627927 | FRIGIDAIRE | FS4BE-024KA | AC | Split System: Air-Cooled Condensing Unit, Coil with Blower | S4BE-024KA |  | C7B(A,H)M01824(C,U)-B+TXV | 12.5 | 15 | Yes | Yes | 2013-03-14 |  | 1
FALSE | S4QE-024KA | 2681 | 5627928 | FRIGIDAIRE | FS4BE-024KA | AC | Split System: Air-Cooled Condensing Unit, Coil with Blower | S4BE-024KA |  | C6B(A,H)-X24(C,U)-A | 12.5 | 15 | Yes | Yes | 2013-03-14 |  | 1
FALSE | S4QE-024KA | 2681 | 5627929 | FRIGIDAIRE | FS4BE-024KA | AC | Split System: Air-Cooled Condensing Unit, Coil with Blower | S4BE-024KA |  | C7B(A,H)M01824(C,U)-A+TXV | 12.5 | 15 | Yes | Yes | 2013-03-14 |  | 1
FALSE | S4BE-048KA | 2717 | 5627980 | FRIGIDAIRE | FS4BE-048KA | AC | Split System: Air-Cooled Condensing Unit, Coil with Blower | S4BE-048KA |  | C7B(A,H)M048(C,U)-C+TXV | 12 | 15 | Yes | Yes | 2013-03-14 |  | 0
FALSE | S4BE-048KA | 2717 | 5627981 | FRIGIDAIRE | FS4BE-048KA | AC | Split System: Air-Cooled Condensing Unit, Coil with Blower | S4BE-048KA |  | C7B(A,H)M048(C,U)-D+TXV | 12 | 15 | Yes | Yes | 2013-03-14 |  | 0
FALSE | S4BE-048KA | 2717 | 5627982 | FRIGIDAIRE | FS4BE-048KA | AC | Split System: Air-Cooled Condensing Unit, Coil with Blower | S4BE-048KA |  | C6B(A,H)-X48(C,U)-C | 12 | 15 | Yes | Yes | 2013-03-14 |  | 0
FALSE | S4BE-048KA | 2717 | 5627983 | FRIGIDAIRE | FS4BE-048KA | AC | Split System: Air-Cooled Condensing Unit, Coil with Blower | S4BE-048KA |  | C7B(A,H)M048(C,U)-D+TXV | 12 | 15 | Yes | Yes | 2013-03-14 |  | 0
FALSE | S4BE-048KA | 2717 | 5627984 | FRIGIDAIRE | FS4BE-048KA | AC | Split System: Air-Cooled Condensing Unit, Coil with Blower | S4BE-048KA |  | C6B(A,H)-X48(C,U)-D | 12 | 15 | Yes | Yes | 2013-03-14 |  | 0
FALSE | S4BE-048KA | 2717 | 5627985 | FRIGIDAIRE | FS4BE-048KA | AC | Split System: Air-Cooled Condensing Unit, Coil with Blower | S4BE-048KA |  | C6B(A,H)-X48(C,U)-C | 12 | 15 | Yes | Yes | 2013-03-14 |  | 0
FALSE | S4BE-048KA | 2717 | 5627986 | FRIGIDAIRE | FS4BE-048KA | AC | Split System: Air-Cooled Condensing Unit, Coil with Blower | S4BE-048KA |  | C6B(A,H)-X48(C,U)-D | 12 | 15 | Yes | Yes | 2013-03-14 |  | 0
FALSE | S4BE-048KA | 2717 | 5627987 | FRIGIDAIRE | FS4BE-048KA | AC | Split System: Air-Cooled Condensing Unit, Coil with Blower | S4BE-048KA |  | C6B(A,H)-X48(C,U)-C | 12 | 15 | Yes | Yes | 2013-03-14 |  | 0
FALSE | S4BE-018KA | 2679 | 5627988 | TAPPAN | FS4BE-018KA | AC | Split System: Air-Cooled Condensing Unit, Coil with Blower | S4BE-018KA |  | C6B(A,H)-X24(C,U)-A | 12.5 | 15 | Yes | Yes | 2013-03-14 |  | 1
FALSE | S4BE-018KA | 2679 | 5627989 | TAPPAN | FS4BE-018KA | AC | Split System: Air-Cooled Condensing Unit, Coil with Blower | S4BE-018KA |  | C7B(A,H)M01824(C,U)-A+TXV | 12.5 | 15 | Yes | Yes | 2013-03-14 |  | 1
FALSE | S4BE-018KA | 2679 | 5627990 | TAPPAN | FS4BE-018KA | AC | Split System: Air-Cooled Condensing Unit, Coil with Blower | S4BE-018KA |  | C6B(A,H)-X24(C,U)-A | 12.5 | 15 | Yes | Yes | 2013-03-14 |  | 1
FALSE | S4BE-018KA | 2679 | 5627991 | TAPPAN | FS4BE-018KA | AC | Split System: Air-Cooled Condensing Unit, Coil with Blower | S4BE-018KA |  | C7B(A,H)M01824(C,U)-A+TXV | 12.5 | 15 | Yes | Yes | 2013-03-14 |  | 1
FALSE | S4BE-018KA | 2679 | 5627992 | TAPPAN | FS4BE-018KA | AC | Split System: Air-Cooled Condensing Unit, Coil with Blower | S4BE-018KA |  | C6B(A,H)-X24(C,U)-B | 12.5 | 15 | Yes | Yes | 2013-03-14 |  | 1
FALSE | S4BE-018KA | 2679 | 5627993 | TAPPAN | FS4BE-018KA | AC | Split System: Air-Cooled Condensing Unit, Coil with Blower | S4BE-018KA |  | C7B(A,H)M01824(C,U)-B+TXV | 12.5 | 15 | Yes | Yes | 2013-03-14 |  | 1
FALSE | S4BE-018KA | 2679 | 5627994 | TAPPAN | FS4BE-018KA | AC | Split System: Air-Cooled Condensing Unit, Coil with Blower | S4BE-018KA |  | C7B(A,H)M01824(C,U)-B+TXV | 12.5 | 15 | Yes | Yes | 2013-03-14 |  | 1
FALSE | S4BE-018KA | 2679 | 5627995 | TAPPAN | FS4BE-018KA | AC | Split System: Air-Cooled Condensing Unit, Coil with Blower | S4BE-018KA |  | C7B(A,H)M01824(C,U)-B+TXV | 12.5 | 15 | Yes | Yes | 2013-03-14 |  | 1
FALSE | S4BE-018KA | 2679 | 5627996 | TAPPAN | FS4BE-018KA | AC | Split System: Air-Cooled Condensing Unit, Coil with Blower | S4BE-018KA |  | C6B(A,H)-X24(C,U)-B | 12.5 | 15 | Yes | Yes | 2013-03-14 |  | 1
FALSE | S4BE-018KA | 2679 | 5627997 | TAPPAN | FS4BE-018KA | AC | Split System: Air-Cooled Condensing Unit, Coil with Blower | S4BE-018KA |  | C6B(A,H)-X24(C,U)-B | 12.5 | 15 | Yes | Yes | 2013-03-14 |  | 1
FALSE | S4QE-024KA | 2681 | 5627998 | TAPPAN | FS4BE-024KA | AC | Split System: Air-Cooled Condensing Unit, Coil with Blower | S4BE-024KA |  | C6B(A,H)-X24(C,U)-B | 12.5 | 15 | Yes | Yes | 2013-03-14 |  | 1
FALSE | S4QE-030KA | 2694 | 5627948 | FRIGIDAIRE | FS4BE-030KA | AC | Split System: Air-Cooled Condensing Unit, Coil with Blower | S4BE-030KA |  | C6B(A,H)-X30(C,U)-B | 12.5 | 15 | Yes | Yes | 2013-03-14 |  | 1
FALSE | S4QE-030KA | 2694 | 5627949 | FRIGIDAIRE | FS4BE-030KA | AC | Split System: Air-Cooled Condensing Unit, Coil with Blower | S4BE-030KA |  | C7B(A,H)M03036(C,U)-B+TXV | 12.5 | 15 | Yes | Yes | 2013-03-14 |  | 1
FALSE | S4QE-030KA | 2694 | 5627950 | FRIGIDAIRE | FS4BE-030KA | AC | Split System: Air-Cooled Condensing Unit, Coil with Blower | S4BE-030KA |  | C7B(A,H)M030(C,U)-C+TXV | 12.5 | 15 | Yes | Yes | 2013-03-14 |  | 1
FALSE | S4QE-030KA | 2694 | 5627951 | FRIGIDAIRE | FS4BE-030KA | AC | Split System: Air-Cooled Condensing Unit, Coil with Blower | S4BE-030KA |  | C6B(A,H)-X30(C,U)-C | 12.5 | 15 | Yes | Yes | 2013-03-14 |  | 1
FALSE | S4QE-036KA | 2699 | 5627952 | FRIGIDAIRE | FS4BE-036KA | AC | Split System: Air-Cooled Condensing Unit, Coil with Blower | S4BE-036KA |  | C7B(A,H)M03648(C,U)-C+TXV | 12.5 | 15 | Yes | Yes | 2013-03-14 |  | 1
FALSE | S4QE-036KA | 2699 | 5627953 | FRIGIDAIRE | FS4BE-036KA | AC | Split System: Air-Cooled Condensing Unit, Coil with Blower | S4BE-036KA |  | C7B(A,H)M03648(C,U)-C+TXV | 12.5 | 15 | Yes | Yes | 2013-03-14 |  | 1
FALSE | S4QE-036KA | 2699 | 5627954 | FRIGIDAIRE | FS4BE-036KA | AC | Split System: Air-Cooled Condensing Unit, Coil with Blower | S4BE-036KA |  | C6B(A,H)-X36(C,U)-C | 12.5 | 15 | Yes | Yes | 2013-03-14 |  | 1
FALSE | S4QE-036KA | 2699 | 5627955 | FRIGIDAIRE | FS4BE-036KA | AC | Split System: Air-Cooled Condensing Unit, Coil with Blower | S4BE-036KA |  | C6B(A,H)-X36(C,U)-B | 12.5 | 15 | Yes | Yes | 2013-03-14 |  | 1
FALSE | S4QE-036KA | 2699 | 5627956 | FRIGIDAIRE | FS4BE-036KA | AC | Split System: Air-Cooled Condensing Unit, Coil with Blower | S4BE-036KA |  | C7B(A,H)M03642(C,U)-B+TXV | 12.5 | 15 | Yes | Yes | 2013-03-14 |  | 1
FALSE | S4QE-036KA | 2699 | 5627957 | FRIGIDAIRE | FS4BE-036KA | AC | Split System: Air-Cooled Condensing Unit, Coil with Blower | S4BE-036KA |  | C6B(A,H)-X36(C,U)-B | 12.5 | 15 | Yes | Yes | 2013-03-14 |  | 1
FALSE | S4QE-036KA | 2699 | 5627958 | FRIGIDAIRE | FS4BE-036KA | AC | Split System: Air-Cooled Condensing Unit, Coil with Blower | S4BE-036KA |  | C6B(A,H)-X36(C,U)-C | 12.5 | 15 | Yes | Yes | 2013-03-14 |  | 1
FALSE | S4QE-036KA | 2699 | 5627959 | FRIGIDAIRE | FS4BE-036KA | AC | Split System: Air-Cooled Condensing Unit, Coil with Blower | S4BE-036KA |  | C7B(A,H)M03648(C,U)-C+TXV | 12.5 | 15 | Yes | Yes | 2013-03-14 |  | 1
FALSE | S4QE-036KA | 2699 | 5627960 | FRIGIDAIRE | FS4BE-036KA | AC | Split System: Air-Cooled Condensing Unit, Coil with Blower | S4BE-036KA |  | C7B(A,H)M03642(C,U)-B+TXV | 12.5 | 15 | Yes | Yes | 2013-03-14 |  | 1
FALSE | S4QE-036KA | 2699 | 5627961 | FRIGIDAIRE | FS4BE-036KA | AC | Split System: Air-Cooled Condensing Unit, Coil with Blower | S4BE-036KA |  | C6B(A,H)-X36(C,U)-B | 12.5 | 15 | Yes | Yes | 2013-03-14 |  | 1
FALSE | S4QE-036KA | 2699 | 5627962 | FRIGIDAIRE | FS4BE-036KA | AC | Split System: Air-Cooled Condensing Unit, Coil with Blower | S4BE-036KA |  | C7B(A,H)M03642(C,U)-B+TXV | 12.5 | 15 | Yes | Yes | 2013-03-14 |  | 1
FALSE | S4QE-036KA | 2699 | 5627963 | FRIGIDAIRE | FS4BE-036KA | AC | Split System: Air-Cooled Condensing Unit, Coil with Blower | S4BE-036KA |  | C6B(A,H)-X36(C,U)-C | 12.5 | 15 | Yes | Yes | 2013-03-14 |  | 1
FALSE | S4BE-042KA | 2712 | 5627965 | FRIGIDAIRE | FS4BE-042KA | AC | Split System: Air-Cooled Condensing Unit, Coil with Blower | S4BE-042KA |  | C7B(A,H)M03648(C,U)-C+TXV | 12.5 | 15 | Yes | Yes | 2013-03-14 |  | 1
FALSE | S4BE-042KA | 2712 | 5627966 | FRIGIDAIRE | FS4BE-042KA | AC | Split System: Air-Cooled Condensing Unit, Coil with Blower | S4BE-042KA |  | C7B(A,H)M03648(C,U)-C+TXV | 12.5 | 15 | Yes | Yes | 2013-03-14 |  | 1
FALSE | S4BE-042KA | 2712 | 5627967 | FRIGIDAIRE | FS4BE-042KA | AC | Split System: Air-Cooled Condensing Unit, Coil with Blower | S4BE-042KA |  | C6B(A,H)-X42(C,U)-C | 12.5 | 15 | Yes | Yes | 2013-03-14 |  | 1
FALSE | S4BE-042KA | 2712 | 5627969 | FRIGIDAIRE | FS4BE-042KA | AC | Split System: Air-Cooled Condensing Unit, Coil with Blower | S4BE-042KA |  | C6B(A,H)-X42(C,U)-C | 12.5 | 15 | Yes | Yes | 2013-03-14 |  | 1
FALSE | S4BE-042KA | 2712 | 5627974 | FRIGIDAIRE | FS4BE-042KA | AC | Split System: Air-Cooled Condensing Unit, Coil with Blower | S4BE-042KA |  | C7B(A,H)M03648(C,U)-C+TXV | 12.5 | 15 | Yes | Yes | 2013-03-14 |  | 1
FALSE | S4BE-042KA | 2712 | 5627975 | FRIGIDAIRE | FS4BE-042KA | AC | Split System: Air-Cooled Condensing Unit, Coil with Blower | S4BE-042KA |  | C6B(A,H)-X42(C,U)-C | 12.5 | 15 | Yes | Yes | 2013-03-14 |  | 1
FALSE | S4BE-048KA | 2717 | 5627976 | FRIGIDAIRE | FS4BE-048KA | AC | Split System: Air-Cooled Condensing Unit, Coil with Blower | S4BE-048KA |  | C7B(A,H)M048(C,U)-C+TXV | 12 | 15 | Yes | Yes | 2013-03-14 |  | 0
FALSE | S4BE-048KA | 2717 | 5627977 | FRIGIDAIRE | FS4BE-048KA | AC | Split System: Air-Cooled Condensing Unit, Coil with Blower | S4BE-048KA |  | C6B(A,H)-X48(C,U)-D | 12 | 15 | Yes | Yes | 2013-03-14 |  | 0
FALSE | S4BE-048KA | 2717 | 5627978 | FRIGIDAIRE | FS4BE-048KA | AC | Split System: Air-Cooled Condensing Unit, Coil with Blower | S4BE-048KA |  | C7B(A,H)M048(C,U)-D+TXV | 12 | 15 | Yes | Yes | 2013-03-14 |  | 0
FALSE | S4BE-048KA | 2717 | 5627979 | FRIGIDAIRE | FS4BE-048KA | AC | Split System: Air-Cooled Condensing Unit, Coil with Blower | S4BE-048KA |  | C7B(A,H)M048(C,U)-C+TXV | 12 | 15 | Yes | Yes | 2013-03-14 |  | 0
FALSE | S4QE-024KA | 2681 | 5627999 | TAPPAN | FS4BE-024KA | AC | Split System: Air-Cooled Condensing Unit, Coil with Blower | S4BE-024KA |  | C6B(A,H)-X30(C,U)-C+TDR | 12.5 | 15 | Yes | Yes | 2013-03-14 |  | 1
FALSE | S4QE-024KA | 2681 | 5628000 | TAPPAN | FS4BE-024KA | AC | Split System: Air-Cooled Condensing Unit, Coil with Blower | S4BE-024KA |  | C7B(A,H)M030(C,U)-C+TXV | 12.5 | 15 | Yes | Yes | 2013-03-14 |  | 1
FALSE | S4QE-024KA | 2681 | 5628001 | TAPPAN | FS4BE-024KA | AC | Split System: Air-Cooled Condensing Unit, Coil with Blower | S4BE-024KA |  | C6B(A,H)-X30(C,U)-C+TDR | 12.5 | 15 | Yes | Yes | 2013-03-14 |  | 1
FALSE | S4QE-024KA | 2681 | 5628002 | TAPPAN | FS4BE-024KA | AC | Split System: Air-Cooled Condensing Unit, Coil with Blower | S4BE-024KA |  | C7B(A,H)M01824(C,U)-B+TXV | 12.5 | 15 | Yes | Yes | 2013-03-14 |  | 1
FALSE | S4QE-024KA | 2681 | 5628003 | TAPPAN | FS4BE-024KA | AC | Split System: Air-Cooled Condensing Unit, Coil with Blower | S4BE-024KA |  | C7B(A,H)M030(C,U)-C+TXV | 12.5 | 15 | Yes | Yes | 2013-03-14 |  | 1
FALSE | S4QE-024KA | 2681 | 5628004 | TAPPAN | FS4BE-024KA | AC | Split System: Air-Cooled Condensing Unit, Coil with Blower | S4BE-024KA |  | C7B(A,H)M030(C,U)-C+TXV | 12.5 | 15 | Yes | Yes | 2013-03-14 |  | 1
FALSE | S4QE-024KA | 2681 | 5628005 | TAPPAN | FS4BE-024KA | AC | Split System: Air-Cooled Condensing Unit, Coil with Blower | S4BE-024KA |  | C6B(A,H)-X24(C,U)-A | 12.5 | 15 | Yes | Yes | 2013-03-14 |  | 1
FALSE | S4QE-024KA | 2681 | 5628006 | TAPPAN | FS4BE-024KA | AC | Split System: Air-Cooled Condensing Unit, Coil with Blower | S4BE-024KA |  | C7B(A,H)M01824(C,U)-B+TXV | 12.5 | 15 | Yes | Yes | 2013-03-14 |  | 1
FALSE | S4QE-024KA | 2681 | 5628007 | TAPPAN | FS4BE-024KA | AC | Split System: Air-Cooled Condensing Unit, Coil with Blower | S4BE-024KA |  | C6B(A,H)-X24(C,U)-A | 12.5 | 15 | Yes | Yes | 2013-03-14 |  | 1
FALSE | S4QE-024KA | 2681 | 5628008 | TAPPAN | FS4BE-024KA | AC | Split System: Air-Cooled Condensing Unit, Coil with Blower | S4BE-024KA |  | C7B(A,H)M01824(C,U)-A+TXV | 12.5 | 15 | Yes | Yes | 2013-03-14 |  | 1
FALSE | S4QE-024KA | 2681 | 5628009 | TAPPAN | FS4BE-024KA | AC | Split System: Air-Cooled Condensing Unit, Coil with Blower | S4BE-024KA |  | C7B(A,H)M030(C,U)-C+TXV | 12.5 | 15 | Yes | Yes | 2013-03-14 |  | 1
FALSE | S4QE-024KA | 2681 | 5628010 | TAPPAN | FS4BE-024KA | AC | Split System: Air-Cooled Condensing Unit, Coil with Blower | S4BE-024KA |  | C6B(A,H)-X24(C,U)-B | 12.5 | 15 | Yes | Yes | 2013-03-14 |  | 1
FALSE | S4QE-024KA | 2681 | 5628011 | TAPPAN | FS4BE-024KA | AC | Split System: Air-Cooled Condensing Unit, Coil with Blower | S4BE-024KA |  | C7B(A,H)M01824(C,U)-A+TXV | 12.5 | 15 | Yes | Yes | 2013-03-14 |  | 1
FALSE | S4QE-024KA | 2681 | 5628012 | TAPPAN | FS4BE-024KA | AC | Split System: Air-Cooled Condensing Unit, Coil with Blower | S4BE-024KA |  | C6B(A,H)-X30(C,U)-C+TDR | 12.5 | 15 | Yes | Yes | 2013-03-14 |  | 1
FALSE | S4QE-024KA | 2681 | 5628013 | TAPPAN | FS4BE-024KA | AC | Split System: Air-Cooled Condensing Unit, Coil with Blower | S4BE-024KA |  | C7B(A,H)M01824(C,U)-B+TXV | 12.5 | 15 | Yes | Yes | 2013-03-14 |  | 1
FALSE | S4QE-024KA | 2681 | 5628014 | TAPPAN | FS4BE-024KA | AC | Split System: Air-Cooled Condensing Unit, Coil with Blower | S4BE-024KA |  | C6B(A,H)-X24(C,U)-B | 12.5 | 15 | Yes | Yes | 2013-03-14 |  | 1
FALSE | S4QE-030KA | 2694 | 5628015 | TAPPAN | FS4BE-030KA | AC | Split System: Air-Cooled Condensing Unit, Coil with Blower | S4BE-030KA |  | C7B(A,H)M030(C,U)-C+TXV | 12.5 | 15 | Yes | Yes | 2013-03-14 |  | 1
FALSE | S4QE-030KA | 2694 | 5628016 | TAPPAN | FS4BE-030KA | AC | Split System: Air-Cooled Condensing Unit, Coil with Blower | S4BE-030KA |  | C6B(A,H)-X30(C,U)-B | 12.5 | 15 | Yes | Yes | 2013-03-14 |  | 1
FALSE | S4QE-030KA | 2694 | 5628017 | TAPPAN | FS4BE-030KA | AC | Split System: Air-Cooled Condensing Unit, Coil with Blower | S4BE-030KA |  | C7B(A,H)M03036(C,U)-A+TXV | 12.5 | 15 | Yes | Yes | 2013-03-14 |  | 1
FALSE | S4QE-030KA | 2694 | 5628018 | TAPPAN | FS4BE-030KA | AC | Split System: Air-Cooled Condensing Unit, Coil with Blower | S4BE-030KA |  | C6B(A,H)-X30(C,U)-A | 12.5 | 15 | Yes | Yes | 2013-03-14 |  | 1
FALSE | S4QE-030KA | 2694 | 5628019 | TAPPAN | FS4BE-030KA | AC | Split System: Air-Cooled Condensing Unit, Coil with Blower | S4BE-030KA |  | C7B(A,H)M03036(C,U)-B+TXV | 12.5 | 15 | Yes | Yes | 2013-03-14 |  | 1
FALSE | S4QE-030KA | 2694 | 5628020 | TAPPAN | FS4BE-030KA | AC | Split System: Air-Cooled Condensing Unit, Coil with Blower | S4BE-030KA |  | C7B(A,H)M03036(C,U)-B+TXV | 12.5 | 15 | Yes | Yes | 2013-03-14 |  | 1
FALSE | S4QE-030KA | 2694 | 5628021 | TAPPAN | FS4BE-030KA | AC | Split System: Air-Cooled Condensing Unit, Coil with Blower | S4BE-030KA |  | C7B(A,H)M03036(C,U)-A+TXV | 12.5 | 15 | Yes | Yes | 2013-03-14 |  | 1
FALSE | S4QE-030KA | 2694 | 5628022 | TAPPAN | FS4BE-030KA | AC | Split System: Air-Cooled Condensing Unit, Coil with Blower | S4BE-030KA |  | C6B(A,H)-X30(C,U)-C | 12.5 | 15 | Yes | Yes | 2013-03-14 |  | 1
FALSE | S4QE-030KA | 2694 | 5628023 | TAPPAN | FS4BE-030KA | AC | Split System: Air-Cooled Condensing Unit, Coil with Blower | S4BE-030KA |  | C6B(A,H)-X30(C,U)-B | 12.5 | 15 | Yes | Yes | 2013-03-14 |  | 1
FALSE | S4QE-030KA | 2694 | 5628024 | TAPPAN | FS4BE-030KA | AC | Split System: Air-Cooled Condensing Unit, Coil with Blower | S4BE-030KA |  | C6B(A,H)-X30(C,U)-C | 12.5 | 15 | Yes | Yes | 2013-03-14 |  | 1
FALSE | S4QE-030KA | 2694 | 5628025 | TAPPAN | FS4BE-030KA | AC | Split System: Air-Cooled Condensing Unit, Coil with Blower | S4BE-030KA |  | C6B(A,H)-X30(C,U)-A | 12.5 | 15 | Yes | Yes | 2013-03-14 |  | 1
FALSE | S4QE-030KA | 2694 | 5628026 | TAPPAN | FS4BE-030KA | AC | Split System: Air-Cooled Condensing Unit, Coil with Blower | S4BE-030KA |  | C7B(A,H)M030(C,U)-C+TXV | 12.5 | 15 | Yes | Yes | 2013-03-14 |  | 1
FALSE | S4QE-024KA | 2681 | 5628079 | WESTINGHOUSE | FS4BE-024KA | AC | Split System: Air-Cooled Condensing Unit, Coil with Blower | S4BE-024KA |  | C7B(A,H)M030(C,U)-C+TXV | 12.5 | 15 | Yes | Yes | 2013-03-14 |  | 1
FALSE | S4QE-024KA | 2681 | 5628080 | WESTINGHOUSE | FS4BE-024KA | AC | Split System: Air-Cooled Condensing Unit, Coil with Blower | S4BE-024KA |  | C6B(A,H)-X30(C,U)-C+TDR | 12.5 | 15 | Yes | Yes | 2013-03-14 |  | 1
FALSE | S4QE-024KA | 2681 | 5628081 | WESTINGHOUSE | FS4BE-024KA | AC | Split System: Air-Cooled Condensing Unit, Coil with Blower | S4BE-024KA |  | C7B(A,H)M01824(C,U)-B+TXV | 12.5 | 15 | Yes | Yes | 2013-03-14 |  | 1
FALSE | S4QE-024KA | 2681 | 5628082 | WESTINGHOUSE | FS4BE-024KA | AC | Split System: Air-Cooled Condensing Unit, Coil with Blower | S4BE-024KA |  | C7B(A,H)M030(C,U)-C+TXV | 12.5 | 15 | Yes | Yes | 2013-03-14 |  | 1
FALSE | S4QE-024KA | 2681 | 5628083 | WESTINGHOUSE | FS4BE-024KA | AC | Split System: Air-Cooled Condensing Unit, Coil with Blower | S4BE-024KA |  | C7B(A,H)M030(C,U)-C+TXV | 12.5 | 15 | Yes | Yes | 2013-03-14 |  | 1
FALSE | S4QE-024KA | 2681 | 5628084 | WESTINGHOUSE | FS4BE-024KA | AC | Split System: Air-Cooled Condensing Unit, Coil with Blower | S4BE-024KA |  | C6B(A,H)-X24(C,U)-A | 12.5 | 15 | Yes | Yes | 2013-03-14 |  | 1
FALSE | S4QE-024KA | 2681 | 5628085 | WESTINGHOUSE | FS4BE-024KA | AC | Split System: Air-Cooled Condensing Unit, Coil with Blower | S4BE-024KA |  | C7B(A,H)M01824(C,U)-B+TXV | 12.5 | 15 | Yes | Yes | 2013-03-14 |  | 1
FALSE | S4QE-024KA | 2681 | 5628086 | WESTINGHOUSE | FS4BE-024KA | AC | Split System: Air-Cooled Condensing Unit, Coil with Blower | S4BE-024KA |  | C6B(A,H)-X24(C,U)-A | 12.5 | 15 | Yes | Yes | 2013-03-14 |  | 1
FALSE | S4QE-024KA | 2681 | 5628087 | WESTINGHOUSE | FS4BE-024KA | AC | Split System: Air-Cooled Condensing Unit, Coil with Blower | S4BE-024KA |  | C7B(A,H)M01824(C,U)-A+TXV | 12.5 | 15 | Yes | Yes | 2013-03-14 |  | 1
FALSE | S4QE-024KA | 2681 | 5628088 | WESTINGHOUSE | FS4BE-024KA | AC | Split System: Air-Cooled Condensing Unit, Coil with Blower | S4BE-024KA |  | C7B(A,H)M030(C,U)-C+TXV | 12.5 | 15 | Yes | Yes | 2013-03-14 |  | 1
FALSE | S4QE-024KA | 2681 | 5628089 | WESTINGHOUSE | FS4BE-024KA | AC | Split System: Air-Cooled Condensing Unit, Coil with Blower | S4BE-024KA |  | C6B(A,H)-X24(C,U)-B | 12.5 | 15 | Yes | Yes | 2013-03-14 |  | 1
FALSE | S4QE-024KA | 2681 | 5628090 | WESTINGHOUSE | FS4BE-024KA | AC | Split System: Air-Cooled Condensing Unit, Coil with Blower | S4BE-024KA |  | C7B(A,H)M01824(C,U)-A+TXV | 12.5 | 15 | Yes | Yes | 2013-03-14 |  | 1
FALSE | S4QE-024KA | 2681 | 5628091 | WESTINGHOUSE | FS4BE-024KA | AC | Split System: Air-Cooled Condensing Unit, Coil with Blower | S4BE-024KA |  | C6B(A,H)-X30(C,U)-C+TDR | 12.5 | 15 | Yes | Yes | 2013-03-14 |  | 1
FALSE | S4QE-024KA | 2681 | 5628092 | WESTINGHOUSE | FS4BE-024KA | AC | Split System: Air-Cooled Condensing Unit, Coil with Blower | S4BE-024KA |  | C7B(A,H)M01824(C,U)-B+TXV | 12.5 | 15 | Yes | Yes | 2013-03-14 |  | 1
FALSE | S4QE-024KA | 2681 | 5628093 | WESTINGHOUSE | FS4BE-024KA | AC | Split System: Air-Cooled Condensing Unit, Coil with Blower | S4BE-024KA |  | C6B(A,H)-X24(C,U)-B | 12.5 | 15 | Yes | Yes | 2013-03-14 |  | 1
FALSE | S4QE-030KA | 2694 | 5628094 | WESTINGHOUSE | FS4BE-030KA | AC | Split System: Air-Cooled Condensing Unit, Coil with Blower | S4BE-030KA |  | C7B(A,H)M030(C,U)-C+TXV | 12.5 | 15 | Yes | Yes | 2013-03-14 |  | 1
FALSE | S4QE-030KA | 2694 | 5628095 | WESTINGHOUSE | FS4BE-030KA | AC | Split System: Air-Cooled Condensing Unit, Coil with Blower | S4BE-030KA |  | C6B(A,H)-X30(C,U)-B | 12.5 | 15 | Yes | Yes | 2013-03-14 |  | 1
FALSE | S4QE-030KA | 2694 | 5628096 | WESTINGHOUSE | FS4BE-030KA | AC | Split System: Air-Cooled Condensing Unit, Coil with Blower | S4BE-030KA |  | C7B(A,H)M03036(C,U)-A+TXV | 12.5 | 15 | Yes | Yes | 2013-03-14 |  | 1
FALSE | S4BE-042KA | 2712 | 5628048 | TAPPAN | FS4BE-042KA | AC | Split System: Air-Cooled Condensing Unit, Coil with Blower | S4BE-042KA |  | C6B(A,H)-X42(C,U)-C | 12.5 | 15 | Yes | Yes | 2013-03-14 |  | 1
FALSE | S4BE-042KA | 2712 | 5628053 | TAPPAN | FS4BE-042KA | AC | Split System: Air-Cooled Condensing Unit, Coil with Blower | S4BE-042KA |  | C7B(A,H)M03648(C,U)-C+TXV | 12.5 | 15 | Yes | Yes | 2013-03-14 |  | 1
FALSE | S4BE-042KA | 2712 | 5628054 | TAPPAN | FS4BE-042KA | AC | Split System: Air-Cooled Condensing Unit, Coil with Blower | S4BE-042KA |  | C6B(A,H)-X42(C,U)-C | 12.5 | 15 | Yes | Yes | 2013-03-14 |  | 1
FALSE | S4BE-048KA | 2717 | 5628055 | TAPPAN | FS4BE-048KA | AC | Split System: Air-Cooled Condensing Unit, Coil with Blower | S4BE-048KA |  | C7B(A,H)M048(C,U)-C+TXV | 12 | 15 | Yes | Yes | 2013-03-14 |  | 0
FALSE | S4BE-048KA | 2717 | 5628056 | TAPPAN | FS4BE-048KA | AC | Split System: Air-Cooled Condensing Unit, Coil with Blower | S4BE-048KA |  | C6B(A,H)-X48(C,U)-D | 12 | 15 | Yes | Yes | 2013-03-14 |  | 0
FALSE | S4BE-048KA | 2717 | 5628057 | TAPPAN | FS4BE-048KA | AC | Split System: Air-Cooled Condensing Unit, Coil with Blower | S4BE-048KA |  | C7B(A,H)M048(C,U)-D+TXV | 12 | 15 | Yes | Yes | 2013-03-14 |  | 0
FALSE | S4BE-048KA | 2717 | 5628058 | TAPPAN | FS4BE-048KA | AC | Split System: Air-Cooled Condensing Unit, Coil with Blower | S4BE-048KA |  | C7B(A,H)M048(C,U)-C+TXV | 12 | 15 | Yes | Yes | 2013-03-14 |  | 0
FALSE | S4BE-048KA | 2717 | 5628059 | TAPPAN | FS4BE-048KA | AC | Split System: Air-Cooled Condensing Unit, Coil with Blower | S4BE-048KA |  | C7B(A,H)M048(C,U)-C+TXV | 12 | 15 | Yes | Yes | 2013-03-14 |  | 0
FALSE | S4BE-048KA | 2717 | 5628060 | TAPPAN | FS4BE-048KA | AC | Split System: Air-Cooled Condensing Unit, Coil with Blower | S4BE-048KA |  | C7B(A,H)M048(C,U)-D+TXV | 12 | 15 | Yes | Yes | 2013-03-14 |  | 0
FALSE | S4BE-048KA | 2717 | 5628061 | TAPPAN | FS4BE-048KA | AC | Split System: Air-Cooled Condensing Unit, Coil with Blower | S4BE-048KA |  | C6B(A,H)-X48(C,U)-C | 12 | 15 | Yes | Yes | 2013-03-14 |  | 0
FALSE | S4BE-048KA | 2717 | 5628062 | TAPPAN | FS4BE-048KA | AC | Split System: Air-Cooled Condensing Unit, Coil with Blower | S4BE-048KA |  | C7B(A,H)M048(C,U)-D+TXV | 12 | 15 | Yes | Yes | 2013-03-14 |  | 0
FALSE | S4BE-048KA | 2717 | 5628063 | TAPPAN | FS4BE-048KA | AC | Split System: Air-Cooled Condensing Unit, Coil with Blower | S4BE-048KA |  | C6B(A,H)-X48(C,U)-D | 12 | 15 | Yes | Yes | 2013-03-14 |  | 0
FALSE | S4BE-048KA | 2717 | 5628064 | TAPPAN | FS4BE-048KA | AC | Split System: Air-Cooled Condensing Unit, Coil with Blower | S4BE-048KA |  | C6B(A,H)-X48(C,U)-C | 12 | 15 | Yes | Yes | 2013-03-14 |  | 0
FALSE | S4BE-048KA | 2717 | 5628065 | TAPPAN | FS4BE-048KA | AC | Split System: Air-Cooled Condensing Unit, Coil with Blower | S4BE-048KA |  | C6B(A,H)-X48(C,U)-D | 12 | 15 | Yes | Yes | 2013-03-14 |  | 0
FALSE | S4BE-048KA | 2717 | 5628066 | TAPPAN | FS4BE-048KA | AC | Split System: Air-Cooled Condensing Unit, Coil with Blower | S4BE-048KA |  | C6B(A,H)-X48(C,U)-C | 12 | 15 | Yes | Yes | 2013-03-14 |  | 0
FALSE | S4BE-018KA | 2679 | 5628067 | WESTINGHOUSE | FS4BE-018KA | AC | Split System: Air-Cooled Condensing Unit, Coil with Blower | S4BE-018KA |  | C6B(A,H)-X24(C,U)-A | 12.5 | 15 | Yes | Yes | 2013-03-14 |  | 1
FALSE | S4BE-018KA | 2679 | 5628068 | WESTINGHOUSE | FS4BE-018KA | AC | Split System: Air-Cooled Condensing Unit, Coil with Blower | S4BE-018KA |  | C7B(A,H)M01824(C,U)-A+TXV | 12.5 | 15 | Yes | Yes | 2013-03-14 |  | 1
FALSE | S4BE-018KA | 2679 | 5628069 | WESTINGHOUSE | FS4BE-018KA | AC | Split System: Air-Cooled Condensing Unit, Coil with Blower | S4BE-018KA |  | C6B(A,H)-X24(C,U)-A | 12.5 | 15 | Yes | Yes | 2013-03-14 |  | 1
FALSE | S4BE-018KA | 2679 | 5628070 | WESTINGHOUSE | FS4BE-018KA | AC | Split System: Air-Cooled Condensing Unit, Coil with Blower | S4BE-018KA |  | C7B(A,H)M01824(C,U)-A+TXV | 12.5 | 15 | Yes | Yes | 2013-03-14 |  | 1
FALSE | S4BE-018KA | 2679 | 5628071 | WESTINGHOUSE | FS4BE-018KA | AC | Split System: Air-Cooled Condensing Unit, Coil with Blower | S4BE-018KA |  | C6B(A,H)-X24(C,U)-B | 12.5 | 15 | Yes | Yes | 2013-03-14 |  | 1
FALSE | S4BE-018KA | 2679 | 5628072 | WESTINGHOUSE | FS4BE-018KA | AC | Split System: Air-Cooled Condensing Unit, Coil with Blower | S4BE-018KA |  | C7B(A,H)M01824(C,U)-B+TXV | 12.5 | 15 | Yes | Yes | 2013-03-14 |  | 1
FALSE | S4BE-018KA | 2679 | 5628073 | WESTINGHOUSE | FS4BE-018KA | AC | Split System: Air-Cooled Condensing Unit, Coil with Blower | S4BE-018KA |  | C7B(A,H)M01824(C,U)-B+TXV | 12.5 | 15 | Yes | Yes | 2013-03-14 |  | 1
FALSE | S4BE-018KA | 2679 | 5628074 | WESTINGHOUSE | FS4BE-018KA | AC | Split System: Air-Cooled Condensing Unit, Coil with Blower | S4BE-018KA |  | C7B(A,H)M01824(C,U)-B+TXV | 12.5 | 15 | Yes | Yes | 2013-03-14 |  | 1
FALSE | S4BE-018KA | 2679 | 5628075 | WESTINGHOUSE | FS4BE-018KA | AC | Split System: Air-Cooled Condensing Unit, Coil with Blower | S4BE-018KA |  | C6B(A,H)-X24(C,U)-B | 12.5 | 15 | Yes | Yes | 2013-03-14 |  | 1
FALSE | S4BE-018KA | 2679 | 5628076 | WESTINGHOUSE | FS4BE-018KA | AC | Split System: Air-Cooled Condensing Unit, Coil with Blower | S4BE-018KA |  | C6B(A,H)-X24(C,U)-B | 12.5 | 15 | Yes | Yes | 2013-03-14 |  | 1
FALSE | S4QE-024KA | 2681 | 5628077 | WESTINGHOUSE | FS4BE-024KA | AC | Split System: Air-Cooled Condensing Unit, Coil with Blower | S4BE-024KA |  | C6B(A,H)-X24(C,U)-B | 12.5 | 15 | Yes | Yes | 2013-03-14 |  | 1
FALSE | S4QE-024KA | 2681 | 5628078 | WESTINGHOUSE | FS4BE-024KA | AC | Split System: Air-Cooled Condensing Unit, Coil with Blower | S4BE-024KA |  | C6B(A,H)-X30(C,U)-C+TDR | 12.5 | 15 | Yes | Yes | 2013-03-14 |  | 1
FALSE | S4QE-030KA | 2694 | 5628097 | WESTINGHOUSE | FS4BE-030KA | AC | Split System: Air-Cooled Condensing Unit, Coil with Blower | S4BE-030KA |  | C6B(A,H)-X30(C,U)-A | 12.5 | 15 | Yes | Yes | 2013-03-14 |  | 1
FALSE | S4QE-030KA | 2694 | 5628098 | WESTINGHOUSE | FS4BE-030KA | AC | Split System: Air-Cooled Condensing Unit, Coil with Blower | S4BE-030KA |  | C7B(A,H)M03036(C,U)-B+TXV | 12.5 | 15 | Yes | Yes | 2013-03-14 |  | 1
FALSE | S4QE-030KA | 2694 | 5628099 | WESTINGHOUSE | FS4BE-030KA | AC | Split System: Air-Cooled Condensing Unit, Coil with Blower | S4BE-030KA |  | C7B(A,H)M03036(C,U)-B+TXV | 12.5 | 15 | Yes | Yes | 2013-03-14 |  | 1
FALSE | S4QE-030KA | 2694 | 5628100 | WESTINGHOUSE | FS4BE-030KA | AC | Split System: Air-Cooled Condensing Unit, Coil with Blower | S4BE-030KA |  | C7B(A,H)M03036(C,U)-A+TXV | 12.5 | 15 | Yes | Yes | 2013-03-14 |  | 1
FALSE | S4QE-030KA | 2694 | 5628101 | WESTINGHOUSE | FS4BE-030KA | AC | Split System: Air-Cooled Condensing Unit, Coil with Blower | S4BE-030KA |  | C6B(A,H)-X30(C,U)-C | 12.5 | 15 | Yes | Yes | 2013-03-14 |  | 1
FALSE | S4QE-030KA | 2694 | 5628102 | WESTINGHOUSE | FS4BE-030KA | AC | Split System: Air-Cooled Condensing Unit, Coil with Blower | S4BE-030KA |  | C6B(A,H)-X30(C,U)-B | 12.5 | 15 | Yes | Yes | 2013-03-14 |  | 1
FALSE | S4QE-030KA | 2694 | 5628103 | WESTINGHOUSE | FS4BE-030KA | AC | Split System: Air-Cooled Condensing Unit, Coil with Blower | S4BE-030KA |  | C6B(A,H)-X30(C,U)-C | 12.5 | 15 | Yes | Yes | 2013-03-14 |  | 1
FALSE | S4QE-030KA | 2694 | 5628104 | WESTINGHOUSE | FS4BE-030KA | AC | Split System: Air-Cooled Condensing Unit, Coil with Blower | S4BE-030KA |  | C6B(A,H)-X30(C,U)-A | 12.5 | 15 | Yes | Yes | 2013-03-14 |  | 1
FALSE | S4QE-030KA | 2694 | 5628105 | WESTINGHOUSE | FS4BE-030KA | AC | Split System: Air-Cooled Condensing Unit, Coil with Blower | S4BE-030KA |  | C7B(A,H)M030(C,U)-C+TXV | 12.5 | 15 | Yes | Yes | 2013-03-14 |  | 1
FALSE | S4QE-030KA | 2694 | 5628106 | WESTINGHOUSE | FS4BE-030KA | AC | Split System: Air-Cooled Condensing Unit, Coil with Blower | S4BE-030KA |  | C6B(A,H)-X30(C,U)-B | 12.5 | 15 | Yes | Yes | 2013-03-14 |  | 1
FALSE | S4QE-030KA | 2694 | 5628107 | WESTINGHOUSE | FS4BE-030KA | AC | Split System: Air-Cooled Condensing Unit, Coil with Blower | S4BE-030KA |  | C7B(A,H)M03036(C,U)-B+TXV | 12.5 | 15 | Yes | Yes | 2013-03-14 |  | 1
FALSE | S4QE-030KA | 2694 | 5628108 | WESTINGHOUSE | FS4BE-030KA | AC | Split System: Air-Cooled Condensing Unit, Coil with Blower | S4BE-030KA |  | C7B(A,H)M030(C,U)-C+TXV | 12.5 | 15 | Yes | Yes | 2013-03-14 |  | 1
FALSE | S4QE-030KA | 2694 | 5628109 | WESTINGHOUSE | FS4BE-030KA | AC | Split System: Air-Cooled Condensing Unit, Coil with Blower | S4BE-030KA |  | C6B(A,H)-X30(C,U)-C | 12.5 | 15 | Yes | Yes | 2013-03-14 |  | 1
FALSE | S4QE-036KA | 2699 | 5628110 | WESTINGHOUSE | FS4BE-036KA | AC | Split System: Air-Cooled Condensing Unit, Coil with Blower | S4BE-036KA |  | C7B(A,H)M03648(C,U)-C+TXV | 12.5 | 15 | Yes | Yes | 2013-03-14 |  | 1
FALSE | S4QE-036KA | 2699 | 5628111 | WESTINGHOUSE | FS4BE-036KA | AC | Split System: Air-Cooled Condensing Unit, Coil with Blower | S4BE-036KA |  | C7B(A,H)M03648(C,U)-C+TXV | 12.5 | 15 | Yes | Yes | 2013-03-14 |  | 1
FALSE | S4QE-036KA | 2699 | 5628112 | WESTINGHOUSE | FS4BE-036KA | AC | Split System: Air-Cooled Condensing Unit, Coil with Blower | S4BE-036KA |  | C6B(A,H)-X36(C,U)-C | 12.5 | 15 | Yes | Yes | 2013-03-14 |  | 1
FALSE | S4QE-036KA | 2699 | 5628113 | WESTINGHOUSE | FS4BE-036KA | AC | Split System: Air-Cooled Condensing Unit, Coil with Blower | S4BE-036KA |  | C6B(A,H)-X36(C,U)-B | 12.5 | 15 | Yes | Yes | 2013-03-14 |  | 1
FALSE | S4QE-036KA | 2699 | 5628114 | WESTINGHOUSE | FS4BE-036KA | AC | Split System: Air-Cooled Condensing Unit, Coil with Blower | S4BE-036KA |  | C7B(A,H)M03642(C,U)-B+TXV | 12.5 | 15 | Yes | Yes | 2013-03-14 |  | 1
FALSE | S4QE-036KA | 2699 | 5628115 | WESTINGHOUSE | FS4BE-036KA | AC | Split System: Air-Cooled Condensing Unit, Coil with Blower | S4BE-036KA |  | C6B(A,H)-X36(C,U)-B | 12.5 | 15 | Yes | Yes | 2013-03-14 |  | 1
FALSE | S4QE-036KA | 2699 | 5628116 | WESTINGHOUSE | FS4BE-036KA | AC | Split System: Air-Cooled Condensing Unit, Coil with Blower | S4BE-036KA |  | C6B(A,H)-X36(C,U)-C | 12.5 | 15 | Yes | Yes | 2013-03-14 |  | 1
FALSE | S4QE-036KA | 2699 | 5628117 | WESTINGHOUSE | FS4BE-036KA | AC | Split System: Air-Cooled Condensing Unit, Coil with Blower | S4BE-036KA |  | C7B(A,H)M03648(C,U)-C+TXV | 12.5 | 15 | Yes | Yes | 2013-03-14 |  | 1
FALSE | S4QE-036KA | 2699 | 5628118 | WESTINGHOUSE | FS4BE-036KA | AC | Split System: Air-Cooled Condensing Unit, Coil with Blower | S4BE-036KA |  | C7B(A,H)M03642(C,U)-B+TXV | 12.5 | 15 | Yes | Yes | 2013-03-14 |  | 1
FALSE | S4QE-036KA | 2699 | 5628119 | WESTINGHOUSE | FS4BE-036KA | AC | Split System: Air-Cooled Condensing Unit, Coil with Blower | S4BE-036KA |  | C6B(A,H)-X36(C,U)-B | 12.5 | 15 | Yes | Yes | 2013-03-14 |  | 1
FALSE | S4QE-036KA | 2699 | 5628120 | WESTINGHOUSE | FS4BE-036KA | AC | Split System: Air-Cooled Condensing Unit, Coil with Blower | S4BE-036KA |  | C7B(A,H)M03642(C,U)-B+TXV | 12.5 | 15 | Yes | Yes | 2013-03-14 |  | 1
FALSE | S4QE-036KA | 2699 | 5628121 | WESTINGHOUSE | FS4BE-036KA | AC | Split System: Air-Cooled Condensing Unit, Coil with Blower | S4BE-036KA |  | C6B(A,H)-X36(C,U)-C | 12.5 | 15 | Yes | Yes | 2013-03-14 |  | 1
FALSE | S4BE-042KA | 2712 | 5628123 | WESTINGHOUSE | FS4BE-042KA | AC | Split System: Air-Cooled Condensing Unit, Coil with Blower | S4BE-042KA |  | C7B(A,H)M03648(C,U)-C+TXV | 12.5 | 15 | Yes | Yes | 2013-03-14 |  | 1
FALSE | S4QE-030KA | 2694 | 5628174 | NUTONE | FS4BE-030KA | AC | Split System: Air-Cooled Condensing Unit, Coil with Blower | S4BE-030KA |  | C6B(A,H)-X30(C,U)-B | 12.5 | 15 | Yes | Yes | 2013-03-14 |  | 1
FALSE | S4QE-030KA | 2694 | 5628175 | NUTONE | FS4BE-030KA | AC | Split System: Air-Cooled Condensing Unit, Coil with Blower | S4BE-030KA |  | C7B(A,H)M03036(C,U)-A+TXV | 12.5 | 15 | Yes | Yes | 2013-03-14 |  | 1
FALSE | S4QE-030KA | 2694 | 5628176 | NUTONE | FS4BE-030KA | AC | Split System: Air-Cooled Condensing Unit, Coil with Blower | S4BE-030KA |  | C6B(A,H)-X30(C,U)-A | 12.5 | 15 | Yes | Yes | 2013-03-14 |  | 1
FALSE | S4QE-030KA | 2694 | 5628177 | NUTONE | FS4BE-030KA | AC | Split System: Air-Cooled Condensing Unit, Coil with Blower | S4BE-030KA |  | C7B(A,H)M03036(C,U)-B+TXV | 12.5 | 15 | Yes | Yes | 2013-03-14 |  | 1
FALSE | S4QE-030KA | 2694 | 5628178 | NUTONE | FS4BE-030KA | AC | Split System: Air-Cooled Condensing Unit, Coil with Blower | S4BE-030KA |  | C7B(A,H)M03036(C,U)-B+TXV | 12.5 | 15 | Yes | Yes | 2013-03-14 |  | 1
FALSE | S4QE-030KA | 2694 | 5628179 | NUTONE | FS4BE-030KA | AC | Split System: Air-Cooled Condensing Unit, Coil with Blower | S4BE-030KA |  | C7B(A,H)M03036(C,U)-A+TXV | 12.5 | 15 | Yes | Yes | 2013-03-14 |  | 1
FALSE | S4QE-030KA | 2694 | 5628180 | NUTONE | FS4BE-030KA | AC | Split System: Air-Cooled Condensing Unit, Coil with Blower | S4BE-030KA |  | C6B(A,H)-X30(C,U)-C | 12.5 | 15 | Yes | Yes | 2013-03-14 |  | 1
FALSE | S4QE-030KA | 2694 | 5628181 | NUTONE | FS4BE-030KA | AC | Split System: Air-Cooled Condensing Unit, Coil with Blower | S4BE-030KA |  | C6B(A,H)-X30(C,U)-B | 12.5 | 15 | Yes | Yes | 2013-03-14 |  | 1
FALSE | S4QE-030KA | 2694 | 5628182 | NUTONE | FS4BE-030KA | AC | Split System: Air-Cooled Condensing Unit, Coil with Blower | S4BE-030KA |  | C6B(A,H)-X30(C,U)-C | 12.5 | 15 | Yes | Yes | 2013-03-14 |  | 1
FALSE | S4QE-030KA | 2694 | 5628183 | NUTONE | FS4BE-030KA | AC | Split System: Air-Cooled Condensing Unit, Coil with Blower | S4BE-030KA |  | C6B(A,H)-X30(C,U)-A | 12.5 | 15 | Yes | Yes | 2013-03-14 |  | 1
FALSE | S4QE-030KA | 2694 | 5628184 | NUTONE | FS4BE-030KA | AC | Split System: Air-Cooled Condensing Unit, Coil with Blower | S4BE-030KA |  | C7B(A,H)M030(C,U)-C+TXV | 12.5 | 15 | Yes | Yes | 2013-03-14 |  | 1
FALSE | S4QE-030KA | 2694 | 5628185 | NUTONE | FS4BE-030KA | AC | Split System: Air-Cooled Condensing Unit, Coil with Blower | S4BE-030KA |  | C6B(A,H)-X30(C,U)-B | 12.5 | 15 | Yes | Yes | 2013-03-14 |  | 1
FALSE | S4QE-030KA | 2694 | 5628186 | NUTONE | FS4BE-030KA | AC | Split System: Air-Cooled Condensing Unit, Coil with Blower | S4BE-030KA |  | C7B(A,H)M03036(C,U)-B+TXV | 12.5 | 15 | Yes | Yes | 2013-03-14 |  | 1
FALSE | S4QE-030KA | 2694 | 5628187 | NUTONE | FS4BE-030KA | AC | Split System: Air-Cooled Condensing Unit, Coil with Blower | S4BE-030KA |  | C7B(A,H)M030(C,U)-C+TXV | 12.5 | 15 | Yes | Yes | 2013-03-14 |  | 1
FALSE | S4QE-030KA | 2694 | 5628188 | NUTONE | FS4BE-030KA | AC | Split System: Air-Cooled Condensing Unit, Coil with Blower | S4BE-030KA |  | C6B(A,H)-X30(C,U)-C | 12.5 | 15 | Yes | Yes | 2013-03-14 |  | 1
FALSE | S4QE-036KA | 2699 | 5628189 | NUTONE | FS4BE-036KA | AC | Split System: Air-Cooled Condensing Unit, Coil with Blower | S4BE-036KA |  | C7B(A,H)M03648(C,U)-C+TXV | 12.5 | 15 | Yes | Yes | 2013-03-14 |  | 1
FALSE | S4QE-036KA | 2699 | 5628190 | NUTONE | FS4BE-036KA | AC | Split System: Air-Cooled Condensing Unit, Coil with Blower | S4BE-036KA |  | C7B(A,H)M03648(C,U)-C+TXV | 12.5 | 15 | Yes | Yes | 2013-03-14 |  | 1
FALSE | S4QE-036KA | 2699 | 5628191 | NUTONE | FS4BE-036KA | AC | Split System: Air-Cooled Condensing Unit, Coil with Blower | S4BE-036KA |  | C6B(A,H)-X36(C,U)-C | 12.5 | 15 | Yes | Yes | 2013-03-14 |  | 1
FALSE | S4QE-036KA | 2699 | 5628192 | NUTONE | FS4BE-036KA | AC | Split System: Air-Cooled Condensing Unit, Coil with Blower | S4BE-036KA |  | C6B(A,H)-X36(C,U)-B | 12.5 | 15 | Yes | Yes | 2013-03-14 |  | 1
FALSE | S4BE-018KA | 2679 | 5628147 | NUTONE | FS4BE-018KA | AC | Split System: Air-Cooled Condensing Unit, Coil with Blower | S4BE-018KA |  | C7B(A,H)M01824(C,U)-A+TXV | 12.5 | 15 | Yes | Yes | 2013-03-14 |  | 1
FALSE | S4BE-018KA | 2679 | 5628148 | NUTONE | FS4BE-018KA | AC | Split System: Air-Cooled Condensing Unit, Coil with Blower | S4BE-018KA |  | C6B(A,H)-X24(C,U)-A | 12.5 | 15 | Yes | Yes | 2013-03-14 |  | 1
FALSE | S4BE-018KA | 2679 | 5628149 | NUTONE | FS4BE-018KA | AC | Split System: Air-Cooled Condensing Unit, Coil with Blower | S4BE-018KA |  | C7B(A,H)M01824(C,U)-A+TXV | 12.5 | 15 | Yes | Yes | 2013-03-14 |  | 1
FALSE | S4BE-018KA | 2679 | 5628150 | NUTONE | FS4BE-018KA | AC | Split System: Air-Cooled Condensing Unit, Coil with Blower | S4BE-018KA |  | C6B(A,H)-X24(C,U)-B | 12.5 | 15 | Yes | Yes | 2013-03-14 |  | 1
FALSE | S4BE-018KA | 2679 | 5628151 | NUTONE | FS4BE-018KA | AC | Split System: Air-Cooled Condensing Unit, Coil with Blower | S4BE-018KA |  | C7B(A,H)M01824(C,U)-B+TXV | 12.5 | 15 | Yes | Yes | 2013-03-14 |  | 1
FALSE | S4BE-018KA | 2679 | 5628152 | NUTONE | FS4BE-018KA | AC | Split System: Air-Cooled Condensing Unit, Coil with Blower | S4BE-018KA |  | C7B(A,H)M01824(C,U)-B+TXV | 12.5 | 15 | Yes | Yes | 2013-03-14 |  | 1
FALSE | S4BE-018KA | 2679 | 5628153 | NUTONE | FS4BE-018KA | AC | Split System: Air-Cooled Condensing Unit, Coil with Blower | S4BE-018KA |  | C7B(A,H)M01824(C,U)-B+TXV | 12.5 | 15 | Yes | Yes | 2013-03-14 |  | 1
FALSE | S4BE-018KA | 2679 | 5628154 | NUTONE | FS4BE-018KA | AC | Split System: Air-Cooled Condensing Unit, Coil with Blower | S4BE-018KA |  | C6B(A,H)-X24(C,U)-B | 12.5 | 15 | Yes | Yes | 2013-03-14 |  | 1
FALSE | S4BE-018KA | 2679 | 5628155 | NUTONE | FS4BE-018KA | AC | Split System: Air-Cooled Condensing Unit, Coil with Blower | S4BE-018KA |  | C6B(A,H)-X24(C,U)-B | 12.5 | 15 | Yes | Yes | 2013-03-14 |  | 1
FALSE | S4QE-024KA | 2681 | 5628156 | NUTONE | FS4BE-024KA | AC | Split System: Air-Cooled Condensing Unit, Coil with Blower | S4BE-024KA |  | C6B(A,H)-X24(C,U)-B | 12.5 | 15 | Yes | Yes | 2013-03-14 |  | 1
FALSE | S4QE-024KA | 2681 | 5628157 | NUTONE | FS4BE-024KA | AC | Split System: Air-Cooled Condensing Unit, Coil with Blower | S4BE-024KA |  | C6B(A,H)-X30(C,U)-C+TDR | 12.5 | 15 | Yes | Yes | 2013-03-14 |  | 1
FALSE | S4QE-024KA | 2681 | 5628158 | NUTONE | FS4BE-024KA | AC | Split System: Air-Cooled Condensing Unit, Coil with Blower | S4BE-024KA |  | C7B(A,H)M030(C,U)-C+TXV | 12.5 | 15 | Yes | Yes | 2013-03-14 |  | 1
FALSE | S4QE-024KA | 2681 | 5628159 | NUTONE | FS4BE-024KA | AC | Split System: Air-Cooled Condensing Unit, Coil with Blower | S4BE-024KA |  | C6B(A,H)-X30(C,U)-C+TDR | 12.5 | 15 | Yes | Yes | 2013-03-14 |  | 1
FALSE | S4QE-024KA | 2681 | 5628160 | NUTONE | FS4BE-024KA | AC | Split System: Air-Cooled Condensing Unit, Coil with Blower | S4BE-024KA |  | C7B(A,H)M01824(C,U)-B+TXV | 12.5 | 15 | Yes | Yes | 2013-03-14 |  | 1
FALSE | S4QE-024KA | 2681 | 5628161 | NUTONE | FS4BE-024KA | AC | Split System: Air-Cooled Condensing Unit, Coil with Blower | S4BE-024KA |  | C7B(A,H)M030(C,U)-C+TXV | 12.5 | 15 | Yes | Yes | 2013-03-14 |  | 1
FALSE | S4QE-024KA | 2681 | 5628162 | NUTONE | FS4BE-024KA | AC | Split System: Air-Cooled Condensing Unit, Coil with Blower | S4BE-024KA |  | C7B(A,H)M030(C,U)-C+TXV | 12.5 | 15 | Yes | Yes | 2013-03-14 |  | 1
FALSE | S4QE-024KA | 2681 | 5628163 | NUTONE | FS4BE-024KA | AC | Split System: Air-Cooled Condensing Unit, Coil with Blower | S4BE-024KA |  | C6B(A,H)-X24(C,U)-A | 12.5 | 15 | Yes | Yes | 2013-03-14 |  | 1
FALSE | S4QE-024KA | 2681 | 5628164 | NUTONE | FS4BE-024KA | AC | Split System: Air-Cooled Condensing Unit, Coil with Blower | S4BE-024KA |  | C7B(A,H)M01824(C,U)-B+TXV | 12.5 | 15 | Yes | Yes | 2013-03-14 |  | 1
FALSE | S4QE-024KA | 2681 | 5628165 | NUTONE | FS4BE-024KA | AC | Split System: Air-Cooled Condensing Unit, Coil with Blower | S4BE-024KA |  | C6B(A,H)-X24(C,U)-A | 12.5 | 15 | Yes | Yes | 2013-03-14 |  | 1
FALSE | S4QE-024KA | 2681 | 5628166 | NUTONE | FS4BE-024KA | AC | Split System: Air-Cooled Condensing Unit, Coil with Blower | S4BE-024KA |  | C7B(A,H)M01824(C,U)-A+TXV | 12.5 | 15 | Yes | Yes | 2013-03-14 |  | 1
FALSE | S4QE-024KA | 2681 | 5628167 | NUTONE | FS4BE-024KA | AC | Split System: Air-Cooled Condensing Unit, Coil with Blower | S4BE-024KA |  | C7B(A,H)M030(C,U)-C+TXV | 12.5 | 15 | Yes | Yes | 2013-03-14 |  | 1
FALSE | S4QE-024KA | 2681 | 5628168 | NUTONE | FS4BE-024KA | AC | Split System: Air-Cooled Condensing Unit, Coil with Blower | S4BE-024KA |  | C6B(A,H)-X24(C,U)-B | 12.5 | 15 | Yes | Yes | 2013-03-14 |  | 1
FALSE | S4QE-024KA | 2681 | 5628169 | NUTONE | FS4BE-024KA | AC | Split System: Air-Cooled Condensing Unit, Coil with Blower | S4BE-024KA |  | C7B(A,H)M01824(C,U)-A+TXV | 12.5 | 15 | Yes | Yes | 2013-03-14 |  | 1
FALSE | S4QE-024KA | 2681 | 5628170 | NUTONE | FS4BE-024KA | AC | Split System: Air-Cooled Condensing Unit, Coil with Blower | S4BE-024KA |  | C6B(A,H)-X30(C,U)-C+TDR | 12.5 | 15 | Yes | Yes | 2013-03-14 |  | 1
FALSE | S4QE-024KA | 2681 | 5628171 | NUTONE | FS4BE-024KA | AC | Split System: Air-Cooled Condensing Unit, Coil with Blower | S4BE-024KA |  | C7B(A,H)M01824(C,U)-B+TXV | 12.5 | 15 | Yes | Yes | 2013-03-14 |  | 1
FALSE | S4QE-024KA | 2681 | 5628172 | NUTONE | FS4BE-024KA | AC | Split System: Air-Cooled Condensing Unit, Coil with Blower | S4BE-024KA |  | C6B(A,H)-X24(C,U)-B | 12.5 | 15 | Yes | Yes | 2013-03-14 |  | 1
FALSE | S4QE-030KA | 2694 | 5628173 | NUTONE | FS4BE-030KA | AC | Split System: Air-Cooled Condensing Unit, Coil with Blower | S4BE-030KA |  | C7B(A,H)M030(C,U)-C+TXV | 12.5 | 15 | Yes | Yes | 2013-03-14 |  | 1
FALSE | S4QE-036KA | 2699 | 5628193 | NUTONE | FS4BE-036KA | AC | Split System: Air-Cooled Condensing Unit, Coil with Blower | S4BE-036KA |  | C7B(A,H)M03642(C,U)-B+TXV | 12.5 | 15 | Yes | Yes | 2013-03-14 |  | 1
FALSE | S4QE-036KA | 2699 | 5628194 | NUTONE | FS4BE-036KA | AC | Split System: Air-Cooled Condensing Unit, Coil with Blower | S4BE-036KA |  | C6B(A,H)-X36(C,U)-B | 12.5 | 15 | Yes | Yes | 2013-03-14 |  | 1
FALSE | S4QE-036KA | 2699 | 5628195 | NUTONE | FS4BE-036KA | AC | Split System: Air-Cooled Condensing Unit, Coil with Blower | S4BE-036KA |  | C6B(A,H)-X36(C,U)-C | 12.5 | 15 | Yes | Yes | 2013-03-14 |  | 1
FALSE | S4QE-036KA | 2699 | 5628196 | NUTONE | FS4BE-036KA | AC | Split System: Air-Cooled Condensing Unit, Coil with Blower | S4BE-036KA |  | C7B(A,H)M03648(C,U)-C+TXV | 12.5 | 15 | Yes | Yes | 2013-03-14 |  | 1
FALSE | S4QE-036KA | 2699 | 5628197 | NUTONE | FS4BE-036KA | AC | Split System: Air-Cooled Condensing Unit, Coil with Blower | S4BE-036KA |  | C7B(A,H)M03642(C,U)-B+TXV | 12.5 | 15 | Yes | Yes | 2013-03-14 |  | 1
FALSE | S4QE-036KA | 2699 | 5628198 | NUTONE | FS4BE-036KA | AC | Split System: Air-Cooled Condensing Unit, Coil with Blower | S4BE-036KA |  | C6B(A,H)-X36(C,U)-B | 12.5 | 15 | Yes | Yes | 2013-03-14 |  | 1
FALSE | S4QE-036KA | 2699 | 5628199 | NUTONE | FS4BE-036KA | AC | Split System: Air-Cooled Condensing Unit, Coil with Blower | S4BE-036KA |  | C7B(A,H)M03642(C,U)-B+TXV | 12.5 | 15 | Yes | Yes | 2013-03-14 |  | 1
FALSE | S4QE-036KA | 2699 | 5628200 | NUTONE | FS4BE-036KA | AC | Split System: Air-Cooled Condensing Unit, Coil with Blower | S4BE-036KA |  | C6B(A,H)-X36(C,U)-C | 12.5 | 15 | Yes | Yes | 2013-03-14 |  | 1
FALSE | S4BE-042KA | 2712 | 5628202 | NUTONE | FS4BE-042KA | AC | Split System: Air-Cooled Condensing Unit, Coil with Blower | S4BE-042KA |  | C7B(A,H)M03648(C,U)-C+TXV | 12.5 | 15 | Yes | Yes | 2013-03-14 |  | 1
FALSE | S4BE-042KA | 2712 | 5628203 | NUTONE | FS4BE-042KA | AC | Split System: Air-Cooled Condensing Unit, Coil with Blower | S4BE-042KA |  | C7B(A,H)M03648(C,U)-C+TXV | 12.5 | 15 | Yes | Yes | 2013-03-14 |  | 1
FALSE | S4BE-042KA | 2712 | 5628204 | NUTONE | FS4BE-042KA | AC | Split System: Air-Cooled Condensing Unit, Coil with Blower | S4BE-042KA |  | C6B(A,H)-X42(C,U)-C | 12.5 | 15 | Yes | Yes | 2013-03-14 |  | 1
FALSE | S4BE-042KA | 2712 | 5628206 | NUTONE | FS4BE-042KA | AC | Split System: Air-Cooled Condensing Unit, Coil with Blower | S4BE-042KA |  | C6B(A,H)-X42(C,U)-C | 12.5 | 15 | Yes | Yes | 2013-03-14 |  | 1
FALSE | S4BE-042KA | 2712 | 5628211 | NUTONE | FS4BE-042KA | AC | Split System: Air-Cooled Condensing Unit, Coil with Blower | S4BE-042KA |  | C7B(A,H)M03648(C,U)-C+TXV | 12.5 | 15 | Yes | Yes | 2013-03-14 |  | 1
FALSE | S4BE-042KA | 2712 | 5628212 | NUTONE | FS4BE-042KA | AC | Split System: Air-Cooled Condensing Unit, Coil with Blower | S4BE-042KA |  | C6B(A,H)-X42(C,U)-C | 12.5 | 15 | Yes | Yes | 2013-03-14 |  | 1
FALSE | S4BE-048KA | 2717 | 5628213 | NUTONE | FS4BE-048KA | AC | Split System: Air-Cooled Condensing Unit, Coil with Blower | S4BE-048KA |  | C7B(A,H)M048(C,U)-C+TXV | 12 | 15 | Yes | Yes | 2013-03-14 |  | 0
FALSE | S4BE-048KA | 2717 | 5628214 | NUTONE | FS4BE-048KA | AC | Split System: Air-Cooled Condensing Unit, Coil with Blower | S4BE-048KA |  | C6B(A,H)-X48(C,U)-D | 12 | 15 | Yes | Yes | 2013-03-14 |  | 0
FALSE | S4BE-048KA | 2717 | 5628215 | NUTONE | FS4BE-048KA | AC | Split System: Air-Cooled Condensing Unit, Coil with Blower | S4BE-048KA |  | C7B(A,H)M048(C,U)-D+TXV | 12 | 15 | Yes | Yes | 2013-03-14 |  | 0
FALSE | S4BE-048KA | 2717 | 5628216 | NUTONE | FS4BE-048KA | AC | Split System: Air-Cooled Condensing Unit, Coil with Blower | S4BE-048KA |  | C7B(A,H)M048(C,U)-C+TXV | 12 | 15 | Yes | Yes | 2013-03-14 |  | 0
FALSE | S4BE-048KA | 2717 | 5628217 | NUTONE | FS4BE-048KA | AC | Split System: Air-Cooled Condensing Unit, Coil with Blower | S4BE-048KA |  | C7B(A,H)M048(C,U)-C+TXV | 12 | 15 | Yes | Yes | 2013-03-14 |  | 0
FALSE | S4BE-048KA | 2717 | 5628218 | NUTONE | FS4BE-048KA | AC | Split System: Air-Cooled Condensing Unit, Coil with Blower | S4BE-048KA |  | C7B(A,H)M048(C,U)-D+TXV | 12 | 15 | Yes | Yes | 2013-03-14 |  | 0
FALSE | S4BE-048KA | 2717 | 5628219 | NUTONE | FS4BE-048KA | AC | Split System: Air-Cooled Condensing Unit, Coil with Blower | S4BE-048KA |  | C6B(A,H)-X48(C,U)-C | 12 | 15 | Yes | Yes | 2013-03-14 |  | 0
FALSE | S4BE-048KA | 2717 | 5628220 | NUTONE | FS4BE-048KA | AC | Split System: Air-Cooled Condensing Unit, Coil with Blower | S4BE-048KA |  | C7B(A,H)M048(C,U)-D+TXV | 12 | 15 | Yes | Yes | 2013-03-14 |  | 0
FALSE | S4BE-048KA | 2717 | 5628221 | NUTONE | FS4BE-048KA | AC | Split System: Air-Cooled Condensing Unit, Coil with Blower | S4BE-048KA |  | C6B(A,H)-X48(C,U)-D | 12 | 15 | Yes | Yes | 2013-03-14 |  | 0
FALSE | S4BE-048KA | 2717 | 5628222 | NUTONE | FS4BE-048KA | AC | Split System: Air-Cooled Condensing Unit, Coil with Blower | S4BE-048KA |  | C6B(A,H)-X48(C,U)-C | 12 | 15 | Yes | Yes | 2013-03-14 |  | 0
FALSE | S4BE-048KA | 2717 | 5628223 | NUTONE | FS4BE-048KA | AC | Split System: Air-Cooled Condensing Unit, Coil with Blower | S4BE-048KA |  | C6B(A,H)-X48(C,U)-D | 12 | 15 | Yes | Yes | 2013-03-14 |  | 0
FALSE | S4BE-048KA | 2717 | 5628224 | NUTONE | FS4BE-048KA | AC | Split System: Air-Cooled Condensing Unit, Coil with Blower | S4BE-048KA |  | C6B(A,H)-X48(C,U)-C | 12 | 15 | Yes | Yes | 2013-03-14 |  | 0
FALSE | S4BE-018KA | 2679 | 5628225 | BROAN | FS4BE-018KA | AC | Split System: Air-Cooled Condensing Unit, Coil with Blower | S4BE-018KA |  | C6B(A,H)-X24(C,U)-A | 12.5 | 15 | Yes | Yes | 2013-03-14 |  | 1
FALSE | S4BE-018KA | 2679 | 5628226 | BROAN | FS4BE-018KA | AC | Split System: Air-Cooled Condensing Unit, Coil with Blower | S4BE-018KA |  | C7B(A,H)M01824(C,U)-A+TXV | 12.5 | 15 | Yes | Yes | 2013-03-14 |  | 1
FALSE | S4QE-036KA | 2699 | 5628274 | BROAN | FS4BE-036KA | AC | Split System: Air-Cooled Condensing Unit, Coil with Blower | S4BE-036KA |  | C6B(A,H)-X36(C,U)-C | 12.5 | 15 | Yes | Yes | 2013-03-14 |  | 1
FALSE | S4QE-036KA | 2699 | 5628275 | BROAN | FS4BE-036KA | AC | Split System: Air-Cooled Condensing Unit, Coil with Blower | S4BE-036KA |  | C7B(A,H)M03648(C,U)-C+TXV | 12.5 | 15 | Yes | Yes | 2013-03-14 |  | 1
FALSE | S4QE-036KA | 2699 | 5628276 | BROAN | FS4BE-036KA | AC | Split System: Air-Cooled Condensing Unit, Coil with Blower | S4BE-036KA |  | C7B(A,H)M03642(C,U)-B+TXV | 12.5 | 15 | Yes | Yes | 2013-03-14 |  | 1
FALSE | S4QE-036KA | 2699 | 5628277 | BROAN | FS4BE-036KA | AC | Split System: Air-Cooled Condensing Unit, Coil with Blower | S4BE-036KA |  | C6B(A,H)-X36(C,U)-B | 12.5 | 15 | Yes | Yes | 2013-03-14 |  | 1
FALSE | S4QE-036KA | 2699 | 5628278 | BROAN | FS4BE-036KA | AC | Split System: Air-Cooled Condensing Unit, Coil with Blower | S4BE-036KA |  | C7B(A,H)M03642(C,U)-B+TXV | 12.5 | 15 | Yes | Yes | 2013-03-14 |  | 1
FALSE | S4QE-036KA | 2699 | 5628279 | BROAN | FS4BE-036KA | AC | Split System: Air-Cooled Condensing Unit, Coil with Blower | S4BE-036KA |  | C6B(A,H)-X36(C,U)-C | 12.5 | 15 | Yes | Yes | 2013-03-14 |  | 1
FALSE | S4BE-042KA | 2712 | 5628281 | BROAN | FS4BE-042KA | AC | Split System: Air-Cooled Condensing Unit, Coil with Blower | S4BE-042KA |  | C7B(A,H)M03648(C,U)-C+TXV | 12.5 | 15 | Yes | Yes | 2013-03-14 |  | 1
FALSE | S4BE-042KA | 2712 | 5628282 | BROAN | FS4BE-042KA | AC | Split System: Air-Cooled Condensing Unit, Coil with Blower | S4BE-042KA |  | C7B(A,H)M03648(C,U)-C+TXV | 12.5 | 15 | Yes | Yes | 2013-03-14 |  | 1
FALSE | S4BE-042KA | 2712 | 5628283 | BROAN | FS4BE-042KA | AC | Split System: Air-Cooled Condensing Unit, Coil with Blower | S4BE-042KA |  | C6B(A,H)-X42(C,U)-C | 12.5 | 15 | Yes | Yes | 2013-03-14 |  | 1
FALSE | S4BE-042KA | 2712 | 5628285 | BROAN | FS4BE-042KA | AC | Split System: Air-Cooled Condensing Unit, Coil with Blower | S4BE-042KA |  | C6B(A,H)-X42(C,U)-C | 12.5 | 15 | Yes | Yes | 2013-03-14 |  | 1
FALSE | S4BE-042KA | 2712 | 5628290 | BROAN | FS4BE-042KA | AC | Split System: Air-Cooled Condensing Unit, Coil with Blower | S4BE-042KA |  | C7B(A,H)M03648(C,U)-C+TXV | 12.5 | 15 | Yes | Yes | 2013-03-14 |  | 1
FALSE | S4BE-042KA | 2712 | 5628291 | BROAN | FS4BE-042KA | AC | Split System: Air-Cooled Condensing Unit, Coil with Blower | S4BE-042KA |  | C6B(A,H)-X42(C,U)-C | 12.5 | 15 | Yes | Yes | 2013-03-14 |  | 1
FALSE | S4BE-048KA | 2717 | 5628292 | BROAN | FS4BE-048KA | AC | Split System: Air-Cooled Condensing Unit, Coil with Blower | S4BE-048KA |  | C7B(A,H)M048(C,U)-C+TXV | 12 | 15 | Yes | Yes | 2013-03-14 |  | 0
FALSE | S4BE-048KA | 2717 | 5628293 | BROAN | FS4BE-048KA | AC | Split System: Air-Cooled Condensing Unit, Coil with Blower | S4BE-048KA |  | C6B(A,H)-X48(C,U)-D | 12 | 15 | Yes | Yes | 2013-03-14 |  | 0
FALSE | S4BE-048KA | 2717 | 5628294 | BROAN | FS4BE-048KA | AC | Split System: Air-Cooled Condensing Unit, Coil with Blower | S4BE-048KA |  | C7B(A,H)M048(C,U)-D+TXV | 12 | 15 | Yes | Yes | 2013-03-14 |  | 0
FALSE | S4BE-048KA | 2717 | 5628295 | BROAN | FS4BE-048KA | AC | Split System: Air-Cooled Condensing Unit, Coil with Blower | S4BE-048KA |  | C7B(A,H)M048(C,U)-C+TXV | 12 | 15 | Yes | Yes | 2013-03-14 |  | 0
FALSE | S4BE-048KA | 2717 | 5628296 | BROAN | FS4BE-048KA | AC | Split System: Air-Cooled Condensing Unit, Coil with Blower | S4BE-048KA |  | C7B(A,H)M048(C,U)-C+TXV | 12 | 15 | Yes | Yes | 2013-03-14 |  | 0
FALSE | S4BE-048KA | 2717 | 5628297 | BROAN | FS4BE-048KA | AC | Split System: Air-Cooled Condensing Unit, Coil with Blower | S4BE-048KA |  | C7B(A,H)M048(C,U)-D+TXV | 12 | 15 | Yes | Yes | 2013-03-14 |  | 0
FALSE | S4BE-048KA | 2717 | 5628298 | BROAN | FS4BE-048KA | AC | Split System: Air-Cooled Condensing Unit, Coil with Blower | S4BE-048KA |  | C6B(A,H)-X48(C,U)-C | 12 | 15 | Yes | Yes | 2013-03-14 |  | 0
FALSE | S4QE-024KA | 2681 | 5628246 | BROAN | FS4BE-024KA | AC | Split System: Air-Cooled Condensing Unit, Coil with Blower | S4BE-024KA |  | C7B(A,H)M030(C,U)-C+TXV | 12.5 | 15 | Yes | Yes | 2013-03-14 |  | 1
FALSE | S4QE-024KA | 2681 | 5628247 | BROAN | FS4BE-024KA | AC | Split System: Air-Cooled Condensing Unit, Coil with Blower | S4BE-024KA |  | C6B(A,H)-X24(C,U)-B | 12.5 | 15 | Yes | Yes | 2013-03-14 |  | 1
FALSE | S4QE-024KA | 2681 | 5628248 | BROAN | FS4BE-024KA | AC | Split System: Air-Cooled Condensing Unit, Coil with Blower | S4BE-024KA |  | C7B(A,H)M01824(C,U)-A+TXV | 12.5 | 15 | Yes | Yes | 2013-03-14 |  | 1
FALSE | S4QE-024KA | 2681 | 5628249 | BROAN | FS4BE-024KA | AC | Split System: Air-Cooled Condensing Unit, Coil with Blower | S4BE-024KA |  | C6B(A,H)-X30(C,U)-C+TDR | 12.5 | 15 | Yes | Yes | 2013-03-14 |  | 1
FALSE | S4QE-024KA | 2681 | 5628250 | BROAN | FS4BE-024KA | AC | Split System: Air-Cooled Condensing Unit, Coil with Blower | S4BE-024KA |  | C7B(A,H)M01824(C,U)-B+TXV | 12.5 | 15 | Yes | Yes | 2013-03-14 |  | 1
FALSE | S4QE-024KA | 2681 | 5628251 | BROAN | FS4BE-024KA | AC | Split System: Air-Cooled Condensing Unit, Coil with Blower | S4BE-024KA |  | C6B(A,H)-X24(C,U)-B | 12.5 | 15 | Yes | Yes | 2013-03-14 |  | 1
FALSE | S4QE-030KA | 2694 | 5628252 | BROAN | FS4BE-030KA | AC | Split System: Air-Cooled Condensing Unit, Coil with Blower | S4BE-030KA |  | C7B(A,H)M030(C,U)-C+TXV | 12.5 | 15 | Yes | Yes | 2013-03-14 |  | 1
FALSE | S4QE-030KA | 2694 | 5628253 | BROAN | FS4BE-030KA | AC | Split System: Air-Cooled Condensing Unit, Coil with Blower | S4BE-030KA |  | C6B(A,H)-X30(C,U)-B | 12.5 | 15 | Yes | Yes | 2013-03-14 |  | 1
FALSE | S4QE-030KA | 2694 | 5628254 | BROAN | FS4BE-030KA | AC | Split System: Air-Cooled Condensing Unit, Coil with Blower | S4BE-030KA |  | C7B(A,H)M03036(C,U)-A+TXV | 12.5 | 15 | Yes | Yes | 2013-03-14 |  | 1
FALSE | S4QE-030KA | 2694 | 5628255 | BROAN | FS4BE-030KA | AC | Split System: Air-Cooled Condensing Unit, Coil with Blower | S4BE-030KA |  | C6B(A,H)-X30(C,U)-A | 12.5 | 15 | Yes | Yes | 2013-03-14 |  | 1
FALSE | S4QE-030KA | 2694 | 5628256 | BROAN | FS4BE-030KA | AC | Split System: Air-Cooled Condensing Unit, Coil with Blower | S4BE-030KA |  | C7B(A,H)M03036(C,U)-B+TXV | 12.5 | 15 | Yes | Yes | 2013-03-14 |  | 1
FALSE | S4QE-030KA | 2694 | 5628257 | BROAN | FS4BE-030KA | AC | Split System: Air-Cooled Condensing Unit, Coil with Blower | S4BE-030KA |  | C7B(A,H)M03036(C,U)-B+TXV | 12.5 | 15 | Yes | Yes | 2013-03-14 |  | 1
FALSE | S4QE-030KA | 2694 | 5628258 | BROAN | FS4BE-030KA | AC | Split System: Air-Cooled Condensing Unit, Coil with Blower | S4BE-030KA |  | C7B(A,H)M03036(C,U)-A+TXV | 12.5 | 15 | Yes | Yes | 2013-03-14 |  | 1
FALSE | S4QE-030KA | 2694 | 5628259 | BROAN | FS4BE-030KA | AC | Split System: Air-Cooled Condensing Unit, Coil with Blower | S4BE-030KA |  | C6B(A,H)-X30(C,U)-C | 12.5 | 15 | Yes | Yes | 2013-03-14 |  | 1
FALSE | S4QE-030KA | 2694 | 5628260 | BROAN | FS4BE-030KA | AC | Split System: Air-Cooled Condensing Unit, Coil with Blower | S4BE-030KA |  | C6B(A,H)-X30(C,U)-B | 12.5 | 15 | Yes | Yes | 2013-03-14 |  | 1
FALSE | S4QE-030KA | 2694 | 5628261 | BROAN | FS4BE-030KA | AC | Split System: Air-Cooled Condensing Unit, Coil with Blower | S4BE-030KA |  | C6B(A,H)-X30(C,U)-C | 12.5 | 15 | Yes | Yes | 2013-03-14 |  | 1
FALSE | S4QE-030KA | 2694 | 5628262 | BROAN | FS4BE-030KA | AC | Split System: Air-Cooled Condensing Unit, Coil with Blower | S4BE-030KA |  | C6B(A,H)-X30(C,U)-A | 12.5 | 15 | Yes | Yes | 2013-03-14 |  | 1
FALSE | S4QE-030KA | 2694 | 5628263 | BROAN | FS4BE-030KA | AC | Split System: Air-Cooled Condensing Unit, Coil with Blower | S4BE-030KA |  | C7B(A,H)M030(C,U)-C+TXV | 12.5 | 15 | Yes | Yes | 2013-03-14 |  | 1
FALSE | S4QE-030KA | 2694 | 5628264 | BROAN | FS4BE-030KA | AC | Split System: Air-Cooled Condensing Unit, Coil with Blower | S4BE-030KA |  | C6B(A,H)-X30(C,U)-B | 12.5 | 15 | Yes | Yes | 2013-03-14 |  | 1
FALSE | S4QE-030KA | 2694 | 5628265 | BROAN | FS4BE-030KA | AC | Split System: Air-Cooled Condensing Unit, Coil with Blower | S4BE-030KA |  | C7B(A,H)M03036(C,U)-B+TXV | 12.5 | 15 | Yes | Yes | 2013-03-14 |  | 1
FALSE | S4QE-030KA | 2694 | 5628266 | BROAN | FS4BE-030KA | AC | Split System: Air-Cooled Condensing Unit, Coil with Blower | S4BE-030KA |  | C7B(A,H)M030(C,U)-C+TXV | 12.5 | 15 | Yes | Yes | 2013-03-14 |  | 1
FALSE | S4QE-030KA | 2694 | 5628267 | BROAN | FS4BE-030KA | AC | Split System: Air-Cooled Condensing Unit, Coil with Blower | S4BE-030KA |  | C6B(A,H)-X30(C,U)-C | 12.5 | 15 | Yes | Yes | 2013-03-14 |  | 1
FALSE | S4QE-036KA | 2699 | 5628268 | BROAN | FS4BE-036KA | AC | Split System: Air-Cooled Condensing Unit, Coil with Blower | S4BE-036KA |  | C7B(A,H)M03648(C,U)-C+TXV | 12.5 | 15 | Yes | Yes | 2013-03-14 |  | 1
FALSE | S4QE-036KA | 2699 | 5628269 | BROAN | FS4BE-036KA | AC | Split System: Air-Cooled Condensing Unit, Coil with Blower | S4BE-036KA |  | C7B(A,H)M03648(C,U)-C+TXV | 12.5 | 15 | Yes | Yes | 2013-03-14 |  | 1
FALSE | S4QE-036KA | 2699 | 5628270 | BROAN | FS4BE-036KA | AC | Split System: Air-Cooled Condensing Unit, Coil with Blower | S4BE-036KA |  | C6B(A,H)-X36(C,U)-C | 12.5 | 15 | Yes | Yes | 2013-03-14 |  | 1
FALSE | S4QE-036KA | 2699 | 5628271 | BROAN | FS4BE-036KA | AC | Split System: Air-Cooled Condensing Unit, Coil with Blower | S4BE-036KA |  | C6B(A,H)-X36(C,U)-B | 12.5 | 15 | Yes | Yes | 2013-03-14 |  | 1
FALSE | S4QE-036KA | 2699 | 5628272 | BROAN | FS4BE-036KA | AC | Split System: Air-Cooled Condensing Unit, Coil with Blower | S4BE-036KA |  | C7B(A,H)M03642(C,U)-B+TXV | 12.5 | 15 | Yes | Yes | 2013-03-14 |  | 1
FALSE | S4QE-036KA | 2699 | 5628273 | BROAN | FS4BE-036KA | AC | Split System: Air-Cooled Condensing Unit, Coil with Blower | S4BE-036KA |  | C6B(A,H)-X36(C,U)-B | 12.5 | 15 | Yes | Yes | 2013-03-14 |  | 1
FALSE | S4BE-048KA | 2717 | 5628299 | BROAN | FS4BE-048KA | AC | Split System: Air-Cooled Condensing Unit, Coil with Blower | S4BE-048KA |  | C7B(A,H)M048(C,U)-D+TXV | 12 | 15 | Yes | Yes | 2013-03-14 |  | 0
FALSE | S4BE-048KA | 2717 | 5628300 | BROAN | FS4BE-048KA | AC | Split System: Air-Cooled Condensing Unit, Coil with Blower | S4BE-048KA |  | C6B(A,H)-X48(C,U)-D | 12 | 15 | Yes | Yes | 2013-03-14 |  | 0
FALSE | S4BE-048KA | 2717 | 5628301 | BROAN | FS4BE-048KA | AC | Split System: Air-Cooled Condensing Unit, Coil with Blower | S4BE-048KA |  | C6B(A,H)-X48(C,U)-C | 12 | 15 | Yes | Yes | 2013-03-14 |  | 0
FALSE | S4BE-048KA | 2717 | 5628302 | BROAN | FS4BE-048KA | AC | Split System: Air-Cooled Condensing Unit, Coil with Blower | S4BE-048KA |  | C6B(A,H)-X48(C,U)-D | 12 | 15 | Yes | Yes | 2013-03-14 |  | 0
FALSE | S4BE-048KA | 2717 | 5628303 | BROAN | FS4BE-048KA | AC | Split System: Air-Cooled Condensing Unit, Coil with Blower | S4BE-048KA |  | C6B(A,H)-X48(C,U)-C | 12 | 15 | Yes | Yes | 2013-03-14 |  | 0
FALSE | S4BE-018KA | 2679 | 5628304 | MAYTAG | MSA4BE018KA | AC | Split System: Air-Cooled Condensing Unit, Coil with Blower | S4BE-018KA |  | C6B(A,H)-X24(C,U)-A | 12.5 | 15 | Yes | Yes | 2013-03-14 |  | 1
FALSE | S4BE-018KA | 2679 | 5628305 | MAYTAG | MSA4BE018KA | AC | Split System: Air-Cooled Condensing Unit, Coil with Blower | S4BE-018KA |  | C7B(A,H)M01824(C,U)-A+TXV | 12.5 | 15 | Yes | Yes | 2013-03-14 |  | 1
FALSE | S4BE-018KA | 2679 | 5628306 | MAYTAG | MSA4BE018KA | AC | Split System: Air-Cooled Condensing Unit, Coil with Blower | S4BE-018KA |  | C6B(A,H)-X24(C,U)-A | 12.5 | 15 | Yes | Yes | 2013-03-14 |  | 1
FALSE | S4BE-018KA | 2679 | 5628307 | MAYTAG | MSA4BE018KA | AC | Split System: Air-Cooled Condensing Unit, Coil with Blower | S4BE-018KA |  | C7B(A,H)M01824(C,U)-A+TXV | 12.5 | 15 | Yes | Yes | 2013-03-14 |  | 1
FALSE | S4BE-018KA | 2679 | 5628308 | MAYTAG | MSA4BE018KA | AC | Split System: Air-Cooled Condensing Unit, Coil with Blower | S4BE-018KA |  | C7B(A,H)M01824(C,U)-B+TXV | 12.5 | 15 | Yes | Yes | 2013-03-14 |  | 1
FALSE | S4BE-018KA | 2679 | 5628309 | MAYTAG | MSA4BE018KA | AC | Split System: Air-Cooled Condensing Unit, Coil with Blower | S4BE-018KA |  | C7B(A,H)M01824(C,U)-B+TXV | 12.5 | 15 | Yes | Yes | 2013-03-14 |  | 1
FALSE | S4BE-018KA | 2679 | 5628310 | MAYTAG | MSA4BE018KA | AC | Split System: Air-Cooled Condensing Unit, Coil with Blower | S4BE-018KA |  | C6B(A,H)-X24(C,U)-B | 12.5 | 15 | Yes | Yes | 2013-03-14 |  | 1
FALSE | S4BE-018KA | 2679 | 5628311 | MAYTAG | MSA4BE018KA | AC | Split System: Air-Cooled Condensing Unit, Coil with Blower | S4BE-018KA |  | C6B(A,H)-X24(C,U)-B | 12.5 | 15 | Yes | Yes | 2013-03-14 |  | 1
FALSE | S4QE-024KA | 2681 | 5628312 | MAYTAG | MSA4BE024KA | AC | Split System: Air-Cooled Condensing Unit, Coil with Blower | S4BE-024KA |  | C6B(A,H)-X30(C,U)-C+TDR | 12.5 | 15 | Yes | Yes | 2013-03-14 |  | 1
FALSE | S4QE-024KA | 2681 | 5628313 | MAYTAG | MSA4BE024KA | AC | Split System: Air-Cooled Condensing Unit, Coil with Blower | S4BE-024KA |  | C7B(A,H)M01824(C,U)-B+TXV | 12.5 | 15 | Yes | Yes | 2013-03-14 |  | 1
FALSE | S4QE-024KA | 2681 | 5628314 | MAYTAG | MSA4BE024KA | AC | Split System: Air-Cooled Condensing Unit, Coil with Blower | S4BE-024KA |  | C7B(A,H)M030(C,U)-C+TXV | 12.5 | 15 | Yes | Yes | 2013-03-14 |  | 1
FALSE | S4QE-024KA | 2681 | 5628315 | MAYTAG | MSA4BE024KA | AC | Split System: Air-Cooled Condensing Unit, Coil with Blower | S4BE-024KA |  | C7B(A,H)M030(C,U)-C+TXV | 12.5 | 15 | Yes | Yes | 2013-03-14 |  | 1
FALSE | S4QE-024KA | 2681 | 5628316 | MAYTAG | MSA4BE024KA | AC | Split System: Air-Cooled Condensing Unit, Coil with Blower | S4BE-024KA |  | C6B(A,H)-X24(C,U)-A | 12.5 | 15 | Yes | Yes | 2013-03-14 |  | 1
FALSE | S4QE-024KA | 2681 | 5628317 | MAYTAG | MSA4BE024KA | AC | Split System: Air-Cooled Condensing Unit, Coil with Blower | S4BE-024KA |  | C7B(A,H)M01824(C,U)-B+TXV | 12.5 | 15 | Yes | Yes | 2013-03-14 |  | 1
FALSE | S4QE-024KA | 2681 | 5628318 | MAYTAG | MSA4BE024KA | AC | Split System: Air-Cooled Condensing Unit, Coil with Blower | S4BE-024KA |  | C6B(A,H)-X24(C,U)-A | 12.5 | 15 | Yes | Yes | 2013-03-14 |  | 1
FALSE | S4QE-024KA | 2681 | 5628319 | MAYTAG | MSA4BE024KA | AC | Split System: Air-Cooled Condensing Unit, Coil with Blower | S4BE-024KA |  | C7B(A,H)M01824(C,U)-A+TXV | 12.5 | 15 | Yes | Yes | 2013-03-14 |  | 1
FALSE | S4QE-024KA | 2681 | 5628320 | MAYTAG | MSA4BE024KA | AC | Split System: Air-Cooled Condensing Unit, Coil with Blower | S4BE-024KA |  | C7B(A,H)M030(C,U)-C+TXV | 12.5 | 15 | Yes | Yes | 2013-03-14 |  | 1
FALSE | S4QE-024KA | 2681 | 5628321 | MAYTAG | MSA4BE024KA | AC | Split System: Air-Cooled Condensing Unit, Coil with Blower | S4BE-024KA |  | C6B(A,H)-X24(C,U)-B | 12.5 | 15 | Yes | Yes | 2013-03-14 |  | 1
FALSE | S4QE-024KA | 2681 | 5628322 | MAYTAG | MSA4BE024KA | AC | Split System: Air-Cooled Condensing Unit, Coil with Blower | S4BE-024KA |  | C7B(A,H)M01824(C,U)-A+TXV | 12.5 | 15 | Yes | Yes | 2013-03-14 |  | 1
FALSE | S4QE-024KA | 2681 | 5628323 | MAYTAG | MSA4BE024KA | AC | Split System: Air-Cooled Condensing Unit, Coil with Blower | S4BE-024KA |  | C6B(A,H)-X30(C,U)-C+TDR | 12.5 | 15 | Yes | Yes | 2013-03-14 |  | 1
FALSE | S4QE-024KA | 2681 | 5628324 | MAYTAG | MSA4BE024KA | AC | Split System: Air-Cooled Condensing Unit, Coil with Blower | S4BE-024KA |  | C6B(A,H)-X24(C,U)-B | 12.5 | 15 | Yes | Yes | 2013-03-14 |  | 1
FALSE | S4QE-030KA | 2694 | 5628325 | MAYTAG | MSA4BE030KA | AC | Split System: Air-Cooled Condensing Unit, Coil with Blower | S4BE-030KA |  | C7B(A,H)M030(C,U)-C+TXV | 12.5 | 15 | Yes | Yes | 2013-03-14 |  | 1
FALSE | S4QE-030KA | 2694 | 5628326 | MAYTAG | MSA4BE030KA | AC | Split System: Air-Cooled Condensing Unit, Coil with Blower | S4BE-030KA |  | C7B(A,H)M03036(C,U)-A+TXV | 12.5 | 15 | Yes | Yes | 2013-03-14 |  | 1
FALSE | S4QE-030KA | 2694 | 5628378 | MAYTAG | CSA4BE030KA | AC | Split System: Air-Cooled Condensing Unit, Coil with Blower | S4BE-030KA |  | C6B(A,H)-X30(C,U)-B | 12.5 | 15 | Yes | Yes | 2013-03-14 |  | 1
FALSE | S4QE-030KA | 2694 | 5628379 | MAYTAG | CSA4BE030KA | AC | Split System: Air-Cooled Condensing Unit, Coil with Blower | S4BE-030KA |  | C7B(A,H)M03036(C,U)-A+TXV | 12.5 | 15 | Yes | Yes | 2013-03-14 |  | 1
FALSE | S4QE-030KA | 2694 | 5628380 | MAYTAG | CSA4BE030KA | AC | Split System: Air-Cooled Condensing Unit, Coil with Blower | S4BE-030KA |  | C6B(A,H)-X30(C,U)-A | 12.5 | 15 | Yes | Yes | 2013-03-14 |  | 1
FALSE | S4QE-030KA | 2694 | 5628381 | MAYTAG | CSA4BE030KA | AC | Split System: Air-Cooled Condensing Unit, Coil with Blower | S4BE-030KA |  | C7B(A,H)M03036(C,U)-B+TXV | 12.5 | 15 | Yes | Yes | 2013-03-14 |  | 1
FALSE | S4QE-030KA | 2694 | 5628382 | MAYTAG | CSA4BE030KA | AC | Split System: Air-Cooled Condensing Unit, Coil with Blower | S4BE-030KA |  | C6B(A,H)-X30(C,U)-C | 12.5 | 15 | Yes | Yes | 2013-03-14 |  | 1
FALSE | S4QE-030KA | 2694 | 5628383 | MAYTAG | CSA4BE030KA | AC | Split System: Air-Cooled Condensing Unit, Coil with Blower | S4BE-030KA |  | C7B(A,H)M030(C,U)-C+TXV | 12.5 | 15 | Yes | Yes | 2013-03-14 |  | 1
FALSE | S4QE-030KA | 2694 | 5628384 | MAYTAG | CSA4BE030KA | AC | Split System: Air-Cooled Condensing Unit, Coil with Blower | S4BE-030KA |  | C6B(A,H)-X30(C,U)-B | 12.5 | 15 | Yes | Yes | 2013-03-14 |  | 1
FALSE | S4QE-030KA | 2694 | 5628385 | MAYTAG | CSA4BE030KA | AC | Split System: Air-Cooled Condensing Unit, Coil with Blower | S4BE-030KA |  | C7B(A,H)M03036(C,U)-B+TXV | 12.5 | 15 | Yes | Yes | 2013-03-14 |  | 1
FALSE | S4QE-030KA | 2694 | 5628386 | MAYTAG | CSA4BE030KA | AC | Split System: Air-Cooled Condensing Unit, Coil with Blower | S4BE-030KA |  | C7B(A,H)M030(C,U)-C+TXV | 12.5 | 15 | Yes | Yes | 2013-03-14 |  | 1
FALSE | S4QE-030KA | 2694 | 5628387 | MAYTAG | CSA4BE030KA | AC | Split System: Air-Cooled Condensing Unit, Coil with Blower | S4BE-030KA |  | C6B(A,H)-X30(C,U)-C | 12.5 | 15 | Yes | Yes | 2013-03-14 |  | 1
FALSE | S4QE-036KA | 2699 | 5628388 | MAYTAG | CSA4BE036KA | AC | Split System: Air-Cooled Condensing Unit, Coil with Blower | S4BE-036KA |  | C7B(A,H)M03648(C,U)-C+TXV | 12.5 | 15 | Yes | Yes | 2013-03-14 |  | 1
FALSE | S4QE-036KA | 2699 | 5628389 | MAYTAG | CSA4BE036KA | AC | Split System: Air-Cooled Condensing Unit, Coil with Blower | S4BE-036KA |  | C7B(A,H)M03648(C,U)-C+TXV | 12.5 | 15 | Yes | Yes | 2013-03-14 |  | 1
FALSE | S4QE-036KA | 2699 | 5628390 | MAYTAG | CSA4BE036KA | AC | Split System: Air-Cooled Condensing Unit, Coil with Blower | S4BE-036KA |  | C6B(A,H)-X36(C,U)-B | 12.5 | 15 | Yes | Yes | 2013-03-14 |  | 1
FALSE | S4QE-036KA | 2699 | 5628391 | MAYTAG | CSA4BE036KA | AC | Split System: Air-Cooled Condensing Unit, Coil with Blower | S4BE-036KA |  | C7B(A,H)M03642(C,U)-B+TXV | 12.5 | 15 | Yes | Yes | 2013-03-14 |  | 1
FALSE | S4QE-036KA | 2699 | 5628392 | MAYTAG | CSA4BE036KA | AC | Split System: Air-Cooled Condensing Unit, Coil with Blower | S4BE-036KA |  | C6B(A,H)-X36(C,U)-C | 12.5 | 15 | Yes | Yes | 2013-03-14 |  | 1
FALSE | S4QE-036KA | 2699 | 5628393 | MAYTAG | CSA4BE036KA | AC | Split System: Air-Cooled Condensing Unit, Coil with Blower | S4BE-036KA |  | C7B(A,H)M03642(C,U)-B+TXV | 12.5 | 15 | Yes | Yes | 2013-03-14 |  | 1
FALSE | S4QE-036KA | 2699 | 5628394 | MAYTAG | CSA4BE036KA | AC | Split System: Air-Cooled Condensing Unit, Coil with Blower | S4BE-036KA |  | C6B(A,H)-X36(C,U)-B | 12.5 | 15 | Yes | Yes | 2013-03-14 |  | 1
FALSE | S4QE-036KA | 2699 | 5628395 | MAYTAG | CSA4BE036KA | AC | Split System: Air-Cooled Condensing Unit, Coil with Blower | S4BE-036KA |  | C6B(A,H)-X36(C,U)-C | 12.5 | 15 | Yes | Yes | 2013-03-14 |  | 1
FALSE | S4BE-042KA | 2712 | 5628397 | MAYTAG | CSA4BE042KA | AC | Split System: Air-Cooled Condensing Unit, Coil with Blower | S4BE-042KA |  | C7B(A,H)M03648(C,U)-C+TXV | 12.5 | 15 | Yes | Yes | 2013-03-14 |  | 1
FALSE | S4BE-042KA | 2712 | 5628346 | MAYTAG | MSA4BE042KA | AC | Split System: Air-Cooled Condensing Unit, Coil with Blower | S4BE-042KA |  | C6B(A,H)-X42(C,U)-C | 12.5 | 15 | Yes | Yes | 2013-03-14 |  | 1
FALSE | S4BE-042KA | 2712 | 5628351 | MAYTAG | MSA4BE042KA | AC | Split System: Air-Cooled Condensing Unit, Coil with Blower | S4BE-042KA |  | C7B(A,H)M03648(C,U)-C+TXV | 12.5 | 15 | Yes | Yes | 2013-03-14 |  | 1
FALSE | S4BE-042KA | 2712 | 5628352 | MAYTAG | MSA4BE042KA | AC | Split System: Air-Cooled Condensing Unit, Coil with Blower | S4BE-042KA |  | C6B(A,H)-X42(C,U)-C | 12.5 | 15 | Yes | Yes | 2013-03-14 |  | 1
FALSE | S4BE-048KA | 2717 | 5628353 | MAYTAG | MSA4BE048KA | AC | Split System: Air-Cooled Condensing Unit, Coil with Blower | S4BE-048KA |  | C7B(A,H)M048(C,U)-C+TXV | 12 | 15 | Yes | Yes | 2013-03-14 |  | 0
FALSE | S4BE-048KA | 2717 | 5628354 | MAYTAG | MSA4BE048KA | AC | Split System: Air-Cooled Condensing Unit, Coil with Blower | S4BE-048KA |  | C6B(A,H)-X48(C,U)-D | 12 | 15 | Yes | Yes | 2013-03-14 |  | 0
FALSE | S4BE-048KA | 2717 | 5628355 | MAYTAG | MSA4BE048KA | AC | Split System: Air-Cooled Condensing Unit, Coil with Blower | S4BE-048KA |  | C7B(A,H)M048(C,U)-D+TXV | 12 | 15 | Yes | Yes | 2013-03-14 |  | 0
FALSE | S4BE-048KA | 2717 | 5628356 | MAYTAG | MSA4BE048KA | AC | Split System: Air-Cooled Condensing Unit, Coil with Blower | S4BE-048KA |  | C7B(A,H)M048(C,U)-C+TXV | 12 | 15 | Yes | Yes | 2013-03-14 |  | 0
FALSE | S4BE-048KA | 2717 | 5628357 | MAYTAG | MSA4BE048KA | AC | Split System: Air-Cooled Condensing Unit, Coil with Blower | S4BE-048KA |  | C7B(A,H)M048(C,U)-D+TXV | 12 | 15 | Yes | Yes | 2013-03-14 |  | 0
FALSE | S4BE-048KA | 2717 | 5628358 | MAYTAG | MSA4BE048KA | AC | Split System: Air-Cooled Condensing Unit, Coil with Blower | S4BE-048KA |  | C6B(A,H)-X48(C,U)-C | 12 | 15 | Yes | Yes | 2013-03-14 |  | 0
FALSE | S4BE-048KA | 2717 | 5628359 | MAYTAG | MSA4BE048KA | AC | Split System: Air-Cooled Condensing Unit, Coil with Blower | S4BE-048KA |  | C6B(A,H)-X48(C,U)-D | 12 | 15 | Yes | Yes | 2013-03-14 |  | 0
FALSE | S4BE-048KA | 2717 | 5628360 | MAYTAG | MSA4BE048KA | AC | Split System: Air-Cooled Condensing Unit, Coil with Blower | S4BE-048KA |  | C6B(A,H)-X48(C,U)-C | 12 | 15 | Yes | Yes | 2013-03-14 |  | 0
FALSE | S4BE-018KA | 2679 | 5628361 | MAYTAG | CSA4BE018KA | AC | Split System: Air-Cooled Condensing Unit, Coil with Blower | S4BE-018KA |  | C6B(A,H)-X24(C,U)-A | 12.5 | 15 | Yes | Yes | 2013-03-14 |  | 1
FALSE | S4BE-018KA | 2679 | 5628362 | MAYTAG | CSA4BE018KA | AC | Split System: Air-Cooled Condensing Unit, Coil with Blower | S4BE-018KA |  | C7B(A,H)M01824(C,U)-A+TXV | 12.5 | 15 | Yes | Yes | 2013-03-14 |  | 1
FALSE | S4BE-018KA | 2679 | 5628363 | MAYTAG | CSA4BE018KA | AC | Split System: Air-Cooled Condensing Unit, Coil with Blower | S4BE-018KA |  | C6B(A,H)-X24(C,U)-B | 12.5 | 15 | Yes | Yes | 2013-03-14 |  | 1
FALSE | S4BE-018KA | 2679 | 5628364 | MAYTAG | CSA4BE018KA | AC | Split System: Air-Cooled Condensing Unit, Coil with Blower | S4BE-018KA |  | C7B(A,H)M01824(C,U)-B+TXV | 12.5 | 15 | Yes | Yes | 2013-03-14 |  | 1
FALSE | S4BE-018KA | 2679 | 5628365 | MAYTAG | CSA4BE018KA | AC | Split System: Air-Cooled Condensing Unit, Coil with Blower | S4BE-018KA |  | C7B(A,H)M01824(C,U)-B+TXV | 12.5 | 15 | Yes | Yes | 2013-03-14 |  | 1
FALSE | S4BE-018KA | 2679 | 5628366 | MAYTAG | CSA4BE018KA | AC | Split System: Air-Cooled Condensing Unit, Coil with Blower | S4BE-018KA |  | C6B(A,H)-X24(C,U)-B | 12.5 | 15 | Yes | Yes | 2013-03-14 |  | 1
FALSE | S4QE-024KA | 2681 | 5628367 | MAYTAG | CSA4BE024KA | AC | Split System: Air-Cooled Condensing Unit, Coil with Blower | S4BE-024KA |  | C6B(A,H)-X24(C,U)-B | 12.5 | 15 | Yes | Yes | 2013-03-14 |  | 1
FALSE | S4QE-024KA | 2681 | 5628368 | MAYTAG | CSA4BE024KA | AC | Split System: Air-Cooled Condensing Unit, Coil with Blower | S4BE-024KA |  | C6B(A,H)-X30(C,U)-C+TDR | 12.5 | 15 | Yes | Yes | 2013-03-14 |  | 1
FALSE | S4QE-024KA | 2681 | 5628369 | MAYTAG | CSA4BE024KA | AC | Split System: Air-Cooled Condensing Unit, Coil with Blower | S4BE-024KA |  | C7B(A,H)M030(C,U)-C+TXV | 12.5 | 15 | Yes | Yes | 2013-03-14 |  | 1
FALSE | S4QE-024KA | 2681 | 5628370 | MAYTAG | CSA4BE024KA | AC | Split System: Air-Cooled Condensing Unit, Coil with Blower | S4BE-024KA |  | C6B(A,H)-X30(C,U)-C+TDR | 12.5 | 15 | Yes | Yes | 2013-03-14 |  | 1
FALSE | S4QE-024KA | 2681 | 5628371 | MAYTAG | CSA4BE024KA | AC | Split System: Air-Cooled Condensing Unit, Coil with Blower | S4BE-024KA |  | C7B(A,H)M01824(C,U)-B+TXV | 12.5 | 15 | Yes | Yes | 2013-03-14 |  | 1
FALSE | S4QE-024KA | 2681 | 5628372 | MAYTAG | CSA4BE024KA | AC | Split System: Air-Cooled Condensing Unit, Coil with Blower | S4BE-024KA |  | C7B(A,H)M030(C,U)-C+TXV | 12.5 | 15 | Yes | Yes | 2013-03-14 |  | 1
FALSE | S4QE-024KA | 2681 | 5628373 | MAYTAG | CSA4BE024KA | AC | Split System: Air-Cooled Condensing Unit, Coil with Blower | S4BE-024KA |  | C7B(A,H)M030(C,U)-C+TXV | 12.5 | 15 | Yes | Yes | 2013-03-14 |  | 1
FALSE | S4QE-024KA | 2681 | 5628374 | MAYTAG | CSA4BE024KA | AC | Split System: Air-Cooled Condensing Unit, Coil with Blower | S4BE-024KA |  | C6B(A,H)-X24(C,U)-A | 12.5 | 15 | Yes | Yes | 2013-03-14 |  | 1
FALSE | S4QE-024KA | 2681 | 5628375 | MAYTAG | CSA4BE024KA | AC | Split System: Air-Cooled Condensing Unit, Coil with Blower | S4BE-024KA |  | C7B(A,H)M01824(C,U)-A+TXV | 12.5 | 15 | Yes | Yes | 2013-03-14 |  | 1
FALSE | S4QE-024KA | 2681 | 5628376 | MAYTAG | CSA4BE024KA | AC | Split System: Air-Cooled Condensing Unit, Coil with Blower | S4BE-024KA |  | C7B(A,H)M01824(C,U)-B+TXV | 12.5 | 15 | Yes | Yes | 2013-03-14 |  | 1
FALSE | S4QE-024KA | 2681 | 5628377 | MAYTAG | CSA4BE024KA | AC | Split System: Air-Cooled Condensing Unit, Coil with Blower | S4BE-024KA |  | C6B(A,H)-X24(C,U)-B | 12.5 | 15 | Yes | Yes | 2013-03-14 |  | 1
FALSE | S4BE-042KA | 2712 | 5628398 | MAYTAG | CSA4BE042KA | AC | Split System: Air-Cooled Condensing Unit, Coil with Blower | S4BE-042KA |  | C7B(A,H)M03648(C,U)-C+TXV | 12.5 | 15 | Yes | Yes | 2013-03-14 |  | 1
FALSE | S4BE-042KA | 2712 | 5628399 | MAYTAG | CSA4BE042KA | AC | Split System: Air-Cooled Condensing Unit, Coil with Blower | S4BE-042KA |  | C6B(A,H)-X42(C,U)-C | 12.5 | 15 | Yes | Yes | 2013-03-14 |  | 1
FALSE | S4BE-042KA | 2712 | 5628400 | MAYTAG | CSA4BE042KA | AC | Split System: Air-Cooled Condensing Unit, Coil with Blower | S4BE-042KA |  | C6B(A,H)-X42(C,U)-C | 12.5 | 15 | Yes | Yes | 2013-03-14 |  | 1
FALSE | S4BE-048KA | 2717 | 5628404 | MAYTAG | CSA4BE048KA | AC | Split System: Air-Cooled Condensing Unit, Coil with Blower | S4BE-048KA |  | C7B(A,H)M048(C,U)-C+TXV | 12 | 15 | Yes | Yes | 2013-03-14 |  | 0
FALSE | S4BE-048KA | 2717 | 5628405 | MAYTAG | CSA4BE048KA | AC | Split System: Air-Cooled Condensing Unit, Coil with Blower | S4BE-048KA |  | C7B(A,H)M048(C,U)-D+TXV | 12 | 15 | Yes | Yes | 2013-03-14 |  | 0
FALSE | S4BE-048KA | 2717 | 5628406 | MAYTAG | CSA4BE048KA | AC | Split System: Air-Cooled Condensing Unit, Coil with Blower | S4BE-048KA |  | C7B(A,H)M048(C,U)-C+TXV | 12 | 15 | Yes | Yes | 2013-03-14 |  | 0
FALSE | S4BE-048KA | 2717 | 5628407 | MAYTAG | CSA4BE048KA | AC | Split System: Air-Cooled Condensing Unit, Coil with Blower | S4BE-048KA |  | C6B(A,H)-X48(C,U)-C | 12 | 15 | Yes | Yes | 2013-03-14 |  | 0
FALSE | S4BE-048KA | 2717 | 5628408 | MAYTAG | CSA4BE048KA | AC | Split System: Air-Cooled Condensing Unit, Coil with Blower | S4BE-048KA |  | C7B(A,H)M048(C,U)-D+TXV | 12 | 15 | Yes | Yes | 2013-03-14 |  | 0
FALSE | S4BE-048KA | 2717 | 5628409 | MAYTAG | CSA4BE048KA | AC | Split System: Air-Cooled Condensing Unit, Coil with Blower | S4BE-048KA |  | C6B(A,H)-X48(C,U)-D | 12 | 15 | Yes | Yes | 2013-03-14 |  | 0
FALSE | S4BE-048KA | 2717 | 5628410 | MAYTAG | CSA4BE048KA | AC | Split System: Air-Cooled Condensing Unit, Coil with Blower | S4BE-048KA |  | C6B(A,H)-X48(C,U)-C | 12 | 15 | Yes | Yes | 2013-03-14 |  | 0
FALSE | S4BE-048KA | 2717 | 5628411 | MAYTAG | CSA4BE048KA | AC | Split System: Air-Cooled Condensing Unit, Coil with Blower | S4BE-048KA |  | C6B(A,H)-X48(C,U)-D | 12 | 15 | Yes | Yes | 2013-03-14 |  | 0
FALSE | S4BE-018KA | 2679 | 5628412 | MAYTAG | PSA4BE018KA | AC | Split System: Air-Cooled Condensing Unit, Coil with Blower | S4BE-018KA |  | C6B(A,H)-X24(C,U)-A | 12.5 | 15 | Yes | Yes | 2013-03-14 |  | 1
FALSE | S4BE-018KA | 2679 | 5628413 | MAYTAG | PSA4BE018KA | AC | Split System: Air-Cooled Condensing Unit, Coil with Blower | S4BE-018KA |  | C7B(A,H)M01824(C,U)-A+TXV | 12.5 | 15 | Yes | Yes | 2013-03-14 |  | 1
FALSE | S4BE-018KA | 2679 | 5628414 | MAYTAG | PSA4BE018KA | AC | Split System: Air-Cooled Condensing Unit, Coil with Blower | S4BE-018KA |  | C6B(A,H)-X24(C,U)-B | 12.5 | 15 | Yes | Yes | 2013-03-14 |  | 1
FALSE | S4BE-018KA | 2679 | 5628415 | MAYTAG | PSA4BE018KA | AC | Split System: Air-Cooled Condensing Unit, Coil with Blower | S4BE-018KA |  | C7B(A,H)M01824(C,U)-B+TXV | 12.5 | 15 | Yes | Yes | 2013-03-14 |  | 1
FALSE | S4BE-018KA | 2679 | 5628416 | MAYTAG | PSA4BE018KA | AC | Split System: Air-Cooled Condensing Unit, Coil with Blower | S4BE-018KA |  | C7B(A,H)M01824(C,U)-B+TXV | 12.5 | 15 | Yes | Yes | 2013-03-14 |  | 1
FALSE | S4BE-018KA | 2679 | 5628417 | MAYTAG | PSA4BE018KA | AC | Split System: Air-Cooled Condensing Unit, Coil with Blower | S4BE-018KA |  | C6B(A,H)-X24(C,U)-B | 12.5 | 15 | Yes | Yes | 2013-03-14 |  | 1
FALSE | S4QE-024KA | 2681 | 5628418 | MAYTAG | PSA4BE024KA | AC | Split System: Air-Cooled Condensing Unit, Coil with Blower | S4BE-024KA |  | C6B(A,H)-X24(C,U)-B | 12.5 | 15 | Yes | Yes | 2013-03-14 |  | 1
FALSE | S4QE-024KA | 2681 | 5628419 | MAYTAG | PSA4BE024KA | AC | Split System: Air-Cooled Condensing Unit, Coil with Blower | S4BE-024KA |  | C6B(A,H)-X30(C,U)-C+TDR | 12.5 | 15 | Yes | Yes | 2013-03-14 |  | 1
FALSE | S4QE-024KA | 2681 | 5628420 | MAYTAG | PSA4BE024KA | AC | Split System: Air-Cooled Condensing Unit, Coil with Blower | S4BE-024KA |  | C7B(A,H)M030(C,U)-C+TXV | 12.5 | 15 | Yes | Yes | 2013-03-14 |  | 1
FALSE | S4QE-024KA | 2681 | 5628421 | MAYTAG | PSA4BE024KA | AC | Split System: Air-Cooled Condensing Unit, Coil with Blower | S4BE-024KA |  | C6B(A,H)-X30(C,U)-C+TDR | 12.5 | 15 | Yes | Yes | 2013-03-14 |  | 1
FALSE | S4QE-024KA | 2681 | 5628422 | MAYTAG | PSA4BE024KA | AC | Split System: Air-Cooled Condensing Unit, Coil with Blower | S4BE-024KA |  | C7B(A,H)M01824(C,U)-B+TXV | 12.5 | 15 | Yes | Yes | 2013-03-14 |  | 1
FALSE | S4QE-024KA | 2681 | 5628423 | MAYTAG | PSA4BE024KA | AC | Split System: Air-Cooled Condensing Unit, Coil with Blower | S4BE-024KA |  | C7B(A,H)M030(C,U)-C+TXV | 12.5 | 15 | Yes | Yes | 2013-03-14 |  | 1
FALSE | S4QE-024KA | 2681 | 5628424 | MAYTAG | PSA4BE024KA | AC | Split System: Air-Cooled Condensing Unit, Coil with Blower | S4BE-024KA |  | C7B(A,H)M030(C,U)-C+TXV | 12.5 | 15 | Yes | Yes | 2013-03-14 |  | 1
FALSE | S4QE-024KA | 2681 | 5628425 | MAYTAG | PSA4BE024KA | AC | Split System: Air-Cooled Condensing Unit, Coil with Blower | S4BE-024KA |  | C6B(A,H)-X24(C,U)-A | 12.5 | 15 | Yes | Yes | 2013-03-14 |  | 1
FALSE | S4QE-024KA | 2681 | 5628426 | MAYTAG | PSA4BE024KA | AC | Split System: Air-Cooled Condensing Unit, Coil with Blower | S4BE-024KA |  | C7B(A,H)M01824(C,U)-A+TXV | 12.5 | 15 | Yes | Yes | 2013-03-14 |  | 1
FALSE | S4QE-024KA | 2681 | 5628427 | MAYTAG | PSA4BE024KA | AC | Split System: Air-Cooled Condensing Unit, Coil with Blower | S4BE-024KA |  | C7B(A,H)M01824(C,U)-B+TXV | 12.5 | 15 | Yes | Yes | 2013-03-14 |  | 1
FALSE | S4QE-024KA | 2681 | 5628428 | MAYTAG | PSA4BE024KA | AC | Split System: Air-Cooled Condensing Unit, Coil with Blower | S4BE-024KA |  | C6B(A,H)-X24(C,U)-B | 12.5 | 15 | Yes | Yes | 2013-03-14 |  | 1
FALSE | S4BE-042KA | 2712 | 5628478 | AIRTEMP | VS4BE-042KA | AC | Split System: Air-Cooled Condensing Unit, Coil with Blower | S4BE-042KA |  | C7B(A,H)M03648(C,U)-C+TXV | 12.5 | 15 | Yes | Yes | 2013-03-14 |  | 1
FALSE | S4BE-042KA | 2712 | 5628479 | AIRTEMP | VS4BE-042KA | AC | Split System: Air-Cooled Condensing Unit, Coil with Blower | S4BE-042KA |  | C6B(A,H)-X42(C,U)-C | 12.5 | 15 | Yes | Yes | 2013-03-14 |  | 1
FALSE | S4BE-048KA | 2717 | 5628482 | AIRTEMP | VS4BE-048KA | AC | Split System: Air-Cooled Condensing Unit, Coil with Blower | S4BE-048KA |  | C7B(A,H)M048(C,U)-C+TXV | 12 | 15 | Yes | Yes | 2013-03-14 |  | 0
FALSE | S4BE-048KA | 2717 | 5628483 | AIRTEMP | VS4BE-048KA | AC | Split System: Air-Cooled Condensing Unit, Coil with Blower | S4BE-048KA |  | C7B(A,H)M048(C,U)-D+TXV | 12 | 15 | Yes | Yes | 2013-03-14 |  | 0
FALSE | S4BE-048KA | 2717 | 5628484 | AIRTEMP | VS4BE-048KA | AC | Split System: Air-Cooled Condensing Unit, Coil with Blower | S4BE-048KA |  | C6B(A,H)-X48(C,U)-C | 12 | 15 | Yes | Yes | 2013-03-14 |  | 0
FALSE | S4BE-048KA | 2717 | 5628485 | AIRTEMP | VS4BE-048KA | AC | Split System: Air-Cooled Condensing Unit, Coil with Blower | S4BE-048KA |  | C6B(A,H)-X48(C,U)-D | 12 | 15 | Yes | Yes | 2013-03-14 |  | 0
FALSE | 24ANB724A*031 | 4360 | 5629954 | CARRIER AIR CONDITIONING | 24ACB724A**31 | AC | Split System: Air-Cooled Condensing Unit, Coil with Blower | 24ACB724A**31 |  | CNPV*3117A** | 13 | 17 | Yes | Yes | 2013-04-18 |  | 2
FALSE | 24ANB736A*031 | 4364 | 5630520 | CARRIER AIR CONDITIONING | 24ACB736A**31 | AC | Split System: Air-Cooled Condensing Unit, Coil with Blower | 24ACB736A**31 |  | CNPV*4821A** | 13 | 17 | Yes | Yes | 2013-04-18 |  | 2
FALSE | 24ANB748A*031 | 14 | 5631403 | CARRIER AIR CONDITIONING | 24ACB748A**31 | AC | Split System: Air-Cooled Condensing Unit, Coil with Blower | 24ACB748A**31 |  | CNPV*6124A** | 13 | 17 | Yes | Yes | 2013-04-18 |  | 2
FALSE | 24ANB724A*031 | 4360 | 5632362 | CARRIER AIR CONDITIONING | 24ANB724A**31 | AC | Split System: Air-Cooled Condensing Unit, Coil with Blower | 24ANB724A**31 |  | CNPV*3117A** | 13 | 17 | Yes | Yes | 2013-04-18 |  | 2
FALSE | 24ANB724A*031 | 4360 | 5633104 | CARRIER AIR CONDITIONING | 24ANB724C**31 | AC | Split System: Air-Cooled Condensing Unit, Coil with Blower | 24ANB724C**31 |  | CNPV*3117A** | 13 | 17 | Yes | Yes | 2013-04-18 |  | 2
FALSE | 24ANB736A*031 | 4364 | 5633624 | CARRIER AIR CONDITIONING | 24ANB736A**31 | AC | Split System: Air-Cooled Condensing Unit, Coil with Blower | 24ANB736A**31 |  | CNPV*4821A** | 13 | 17 | Yes | Yes | 2013-04-18 |  | 2
FALSE | S4BE-042KA | 2712 | 5628449 | MAYTAG | PSA4BE042KA | AC | Split System: Air-Cooled Condensing Unit, Coil with Blower | S4BE-042KA |  | C7B(A,H)M03648(C,U)-C+TXV | 12.5 | 15 | Yes | Yes | 2013-03-14 |  | 1
FALSE | S4BE-042KA | 2712 | 5628450 | MAYTAG | PSA4BE042KA | AC | Split System: Air-Cooled Condensing Unit, Coil with Blower | S4BE-042KA |  | C6B(A,H)-X42(C,U)-C | 12.5 | 15 | Yes | Yes | 2013-03-14 |  | 1
FALSE | S4BE-042KA | 2712 | 5628451 | MAYTAG | PSA4BE042KA | AC | Split System: Air-Cooled Condensing Unit, Coil with Blower | S4BE-042KA |  | C6B(A,H)-X42(C,U)-C | 12.5 | 15 | Yes | Yes | 2013-03-14 |  | 1
FALSE | S4BE-048KA | 2717 | 5628455 | MAYTAG | PSA4BE048KA | AC | Split System: Air-Cooled Condensing Unit, Coil with Blower | S4BE-048KA |  | C7B(A,H)M048(C,U)-C+TXV | 12 | 15 | Yes | Yes | 2013-03-14 |  | 0
FALSE | S4BE-048KA | 2717 | 5628456 | MAYTAG | PSA4BE048KA | AC | Split System: Air-Cooled Condensing Unit, Coil with Blower | S4BE-048KA |  | C7B(A,H)M048(C,U)-D+TXV | 12 | 15 | Yes | Yes | 2013-03-14 |  | 0
FALSE | S4BE-048KA | 2717 | 5628457 | MAYTAG | PSA4BE048KA | AC | Split System: Air-Cooled Condensing Unit, Coil with Blower | S4BE-048KA |  | C7B(A,H)M048(C,U)-C+TXV | 12 | 15 | Yes | Yes | 2013-03-14 |  | 0
FALSE | S4BE-048KA | 2717 | 5628458 | MAYTAG | PSA4BE048KA | AC | Split System: Air-Cooled Condensing Unit, Coil with Blower | S4BE-048KA |  | C6B(A,H)-X48(C,U)-C | 12 | 15 | Yes | Yes | 2013-03-14 |  | 0
FALSE | S4BE-048KA | 2717 | 5628459 | MAYTAG | PSA4BE048KA | AC | Split System: Air-Cooled Condensing Unit, Coil with Blower | S4BE-048KA |  | C7B(A,H)M048(C,U)-D+TXV | 12 | 15 | Yes | Yes | 2013-03-14 |  | 0
FALSE | S4BE-048KA | 2717 | 5628460 | MAYTAG | PSA4BE048KA | AC | Split System: Air-Cooled Condensing Unit, Coil with Blower | S4BE-048KA |  | C6B(A,H)-X48(C,U)-D | 12 | 15 | Yes | Yes | 2013-03-14 |  | 0
FALSE | S4BE-048KA | 2717 | 5628461 | MAYTAG | PSA4BE048KA | AC | Split System: Air-Cooled Condensing Unit, Coil with Blower | S4BE-048KA |  | C6B(A,H)-X48(C,U)-C | 12 | 15 | Yes | Yes | 2013-03-14 |  | 0
FALSE | S4BE-048KA | 2717 | 5628462 | MAYTAG | PSA4BE048KA | AC | Split System: Air-Cooled Condensing Unit, Coil with Blower | S4BE-048KA |  | C6B(A,H)-X48(C,U)-D | 12 | 15 | Yes | Yes | 2013-03-14 |  | 0
FALSE | S4BE-018KA | 2679 | 5628463 | AIRTEMP | VS4BE-018KA | AC | Split System: Air-Cooled Condensing Unit, Coil with Blower | S4BE-018KA |  | C7B(A,H)M01824(C,U)-B+TXV | 12.5 | 15 | Yes | Yes | 2013-03-14 |  | 1
FALSE | S4BE-018KA | 2679 | 5628464 | AIRTEMP | VS4BE-018KA | AC | Split System: Air-Cooled Condensing Unit, Coil with Blower | S4BE-018KA |  | C6B(A,H)-X24(C,U)-B | 12.5 | 15 | Yes | Yes | 2013-03-14 |  | 1
FALSE | S4QE-024KA | 2681 | 5628465 | AIRTEMP | VS4BE-024KA | AC | Split System: Air-Cooled Condensing Unit, Coil with Blower | S4BE-024KA |  | C6B(A,H)-X30(C,U)-C+TDR | 12.5 | 15 | Yes | Yes | 2013-03-14 |  | 1
FALSE | S4QE-024KA | 2681 | 5628466 | AIRTEMP | VS4BE-024KA | AC | Split System: Air-Cooled Condensing Unit, Coil with Blower | S4BE-024KA |  | C7B(A,H)M01824(C,U)-B+TXV | 12.5 | 15 | Yes | Yes | 2013-03-14 |  | 1
FALSE | S4QE-024KA | 2681 | 5628467 | AIRTEMP | VS4BE-024KA | AC | Split System: Air-Cooled Condensing Unit, Coil with Blower | S4BE-024KA |  | C7B(A,H)M030(C,U)-C+TXV | 12.5 | 15 | Yes | Yes | 2013-03-14 |  | 1
FALSE | S4QE-024KA | 2681 | 5628468 | AIRTEMP | VS4BE-024KA | AC | Split System: Air-Cooled Condensing Unit, Coil with Blower | S4BE-024KA |  | C7B(A,H)M030(C,U)-C+TXV | 12.5 | 15 | Yes | Yes | 2013-03-14 |  | 1
FALSE | S4QE-024KA | 2681 | 5628469 | AIRTEMP | VS4BE-024KA | AC | Split System: Air-Cooled Condensing Unit, Coil with Blower | S4BE-024KA |  | C6B(A,H)-X24(C,U)-B | 12.5 | 15 | Yes | Yes | 2013-03-14 |  | 1
FALSE | S4QE-030KA | 2694 | 5628470 | AIRTEMP | VS4BE-030KA | AC | Split System: Air-Cooled Condensing Unit, Coil with Blower | S4BE-030KA |  | C7B(A,H)M03036(C,U)-B+TXV | 12.5 | 15 | Yes | Yes | 2013-03-14 |  | 1
FALSE | S4QE-030KA | 2694 | 5628471 | AIRTEMP | VS4BE-030KA | AC | Split System: Air-Cooled Condensing Unit, Coil with Blower | S4BE-030KA |  | C7B(A,H)M030(C,U)-C+TXV | 12.5 | 15 | Yes | Yes | 2013-03-14 |  | 1
FALSE | S4QE-030KA | 2694 | 5628472 | AIRTEMP | VS4BE-030KA | AC | Split System: Air-Cooled Condensing Unit, Coil with Blower | S4BE-030KA |  | C6B(A,H)-X30(C,U)-B | 12.5 | 15 | Yes | Yes | 2013-03-14 |  | 1
FALSE | S4QE-030KA | 2694 | 5628473 | AIRTEMP | VS4BE-030KA | AC | Split System: Air-Cooled Condensing Unit, Coil with Blower | S4BE-030KA |  | C6B(A,H)-X30(C,U)-C | 12.5 | 15 | Yes | Yes | 2013-03-14 |  | 1
FALSE | S4QE-036KA | 2699 | 5628474 | AIRTEMP | VS4BE-036KA | AC | Split System: Air-Cooled Condensing Unit, Coil with Blower | S4BE-036KA |  | C7B(A,H)M03648(C,U)-C+TXV | 12.5 | 15 | Yes | Yes | 2013-03-14 |  | 1
FALSE | S4QE-036KA | 2699 | 5628475 | AIRTEMP | VS4BE-036KA | AC | Split System: Air-Cooled Condensing Unit, Coil with Blower | S4BE-036KA |  | C6B(A,H)-X36(C,U)-B | 12.5 | 15 | Yes | Yes | 2013-03-14 |  | 1
FALSE | S4QE-036KA | 2699 | 5628476 | AIRTEMP | VS4BE-036KA | AC | Split System: Air-Cooled Condensing Unit, Coil with Blower | S4BE-036KA |  | C6B(A,H)-X36(C,U)-C | 12.5 | 15 | Yes | Yes | 2013-03-14 |  | 1
FALSE | S4QE-036KA | 2699 | 5628477 | AIRTEMP | VS4BE-036KA | AC | Split System: Air-Cooled Condensing Unit, Coil with Blower | S4BE-036KA |  | C7B(A,H)M03642(C,U)-B+TXV | 12.5 | 15 | Yes | Yes | 2013-03-14 |  | 1
FALSE | 24ANB124A*031 | 10 | 5805085 | CARRIER AIR CONDITIONING | 24ANB124A**31 | AC | Split System: Air-Cooled Condensing Unit, Coil with Blower | 24ANB124A**31 |  | FE5ANB004+UI | 15 | 21 | Yes | Yes | 2013-04-18 |  | 3
FALSE | 24ANB136A*031 | 12 | 5805328 | CARRIER AIR CONDITIONING | 24ANB136A**31 | AC | Split System: Air-Cooled Condensing Unit, Coil with Blower | 24ANB136A**31 |  | FE5ANB004+UI | 14.7 | 20 | Yes | Yes | 2013-04-18 |  | 3
TRUE | CA16NA018****A | 591 | 6375338 | BRYANT HEATING AND COOLING SYSTEMS | CA16NA018****A | AC | Split System: Air-Cooled Condensing Unit, Coil Alone | CA16NA018****A |  | CNPV*1917AL*+TDR | 12 | 14.5 | Yes | Yes | 2014-04-11 |  | 0
TRUE | CA16NA024****A | 597 | 6375624 | BRYANT HEATING AND COOLING SYSTEMS | CA16NA024****A | AC | Split System: Air-Cooled Condensing Unit, Coil Alone | CA16NA024****A |  | CNPV*3117AL*+TDR | 12 | 14.5 | Yes | Yes | 2014-04-11 |  | 0
TRUE | CA16NA030****A | 605 | 6375951 | BRYANT HEATING AND COOLING SYSTEMS | CA16NA030****A | AC | Split System: Air-Cooled Condensing Unit, Coil Alone | CA16NA030****A |  | CNPV*3117AL*+TDR | 12 | 14.5 | Yes | Yes | 2014-04-11 |  | 0
TRUE | CA16NA036****A | 619 | 6376444 | BRYANT HEATING AND COOLING SYSTEMS | CA16NA036****A | AC | Split System: Air-Cooled Condensing Unit, Coil Alone | CA16NA036****A |  | CNPV*3717AL*+TDR | 12 | 14.5 | Yes | Yes | 2014-04-11 |  | 0
TRUE | CA16NA042****A | 630 | 6376933 | BRYANT HEATING AND COOLING SYSTEMS | CA16NA042****A | AC | Split System: Air-Cooled Condensing Unit, Coil Alone | CA16NA042****A |  | CNPV*4324AL*+TDR | 12 | 14.5 | Yes | Yes | 2014-04-11 |  | 0
TRUE | CA16NA048****A | 640 | 6377161 | BRYANT HEATING AND COOLING SYSTEMS | CA16NA048****A | AC | Split System: Air-Cooled Condensing Unit, Coil Alone | CA16NA048****A |  | CAP**6024AL*+TDR | 12.5 | 14.5 | Yes | Yes | 2014-04-11 |  | 0
TRUE | CA16NA060****A | 652 | 6378464 | BRYANT HEATING AND COOLING SYSTEMS | CA16NA060****A | AC | Split System: Air-Cooled Condensing Unit, Coil Alone | CA16NA060****A |  | CNPV*6124AL*+TDR | 12.5 | 15 | Yes | Yes | 2014-04-11 |  | 1
TRUE | CA16NA061****A | 654 | 6378611 | BRYANT HEATING AND COOLING SYSTEMS | CA16NA061****A | AC | Split System: Air-Cooled Condensing Unit, Coil Alone | CA16NA061****A |  | CNPV*6124AL*+TDR | 12 | 14.5 | Yes | Yes | 2014-04-11 |  | 0
FALSE | 24ABC618A*031 | 791 | 6384325 | CARRIER AIR CONDITIONING | 24ABC618A**31 | AC | Split System: Air-Cooled Condensing Unit, Coil Alone | 24ABC618A**31 |  | CNPV*1917AL*+TDR | 12 | 14.5 | Yes | Yes | 2014-04-11 |  | 0
FALSE | 24ABC624A*030 | 807 | 6384552 | CARRIER AIR CONDITIONING | 24ABC624A**30 | AC | Split System: Air-Cooled Condensing Unit, Coil Alone | 24ABC624A**30 |  | CNPV*3117AL*+TDR | 12 | 14.5 | Yes | Yes | 2014-04-11 |  | 0
FALSE | 24ABC630A*030 | 821 | 6384795 | CARRIER AIR CONDITIONING | 24ABC630A**30 | AC | Split System: Air-Cooled Condensing Unit, Coil Alone | 24ABC630A**30 |  | CNPV*3117AL*+TDR | 12 | 14.5 | Yes | Yes | 2014-04-11 |  | 0
FALSE | 24ANB636A*030 | 843 | 6385180 | CARRIER AIR CONDITIONING | 24ABC636A**30 | AC | Split System: Air-Cooled Condensing Unit, Coil Alone | 24ABC636A**30 |  | CNPV*3717AL*+TDR | 12 | 14.5 | Yes | Yes | 2014-04-11 |  | 0
FALSE | CA16NA042*0**A | 856 | 6385573 | CARRIER AIR CONDITIONING | 24ABC642A**30 | AC | Split System: Air-Cooled Condensing Unit, Coil Alone | 24ABC642A**30 |  | CNPV*4324AL*+TDR | 12 | 14.5 | Yes | Yes | 2014-04-11 |  | 0
FALSE | CA16NA048*0**A | 875 | 6385774 | CARRIER AIR CONDITIONING | 24ABC648A**31 | AC | Split System: Air-Cooled Condensing Unit, Coil Alone | 24ABC648A**31 |  | CAP**6024AL*+TDR | 12.5 | 14.5 | Yes | Yes | 2014-04-11 |  | 0
FALSE | CA16NA060*0**A | 893 | 6386234 | CARRIER AIR CONDITIONING | 24ABC660A**30 | AC | Split System: Air-Cooled Condensing Unit, Coil Alone | 24ABC660A**30 |  | CNPV*6124AL*+TDR | 12.5 | 15 | Yes | Yes | 2014-04-11 |  | 1
FALSE | CA16NA061*0**A | 894 | 6386315 | CARRIER AIR CONDITIONING | 24ABC661A**30 | AC | Split System: Air-Cooled Condensing Unit, Coil Alone | 24ABC661A**30 |  | CNPV*6124AL*+TDR | 12 | 14.5 | Yes | Yes | 2014-04-11 |  | 0
FALSE | 24ABC618A*031 | 791 | 6389359 | CARRIER AIR CONDITIONING | 24ACC618A**30 | AC | Split System: Air-Cooled Condensing Unit, Coil Alone | 24ACC618A**30 |  | CNPV*1917AL*+TDR | 12 | 14.5 | Yes | Yes | 2014-04-11 |  | 0
FALSE | 24ABC624A*030 | 807 | 6389553 | CARRIER AIR CONDITIONING | 24ACC624A**30 | AC | Split System: Air-Cooled Condensing Unit, Coil Alone | 24ACC624A**30 |  | CNPV*3117AL*+TDR | 12 | 14.5 | Yes | Yes | 2014-04-11 |  | 0
FALSE | CA16NA060*0**A | 893 | 6408975 | CARRIER AIR CONDITIONING | CA16NA060****A | AC | Split System: Air-Cooled Condensing Unit, Coil Alone | CA16NA060****A |  | CNPV*6124AL*+TDR | 12.5 | 15 | Yes | Yes | 2014-04-11 |  | 1
FALSE | CA16NA061*0**A | 894 | 6409159 | CARRIER AIR CONDITIONING | CA16NA061****A | AC | Split System: Air-Cooled Condensing Unit, Coil Alone | CA16NA061****A |  | CNPV*6124AL*+TDR | 12 | 14.5 | Yes | Yes | 2014-04-11 |  | 0
TRUE | HSA636GKA* | 1930 | 6410722 | HEIL | HSA636GKA* | AC | Split System: Air-Cooled Condensing Unit, Coil Alone | HSA636GKA* |  | EN(A,D)4X37L17**+TDR | 12 | 14.5 | Yes | Yes | 2014-04-11 |  | 0
TRUE | HXA618GKA* | 1890 | 6412067 | HEIL | HXA618GKA* | AC | Split System: Air-Cooled Condensing Unit, Coil Alone | HXA618GKA* |  | EN(A,D)4X19L17**+TDR | 12 | 14.5 | Yes | Yes | 2014-04-11 |  | 0
TRUE | NXA618GKA* | 1884 | 6421208 | HEIL | NXA618GKA* | AC | Split System: Air-Cooled Condensing Unit, Coil Alone | NXA618GKA* |  | EN(A,D)4X19L17**+TDR | 12 | 14.5 | Yes | Yes | 2014-04-11 |  | 0
TRUE | NXA624GKA* | 1899 | 6421850 | HEIL | NXA624GKA* | AC | Split System: Air-Cooled Condensing Unit, Coil Alone | NXA624GKA* |  | EN(A,D)4X31L17**+TDR | 12 | 14.5 | Yes | Yes | 2014-04-11 |  | 0
TRUE | NXA630GKA* | 1912 | 6422563 | HEIL | NXA630GKA* | AC | Split System: Air-Cooled Condensing Unit, Coil Alone | NXA630GKA* |  | EN(A,D)4X31L17**+TDR | 12 | 14.5 | Yes | Yes | 2014-04-11 |  | 0
TRUE | NXA636GKA* | 1931 | 6423551 | HEIL | NXA636GKA* | AC | Split System: Air-Cooled Condensing Unit, Coil Alone | NXA636GKA* |  | EN(A,D)4X37L17**+TDR | 12 | 14.5 | Yes | Yes | 2014-04-11 |  | 0
TRUE | NXA642GKA* | 1943 | 6424602 | HEIL | NXA642GKA* | AC | Split System: Air-Cooled Condensing Unit, Coil Alone | NXA642GKA* |  | EN(A,D)4X43L24**+TDR | 12 | 14.5 | Yes | Yes | 2014-04-11 |  | 0
FALSE | 24ABC630A*030 | 821 | 6783283 | BRYANT HEATING AND COOLING SYSTEMS | BA16NA030****A | AC | Split System: Air-Cooled Condensing Unit, Coil Alone | AC.038.001.0301.001 |  | CNPV*3117AL*+TDR | 12 | 14.5 | Yes | Yes | 2014-04-11 |  | 0
FALSE | CA16NA036*0**A | 844 | 6784067 | BRYANT HEATING AND COOLING SYSTEMS | BA16NA036****A | AC | Split System: Air-Cooled Condensing Unit, Coil Alone | AC.102.001.0302.002 |  | CNPV*3717AL*+TDR | 12 | 14.5 | Yes | Yes | 2014-04-11 |  | 0
FALSE | CA16NA042*0**A | 856 | 6784589 | BRYANT HEATING AND COOLING SYSTEMS | BA16NA042****A | AC | Split System: Air-Cooled Condensing Unit, Coil Alone | AC.108.001.0402.002 |  | CNPV*4324AL*+TDR | 12 | 14.5 | Yes | Yes | 2014-04-11 |  | 0
FALSE | CA16NA048*0**A | 875 | 6785057 | BRYANT HEATING AND COOLING SYSTEMS | BA16NA048****A | AC | Split System: Air-Cooled Condensing Unit, Coil Alone | AC.050.001.0402.002 |  | CAP**6024AL*+TDR | 12.5 | 14.5 | Yes | Yes | 2014-04-11 |  | 0
FALSE | CA16NA060*0**A | 893 | 6785656 | BRYANT HEATING AND COOLING SYSTEMS | BA16NA060****A | AC | Split System: Air-Cooled Condensing Unit, Coil Alone | AC.061.001.0202.002 |  | CNPV*6124AL*+TDR | 12.5 | 15 | Yes | Yes | 2014-04-11 |  | 1
FALSE | CA16NA061*0**A | 894 | 6785779 | BRYANT HEATING AND COOLING SYSTEMS | BA16NA061****A | AC | Split System: Air-Cooled Condensing Unit, Coil Alone | AC.063.001.0402.002 |  | CNPV*6124AL*+TDR | 12 | 14.5 | Yes | Yes | 2014-04-11 |  | 0
FALSE | CA16NA018*0**A | 796 | 6537724 | AIRQUEST | HSA618GKA* | AC | Split System: Air-Cooled Condensing Unit, Coil Alone | AC.026.001.0216.016 |  | CNPV*1917AL*+TDR | 12.2 | 14.5 | Yes | Yes | 2014-04-11 |  | 0
FALSE | CA16NA018*0**A | 796 | 6574374 | ARCOAIRE | HSA618GKA* | AC | Split System: Air-Cooled Condensing Unit, Coil Alone | AC.026.001.0216.016 |  | CNPV*1917AL*+TDR | 12.2 | 14.5 | Yes | Yes | 2014-04-11 |  | 0
FALSE | CA16NA018*0**A | 796 | 6612186 | COMFORTMAKER | CSA618GKA* | AC | Split System: Air-Cooled Condensing Unit, Coil Alone | AC.026.001.0216.016 |  | CNPV*1917AL*+TDR | 12.2 | 14.5 | Yes | Yes | 2014-04-11 |  | 0
FALSE | CA16NA018*0**A | 796 | 6612283 | DAY & NIGHT | CSA618GKA* | AC | Split System: Air-Cooled Condensing Unit, Coil Alone | AC.026.001.0216.016 |  | CNPV*1917AL*+TDR | 12.2 | 14.5 | Yes | Yes | 2014-04-11 |  | 0
FALSE | CA16NA018*0**A | 796 | 6612391 | KEEPRITE | CSA618GKA* | AC | Split System: Air-Cooled Condensing Unit, Coil Alone | AC.026.001.0216.016 |  | CNPV*1917AL*+TDR | 12.2 | 14.5 | Yes | Yes | 2014-04-11 |  | 0
FALSE | CA16NA018*0**A | 796 | 6612488 | KENMORE | (C,H,T)SA618GKA* | AC | Split System: Air-Cooled Condensing Unit, Coil Alone | AC.026.001.0216.016 |  | CNPV*1917AL*+TDR | 12.2 | 14.5 | Yes | Yes | 2014-04-11 |  | 0
FALSE | CA16NA018*0**A | 796 | 6612594 | TEMPSTAR | TSA618GKA* | AC | Split System: Air-Cooled Condensing Unit, Coil Alone | AC.026.001.0216.016 |  | CNPV*1917AL*+TDR | 12.2 | 14.5 | Yes | Yes | 2014-04-11 |  | 0
FALSE | 24ABC624A*030 | 807 | 6538043 | AIRQUEST | HSA624GKA* | AC | Split System: Air-Cooled Condensing Unit, Coil Alone | AC.033.001.0116.016 |  | CNPV*3117AL*+TDR | 12 | 14.5 | Yes | Yes | 2014-04-11 |  | 0
FALSE | 24ABC624A*030 | 807 | 6574693 | ARCOAIRE | HSA624GKA* | AC | Split System: Air-Cooled Condensing Unit, Coil Alone | AC.033.001.0116.016 |  | CNPV*3117AL*+TDR | 12 | 14.5 | Yes | Yes | 2014-04-11 |  | 0
FALSE | 24ABC624A*030 | 807 | 6612187 | COMFORTMAKER | CSA624GKA* | AC | Split System: Air-Cooled Condensing Unit, Coil Alone | AC.033.001.0116.016 |  | CNPV*3117AL*+TDR | 12 | 14.5 | Yes | Yes | 2014-04-11 |  | 0
FALSE | 24ABC624A*030 | 807 | 6612284 | DAY & NIGHT | CSA624GKA* | AC | Split System: Air-Cooled Condensing Unit, Coil Alone | AC.033.001.0116.016 |  | CNPV*3117AL*+TDR | 12 | 14.5 | Yes | Yes | 2014-04-11 |  | 0
FALSE | 24ABC624A*030 | 807 | 6612392 | KEEPRITE | CSA624GKA* | AC | Split System: Air-Cooled Condensing Unit, Coil Alone | AC.033.001.0116.016 |  | CNPV*3117AL*+TDR | 12 | 14.5 | Yes | Yes | 2014-04-11 |  | 0
FALSE | 24ABC624A*030 | 807 | 6612489 | KENMORE | (C,H,T)SA624GKA* | AC | Split System: Air-Cooled Condensing Unit, Coil Alone | AC.033.001.0116.016 |  | CNPV*3117AL*+TDR | 12 | 14.5 | Yes | Yes | 2014-04-11 |  | 0
FALSE | 24ABC624A*030 | 807 | 6612595 | TEMPSTAR | TSA624GKA* | AC | Split System: Air-Cooled Condensing Unit, Coil Alone | AC.033.001.0116.016 |  | CNPV*3117AL*+TDR | 12 | 14.5 | Yes | Yes | 2014-04-11 |  | 0
FALSE | 24ABC630A*030 | 821 | 6538418 | AIRQUEST | HSA630GKA* | AC | Split System: Air-Cooled Condensing Unit, Coil Alone | AC.037.001.0116.016 |  | CNPV*3117AL*+TDR | 12 | 14.5 | Yes | Yes | 2014-04-11 |  | 0
FALSE | 24ABC630A*030 | 821 | 6575068 | ARCOAIRE | HSA630GKA* | AC | Split System: Air-Cooled Condensing Unit, Coil Alone | AC.037.001.0116.016 |  | CNPV*3117AL*+TDR | 12 | 14.5 | Yes | Yes | 2014-04-11 |  | 0
FALSE | 24ABC630A*030 | 821 | 6612188 | COMFORTMAKER | CSA630GKA* | AC | Split System: Air-Cooled Condensing Unit, Coil Alone | AC.037.001.0116.016 |  | CNPV*3117AL*+TDR | 12 | 14.5 | Yes | Yes | 2014-04-11 |  | 0
FALSE | 24ABC630A*030 | 821 | 6612285 | DAY & NIGHT | CSA630GKA* | AC | Split System: Air-Cooled Condensing Unit, Coil Alone | AC.037.001.0116.016 |  | CNPV*3117AL*+TDR | 12 | 14.5 | Yes | Yes | 2014-04-11 |  | 0
FALSE | 24ABC630A*030 | 821 | 6612393 | KEEPRITE | CSA630GKA* | AC | Split System: Air-Cooled Condensing Unit, Coil Alone | AC.037.001.0116.016 |  | CNPV*3117AL*+TDR | 12 | 14.5 | Yes | Yes | 2014-04-11 |  | 0
FALSE | 24ABC630A*030 | 821 | 6612490 | KENMORE | (C,H,T)SA630GKA* | AC | Split System: Air-Cooled Condensing Unit, Coil Alone | AC.037.001.0116.016 |  | CNPV*3117AL*+TDR | 12 | 14.5 | Yes | Yes | 2014-04-11 |  | 0
FALSE | 24ABC630A*030 | 821 | 6612596 | TEMPSTAR | TSA630GKA* | AC | Split System: Air-Cooled Condensing Unit, Coil Alone | AC.037.001.0116.016 |  | CNPV*3117AL*+TDR | 12 | 14.5 | Yes | Yes | 2014-04-11 |  | 0
FALSE | 24ANB636A*030 | 843 | 6538932 | AIRQUEST | HSA636GKA* | AC | Split System: Air-Cooled Condensing Unit, Coil Alone | AC.100.001.0116.016 |  | CNPV*3717AL*+TDR | 12 | 14.5 | Yes | Yes | 2014-04-11 |  | 0
FALSE | 24ANB636A*030 | 843 | 6575582 | ARCOAIRE | HSA636GKA* | AC | Split System: Air-Cooled Condensing Unit, Coil Alone | AC.100.001.0116.016 |  | CNPV*3717AL*+TDR | 12 | 14.5 | Yes | Yes | 2014-04-11 |  | 0
FALSE | 24ANB636A*030 | 843 | 6612189 | COMFORTMAKER | CSA636GKA* | AC | Split System: Air-Cooled Condensing Unit, Coil Alone | AC.100.001.0116.016 |  | CNPV*3717AL*+TDR | 12 | 14.5 | Yes | Yes | 2014-04-11 |  | 0
FALSE | 24ANB636A*030 | 843 | 6612286 | DAY & NIGHT | CSA636GKA* | AC | Split System: Air-Cooled Condensing Unit, Coil Alone | AC.100.001.0116.016 |  | CNPV*3717AL*+TDR | 12 | 14.5 | Yes | Yes | 2014-04-11 |  | 0
FALSE | 24ANB636A*030 | 843 | 6612394 | KEEPRITE | CSA636GKA* | AC | Split System: Air-Cooled Condensing Unit, Coil Alone | AC.100.001.0116.016 |  | CNPV*3717AL*+TDR | 12 | 14.5 | Yes | Yes | 2014-04-11 |  | 0
FALSE | 24ANB636A*030 | 843 | 6612491 | KENMORE | (C,H,T)SA636GKA* | AC | Split System: Air-Cooled Condensing Unit, Coil Alone | AC.100.001.0116.016 |  | CNPV*3717AL*+TDR | 12 | 14.5 | Yes | Yes | 2014-04-11 |  | 0
FALSE | 24ANB636A*030 | 843 | 6612597 | TEMPSTAR | TSA636GKA* | AC | Split System: Air-Cooled Condensing Unit, Coil Alone | AC.100.001.0116.016 |  | CNPV*3717AL*+TDR | 12 | 14.5 | Yes | Yes | 2014-04-11 |  | 0
FALSE | CA16NA042*0**A | 856 | 6542559 | AIRQUEST | HSA642GKA* | AC | Split System: Air-Cooled Condensing Unit, Coil Alone | AC.109.001.0116.016 |  | CNPV*4324AL*+TDR | 12 | 14.5 | Yes | Yes | 2014-04-11 |  | 0
FALSE | CA16NA042*0**A | 856 | 6576155 | ARCOAIRE | HSA642GKA* | AC | Split System: Air-Cooled Condensing Unit, Coil Alone | AC.109.001.0116.016 |  | CNPV*4324AL*+TDR | 12 | 14.5 | Yes | Yes | 2014-04-11 |  | 0
FALSE | CA16NA042*0**A | 856 | 6612190 | COMFORTMAKER | CSA642GKA* | AC | Split System: Air-Cooled Condensing Unit, Coil Alone | AC.109.001.0116.016 |  | CNPV*4324AL*+TDR | 12 | 14.5 | Yes | Yes | 2014-04-11 |  | 0
FALSE | CA16NA042*0**A | 856 | 6612287 | DAY & NIGHT | CSA642GKA* | AC | Split System: Air-Cooled Condensing Unit, Coil Alone | AC.109.001.0116.016 |  | CNPV*4324AL*+TDR | 12 | 14.5 | Yes | Yes | 2014-04-11 |  | 0
FALSE | CA16NA042*0**A | 856 | 6612395 | KEEPRITE | CSA642GKA* | AC | Split System: Air-Cooled Condensing Unit, Coil Alone | AC.109.001.0116.016 |  | CNPV*4324AL*+TDR | 12 | 14.5 | Yes | Yes | 2014-04-11 |  | 0
FALSE | CA16NA042*0**A | 856 | 6612492 | KENMORE | (C,H,T)SA642GKA* | AC | Split System: Air-Cooled Condensing Unit, Coil Alone | AC.109.001.0116.016 |  | CNPV*4324AL*+TDR | 12 | 14.5 | Yes | Yes | 2014-04-11 |  | 0
FALSE | CA16NA042*0**A | 856 | 6612598 | TEMPSTAR | TSA642GKA* | AC | Split System: Air-Cooled Condensing Unit, Coil Alone | AC.109.001.0116.016 |  | CNPV*4324AL*+TDR | 12 | 14.5 | Yes | Yes | 2014-04-11 |  | 0
FALSE | CA16NA048*0**A | 875 | 6542996 | AIRQUEST | HSA648GKA* | AC | Split System: Air-Cooled Condensing Unit, Coil Alone | AC.049.001.0116.016 |  | CNPV*6124AL*+TDR | 12.5 | 14.5 | Yes | Yes | 2014-04-11 |  | 0
FALSE | CA16NA048*0**A | 875 | 6576592 | ARCOAIRE | HSA648GKA* | AC | Split System: Air-Cooled Condensing Unit, Coil Alone | AC.049.001.0116.016 |  | CNPV*6124AL*+TDR | 12.5 | 14.5 | Yes | Yes | 2014-04-11 |  | 0
FALSE | CA16NA048*0**A | 875 | 6612191 | COMFORTMAKER | CSA648GKA* | AC | Split System: Air-Cooled Condensing Unit, Coil Alone | AC.049.001.0116.016 |  | CNPV*6124AL*+TDR | 12.5 | 14.5 | Yes | Yes | 2014-04-11 |  | 0
FALSE | CA16NA042*0**A | 856 | 6612605 | TEMPSTAR | TXA642GKA* | AC | Split System: Air-Cooled Condensing Unit, Coil Alone | AC.108.001.0203.003 |  | CNPV*4324AL*+TDR | 12 | 14.5 | Yes | Yes | 2014-04-11 |  | 0
FALSE | CA16NA048*0**A | 875 | 6545312 | AIRQUEST | HXA648GKA* | AC | Split System: Air-Cooled Condensing Unit, Coil Alone | AC.050.001.0203.003 |  | ED*4X60LAL+TDR | 12 | 14.5 | Yes | Yes | 2014-04-11 |  | 0
FALSE | CA16NA048*0**A | 875 | 6579296 | ARCOAIRE | HXA648GKA* | AC | Split System: Air-Cooled Condensing Unit, Coil Alone | AC.050.001.0203.003 |  | ED*4X60LAL+TDR | 12 | 14.5 | Yes | Yes | 2014-04-11 |  | 0
FALSE | CA16NA048*0**A | 875 | 6612198 | COMFORTMAKER | CXA648GKA* | AC | Split System: Air-Cooled Condensing Unit, Coil Alone | AC.050.001.0203.003 |  | ED*4X60LAL+TDR | 12 | 14.5 | Yes | Yes | 2014-04-11 |  | 0
FALSE | CA16NA048*0**A | 875 | 6612295 | DAY & NIGHT | CXA648GKA* | AC | Split System: Air-Cooled Condensing Unit, Coil Alone | AC.050.001.0203.003 |  | ED*4X60LAL+TDR | 12 | 14.5 | Yes | Yes | 2014-04-11 |  | 0
FALSE | CA16NA048*0**A | 875 | 6612403 | KEEPRITE | CXA648GKA* | AC | Split System: Air-Cooled Condensing Unit, Coil Alone | AC.050.001.0203.003 |  | ED*4X60LAL+TDR | 12 | 14.5 | Yes | Yes | 2014-04-11 |  | 0
FALSE | CA16NA048*0**A | 875 | 6612500 | KENMORE | (C,H,T)XA648GKA* | AC | Split System: Air-Cooled Condensing Unit, Coil Alone | AC.050.001.0203.003 |  | ED*4X60LAL+TDR | 12 | 14.5 | Yes | Yes | 2014-04-11 |  | 0
FALSE | CA16NA048*0**A | 875 | 6612606 | TEMPSTAR | TXA648GKA* | AC | Split System: Air-Cooled Condensing Unit, Coil Alone | AC.050.001.0203.003 |  | ED*4X60LAL+TDR | 12 | 14.5 | Yes | Yes | 2014-04-11 |  | 0
FALSE | CA16NA060*0**A | 893 | 6579807 | ARCOAIRE | HXA660GKA* | AC | Split System: Air-Cooled Condensing Unit, Coil Alone | AC.062.001.0216.016 |  | CNPV*6124AL*+TDR | 12 | 14.5 | Yes | Yes | 2014-04-11 |  | 0
FALSE | CA16NA060*0**A | 893 | 6612100 | AIRQUEST | HXA660GKA* | AC | Split System: Air-Cooled Condensing Unit, Coil Alone | AC.062.001.0216.016 |  | CNPV*6124AL*+TDR | 12 | 14.5 | Yes | Yes | 2014-04-11 |  | 0
FALSE | CA16NA060*0**A | 893 | 6612200 | COMFORTMAKER | CXA660GKA* | AC | Split System: Air-Cooled Condensing Unit, Coil Alone | AC.062.001.0216.016 |  | CNPV*6124AL*+TDR | 12 | 14.5 | Yes | Yes | 2014-04-11 |  | 0
FALSE | CA16NA060*0**A | 893 | 6612297 | DAY & NIGHT | CXA660GKA* | AC | Split System: Air-Cooled Condensing Unit, Coil Alone | AC.062.001.0216.016 |  | CNPV*6124AL*+TDR | 12 | 14.5 | Yes | Yes | 2014-04-11 |  | 0
FALSE | CA16NA060*0**A | 893 | 6612405 | KEEPRITE | CXA660GKA* | AC | Split System: Air-Cooled Condensing Unit, Coil Alone | AC.062.001.0216.016 |  | CNPV*6124AL*+TDR | 12 | 14.5 | Yes | Yes | 2014-04-11 |  | 0
FALSE | CA16NA060*0**A | 893 | 6612502 | KENMORE | (C,H,T)XA660GKA* | AC | Split System: Air-Cooled Condensing Unit, Coil Alone | AC.062.001.0216.016 |  | CNPV*6124AL*+TDR | 12 | 14.5 | Yes | Yes | 2014-04-11 |  | 0
FALSE | CA16NA060*0**A | 893 | 6612608 | TEMPSTAR | TXA660GKA* | AC | Split System: Air-Cooled Condensing Unit, Coil Alone | AC.062.001.0216.016 |  | CNPV*6124AL*+TDR | 12 | 14.5 | Yes | Yes | 2014-04-11 |  | 0
FALSE | CA16NA061*0**A | 894 | 6579886 | ARCOAIRE | HXA661GKA* | AC | Split System: Air-Cooled Condensing Unit, Coil Alone | AC.063.001.0203.003 |  | CNPV*6124AL*+TDR | 12 | 14.5 | Yes | Yes | 2014-04-11 |  | 0
FALSE | CA16NA061*0**A | 894 | 6612101 | AIRQUEST | HXA661GKA* | AC | Split System: Air-Cooled Condensing Unit, Coil Alone | AC.063.001.0203.003 |  | CNPV*6124AL*+TDR | 12 | 14.5 | Yes | Yes | 2014-04-11 |  | 0
FALSE | CA16NA061*0**A | 894 | 6612201 | COMFORTMAKER | CXA661GKA* | AC | Split System: Air-Cooled Condensing Unit, Coil Alone | AC.063.001.0203.003 |  | CNPV*6124AL*+TDR | 12 | 14.5 | Yes | Yes | 2014-04-11 |  | 0
FALSE | 24ABC624A*030 | 807 | 6543651 | AIRQUEST | HXA624GKA* | AC | Split System: Air-Cooled Condensing Unit, Coil Alone | AC.034.001.0316.016 |  | CNPV*3117AL*+TDR | 12 | 14.5 | Yes | Yes | 2014-04-11 |  | 0
FALSE | 24ABC624A*030 | 807 | 6577247 | ARCOAIRE | HXA624GKA* | AC | Split System: Air-Cooled Condensing Unit, Coil Alone | AC.034.001.0316.016 |  | CNPV*3117AL*+TDR | 12 | 14.5 | Yes | Yes | 2014-04-11 |  | 0
FALSE | 24ABC624A*030 | 807 | 6612194 | COMFORTMAKER | CXA624GKA* | AC | Split System: Air-Cooled Condensing Unit, Coil Alone | AC.034.001.0316.016 |  | CNPV*3117AL*+TDR | 12 | 14.5 | Yes | Yes | 2014-04-11 |  | 0
FALSE | 24ABC624A*030 | 807 | 6612291 | DAY & NIGHT | CXA624GKA* | AC | Split System: Air-Cooled Condensing Unit, Coil Alone | AC.034.001.0316.016 |  | CNPV*3117AL*+TDR | 12 | 14.5 | Yes | Yes | 2014-04-11 |  | 0
FALSE | 24ABC624A*030 | 807 | 6612399 | KEEPRITE | CXA624GKA* | AC | Split System: Air-Cooled Condensing Unit, Coil Alone | AC.034.001.0316.016 |  | CNPV*3117AL*+TDR | 12 | 14.5 | Yes | Yes | 2014-04-11 |  | 0
FALSE | 24ABC624A*030 | 807 | 6612496 | KENMORE | (C,H,T)XA624GKA* | AC | Split System: Air-Cooled Condensing Unit, Coil Alone | AC.034.001.0316.016 |  | CNPV*3117AL*+TDR | 12 | 14.5 | Yes | Yes | 2014-04-11 |  | 0
FALSE | 24ABC624A*030 | 807 | 6612602 | TEMPSTAR | TXA624GKA* | AC | Split System: Air-Cooled Condensing Unit, Coil Alone | AC.034.001.0316.016 |  | CNPV*3117AL*+TDR | 12 | 14.5 | Yes | Yes | 2014-04-11 |  | 0
FALSE | 24ABC630A*030 | 821 | 6543985 | AIRQUEST | HXA630GKA* | AC | Split System: Air-Cooled Condensing Unit, Coil Alone | AC.038.001.0416.016 |  | CNPV*3117AL*+TDR | 12 | 14.5 | Yes | Yes | 2014-04-11 |  | 0
FALSE | 24ABC630A*030 | 821 | 6577605 | ARCOAIRE | HXA630GKA* | AC | Split System: Air-Cooled Condensing Unit, Coil Alone | AC.038.001.0416.016 |  | CNPV*3117AL*+TDR | 12 | 14.5 | Yes | Yes | 2014-04-11 |  | 0
FALSE | 24ABC630A*030 | 821 | 6612195 | COMFORTMAKER | CXA630GKA* | AC | Split System: Air-Cooled Condensing Unit, Coil Alone | AC.038.001.0416.016 |  | CNPV*3117AL*+TDR | 12 | 14.5 | Yes | Yes | 2014-04-11 |  | 0
FALSE | 24ABC630A*030 | 821 | 6612292 | DAY & NIGHT | CXA630GKA* | AC | Split System: Air-Cooled Condensing Unit, Coil Alone | AC.038.001.0416.016 |  | CNPV*3117AL*+TDR | 12 | 14.5 | Yes | Yes | 2014-04-11 |  | 0
FALSE | 24ABC630A*030 | 821 | 6612400 | KEEPRITE | CXA630GKA* | AC | Split System: Air-Cooled Condensing Unit, Coil Alone | AC.038.001.0416.016 |  | CNPV*3117AL*+TDR | 12 | 14.5 | Yes | Yes | 2014-04-11 |  | 0
FALSE | 24ABC630A*030 | 821 | 6612497 | KENMORE | (C,H,T)XA630GKA* | AC | Split System: Air-Cooled Condensing Unit, Coil Alone | AC.038.001.0416.016 |  | CNPV*3117AL*+TDR | 12 | 14.5 | Yes | Yes | 2014-04-11 |  | 0
FALSE | 24ABC630A*030 | 821 | 6612603 | TEMPSTAR | TXA630GKA* | AC | Split System: Air-Cooled Condensing Unit, Coil Alone | AC.038.001.0416.016 |  | CNPV*3117AL*+TDR | 12 | 14.5 | Yes | Yes | 2014-04-11 |  | 0
FALSE | CA16NA036*0**A | 844 | 6544478 | AIRQUEST | HXA636GKA* | AC | Split System: Air-Cooled Condensing Unit, Coil Alone | AC.102.001.0416.016 |  | CNPV*3717AL*+TDR | 12 | 14.5 | Yes | Yes | 2014-04-11 |  | 0
FALSE | CA16NA036*0**A | 844 | 6578098 | ARCOAIRE | HXA636GKA* | AC | Split System: Air-Cooled Condensing Unit, Coil Alone | AC.102.001.0416.016 |  | CNPV*3717AL*+TDR | 12 | 14.5 | Yes | Yes | 2014-04-11 |  | 0
FALSE | CA16NA036*0**A | 844 | 6612196 | COMFORTMAKER | CXA636GKA* | AC | Split System: Air-Cooled Condensing Unit, Coil Alone | AC.102.001.0416.016 |  | CNPV*3717AL*+TDR | 12 | 14.5 | Yes | Yes | 2014-04-11 |  | 0
FALSE | CA16NA036*0**A | 844 | 6612293 | DAY & NIGHT | CXA636GKA* | AC | Split System: Air-Cooled Condensing Unit, Coil Alone | AC.102.001.0416.016 |  | CNPV*3717AL*+TDR | 12 | 14.5 | Yes | Yes | 2014-04-11 |  | 0
FALSE | CA16NA036*0**A | 844 | 6612401 | KEEPRITE | CXA636GKA* | AC | Split System: Air-Cooled Condensing Unit, Coil Alone | AC.102.001.0416.016 |  | CNPV*3717AL*+TDR | 12 | 14.5 | Yes | Yes | 2014-04-11 |  | 0
FALSE | CA16NA036*0**A | 844 | 6612498 | KENMORE | (C,H,T)XA636GKA* | AC | Split System: Air-Cooled Condensing Unit, Coil Alone | AC.102.001.0416.016 |  | CNPV*3717AL*+TDR | 12 | 14.5 | Yes | Yes | 2014-04-11 |  | 0
FALSE | CA16NA036*0**A | 844 | 6612604 | TEMPSTAR | TXA636GKA* | AC | Split System: Air-Cooled Condensing Unit, Coil Alone | AC.102.001.0416.016 |  | CNPV*3717AL*+TDR | 12 | 14.5 | Yes | Yes | 2014-04-11 |  | 0
FALSE | CA16NA042*0**A | 856 | 6545000 | AIRQUEST | HXA642GKA* | AC | Split System: Air-Cooled Condensing Unit, Coil Alone | AC.108.001.0203.003 |  | CNPV*4324AL*+TDR | 12 | 14.5 | Yes | Yes | 2014-04-11 |  | 0
FALSE | CA16NA042*0**A | 856 | 6578620 | ARCOAIRE | HXA642GKA* | AC | Split System: Air-Cooled Condensing Unit, Coil Alone | AC.108.001.0203.003 |  | CNPV*4324AL*+TDR | 12 | 14.5 | Yes | Yes | 2014-04-11 |  | 0
FALSE | CA16NA042*0**A | 856 | 6612197 | COMFORTMAKER | CXA642GKA* | AC | Split System: Air-Cooled Condensing Unit, Coil Alone | AC.108.001.0203.003 |  | CNPV*4324AL*+TDR | 12 | 14.5 | Yes | Yes | 2014-04-11 |  | 0
FALSE | CA16NA042*0**A | 856 | 6612294 | DAY & NIGHT | CXA642GKA* | AC | Split System: Air-Cooled Condensing Unit, Coil Alone | AC.108.001.0203.003 |  | CNPV*4324AL*+TDR | 12 | 14.5 | Yes | Yes | 2014-04-11 |  | 0
FALSE | CA16NA042*0**A | 856 | 6612402 | KEEPRITE | CXA642GKA* | AC | Split System: Air-Cooled Condensing Unit, Coil Alone | AC.108.001.0203.003 |  | CNPV*4324AL*+TDR | 12 | 14.5 | Yes | Yes | 2014-04-11 |  | 0
FALSE | CA16NA042*0**A | 856 | 6612499 | KENMORE | (C,H,T)XA642GKA* | AC | Split System: Air-Cooled Condensing Unit, Coil Alone | AC.108.001.0203.003 |  | CNPV*4324AL*+TDR | 12 | 14.5 | Yes | Yes | 2014-04-11 |  | 0
FALSE | CA16NA061*0**A | 894 | 6612298 | DAY & NIGHT | CXA661GKA* | AC | Split System: Air-Cooled Condensing Unit, Coil Alone | AC.063.001.0203.003 |  | CNPV*6124AL*+TDR | 12 | 14.5 | Yes | Yes | 2014-04-11 |  | 0
FALSE | CA16NA061*0**A | 894 | 6612406 | KEEPRITE | CXA661GKA* | AC | Split System: Air-Cooled Condensing Unit, Coil Alone | AC.063.001.0203.003 |  | CNPV*6124AL*+TDR | 12 | 14.5 | Yes | Yes | 2014-04-11 |  | 0
FALSE | CA16NA061*0**A | 894 | 6612503 | KENMORE | (C,H,T)XA661GKA* | AC | Split System: Air-Cooled Condensing Unit, Coil Alone | AC.063.001.0203.003 |  | CNPV*6124AL*+TDR | 12 | 14.5 | Yes | Yes | 2014-04-11 |  | 0
FALSE | CA16NA061*0**A | 894 | 6612609 | TEMPSTAR | TXA661GKA* | AC | Split System: Air-Cooled Condensing Unit, Coil Alone | AC.063.001.0203.003 |  | CNPV*6124AL*+TDR | 12 | 14.5 | Yes | Yes | 2014-04-11 |  | 0
FALSE | 24ABC618A*031 | 791 | 6612146 | BRYANT | 116BNA018****B* | AC | Split System: Air-Cooled Condensing Unit, Coil Alone | AC.023.001.0101.001 |  | CNPV*1917AL* | 12 | 14.5 | Yes | Yes | 2014-04-11 |  | 0
FALSE | CA16NA060*0**A | 893 | 6551762 | AIRQUEST | NXA660GKA* | AC | Split System: Air-Cooled Condensing Unit, Coil Alone | AC.062.001.0216.016 |  | CNPV*6124AL*+TDR | 12 | 14.5 | Yes | Yes | 2014-04-11 |  | 0
FALSE | CA16NA060*0**A | 893 | 6587837 | ARCOAIRE | NXA660GKA* | AC | Split System: Air-Cooled Condensing Unit, Coil Alone | AC.062.001.0216.016 |  | CNPV*6124AL*+TDR | 12 | 14.5 | Yes | Yes | 2014-04-11 |  | 0
FALSE | CA16NA060*0**A | 893 | 6612153 | BRYANT | 116BNA060****A* | AC | Split System: Air-Cooled Condensing Unit, Coil Alone | AC.062.001.0216.016 |  | CNPV*6124AL*+TDR | 12 | 14.5 | Yes | Yes | 2014-04-11 |  | 0
FALSE | CA16NA060*0**A | 893 | 6612240 | COMFORTMAKER | NXA660GKA* | AC | Split System: Air-Cooled Condensing Unit, Coil Alone | AC.062.001.0216.016 |  | CNPV*6124AL*+TDR | 12 | 14.5 | Yes | Yes | 2014-04-11 |  | 0
FALSE | CA16NA060*0**A | 893 | 6612337 | DAY & NIGHT | NXA660GKA* | AC | Split System: Air-Cooled Condensing Unit, Coil Alone | AC.062.001.0216.016 |  | CNPV*6124AL*+TDR | 12 | 14.5 | Yes | Yes | 2014-04-11 |  | 0
FALSE | CA16NA060*0**A | 893 | 6612445 | KEEPRITE | NXA660GKA* | AC | Split System: Air-Cooled Condensing Unit, Coil Alone | AC.062.001.0216.016 |  | CNPV*6124AL*+TDR | 12 | 14.5 | Yes | Yes | 2014-04-11 |  | 0
FALSE | CA16NA060*0**A | 893 | 6612542 | KENMORE | NXA660GKA* | AC | Split System: Air-Cooled Condensing Unit, Coil Alone | AC.062.001.0216.016 |  | CNPV*6124AL*+TDR | 12 | 14.5 | Yes | Yes | 2014-04-11 |  | 0
FALSE | CA16NA060*0**A | 893 | 6612668 | TEMPSTAR | NXA660GKA* | AC | Split System: Air-Cooled Condensing Unit, Coil Alone | AC.062.001.0216.016 |  | CNPV*6124AL*+TDR | 12 | 14.5 | Yes | Yes | 2014-04-11 |  | 0
FALSE | CA16NA061*0**A | 894 | 6551982 | AIRQUEST | NXA661GKA* | AC | Split System: Air-Cooled Condensing Unit, Coil Alone | AC.063.001.0319.019 |  | CNPV*6124AL*+TDR | 12 | 14.5 | Yes | Yes | 2014-04-11 |  | 0
FALSE | CA16NA061*0**A | 894 | 6587971 | ARCOAIRE | NXA661GKA* | AC | Split System: Air-Cooled Condensing Unit, Coil Alone | AC.063.001.0319.019 |  | CNPV*6124AL*+TDR | 12 | 14.5 | Yes | Yes | 2014-04-11 |  | 0
FALSE | CA16NA061*0**A | 894 | 6612154 | BRYANT | 116BNA061****A* | AC | Split System: Air-Cooled Condensing Unit, Coil Alone | AC.063.001.0203.003 |  | CNPV*6124AL* | 12 | 14.5 | Yes | Yes | 2014-04-11 |  | 0
FALSE | CA16NA061*0**A | 894 | 6612241 | COMFORTMAKER | NXA661GKA* | AC | Split System: Air-Cooled Condensing Unit, Coil Alone | AC.063.001.0319.019 |  | CNPV*6124AL*+TDR | 12 | 14.5 | Yes | Yes | 2014-04-11 |  | 0
FALSE | CA16NA061*0**A | 894 | 6612338 | DAY & NIGHT | NXA661GKA* | AC | Split System: Air-Cooled Condensing Unit, Coil Alone | AC.063.001.0319.019 |  | CNPV*6124AL*+TDR | 12 | 14.5 | Yes | Yes | 2014-04-11 |  | 0
FALSE | CA16NA061*0**A | 894 | 6612446 | KEEPRITE | NXA661GKA* | AC | Split System: Air-Cooled Condensing Unit, Coil Alone | AC.063.001.0319.019 |  | CNPV*6124AL*+TDR | 12 | 14.5 | Yes | Yes | 2014-04-11 |  | 0
FALSE | CA16NA061*0**A | 894 | 6612543 | KENMORE | NXA661GKA* | AC | Split System: Air-Cooled Condensing Unit, Coil Alone | AC.063.001.0319.019 |  | CNPV*6124AL*+TDR | 12 | 14.5 | Yes | Yes | 2014-04-11 |  | 0
FALSE | CA16NA061*0**A | 894 | 6612669 | TEMPSTAR | NXA661GKA* | AC | Split System: Air-Cooled Condensing Unit, Coil Alone | AC.063.001.0319.019 |  | CNPV*6124AL*+TDR | 12 | 14.5 | Yes | Yes | 2014-04-11 |  | 0
TRUE | CZH03612 | 4590 | 6993588 | YORK BY JOHNSON CONTROLS | CZH03612 | AC | Split System: Air-Cooled Condensing Unit, Coil with Blower | CZH03612 |  | FC/MC62D+MV12D+TXV | 14.25 | 18.5 | Yes | Yes | 2014-04-14 |  | 3
TRUE | CZH04812 | 4591 | 6993589 | YORK BY JOHNSON CONTROLS | CZH04812 | AC | Split System: Air-Cooled Condensing Unit, Coil with Blower | CZH04812 |  | FC/MC62D+MV20D+TXV | 13 | 17 | Yes | Yes | 2014-04-14 |  | 2
TRUE | CZH06012 | 4592 | 6993590 | YORK BY JOHNSON CONTROLS | CZH06012 | AC | Split System: Air-Cooled Condensing Unit, Coil with Blower | CZH06012 |  | FC/MC62D+MV20D+TXV | 12 | 16 | Yes | Yes | 2014-04-14 |  | 0
FALSE | 24ANB636A*030 | 843 | 6612149 | BRYANT | 116BNA036****A* | AC | Split System: Air-Cooled Condensing Unit, Coil Alone | AC.098.001.0101.001 |  | CNPV*3717AL* | 12 | 14.5 | Yes | Yes | 2014-04-11 |  | 0
FALSE | CA16NA036*0**A | 844 | 6612236 | COMFORTMAKER | NXA636GKA* | AC | Split System: Air-Cooled Condensing Unit, Coil Alone | AC.102.001.0211.011 |  | CNPV*3717AL*+TDR | 12 | 14.5 | Yes | Yes | 2014-04-11 |  | 0
FALSE | CA16NA036*0**A | 844 | 6612333 | DAY & NIGHT | NXA636GKA* | AC | Split System: Air-Cooled Condensing Unit, Coil Alone | AC.102.001.0211.011 |  | CNPV*3717AL*+TDR | 12 | 14.5 | Yes | Yes | 2014-04-11 |  | 0
FALSE | CA16NA036*0**A | 844 | 6612441 | KEEPRITE | NXA636GKA* | AC | Split System: Air-Cooled Condensing Unit, Coil Alone | AC.102.001.0211.011 |  | CNPV*3717AL*+TDR | 12 | 14.5 | Yes | Yes | 2014-04-11 |  | 0
FALSE | CA16NA036*0**A | 844 | 6612538 | KENMORE | NXA636GKA* | AC | Split System: Air-Cooled Condensing Unit, Coil Alone | AC.102.001.0211.011 |  | CNPV*3717AL*+TDR | 12 | 14.5 | Yes | Yes | 2014-04-11 |  | 0
FALSE | CA16NA036*0**A | 844 | 6612664 | TEMPSTAR | NXA636GKA* | AC | Split System: Air-Cooled Condensing Unit, Coil Alone | AC.102.001.0211.011 |  | CNPV*3717AL*+TDR | 12 | 14.5 | Yes | Yes | 2014-04-11 |  | 0
FALSE | CA16NA042*0**A | 856 | 6555683 | AIRQUEST | NXA642GKA* | AC | Split System: Air-Cooled Condensing Unit, Coil Alone | AC.108.001.0319.019 |  | CNPV*4324AL*+TDR | 12 | 14.5 | Yes | Yes | 2014-04-11 |  | 0
FALSE | CA16NA042*0**A | 856 | 6586905 | ARCOAIRE | NXA642GKA* | AC | Split System: Air-Cooled Condensing Unit, Coil Alone | AC.108.001.0319.019 |  | CNPV*4324AL*+TDR | 12 | 14.5 | Yes | Yes | 2014-04-11 |  | 0
FALSE | CA16NA042*0**A | 856 | 6612150 | BRYANT | 116BNA042****A* | AC | Split System: Air-Cooled Condensing Unit, Coil Alone | AC.108.001.0319.019 |  | CNPV*4324AL* | 12 | 14.5 | Yes | Yes | 2014-04-11 |  | 0
FALSE | CA16NA042*0**A | 856 | 6612237 | COMFORTMAKER | NXA642GKA* | AC | Split System: Air-Cooled Condensing Unit, Coil Alone | AC.108.001.0319.019 |  | CNPV*4324AL*+TDR | 12 | 14.5 | Yes | Yes | 2014-04-11 |  | 0
FALSE | CA16NA042*0**A | 856 | 6612334 | DAY & NIGHT | NXA642GKA* | AC | Split System: Air-Cooled Condensing Unit, Coil Alone | AC.108.001.0319.019 |  | CNPV*4324AL*+TDR | 12 | 14.5 | Yes | Yes | 2014-04-11 |  | 0
FALSE | CA16NA042*0**A | 856 | 6612442 | KEEPRITE | NXA642GKA* | AC | Split System: Air-Cooled Condensing Unit, Coil Alone | AC.108.001.0319.019 |  | CNPV*4324AL*+TDR | 12 | 14.5 | Yes | Yes | 2014-04-11 |  | 0
FALSE | CA16NA042*0**A | 856 | 6612539 | KENMORE | NXA642GKA* | AC | Split System: Air-Cooled Condensing Unit, Coil Alone | AC.108.001.0319.019 |  | CNPV*4324AL*+TDR | 12 | 14.5 | Yes | Yes | 2014-04-11 |  | 0
FALSE | CA16NA042*0**A | 856 | 6612665 | TEMPSTAR | NXA642GKA* | AC | Split System: Air-Cooled Condensing Unit, Coil Alone | AC.108.001.0319.019 |  | CNPV*4324AL*+TDR | 12 | 14.5 | Yes | Yes | 2014-04-11 |  | 0
FALSE | CA16NA048*0**A | 875 | 6556006 | AIRQUEST | NXA648GKA* | AC | Split System: Air-Cooled Condensing Unit, Coil Alone | AC.050.001.0319.019 |  | ED*4X60LAL+TDR | 12 | 14.5 | Yes | Yes | 2014-04-11 |  | 0
FALSE | CA16NA048*0**A | 875 | 6587227 | ARCOAIRE | NXA648GKA* | AC | Split System: Air-Cooled Condensing Unit, Coil Alone | AC.050.001.0319.019 |  | ED*4X60LAL+TDR | 12 | 14.5 | Yes | Yes | 2014-04-11 |  | 0
FALSE | CA16NA048*0**A | 875 | 6612151 | BRYANT | 116BNA048****B* | AC | Split System: Air-Cooled Condensing Unit, Coil Alone | AC.050.001.0319.019 |  | CAP**6025AL* | 12 | 14.5 | Yes | Yes | 2014-04-11 |  | 0
FALSE | CA16NA048*0**A | 875 | 6612238 | COMFORTMAKER | NXA648GKA* | AC | Split System: Air-Cooled Condensing Unit, Coil Alone | AC.050.001.0319.019 |  | ED*4X60LAL+TDR | 12 | 14.5 | Yes | Yes | 2014-04-11 |  | 0
FALSE | CA16NA048*0**A | 875 | 6612335 | DAY & NIGHT | NXA648GKA* | AC | Split System: Air-Cooled Condensing Unit, Coil Alone | AC.050.001.0319.019 |  | ED*4X60LAL+TDR | 12 | 14.5 | Yes | Yes | 2014-04-11 |  | 0
FALSE | CA16NA048*0**A | 875 | 6612443 | KEEPRITE | NXA648GKA* | AC | Split System: Air-Cooled Condensing Unit, Coil Alone | AC.050.001.0319.019 |  | ED*4X60LAL+TDR | 12 | 14.5 | Yes | Yes | 2014-04-11 |  | 0
FALSE | CA16NA048*0**A | 875 | 6612540 | KENMORE | NXA648GKA* | AC | Split System: Air-Cooled Condensing Unit, Coil Alone | AC.050.001.0319.019 |  | ED*4X60LAL+TDR | 12 | 14.5 | Yes | Yes | 2014-04-11 |  | 0
FALSE | CA16NA048*0**A | 875 | 6612666 | TEMPSTAR | NXA648GKA* | AC | Split System: Air-Cooled Condensing Unit, Coil Alone | AC.050.001.0319.019 |  | ED*4X60LAL+TDR | 12 | 14.5 | Yes | Yes | 2014-04-11 |  | 0
TRUE | CZH02412 | 4589 | 6993587 | YORK BY JOHNSON CONTROLS | CZH02412 | AC | Split System: Air-Cooled Condensing Unit, Coil with Blower | CZH02412 |  | FC/MC48D+MV12D+TXV | 14.5 | 18.25 | Yes | Yes | 2014-04-14 |  | 3
FALSE | S6BF-036K | 2702 | 6528375 | HEAT CONTROLLER, INC. | RSG1636S1E | AC | Split System: Air-Cooled Condensing Unit, Coil with Blower | S6BF-036K |  | C7B(A,H)M03642(C,U)-B+TXV | 13 | 16 | Yes | Yes | 2014-04-18 |  | 2
FALSE | S6BF-036K | 2702 | 6528377 | HEAT CONTROLLER, INC. | RSG1636S1E | AC | Split System: Air-Cooled Condensing Unit, Coil with Blower | S6BF-036K |  | C7B(A,H)M03648(C,U)-C+TXV | 13 | 16 | Yes | Yes | 2014-04-18 |  | 2
TRUE | S4BF-060KC | 4468 | 6936318 | HEAT CONTROLLER, INC. | RSG1660S1E | AC | Split System: Air-Cooled Condensing Unit, Coil with Blower | S4BF-060KC |  | B6VMAX60K-C | 12.5 | 16 | Yes | Yes | 2014-04-18 |  | 1
FALSE | S4BF-060KC | 4468 | 6936319 | HEAT CONTROLLER, INC. | RSG1660S1E | AC | Split System: Air-Cooled Condensing Unit, Coil with Blower | S4BF-060KC |  | C6B(A,H)-X60(C,U)-C | 13 | 16 | Yes | Yes | 2014-04-18 |  | 2
FALSE | S4BF-060KC | 4468 | 6936320 | HEAT CONTROLLER, INC. | RSG1660S1E | AC | Split System: Air-Cooled Condensing Unit, Coil with Blower | S4BF-060KC |  | C6B(A,H)-X60(C,U)-C | 12.5 | 16 | Yes | Yes | 2014-04-18 |  | 1
FALSE | S6QF-042K | 4506 | 6936795 | HEAT CONTROLLER, INC. | RSG1642S1E | AC | Split System: Air-Cooled Condensing Unit, Coil with Blower | S6BF-042K |  | B6VMAX48K-C | 13 | 16 | Yes | Yes | 2014-04-18 |  | 2
FALSE | S6QF-048K | 4466 | 6936796 | HEAT CONTROLLER, INC. | RSG1648S1E | AC | Split System: Air-Cooled Condensing Unit, Coil Alone | S6BF-048K |  | C7B(A,H)M048(C,U)-C+TXV | 12 | 14.5 | Yes | Yes | 2014-04-18 |  | 0
FALSE | S6QF-048K | 4466 | 6936797 | HEAT CONTROLLER, INC. | RSG1648S1E | AC | Split System: Air-Cooled Condensing Unit, Coil with Blower | S6BF-048K |  | B6VMAX48K-C | 13 | 16 | Yes | Yes | 2014-04-18 |  | 2
FALSE | S6QF-042K | 4506 | 6936798 | HEAT CONTROLLER, INC. | RSG1642S1E | AC | Split System: Air-Cooled Condensing Unit, Coil with Blower | S6BF-042K |  | C7B(A,H)M03642(C,U)-B+TXV | 12.5 | 15.5 | Yes | Yes | 2014-04-18 |  | 1
FALSE | S6QF-042K | 4506 | 6936799 | HEAT CONTROLLER, INC. | RSG1642S1E | AC | Split System: Air-Cooled Condensing Unit, Coil with Blower | S6BF-042K |  | C7B(A,H)M03642(C,U)-B+TXV | 12.5 | 15.5 | Yes | Yes | 2014-04-18 |  | 1
FALSE | S6QF-042K | 4506 | 6936800 | HEAT CONTROLLER, INC. | RSG1642S1E | AC | Split System: Air-Cooled Condensing Unit, Coil with Blower | S6BF-042K |  | C7B(A,H)M03648(C,U)-C+TXV | 13 | 16 | Yes | Yes | 2014-04-18 |  | 2
FALSE | S6QF-042K | 4506 | 6936801 | HEAT CONTROLLER, INC. | RSG1642S1E | AC | Split System: Air-Cooled Condensing Unit, Coil with Blower | S6BF-042K |  | C7B(A,H)M03648(C,U)-C+TXV | 13 | 16 | Yes | Yes | 2014-04-18 |  | 2
FALSE | S6QF-042K | 4506 | 6936802 | HEAT CONTROLLER, INC. | RSG1642S1E | AC | Split System: Air-Cooled Condensing Unit, Coil with Blower | S6BF-042K |  | C7B(A,H)M048(C,U)-C+TXV | 13 | 16 | Yes | Yes | 2014-04-18 |  | 2
FALSE | S6QF-048K | 4466 | 6936803 | HEAT CONTROLLER, INC. | RSG1648S1E | AC | Split System: Air-Cooled Condensing Unit, Coil with Blower | S6BF-048K |  | C7B(A,H)M048(C,U)-C+TXV | 13 | 16 | Yes | Yes | 2014-04-18 |  | 2
FALSE | S6QF-048K | 4466 | 6936804 | HEAT CONTROLLER, INC. | RSG1648S1E | AC | Split System: Air-Cooled Condensing Unit, Coil with Blower | S6BF-048K |  | C7B(A,H)M048(C,U)-C+TXV | 13 | 16 | Yes | Yes | 2014-04-18 |  | 2
FALSE | S6QF-048K | 4466 | 6936805 | HEAT CONTROLLER, INC. | RSG1648S1E | AC | Split System: Air-Cooled Condensing Unit, Coil with Blower | S6BF-048K |  | C7B(A,H)M048(C,U)-C+TXV | 13 | 16 | Yes | Yes | 2014-04-18 |  | 2
FALSE | S6QF-048K | 4466 | 6936806 | HEAT CONTROLLER, INC. | RSG1648S1E | AC | Split System: Air-Cooled Condensing Unit, Coil with Blower | S6BF-048K |  | C7B(A,H)M048(C,U)-D+TXV | 13 | 16 | Yes | Yes | 2014-04-18 |  | 2
FALSE | S6QF-048K | 4466 | 6936807 | HEAT CONTROLLER, INC. | RSG1648S1E | AC | Split System: Air-Cooled Condensing Unit, Coil with Blower | S6BF-048K |  | C7B(A,H)M048(C,U)-D+TXV | 13 | 16 | Yes | Yes | 2014-04-18 |  | 2
TRUE | GSX160241F* | 4332 | 5753020 | GOODMAN MANUFACTURING CO., LP. | GSX160241F* | AC | Split System: Air-Cooled Condensing Unit, Coil Alone | GSX160241F* |  | CA*F3636*6D*+EEP+TXV | 12.2 | 14.5 | Yes | Yes | 2014-06-18 |  | 0
TRUE | GSX160301F* | 4362 | 5753028 | GOODMAN MANUFACTURING CO., LP. | GSX160301F* | AC | Split System: Air-Cooled Condensing Unit, Coil Alone | GSX160301F* |  | CA*F3743*6D*+EEP+TXV | 12.2 | 14.5 | Yes | Yes | 2014-06-18 |  | 0
TRUE | GSX160361F* | 4297 | 5753036 | GOODMAN MANUFACTURING CO., LP. | GSX160361F* | AC | Split System: Air-Cooled Condensing Unit, Coil Alone | GSX160361F* |  | CA*F4860*6D*+EEP+TXV | 12.2 | 14.5 | Yes | Yes | 2014-06-18 |  | 0
TRUE | GSX160421F* | 4366 | 5753045 | GOODMAN MANUFACTURING CO., LP. | GSX160421F* | AC | Split System: Air-Cooled Condensing Unit, Coil Alone | GSX160421F* |  | CA*F4860*6D*+EEP+TXV | 12.2 | 14.5 | Yes | Yes | 2014-06-18 |  | 0
TRUE | GSX160481F* | 4299 | 5753053 | GOODMAN MANUFACTURING CO., LP. | GSX160481F* | AC | Split System: Air-Cooled Condensing Unit, Coil Alone | GSX160481F* |  | CA*F4961*6D*+EEP+TXV | 12 | 14.5 | Yes | Yes | 2014-06-18 |  | 0
TRUE | GSX160601F* | 4370 | 5753059 | GOODMAN MANUFACTURING CO., LP. | GSX160601F* | AC | Split System: Air-Cooled Condensing Unit, Coil Alone | GSX160601F* |  | CA*F4961*6D*+EEP+TXV | 12.5 | 15 | Yes | Yes | 2014-06-18 |  | 1
TRUE | S4BI-036K | 2600 | 5174285 | NORDYNE, LLC. | S4BI-036K | AC | Split System: Air-Cooled Condensing Unit, Coil with Blower | S4BI-036K |  | B6VMAI36K-B | 14 | 22 | Yes | Yes | 2014-08-05 |  | 3
TRUE | S4BI-048K | 2601 | 5174286 | NORDYNE, LLC. | S4BI-048K | AC | Split System: Air-Cooled Condensing Unit, Coil with Blower | S4BI-048K |  | B6VMAI48K-C | 13 | 22 | Yes | Yes | 2014-08-05 |  | 3
TRUE | S4BI-024K | 2602 | 5174303 | FRIGIDAIRE | FS4BI-024K | AC | Split System: Air-Cooled Condensing Unit, Coil with Blower | S4BI-024K |  | B6VMAI24K-B | 15 | 25.5 | Yes | Yes | 2014-08-05 |  | 3
TRUE | S4BI-036K | 2600 | 5174304 | FRIGIDAIRE | FS4BI-036K | AC | Split System: Air-Cooled Condensing Unit, Coil with Blower | S4BI-036K |  | B6VMAI36K-B | 14 | 22 | Yes | Yes | 2014-08-05 |  | 3
TRUE | S4BI-048K | 2601 | 5174305 | FRIGIDAIRE | FS4BI-048K | AC | Split System: Air-Cooled Condensing Unit, Coil with Blower | S4BI-048K |  | B6VMAI48K-C | 13 | 22 | Yes | Yes | 2014-08-05 |  | 3
TRUE | S4BI-024K | 2602 | 5174306 | TAPPAN | FS4BI-024K | AC | Split System: Air-Cooled Condensing Unit, Coil with Blower | S4BI-024K |  | B6VMAI24K-B | 15 | 25.5 | Yes | Yes | 2014-08-05 |  | 3
TRUE | S4BI-036K | 2600 | 5174307 | TAPPAN | FS4BI-036K | AC | Split System: Air-Cooled Condensing Unit, Coil with Blower | S4BI-036K |  | B6VMAI36K-B | 14 | 22 | Yes | Yes | 2014-08-05 |  | 3
TRUE | S4BI-048K | 2601 | 5174308 | TAPPAN | FS4BI-048K | AC | Split System: Air-Cooled Condensing Unit, Coil with Blower | S4BI-048K |  | B6VMAI48K-C | 13 | 22 | Yes | Yes | 2014-08-05 |  | 3
TRUE | S4BI-024K | 2602 | 5174309 | WESTINGHOUSE | FS4BI-024K | AC | Split System: Air-Cooled Condensing Unit, Coil with Blower | S4BI-024K |  | B6VMAI24K-B | 15 | 25.5 | Yes | Yes | 2014-08-05 |  | 3
TRUE | S4BI-036K | 2600 | 5174310 | WESTINGHOUSE | FS4BI-036K | AC | Split System: Air-Cooled Condensing Unit, Coil with Blower | S4BI-036K |  | B6VMAI36K-B | 14 | 22 | Yes | Yes | 2014-08-05 |  | 3
TRUE | S4BI-048K | 2601 | 5174311 | WESTINGHOUSE | FS4BI-048K | AC | Split System: Air-Cooled Condensing Unit, Coil with Blower | S4BI-048K |  | B6VMAI48K-C | 13 | 22 | Yes | Yes | 2014-08-05 |  | 3
TRUE | S4BI-024K | 2602 | 5174312 | NUTONE | FS4BI-024K | AC | Split System: Air-Cooled Condensing Unit, Coil with Blower | S4BI-024K |  | B6VMAI24K-B | 15 | 25.5 | Yes | Yes | 2014-08-05 |  | 3
TRUE | S4BI-036K | 2600 | 5174313 | NUTONE | FS4BI-036K | AC | Split System: Air-Cooled Condensing Unit, Coil with Blower | S4BI-036K |  | B6VMAI36K-B | 14 | 22 | Yes | Yes | 2014-08-05 |  | 3
TRUE | S4BI-048K | 2601 | 5174314 | NUTONE | FS4BI-048K | AC | Split System: Air-Cooled Condensing Unit, Coil with Blower | S4BI-048K |  | B6VMAI48K-C | 13 | 22 | Yes | Yes | 2014-08-05 |  | 3
TRUE | S4BI-024K | 2602 | 5174315 | BROAN | FS4BI-024K | AC | Split System: Air-Cooled Condensing Unit, Coil with Blower | S4BI-024K |  | B6VMAI24K-B | 15 | 25.5 | Yes | Yes | 2014-08-05 |  | 3
TRUE | S4BI-036K | 2600 | 5174316 | BROAN | FS4BI-036K | AC | Split System: Air-Cooled Condensing Unit, Coil with Blower | S4BI-036K |  | B6VMAI36K-B | 14 | 22 | Yes | Yes | 2014-08-05 |  | 3
TRUE | S4BI-048K | 2601 | 5174317 | BROAN | FS4BI-048K | AC | Split System: Air-Cooled Condensing Unit, Coil with Blower | S4BI-048K |  | B6VMAI48K-C | 13 | 22 | Yes | Yes | 2014-08-05 |  | 3
TRUE | S4BI-024K | 2602 | 5174318 | MAYTAG | PSA4BI024K | AC | Split System: Air-Cooled Condensing Unit, Coil with Blower | S4BI-024K |  | B6VMAI24K-B | 15 | 25.5 | Yes | Yes | 2014-08-05 |  | 3
TRUE | S4BI-036K | 2600 | 5174319 | MAYTAG | PSA4BI036K | AC | Split System: Air-Cooled Condensing Unit, Coil with Blower | S4BI-036K |  | B6VMAI36K-B | 14 | 22 | Yes | Yes | 2014-08-05 |  | 3
TRUE | S4BI-048K | 2601 | 5174320 | MAYTAG | PSA4BI048K | AC | Split System: Air-Cooled Condensing Unit, Coil with Blower | S4BI-048K |  | B6VMAI48K-C | 13 | 22 | Yes | Yes | 2014-08-05 |  | 3
TRUE | S4BI-024K | 2602 | 5174321 | NORDYNE, LLC. | FS4BI-024K | AC | Split System: Air-Cooled Condensing Unit, Coil with Blower | S4BI-024K |  | B6VMAI24K-B | 15 | 25.5 | Yes | Yes | 2014-08-05 |  | 3
TRUE | S4BI-036K | 2600 | 5174322 | NORDYNE, LLC. | FS4BI-036K | AC | Split System: Air-Cooled Condensing Unit, Coil with Blower | S4BI-036K |  | B6VMAI36K-B | 14 | 22 | Yes | Yes | 2014-08-05 |  | 3
TRUE | S4BI-048K | 2601 | 5174323 | NORDYNE, LLC. | FS4BI-048K | AC | Split System: Air-Cooled Condensing Unit, Coil with Blower | S4BI-048K |  | B6VMAI48K-C | 13 | 22 | Yes | Yes | 2014-08-05 |  | 3
TRUE | S4BI-024K | 2602 | 5668259 | PHILCO | FS4BI-024K | AC | Split System: Air-Cooled Condensing Unit, Coil with Blower | S4BI-024K |  | B6VMAI24K-B | 15 | 25.5 | Yes | Yes | 2014-08-05 |  | 3
TRUE | S4BI-036K | 2600 | 5668260 | PHILCO | FS4BI-036K | AC | Split System: Air-Cooled Condensing Unit, Coil with Blower | S4BI-036K |  | B6VMAI36K-B | 14 | 22 | Yes | Yes | 2014-08-05 |  | 3
TRUE | S4BI-048K | 2601 | 5668261 | PHILCO | FS4BI-048K | AC | Split System: Air-Cooled Condensing Unit, Coil with Blower | S4BI-048K |  | B6VMAI48K-C | 13 | 22 | Yes | Yes | 2014-08-05 |  | 3
TRUE | ASX160301F* | 4236 | 5753103 | AMANA HEATING AND AIR CONDITIONING | ASX160301F* | AC | Split System: Air-Cooled Condensing Unit, Coil Alone | ASX160301F* |  | CA*F3743*6D*+EEP+TXV | 12 | 14.5 | Yes | Yes | 2014-10-17 |  | 0
TRUE | ASX160361F* | 4257 | 5753114 | AMANA HEATING AND AIR CONDITIONING | ASX160361F* | AC | Split System: Air-Cooled Condensing Unit, Coil Alone | ASX160361F* |  | CA*F4860*6D*+EEP+TXV | 12 | 14.5 | Yes | Yes | 2014-10-17 |  | 0
TRUE | ASX160421F* | 4262 | 5753123 | AMANA HEATING AND AIR CONDITIONING | ASX160421F* | AC | Split System: Air-Cooled Condensing Unit, Coil Alone | ASX160421F* |  | CA*F4860*6D*+EEP+TXV | 12 | 14.5 | Yes | Yes | 2014-10-17 |  | 0
TRUE | ASX160481F* | 4276 | 5753131 | AMANA HEATING AND AIR CONDITIONING | ASX160481F* | AC | Split System: Air-Cooled Condensing Unit, Coil Alone | ASX160481F* |  | CA*F4961*6D*+EEP+TXV | 12 | 14.5 | Yes | Yes | 2014-10-17 |  | 0
TRUE | ASX160601F* | 4280 | 5753137 | AMANA HEATING AND AIR CONDITIONING | ASX160601F* | AC | Split System: Air-Cooled Condensing Unit, Coil Alone | ASX160601F* |  | CA*F4961*6D*+EEP+TXV | 12.5 | 15 | Yes | Yes | 2014-10-17 |  | 1
FALSE | GSX160301F* | 4362 | 5753209 | GOODMAN MANUFACTURING CO., LP. | GSX160301F* | AC | Split System: Air-Cooled Condensing Unit, Coil with Blower | GSX160301F* |  | AWUF31XX16A* | 12.5 | 15 | Yes | Yes | 2014-11-24 |  | 1
FALSE | GSX160361F* | 4297 | 5753044 | GOODMAN MANUFACTURING CO., LP. | GSX160361F* | AC | Split System: Air-Cooled Condensing Unit, Coil with Blower | GSX160361F* |  | AWUF37XX16B*+TXV | 12.2 | 14.5 | Yes | Yes | 2014-11-24 |  | 0
FALSE | GSX160301F* | 4362 | 6526889 | DAIKIN MANUFACTURING COMPANY, L.P. | DX16SA0301A* | AC | Split System: Air-Cooled Condensing Unit, Coil with Blower | GSX160301F* |  | AWUF31XX16A* | 12.5 | 15 | Yes | Yes | 2014-11-24 |  | 1
FALSE | GSX160361F* | 4297 | 6527273 | DAIKIN MANUFACTURING COMPANY, L.P. | DX16SA0361A* | AC | Split System: Air-Cooled Condensing Unit, Coil with Blower | GSX160361F* |  | AWUF37XX16B*+TXV | 12.2 | 14.5 | Yes | Yes | 2014-11-24 |  | 0
FALSE | 14AJM25 | 23 | 7148123 | RHEEM SALES COMPANY, INC. | 14AJM25 | AC | Split System: Air-Cooled Condensing Unit, Coil with Blower | 14AJM25 |  | RH1V2417STAN+RCH2417STAM | 13 | 16 | Yes | Yes | 2014-12-19 |  | 2
FALSE | 14AJM25 | 23 | 7783720 | RHEEM SALES COMPANY, INC. | 14AJM25 | AC | Split System: Air-Cooled Condensing Unit, Coil with Blower | 14AJM25 |  | RH2T2421MTAN | 13 | 16 | Yes | Yes | 2014-12-19 |  | 2
FALSE | 14AJM25 | 23 | 5616323 | RHEEM SALES COMPANY, INC. | 14AJM25 | AC | Split System: Air-Cooled Condensing Unit, Coil with Blower | 14AJM25 |  | RHAL-FR24P | 12.2 | 14.5 | Yes | Yes | 2014-12-19 |  | 0
FALSE | 14AJM25 | 23 | 5616321 | RHEEM SALES COMPANY, INC. | 14AJM25 | AC | Split System: Air-Cooled Condensing Unit, Coil with Blower | 14AJM25 |  | RHBL-FR24T | 13 | 15.5 | Yes | Yes | 2014-12-19 |  | 1
FALSE | 14AJM25 | 23 | 5550387 | RHEEM SALES COMPANY, INC. | 14AJM25 | AC | Split System: Air-Cooled Condensing Unit, Coil with Blower | 14AJM25 |  | RHKL-HM2417+RCSL-H*2417 | 13 | 16 | Yes | Yes | 2014-12-19 |  | 2
FALSE | 14AJM25 | 23 | 5550388 | RHEEM SALES COMPANY, INC. | 14AJM25 | AC | Split System: Air-Cooled Condensing Unit, Coil with Blower | 14AJM25 |  | RHLL-HM2417+RCSL-H*2417 | 13 | 16 | Yes | Yes | 2014-12-19 |  | 2
FALSE | 14AJM25 | 23 | 7783721 | RHEEM SALES COMPANY, INC. | 14AJM25 | AC | Split System: Air-Cooled Condensing Unit, Coil with Blower | 14AJM25 |  | RHML-HM2421 | 13 | 16 | Yes | Yes | 2014-12-19 |  | 2
FALSE | 14AJM25 | 23 | 7783722 | RHEEM SALES COMPANY, INC. | 14AJM25 | AC | Split System: Air-Cooled Condensing Unit, Coil with Blower | 14AJM25 |  | RHPL-HM2421 | 13 | 16 | Yes | Yes | 2014-12-19 |  | 2
FALSE | 14AJM25 | 23 | 7783723 | RHEEM SALES COMPANY, INC. | 14AJM25 | AC | Split System: Air-Cooled Condensing Unit, Coil with Blower | 14AJM25 |  | RHPN-HM2421 | 13 | 16 | Yes | Yes | 2014-12-19 |  | 2
FALSE | 14AJM25 | 23 | 7602887 | RHEEM SALES COMPANY, INC. | 14AJM25 | AC | Split System: Air-Cooled Condensing Unit, Coil with Blower | 14AJM25 |  | RHSL-HM2417 | 12.2 | 14.5 | Yes | Yes | 2014-12-19 |  | 0
FALSE | 14AJM25 | 23 | 5550389 | RHEEM SALES COMPANY, INC. | 14AJM25 | AC | Split System: Air-Cooled Condensing Unit, Coil with Blower | 14AJM25 |  | RHSL-HM2417+RCSL-H*2417 | 12.2 | 14.5 | Yes | Yes | 2014-12-19 |  | 0
FALSE | RA1630AJ1 | 4916 | 7941337 | RHEEM SALES COMPANY, INC. | RA1630AJ1 | AC | Split System: Air-Cooled Condensing Unit, Coil with Blower | RA1630AJ1 |  | RCQD-3624 | 13 | 16 | Yes | Yes | 2015-02-05 |  | 2
FALSE | RA1436AD1 | 4760 | 7491719 | RHEEM SALES COMPANY, INC. | RA1436AJ1 | AC | Split System: Air-Cooled Condensing Unit, Coil with Blower | RA1436AJ1 |  | RCFL-H*3821 | 13 | 15.5 | Yes | Yes | 2015-02-05 |  | 1
FALSE | RA1436AD1 | 4760 | 7601440 | RHEEM SALES COMPANY, INC. | RA1436AD1 | AC | Split System: Air-Cooled Condensing Unit, Coil with Blower | RA1436AD1 |  | RCF3624MTAM | 13 | 15.5 | Yes | Yes | 2015-02-05 |  | 1
FALSE | RA1636AJ1 | 4917 | 7941383 | RHEEM SALES COMPANY, INC. | RA1636AC1 | AC | Split System: Air-Cooled Condensing Unit, Coil with Blower | RA1636AC1 |  | RCF3621MTAM | 13 | 16 | Yes | Yes | 2015-02-05 |  | 2
FALSE | RA1418AJ1 | 4757 | 7490534 | RHEEM SALES COMPANY, INC. | RA1418AJ1 | AC | Split System: Air-Cooled Condensing Unit, Coil with Blower | RA1418AJ1 |  | RCF2417MTAM | 13 | 16 | Yes | Yes | 2015-02-05 |  | 2
FALSE | RA1318AJ1 | 4821 | 7507596 | RHEEM SALES COMPANY, INC. | RA1318AJ1 | AC | Split System: Air-Cooled Condensing Unit, Coil with Blower | RA1318AJ1 |  | RCQD-2417 | 12.5 | 15.1 | Yes | Yes | 2015-02-05 |  | 1
FALSE | RA1424AJ1 | 4758 | 7490853 | RHEEM SALES COMPANY, INC. | RA1424AJ1 | AC | Split System: Air-Cooled Condensing Unit, Coil with Blower | RA1424AJ1 |  | RCFL-H*2617 | 13 | 15.5 | Yes | Yes | 2015-02-05 |  | 1
FALSE | RA1648AJ1 | 4919 | 7943266 | RHEEM SALES COMPANY, INC. | RA1648AJ1 | AC | Split System: Air-Cooled Condensing Unit, Coil with Blower | RA1648AJ1 |  | RCF4824HTAM | 13 | 16 | Yes | Yes | 2015-02-05 |  | 2
FALSE | RA1330AJ1 | 4823 | 7508186 | RHEEM SALES COMPANY, INC. | RA1330AJ1 | AC | Split System: Air-Cooled Condensing Unit, Coil with Blower | RA1330AJ1 |  | RHLL-HM3821 | 12 | 14.5 | Yes | Yes | 2015-02-05 |  | 0
FALSE | RA1424AJ1 | 4758 | 7599563 | RHEEM SALES COMPANY, INC. | RA1424AJ1 | AC | Split System: Air-Cooled Condensing Unit, Coil with Blower | RA1424AJ1 |  | RCF2417MTAM | 12.5 | 15.1 | Yes | Yes | 2015-02-05 |  | 1
FALSE | RA1436AD1 | 4760 | 7491684 | RHEEM SALES COMPANY, INC. | RA1436AJ1 | AC | Split System: Air-Cooled Condensing Unit, Coil with Blower | RA1436AJ1 |  | RCFL-H*3621 | 12.5 | 15.1 | Yes | Yes | 2015-02-05 |  | 1
FALSE | RA1660AC1 | 4920 | 7943807 | RHEEM SALES COMPANY, INC. | RA1660AC1 | AC | Split System: Air-Cooled Condensing Unit, Coil with Blower | RA1660AC1 |  | RCF6024STAM | 12.5 | 15.1 | Yes | Yes | 2015-02-05 |  | 1
FALSE | RA1436AD1 | 4760 | 7600096 | RHEEM SALES COMPANY, INC. | RA1436AD1 | AC | Split System: Air-Cooled Condensing Unit, Coil with Blower | RA1436AD1 |  | RCQD-3621 | 13 | 16 | Yes | Yes | 2015-02-05 |  | 2
FALSE | RA1636AJ1 | 4917 | 7941871 | RHEEM SALES COMPANY, INC. | RA1636AJ1 | AC | Split System: Air-Cooled Condensing Unit, Coil with Blower | RA1636AJ1 |  | RCF3621STAM | 13 | 15.5 | Yes | Yes | 2015-02-05 |  | 1
FALSE | RA1436AD1 | 4760 | 7599868 | RHEEM SALES COMPANY, INC. | RA1436AD1 | AC | Split System: Air-Cooled Condensing Unit, Coil with Blower | RA1436AD1 |  | RCF3624HTAM | 13 | 16 | Yes | Yes | 2015-02-05 |  | 2
FALSE | RA1448AD1 | 4762 | 7600651 | RHEEM SALES COMPANY, INC. | RA1448AD1 | AC | Split System: Air-Cooled Condensing Unit, Coil with Blower | RA1448AD1 |  | RCF4824HTAM | 12 | 14.5 | Yes | Yes | 2015-02-05 |  | 0
FALSE | RA1336AD1 | 4824 | 7508642 | RHEEM SALES COMPANY, INC. | RA1336AJ1 | AC | Split System: Air-Cooled Condensing Unit, Coil with Blower | RA1336AJ1 |  | RCF3624HTAM | 12.5 | 15.1 | Yes | Yes | 2015-02-05 |  | 1
FALSE | RA1642AJ1 | 4918 | 7942687 | RHEEM SALES COMPANY, INC. | RA1642AJ1 | AC | Split System: Air-Cooled Condensing Unit, Coil with Blower | RA1642AJ1 |  | RCFL-H*4821 | 13 | 15.5 | Yes | Yes | 2015-02-05 |  | 1
FALSE | RA1660AC1 | 4920 | 7943715 | RHEEM SALES COMPANY, INC. | RA1660AJ1 | AC | Split System: Air-Cooled Condensing Unit, Coil with Blower | RA1660AJ1 |  | RH1V6024STAN | 13 | 16 | Yes | Yes | 2015-02-05 |  | 2
FALSE | RA1442AD1 | 4761 | 7600495 | RHEEM SALES COMPANY, INC. | RA1442AD1 | AC | Split System: Air-Cooled Condensing Unit, Coil with Blower | RA1442AD1 |  | RCFN-H*4824 | 13 | 16 | Yes | Yes | 2015-02-05 |  | 2
FALSE | RA1630AJ1 | 4916 | 7941066 | RHEEM SALES COMPANY, INC. | RA1630AJ1 | AC | Split System: Air-Cooled Condensing Unit, Coil with Blower | RA1630AJ1 |  | RCF3624MTAM | 13 | 16 | Yes | Yes | 2015-02-05 |  | 2
FALSE | RA1330AJ1 | 4823 | 7508112 | RHEEM SALES COMPANY, INC. | RA1330AJ1 | AC | Split System: Air-Cooled Condensing Unit, Coil with Blower | RA1330AJ1 |  | RCFN-H*3624 | 13 | 15.5 | Yes | Yes | 2015-02-05 |  | 1
FALSE | RA1424AJ1 | 4758 | 7490866 | RHEEM SALES COMPANY, INC. | RA1424AJ1 | AC | Split System: Air-Cooled Condensing Unit, Coil with Blower | RA1424AJ1 |  | RCFL-H*2617 | 13 | 15.5 | Yes | Yes | 2015-02-05 |  | 1
FALSE | RA1424AJ1 | 4758 | 7599583 | RHEEM SALES COMPANY, INC. | RA1424AJ1 | AC | Split System: Air-Cooled Condensing Unit, Coil with Blower | RA1424AJ1 |  | RCFL-H*2417 | 13 | 15.5 | Yes | Yes | 2015-02-05 |  | 1
FALSE | RA1436AD1 | 4760 | 7599938 | RHEEM SALES COMPANY, INC. | RA1436AD1 | AC | Split System: Air-Cooled Condensing Unit, Coil with Blower | RA1436AD1 |  | RCFL-H*3617 | 12.5 | 15.1 | Yes | Yes | 2015-02-05 |  | 1
FALSE | RA1424AJ1 | 4758 | 7490793 | RHEEM SALES COMPANY, INC. | RA1424AJ1 | AC | Split System: Air-Cooled Condensing Unit, Coil with Blower | RA1424AJ1 |  | RCF2421HTAM | 13 | 15.5 | Yes | Yes | 2015-02-05 |  | 1
FALSE | RA1436AD1 | 4760 | 7599789 | RHEEM SALES COMPANY, INC. | RA1436AD1 | AC | Split System: Air-Cooled Condensing Unit, Coil with Blower | RA1436AD1 |  | RCF3621MTAM | 13 | 15.5 | Yes | Yes | 2015-02-05 |  | 1
FALSE | RA1442AD1 | 4761 | 7600533 | RHEEM SALES COMPANY, INC. | RA1442AJ1 | AC | Split System: Air-Cooled Condensing Unit, Coil with Blower | RA1442AJ1 |  | RCF4824STAM | 12.5 | 15.1 | Yes | Yes | 2015-02-05 |  | 1
FALSE | RA1630AJ1 | 4916 | 7941061 | RHEEM SALES COMPANY, INC. | RA1630AJ1 | AC | Split System: Air-Cooled Condensing Unit, Coil with Blower | RA1630AJ1 |  | RCF3624MTAM | 13 | 16 | Yes | Yes | 2015-02-05 |  | 2
FALSE | RA1448AD1 | 4762 | 7601555 | RHEEM SALES COMPANY, INC. | RA1448AD1 | AC | Split System: Air-Cooled Condensing Unit, Coil with Blower | RA1448AD1 |  | RCQD-4821 | 12 | 14.5 | Yes | Yes | 2015-02-05 |  | 0
FALSE | RA1460AD1 | 4763 | 7492634 | RHEEM SALES COMPANY, INC. | RA1460AJ1 | AC | Split System: Air-Cooled Condensing Unit, Coil with Blower | RA1460AJ1 |  | RCF6024HTAM | 12 | 14.5 | Yes | Yes | 2015-02-05 |  | 0
FALSE | RA1642AJ1 | 4918 | 7942466 | RHEEM SALES COMPANY, INC. | RA1642AC1 | AC | Split System: Air-Cooled Condensing Unit, Coil with Blower | RA1642AC1 |  | RCFN-H*4824 | 13 | 16 | Yes | Yes | 2015-02-05 |  | 2
FALSE | RA1436AD1 | 4760 | 7491725 | RHEEM SALES COMPANY, INC. | RA1436AJ1 | AC | Split System: Air-Cooled Condensing Unit, Coil with Blower | RA1436AJ1 |  | RCFL-H*3821 | 13 | 15.5 | Yes | Yes | 2015-02-05 |  | 1
FALSE | RA1442AD1 | 4761 | 7501155 | RHEEM SALES COMPANY, INC. | RA1442AJ1 | AC | Split System: Air-Cooled Condensing Unit, Coil with Blower | RA1442AJ1 |  | RCFN-H*4824 | 13 | 15.5 | Yes | Yes | 2015-02-05 |  | 1
FALSE | RA1618AJ1 | 4914 | 7940385 | RHEEM SALES COMPANY, INC. | RA1618AJ1 | AC | Split System: Air-Cooled Condensing Unit, Coil with Blower | RA1618AJ1 |  | RCF2421MTAM | 13 | 16 | Yes | Yes | 2015-02-05 |  | 2
FALSE | RA1336AD1 | 4824 | 7508650 | RHEEM SALES COMPANY, INC. | RA1336AJ1 | AC | Split System: Air-Cooled Condensing Unit, Coil with Blower | RA1336AJ1 |  | RCF3624HTAM | 12.5 | 15 | Yes | Yes | 2015-02-05 |  | 1
FALSE | RA1636AJ1 | 4917 | 7944159 | RHEEM SALES COMPANY, INC. | RA1636AJ1 | AC | Split System: Air-Cooled Condensing Unit, Coil with Blower | RA1636AJ1 |  | RCF3621STAM | 13 | 15.5 | Yes | Yes | 2015-02-05 |  | 1
FALSE | RA1436AD1 | 4760 | 7491740 | RHEEM SALES COMPANY, INC. | RA1436AJ1 | AC | Split System: Air-Cooled Condensing Unit, Coil with Blower | RA1436AJ1 |  | RCFL-H*3824 | 13 | 15.5 | Yes | Yes | 2015-02-05 |  | 1
FALSE | RA1648AJ1 | 4919 | 7943128 | RHEEM SALES COMPANY, INC. | RA1648AC1 | AC | Split System: Air-Cooled Condensing Unit, Coil with Blower | RA1648AC1 |  | RCFN-H*4824 | 13 | 16 | Yes | Yes | 2015-02-05 |  | 2
FALSE | RA1648AJ1 | 4919 | 7943357 | RHEEM SALES COMPANY, INC. | RA1648AJ1 | AC | Split System: Air-Cooled Condensing Unit, Coil with Blower | RA1648AJ1 |  | RCFL-H*4821 | 12.5 | 15 | Yes | Yes | 2015-02-05 |  | 1
FALSE | RA1460AD1 | 4763 | 7600934 | RHEEM SALES COMPANY, INC. | RA1460AD1 | AC | Split System: Air-Cooled Condensing Unit, Coil with Blower | RA1460AD1 |  | RCF6024HTAM | 12 | 14.5 | Yes | Yes | 2015-02-05 |  | 0
FALSE | RA1424AJ1 | 4758 | 7599582 | RHEEM SALES COMPANY, INC. | RA1424AJ1 | AC | Split System: Air-Cooled Condensing Unit, Coil with Blower | RA1424AJ1 |  | RCFL-H*2417 | 12.5 | 15.1 | Yes | Yes | 2015-02-05 |  | 1
FALSE | RA1642AJ1 | 4918 | 7942850 | RHEEM SALES COMPANY, INC. | RA1642AJ1 | AC | Split System: Air-Cooled Condensing Unit, Coil with Blower | RA1642AJ1 |  | RCQD-4821 | 13 | 15.5 | Yes | Yes | 2015-02-05 |  | 1
FALSE | RA1642AJ1 | 4918 | 7942684 | RHEEM SALES COMPANY, INC. | RA1642AJ1 | AC | Split System: Air-Cooled Condensing Unit, Coil with Blower | RA1642AJ1 |  | RCFL-H*4821 | 12.5 | 15.1 | Yes | Yes | 2015-02-05 |  | 1
FALSE | RA1618AJ1 | 4914 | 7940458 | RHEEM SALES COMPANY, INC. | RA1618AJ1 | AC | Split System: Air-Cooled Condensing Unit, Coil with Blower | RA1618AJ1 |  | RCFL-H*2617 | 13 | 16 | Yes | Yes | 2015-02-05 |  | 2
FALSE | RA1418AJ1 | 4757 | 7490526 | RHEEM SALES COMPANY, INC. | RA1418AJ1 | AC | Split System: Air-Cooled Condensing Unit, Coil with Blower | RA1418AJ1 |  | RCF2417HTAM | 13 | 16 | Yes | Yes | 2015-02-05 |  | 2
FALSE | RA1436AD1 | 4760 | 7491554 | RHEEM SALES COMPANY, INC. | RA1436AJ1 | AC | Split System: Air-Cooled Condensing Unit, Coil with Blower | RA1436AJ1 |  | RCF3621MTAM | 13 | 15.5 | Yes | Yes | 2015-02-05 |  | 1
FALSE | RA1642AJ1 | 4918 | 7942550 | RHEEM SALES COMPANY, INC. | RA1642AC1 | AC | Split System: Air-Cooled Condensing Unit, Coil with Blower | RA1642AC1 |  | RCQD-4824 | 13 | 16 | Yes | Yes | 2015-02-05 |  | 2
FALSE | RA1642AJ1 | 4918 | 7942811 | RHEEM SALES COMPANY, INC. | RA1642AJ1 | AC | Split System: Air-Cooled Condensing Unit, Coil with Blower | RA1642AJ1 |  | RCFN-H*4824 | 13 | 16 | Yes | Yes | 2015-02-05 |  | 2
FALSE | RA1448AD1 | 4762 | 7492429 | RHEEM SALES COMPANY, INC. | RA1448AJ1 | AC | Split System: Air-Cooled Condensing Unit, Coil with Blower | RA1448AJ1 |  | RCF4824STAM | 12 | 14.5 | Yes | Yes | 2015-02-05 |  | 0
FALSE | RA1630AJ1 | 4916 | 7941058 | RHEEM SALES COMPANY, INC. | RA1630AJ1 | AC | Split System: Air-Cooled Condensing Unit, Coil with Blower | RA1630AJ1 |  | RCF3624MTAM | 13 | 16 | Yes | Yes | 2015-02-05 |  | 2
FALSE | RA1430AJ1 | 4759 | 7601387 | RHEEM SALES COMPANY, INC. | RA1430AJ1 | AC | Split System: Air-Cooled Condensing Unit, Coil with Blower | RA1430AJ1 |  | RCFL-H*3821 | 13 | 15.5 | Yes | Yes | 2015-02-05 |  | 1
FALSE | RA1636AJ1 | 4917 | 7941715 | RHEEM SALES COMPANY, INC. | RA1636AC1 | AC | Split System: Air-Cooled Condensing Unit, Coil with Blower | RA1636AC1 |  | RCQD-3621 | 13 | 16 | Yes | Yes | 2015-02-05 |  | 2
FALSE | RA1436AD1 | 4760 | 7601430 | RHEEM SALES COMPANY, INC. | RA1436AD1 | AC | Split System: Air-Cooled Condensing Unit, Coil with Blower | RA1436AD1 |  | RCF3621MTAM | 13 | 15.5 | Yes | Yes | 2015-02-05 |  | 1
FALSE | RA1636AJ1 | 4917 | 7941660 | RHEEM SALES COMPANY, INC. | RA1636AC1 | AC | Split System: Air-Cooled Condensing Unit, Coil with Blower | RA1636AC1 |  | RCFL-H*3821 | 13 | 15.5 | Yes | Yes | 2015-02-05 |  | 1
FALSE | RA1648AJ1 | 4919 | 7943454 | RHEEM SALES COMPANY, INC. | RA1648AJ1 | AC | Split System: Air-Cooled Condensing Unit, Coil with Blower | RA1648AJ1 |  | RCFN-H*4824 | 13 | 16 | Yes | Yes | 2015-02-05 |  | 2
FALSE | RA1636AJ1 | 4917 | 7941803 | RHEEM SALES COMPANY, INC. | RA1636AJ1 | AC | Split System: Air-Cooled Condensing Unit, Coil with Blower | RA1636AJ1 |  | RCF3617STAM | 12.2 | 14.5 | Yes | Yes | 2015-02-05 |  | 0
FALSE | RA1330AJ1 | 4823 | 7508110 | RHEEM SALES COMPANY, INC. | RA1330AJ1 | AC | Split System: Air-Cooled Condensing Unit, Coil with Blower | RA1330AJ1 |  | RCFN-H*3624 | 12.5 | 15.1 | Yes | Yes | 2015-02-05 |  | 1
FALSE | RA1648AJ1 | 4919 | 7944239 | RHEEM SALES COMPANY, INC. | RA1648AC1 | AC | Split System: Air-Cooled Condensing Unit, Coil with Blower | RA1648AC1 |  | RCF4824HTAM | 13 | 16 | Yes | Yes | 2015-02-05 |  | 2
FALSE | RA1442AD1 | 4761 | 7491899 | RHEEM SALES COMPANY, INC. | RA1442AC1 | AC | Split System: Air-Cooled Condensing Unit, Coil with Blower | RA1442AC1 |  | RCFL-H*4821 | 12 | 14.5 | Yes | Yes | 2015-02-05 |  | 0
FALSE | RA1636AJ1 | 4917 | 7942088 | RHEEM SALES COMPANY, INC. | RA1636AJ1 | AC | Split System: Air-Cooled Condensing Unit, Coil with Blower | RA1636AJ1 |  | RCFL-H*3821 | 13 | 15.5 | Yes | Yes | 2015-02-05 |  | 1
FALSE | RA1436AD1 | 4760 | 7599973 | RHEEM SALES COMPANY, INC. | RA1436AD1 | AC | Split System: Air-Cooled Condensing Unit, Coil with Blower | RA1436AD1 |  | RCFL-H*3621 | 12 | 14.5 | Yes | Yes | 2015-02-05 |  | 0
FALSE | RA1330AJ1 | 4823 | 7983258 | RHEEM SALES COMPANY, INC. | RA1330AJ1 | AC | Split System: Air-Cooled Condensing Unit, Coil with Blower | RA1330AJ1 |  | RCF3621MTAM | 12 | 14.5 | Yes | Yes | 2015-02-05 |  | 0
FALSE | RA1448AD1 | 4762 | 7492418 | RHEEM SALES COMPANY, INC. | RA1448AJ1 | AC | Split System: Air-Cooled Condensing Unit, Coil with Blower | RA1448AJ1 |  | RCF4824STAM | 12 | 14.5 | Yes | Yes | 2015-02-05 |  | 0
FALSE | RA1318AJ1 | 4821 | 7507560 | RHEEM SALES COMPANY, INC. | RA1318AJ1 | AC | Split System: Air-Cooled Condensing Unit, Coil with Blower | RA1318AJ1 |  | RCFN-H*2417 | 12 | 14.5 | Yes | Yes | 2015-02-05 |  | 0
FALSE | RA1642AJ1 | 4918 | 7942485 | RHEEM SALES COMPANY, INC. | RA1642AC1 | AC | Split System: Air-Cooled Condensing Unit, Coil with Blower | RA1642AC1 |  | RCQD-4821 | 13 | 16 | Yes | Yes | 2015-02-05 |  | 2
FALSE | RA1330AJ1 | 4823 | 7507964 | RHEEM SALES COMPANY, INC. | RA1330AJ1 | AC | Split System: Air-Cooled Condensing Unit, Coil with Blower | RA1330AJ1 |  | RCF3624MTAM | 12.5 | 15.1 | Yes | Yes | 2015-02-05 |  | 1
FALSE | RA1642AJ1 | 4918 | 7942821 | RHEEM SALES COMPANY, INC. | RA1642AJ1 | AC | Split System: Air-Cooled Condensing Unit, Coil with Blower | RA1642AJ1 |  | RCQD-4821 | 13 | 16 | Yes | Yes | 2015-02-05 |  | 2
FALSE | RA1424AJ1 | 4758 | 7490846 | RHEEM SALES COMPANY, INC. | RA1424AJ1 | AC | Split System: Air-Cooled Condensing Unit, Coil with Blower | RA1424AJ1 |  | RCFL-H*2417 | 12.5 | 15.1 | Yes | Yes | 2015-02-05 |  | 1
FALSE | RA1642AJ1 | 4918 | 7942392 | RHEEM SALES COMPANY, INC. | RA1642AC1 | AC | Split System: Air-Cooled Condensing Unit, Coil with Blower | RA1642AC1 |  | RCFL-H*4821 | 13 | 15.5 | Yes | Yes | 2015-02-05 |  | 1
FALSE | RA1436AD1 | 4760 | 7599958 | RHEEM SALES COMPANY, INC. | RA1436AD1 | AC | Split System: Air-Cooled Condensing Unit, Coil with Blower | RA1436AD1 |  | RCFL-H*3621 | 12.5 | 15.1 | Yes | Yes | 2015-02-05 |  | 1
FALSE | RA1630AJ1 | 4916 | 7941071 | RHEEM SALES COMPANY, INC. | RA1630AJ1 | AC | Split System: Air-Cooled Condensing Unit, Coil with Blower | RA1630AJ1 |  | RCF3624MTAM | 13 | 16 | Yes | Yes | 2015-02-05 |  | 2
FALSE | RA1342AD1 | 4827 | 7511790 | RHEEM SALES COMPANY, INC. | RA1342AC1 | AC | Split System: Air-Cooled Condensing Unit, Coil with Blower | RA1342AC1 |  | RHPN-HM4824 | 12 | 14.5 | Yes | Yes | 2015-02-05 |  | 0
FALSE | RA1436AD1 | 4760 | 7491438 | RHEEM SALES COMPANY, INC. | RA1436AC1 | AC | Split System: Air-Cooled Condensing Unit, Coil with Blower | RA1436AC1 |  | RCFL-H*3821 | 13 | 15.5 | Yes | Yes | 2015-02-05 |  | 1
FALSE | RA1642AJ1 | 4918 | 7944203 | RHEEM SALES COMPANY, INC. | RA1642AJ1 | AC | Split System: Air-Cooled Condensing Unit, Coil with Blower | RA1642AJ1 |  | RCF4821STAM | 12.5 | 15.1 | Yes | Yes | 2015-02-05 |  | 1
FALSE | RA1648AJ1 | 4919 | 7942919 | RHEEM SALES COMPANY, INC. | RA1648AC1 | AC | Split System: Air-Cooled Condensing Unit, Coil with Blower | RA1648AC1 |  | RCF4821STAM | 13 | 16 | Yes | Yes | 2015-02-05 |  | 2
FALSE | RA1442AD1 | 4761 | 7601511 | RHEEM SALES COMPANY, INC. | RA1442AD1 | AC | Split System: Air-Cooled Condensing Unit, Coil with Blower | RA1442AD1 |  | RCFL-H*4824 | 12 | 14.5 | Yes | Yes | 2015-02-05 |  | 0
FALSE | RA1418AJ1 | 4757 | 7490634 | RHEEM SALES COMPANY, INC. | RA1418AJ1 | AC | Split System: Air-Cooled Condensing Unit, Coil with Blower | RA1418AJ1 |  | RCFL-H*2617 | 13 | 16 | Yes | Yes | 2015-02-05 |  | 2
FALSE | RA1418AJ1 | 4757 | 7490708 | RHEEM SALES COMPANY, INC. | RA1418AJ1 | AC | Split System: Air-Cooled Condensing Unit, Coil with Blower | RA1418AJ1 |  | RCFN-H*2421 | 13 | 16 | Yes | Yes | 2015-02-05 |  | 2
FALSE | RA1636AJ1 | 4917 | 7941981 | RHEEM SALES COMPANY, INC. | RA1636AJ1 | AC | Split System: Air-Cooled Condensing Unit, Coil with Blower | RA1636AJ1 |  | RCFL-H*3617 | 12.5 | 15.1 | Yes | Yes | 2015-02-05 |  | 1
FALSE | RA1636AJ1 | 4917 | 7941713 | RHEEM SALES COMPANY, INC. | RA1636AC1 | AC | Split System: Air-Cooled Condensing Unit, Coil with Blower | RA1636AC1 |  | RCQD-3621 | 13 | 16 | Yes | Yes | 2015-02-05 |  | 2
FALSE | RA1436AD1 | 4760 | 7600168 | RHEEM SALES COMPANY, INC. | RA1436AD1 | AC | Split System: Air-Cooled Condensing Unit, Coil with Blower | RA1436AD1 |  | RHPL-HM3621 | 12.5 | 15 | Yes | Yes | 2015-02-05 |  | 1
FALSE | RA1642AJ1 | 4918 | 7942535 | RHEEM SALES COMPANY, INC. | RA1642AC1 | AC | Split System: Air-Cooled Condensing Unit, Coil with Blower | RA1642AC1 |  | RCQD-4824 | 13 | 15.5 | Yes | Yes | 2015-02-05 |  | 1
FALSE | RA1336AD1 | 4824 | 7508500 | RHEEM SALES COMPANY, INC. | RA1336AC1 | AC | Split System: Air-Cooled Condensing Unit, Coil with Blower | RA1336AC1 |  | RCQD-3621 | 12 | 14.5 | Yes | Yes | 2015-02-05 |  | 0
FALSE | RA1430AJ1 | 4759 | 7493634 | RHEEM SALES COMPANY, INC. | RA1430AJ1 | AC | Split System: Air-Cooled Condensing Unit, Coil Alone | RA1430AJ1 |  | RCF3621MTAM+RXMD-C04 | 12 | 14.5 | Yes | Yes | 2015-02-05 |  | 0
FALSE | RA1642AJ1 | 4918 | 7942681 | RHEEM SALES COMPANY, INC. | RA1642AJ1 | AC | Split System: Air-Cooled Condensing Unit, Coil with Blower | RA1642AJ1 |  | RCFL-H*4821 | 13 | 15.5 | Yes | Yes | 2015-02-05 |  | 1
FALSE | RA1660AC1 | 4920 | 7943626 | RHEEM SALES COMPANY, INC. | RA1660AJ1 | AC | Split System: Air-Cooled Condensing Unit, Coil with Blower | RA1660AJ1 |  | RCFL-H*6024 | 12.5 | 15.1 | Yes | Yes | 2015-02-05 |  | 1
FALSE | RA1436AD1 | 4760 | 7599673 | RHEEM SALES COMPANY, INC. | RA1436AC1 | AC | Split System: Air-Cooled Condensing Unit, Coil with Blower | RA1436AC1 |  | RCF3617STAM | 12.5 | 15 | Yes | Yes | 2015-02-05 |  | 1
FALSE | RA1636AJ1 | 4917 | 7941714 | RHEEM SALES COMPANY, INC. | RA1636AC1 | AC | Split System: Air-Cooled Condensing Unit, Coil with Blower | RA1636AC1 |  | RCQD-3621 | 13 | 16 | Yes | Yes | 2015-02-05 |  | 2
FALSE | RA1442AD1 | 4761 | 7601525 | RHEEM SALES COMPANY, INC. | RA1442AJ1 | AC | Split System: Air-Cooled Condensing Unit, Coil with Blower | RA1442AJ1 |  | RCFN-H*4824 | 13 | 15.5 | Yes | Yes | 2015-02-05 |  | 1
FALSE | RA1430AJ1 | 4759 | 7491155 | RHEEM SALES COMPANY, INC. | RA1430AJ1 | AC | Split System: Air-Cooled Condensing Unit, Coil with Blower | RA1430AJ1 |  | RCFL-H*3821 | 13 | 15.5 | Yes | Yes | 2015-02-05 |  | 1
FALSE | RA1648AJ1 | 4919 | 7944238 | RHEEM SALES COMPANY, INC. | RA1648AC1 | AC | Split System: Air-Cooled Condensing Unit, Coil with Blower | RA1648AC1 |  | RCF4824HTAM | 13 | 16 | Yes | Yes | 2015-02-05 |  | 2
FALSE | RA1442AD1 | 4761 | 7600292 | RHEEM SALES COMPANY, INC. | RA1442AD1 | AC | Split System: Air-Cooled Condensing Unit, Coil with Blower | RA1442AD1 |  | RCF4821STAM | 12 | 14.5 | Yes | Yes | 2015-02-05 |  | 0
FALSE | RA1436AD1 | 4760 | 7599996 | RHEEM SALES COMPANY, INC. | RA1436AD1 | AC | Split System: Air-Cooled Condensing Unit, Coil with Blower | RA1436AD1 |  | RCFL-H*3621 | 12.5 | 15.1 | Yes | Yes | 2015-02-05 |  | 1
FALSE | RA1436AD1 | 4760 | 7945066 | RHEEM SALES COMPANY, INC. | RA1436AJ1 | AC | Split System: Air-Cooled Condensing Unit, Coil with Blower | RA1436AJ1 |  | RCF3624HTAM | 13 | 16 | Yes | Yes | 2015-02-05 |  | 2
FALSE | RA1636AJ1 | 4917 | 7941364 | RHEEM SALES COMPANY, INC. | RA1636AC1 | AC | Split System: Air-Cooled Condensing Unit, Coil with Blower | RA1636AC1 |  | RCF3617STAM | 12.5 | 15.1 | Yes | Yes | 2015-02-05 |  | 1
FALSE | RA1648AJ1 | 4919 | 7943469 | RHEEM SALES COMPANY, INC. | RA1648AJ1 | AC | Split System: Air-Cooled Condensing Unit, Coil with Blower | RA1648AJ1 |  | RCQD-4821 | 13 | 16 | Yes | Yes | 2015-02-05 |  | 2
FALSE | RA1436AD1 | 4760 | 7491592 | RHEEM SALES COMPANY, INC. | RA1436AJ1 | AC | Split System: Air-Cooled Condensing Unit, Coil with Blower | RA1436AJ1 |  | RCF3621STAM | 12 | 14.5 | Yes | Yes | 2015-02-05 |  | 0
FALSE | RA1642AJ1 | 4918 | 7942803 | RHEEM SALES COMPANY, INC. | RA1642AJ1 | AC | Split System: Air-Cooled Condensing Unit, Coil with Blower | RA1642AJ1 |  | RCFN-H*4824 | 13 | 16 | Yes | Yes | 2015-02-05 |  | 2
FALSE | RA1636AJ1 | 4917 | 7941670 | RHEEM SALES COMPANY, INC. | RA1636AC1 | AC | Split System: Air-Cooled Condensing Unit, Coil with Blower | RA1636AC1 |  | RCFL-H*3824 | 13 | 16 | Yes | Yes | 2015-02-05 |  | 2
FALSE | RA1430AJ1 | 4759 | 7490992 | RHEEM SALES COMPANY, INC. | RA1430AJ1 | AC | Split System: Air-Cooled Condensing Unit, Coil with Blower | RA1430AJ1 |  | RCF3621MTAM | 13 | 16 | Yes | Yes | 2015-02-05 |  | 2
FALSE | RA1660AC1 | 4920 | 7943833 | RHEEM SALES COMPANY, INC. | RA1660AC1 | AC | Split System: Air-Cooled Condensing Unit, Coil with Blower | RA1660AC1 |  | RCFL-H*6024 | 13 | 15.5 | Yes | Yes | 2015-02-05 |  | 1
FALSE | RA1642AJ1 | 4918 | 7942746 | RHEEM SALES COMPANY, INC. | RA1642AJ1 | AC | Split System: Air-Cooled Condensing Unit, Coil with Blower | RA1642AJ1 |  | RCFL-H*4824 | 12.5 | 15.1 | Yes | Yes | 2015-02-05 |  | 1
FALSE | RA1642AJ1 | 4918 | 7942464 | RHEEM SALES COMPANY, INC. | RA1642AC1 | AC | Split System: Air-Cooled Condensing Unit, Coil with Blower | RA1642AC1 |  | RCFN-H*4824 | 13 | 16 | Yes | Yes | 2015-02-05 |  | 2
FALSE | RA1436AD1 | 4760 | 7522126 | RHEEM SALES COMPANY, INC. | RA1436AC1 | AC | Split System: Air-Cooled Condensing Unit, Coil with Blower | RA1436AC1 |  | RHAL-FR36T | 12 | 14.5 | Yes | Yes | 2015-02-05 |  | 0
FALSE | RA1436AD1 | 4760 | 7501051 | RHEEM SALES COMPANY, INC. | RA1436AC1 | AC | Split System: Air-Cooled Condensing Unit, Coil with Blower | RA1436AC1 |  | RCFL-H*3824 | 13 | 15.5 | Yes | Yes | 2015-02-05 |  | 1
FALSE | RA1442AD1 | 4761 | 7600453 | RHEEM SALES COMPANY, INC. | RA1442AD1 | AC | Split System: Air-Cooled Condensing Unit, Coil with Blower | RA1442AD1 |  | RCFL-H*4824 | 12 | 14.5 | Yes | Yes | 2015-02-05 |  | 0
FALSE | RA1436AD1 | 4760 | 7599947 | RHEEM SALES COMPANY, INC. | RA1436AD1 | AC | Split System: Air-Cooled Condensing Unit, Coil with Blower | RA1436AD1 |  | RCFL-H*3621 | 13 | 15.5 | Yes | Yes | 2015-02-05 |  | 1
FALSE | RA1318AJ1 | 4821 | 7507550 | RHEEM SALES COMPANY, INC. | RA1318AJ1 | AC | Split System: Air-Cooled Condensing Unit, Coil with Blower | RA1318AJ1 |  | RCFN-H*2417 | 12.5 | 15 | Yes | Yes | 2015-02-05 |  | 1
FALSE | RA1436AD1 | 4760 | 7599676 | RHEEM SALES COMPANY, INC. | RA1436AC1 | AC | Split System: Air-Cooled Condensing Unit, Coil with Blower | RA1436AC1 |  | RCF3621MTAM | 12.5 | 15.1 | Yes | Yes | 2015-02-05 |  | 1
FALSE | RA1336AD1 | 4824 | 7508652 | RHEEM SALES COMPANY, INC. | RA1336AJ1 | AC | Split System: Air-Cooled Condensing Unit, Coil with Blower | RA1336AJ1 |  | RCF3624HTAM | 12.5 | 15.1 | Yes | Yes | 2015-02-05 |  | 1
FALSE | RA1636AJ1 | 4917 | 7942113 | RHEEM SALES COMPANY, INC. | RA1636AJ1 | AC | Split System: Air-Cooled Condensing Unit, Coil with Blower | RA1636AJ1 |  | RCFL-H*3824 | 13 | 15.5 | Yes | Yes | 2015-02-05 |  | 1
FALSE | RA1436AD1 | 4760 | 7600029 | RHEEM SALES COMPANY, INC. | RA1436AD1 | AC | Split System: Air-Cooled Condensing Unit, Coil with Blower | RA1436AD1 |  | RCFL-H*3821 | 12.5 | 15.1 | Yes | Yes | 2015-02-05 |  | 1
FALSE | RA1436AD1 | 4760 | 7491773 | RHEEM SALES COMPANY, INC. | RA1436AJ1 | AC | Split System: Air-Cooled Condensing Unit, Coil with Blower | RA1436AJ1 |  | RCQD-3621 | 13 | 15.5 | Yes | Yes | 2015-02-05 |  | 1
FALSE | RA1648AJ1 | 4919 | 7943245 | RHEEM SALES COMPANY, INC. | RA1648AJ1 | AC | Split System: Air-Cooled Condensing Unit, Coil with Blower | RA1648AJ1 |  | RCF4821STAM | 13 | 16 | Yes | Yes | 2015-02-05 |  | 2
FALSE | RA1424AJ1 | 4758 | 7490832 | RHEEM SALES COMPANY, INC. | RA1424AJ1 | AC | Split System: Air-Cooled Condensing Unit, Coil with Blower | RA1424AJ1 |  | RCFL-H*2417 | 12.5 | 15.1 | Yes | Yes | 2015-02-05 |  | 1
FALSE | RA1436AD1 | 4760 | 7491346 | RHEEM SALES COMPANY, INC. | RA1436AC1 | AC | Split System: Air-Cooled Condensing Unit, Coil with Blower | RA1436AC1 |  | RCF3624MTAM | 13 | 15.5 | Yes | Yes | 2015-02-05 |  | 1
FALSE | RA1448AD1 | 4762 | 7492511 | RHEEM SALES COMPANY, INC. | RA1448AJ1 | AC | Split System: Air-Cooled Condensing Unit, Coil with Blower | RA1448AJ1 |  | RCFN-H*4824 | 12 | 14.5 | Yes | Yes | 2015-02-05 |  | 0
FALSE | RA1442AD1 | 4761 | 7492109 | RHEEM SALES COMPANY, INC. | RA1442AJ1 | AC | Split System: Air-Cooled Condensing Unit, Coil with Blower | RA1442AJ1 |  | RCFL-H*4824 | 12 | 14.5 | Yes | Yes | 2015-02-05 |  | 0
FALSE | RA1318AJ1 | 4821 | 7507465 | RHEEM SALES COMPANY, INC. | RA1318AJ1 | AC | Split System: Air-Cooled Condensing Unit, Coil with Blower | RA1318AJ1 |  | RCF2421HTAM | 12 | 14.5 | Yes | Yes | 2015-02-05 |  | 0
FALSE | RA1448AD1 | 4762 | 7600766 | RHEEM SALES COMPANY, INC. | RA1448AD1 | AC | Split System: Air-Cooled Condensing Unit, Coil with Blower | RA1448AD1 |  | RCFN-H*4824 | 13 | 15.5 | Yes | Yes | 2015-02-05 |  | 1
FALSE | RA1630AJ1 | 4916 | 7944038 | RHEEM SALES COMPANY, INC. | RA1630AJ1 | AC | Split System: Air-Cooled Condensing Unit, Coil with Blower | RA1630AJ1 |  | RCF3621STAM | 13 | 16 | Yes | Yes | 2015-02-05 |  | 2
FALSE | RA1624AJ1 | 4915 | 7940869 | RHEEM SALES COMPANY, INC. | RA1624AJ1 | AC | Split System: Air-Cooled Condensing Unit, Coil with Blower | RA1624AJ1 |  | RCQD-2417 | 13 | 16 | Yes | Yes | 2015-02-05 |  | 2
FALSE | RA1660AC1 | 4920 | 7943798 | RHEEM SALES COMPANY, INC. | RA1660AC1 | AC | Split System: Air-Cooled Condensing Unit, Coil with Blower | RA1660AC1 |  | RCF6024STAM | 13 | 15.5 | Yes | Yes | 2015-02-05 |  | 1
FALSE | RA1336AD1 | 4824 | 7983415 | RHEEM SALES COMPANY, INC. | RA1336AJ1 | AC | Split System: Air-Cooled Condensing Unit, Coil with Blower | RA1336AJ1 |  | RCF3624HTAM | 12.5 | 15 | Yes | Yes | 2015-02-05 |  | 1
FALSE | RA1442AD1 | 4761 | 7600470 | RHEEM SALES COMPANY, INC. | RA1442AD1 | AC | Split System: Air-Cooled Condensing Unit, Coil with Blower | RA1442AD1 |  | RCFN-H*4824 | 13 | 16 | Yes | Yes | 2015-02-05 |  | 2
FALSE | RA1660AC1 | 4920 | 7943938 | RHEEM SALES COMPANY, INC. | RA1660AC1 | AC | Split System: Air-Cooled Condensing Unit, Coil with Blower | RA1660AC1 |  | RH2V6024HTAC | 13 | 15.5 | Yes | Yes | 2015-02-05 |  | 1
FALSE | RA1618AJ1 | 4914 | 7940541 | RHEEM SALES COMPANY, INC. | RA1618AJ1 | AC | Split System: Air-Cooled Condensing Unit, Coil with Blower | RA1618AJ1 |  | RCFN-H*2421 | 13 | 16 | Yes | Yes | 2015-02-05 |  | 2
FALSE | RA1448AD1 | 4762 | 7600654 | RHEEM SALES COMPANY, INC. | RA1448AD1 | AC | Split System: Air-Cooled Condensing Unit, Coil with Blower | RA1448AD1 |  | RCF4824HTAM | 12.5 | 15 | Yes | Yes | 2015-02-05 |  | 1
FALSE | RA1448AD1 | 4762 | 7600667 | RHEEM SALES COMPANY, INC. | RA1448AD1 | AC | Split System: Air-Cooled Condensing Unit, Coil with Blower | RA1448AD1 |  | RCF4824STAM | 12.5 | 15.1 | Yes | Yes | 2015-02-05 |  | 1
FALSE | RA1436AD1 | 4760 | 7945005 | RHEEM SALES COMPANY, INC. | RA1436AC1 | AC | Split System: Air-Cooled Condensing Unit, Coil with Blower | RA1436AC1 |  | RCF3624HTAM | 13 | 16 | Yes | Yes | 2015-02-05 |  | 2
FALSE | RA1418AJ1 | 4757 | 7490563 | RHEEM SALES COMPANY, INC. | RA1418AJ1 | AC | Split System: Air-Cooled Condensing Unit, Coil with Blower | RA1418AJ1 |  | RCF2421HTAM | 13 | 16 | Yes | Yes | 2015-02-05 |  | 2
FALSE | RA1442AD1 | 4761 | 7493692 | RHEEM SALES COMPANY, INC. | RA1442AJ1 | AC | Split System: Air-Cooled Condensing Unit, Coil with Blower | RA1442AJ1 |  | RHML-HM4824 | 13 | 16 | Yes | Yes | 2015-02-05 |  | 2
FALSE | RA1336AD1 | 4824 | 7508662 | RHEEM SALES COMPANY, INC. | RA1336AJ1 | AC | Split System: Air-Cooled Condensing Unit, Coil with Blower | RA1336AJ1 |  | RCF3624HTAM | 12.5 | 15.1 | Yes | Yes | 2015-02-05 |  | 1
FALSE | RA1430AJ1 | 4759 | 7601369 | RHEEM SALES COMPANY, INC. | RA1430AJ1 | AC | Split System: Air-Cooled Condensing Unit, Coil with Blower | RA1430AJ1 |  | RCF3621MTAM | 13 | 15.5 | Yes | Yes | 2015-02-05 |  | 1
FALSE | RA1442AD1 | 4761 | 7945133 | RHEEM SALES COMPANY, INC. | RA1442AJ1 | AC | Split System: Air-Cooled Condensing Unit, Coil with Blower | RA1442AJ1 |  | RCF4824STAM | 12.5 | 15.1 | Yes | Yes | 2015-02-05 |  | 1
FALSE | RA1442AD1 | 4761 | 7492057 | RHEEM SALES COMPANY, INC. | RA1442AJ1 | AC | Split System: Air-Cooled Condensing Unit, Coil with Blower | RA1442AJ1 |  | RCF4824STAM | 12.5 | 15 | Yes | Yes | 2015-02-05 |  | 1
FALSE | RA1430AJ1 | 4759 | 7491072 | RHEEM SALES COMPANY, INC. | RA1430AJ1 | AC | Split System: Air-Cooled Condensing Unit, Coil with Blower | RA1430AJ1 |  | RCF3624MTAM | 13 | 16 | Yes | Yes | 2015-02-05 |  | 2
FALSE | RA1430AJ1 | 4759 | 7599614 | RHEEM SALES COMPANY, INC. | RA1430AJ1 | AC | Split System: Air-Cooled Condensing Unit, Coil with Blower | RA1430AJ1 |  | RCF3617STAM | 12.5 | 15.1 | Yes | Yes | 2015-02-05 |  | 1
FALSE | RA1442AD1 | 4761 | 7491983 | RHEEM SALES COMPANY, INC. | RA1442AC1 | AC | Split System: Air-Cooled Condensing Unit, Coil with Blower | RA1442AC1 |  | RCFN-H*4824 | 13 | 15.5 | Yes | Yes | 2015-02-05 |  | 1
FALSE | RA1648AJ1 | 4919 | 7942996 | RHEEM SALES COMPANY, INC. | RA1648AC1 | AC | Split System: Air-Cooled Condensing Unit, Coil with Blower | RA1648AC1 |  | RCF4824STAM | 13 | 16 | Yes | Yes | 2015-02-05 |  | 2
FALSE | RA1660AC1 | 4920 | 7943795 | RHEEM SALES COMPANY, INC. | RA1660AC1 | AC | Split System: Air-Cooled Condensing Unit, Coil with Blower | RA1660AC1 |  | RCF6024HTAM | 12.5 | 15.1 | Yes | Yes | 2015-02-05 |  | 1
FALSE | RA1436AD1 | 4760 | 7491400 | RHEEM SALES COMPANY, INC. | RA1436AC1 | AC | Split System: Air-Cooled Condensing Unit, Coil with Blower | RA1436AC1 |  | RCFL-H*3621 | 12.5 | 15.1 | Yes | Yes | 2015-02-05 |  | 1
FALSE | RA1448AD1 | 4762 | 7492203 | RHEEM SALES COMPANY, INC. | RA1448AC1 | AC | Split System: Air-Cooled Condensing Unit, Coil with Blower | RA1448AC1 |  | RCF4824HTAM | 12 | 14.5 | Yes | Yes | 2015-02-05 |  | 0
FALSE | RA1442AD1 | 4761 | 7945117 | RHEEM SALES COMPANY, INC. | RA1442AJ1 | AC | Split System: Air-Cooled Condensing Unit, Coil with Blower | RA1442AJ1 |  | RCF4821STAM | 12 | 14.5 | Yes | Yes | 2015-02-05 |  | 0
FALSE | RA1648AJ1 | 4919 | 7943338 | RHEEM SALES COMPANY, INC. | RA1648AJ1 | AC | Split System: Air-Cooled Condensing Unit, Coil with Blower | RA1648AJ1 |  | RCFL-H*4821 | 12.5 | 15.1 | Yes | Yes | 2015-02-05 |  | 1
FALSE | RA1442AD1 | 4761 | 7491945 | RHEEM SALES COMPANY, INC. | RA1442AC1 | AC | Split System: Air-Cooled Condensing Unit, Coil with Blower | RA1442AC1 |  | RCFL-H*4824 | 12.5 | 15.1 | Yes | Yes | 2015-02-05 |  | 1
FALSE | RA1618AJ1 | 4914 | 7940528 | RHEEM SALES COMPANY, INC. | RA1618AJ1 | AC | Split System: Air-Cooled Condensing Unit, Coil with Blower | RA1618AJ1 |  | RCFN-H*2421 | 13 | 16 | Yes | Yes | 2015-02-05 |  | 2
FALSE | RA1636AJ1 | 4917 | 7941621 | RHEEM SALES COMPANY, INC. | RA1636AC1 | AC | Split System: Air-Cooled Condensing Unit, Coil with Blower | RA1636AC1 |  | RCFL-H*3821 | 13 | 16 | Yes | Yes | 2015-02-05 |  | 2
FALSE | RA1636AJ1 | 4917 | 7941926 | RHEEM SALES COMPANY, INC. | RA1636AJ1 | AC | Split System: Air-Cooled Condensing Unit, Coil with Blower | RA1636AJ1 |  | RCF3624HTAM | 13 | 16 | Yes | Yes | 2015-02-05 |  | 2
FALSE | RA1448AD1 | 4762 | 7600794 | RHEEM SALES COMPANY, INC. | RA1448AD1 | AC | Split System: Air-Cooled Condensing Unit, Coil with Blower | RA1448AD1 |  | RCFN-H*4824 | 12.5 | 15.1 | Yes | Yes | 2015-02-05 |  | 1
FALSE | RA1436AD1 | 4760 | 7522128 | RHEEM SALES COMPANY, INC. | RA1436AC1 | AC | Split System: Air-Cooled Condensing Unit, Coil with Blower | RA1436AC1 |  | RHBL-FR36T | 13 | 15.5 | Yes | Yes | 2015-02-05 |  | 1
FALSE | RA1418AJ1 | 4757 | 7490655 | RHEEM SALES COMPANY, INC. | RA1418AJ1 | AC | Split System: Air-Cooled Condensing Unit, Coil with Blower | RA1418AJ1 |  | RCFL-H*2621 | 13 | 16 | Yes | Yes | 2015-02-05 |  | 2
FALSE | RA1442AD1 | 4761 | 7492019 | RHEEM SALES COMPANY, INC. | RA1442AJ1 | AC | Split System: Air-Cooled Condensing Unit, Coil with Blower | RA1442AJ1 |  | RCF4821STAM | 12 | 14.5 | Yes | Yes | 2015-02-05 |  | 0
FALSE | RA1630AJ1 | 4916 | 7941128 | RHEEM SALES COMPANY, INC. | RA1630AJ1 | AC | Split System: Air-Cooled Condensing Unit, Coil with Blower | RA1630AJ1 |  | RCFL-H*3621 | 13 | 16 | Yes | Yes | 2015-02-05 |  | 2
FALSE | RA1636AJ1 | 4917 | 7941979 | RHEEM SALES COMPANY, INC. | RA1636AJ1 | AC | Split System: Air-Cooled Condensing Unit, Coil with Blower | RA1636AJ1 |  | RCFL-H*3617 | 12.2 | 14.5 | Yes | Yes | 2015-02-05 |  | 0
FALSE | RA1318AJ1 | 4821 | 7507598 | RHEEM SALES COMPANY, INC. | RA1318AJ1 | AC | Split System: Air-Cooled Condensing Unit, Coil with Blower | RA1318AJ1 |  | RCQD-2417 | 12 | 14.5 | Yes | Yes | 2015-02-05 |  | 0
FALSE | RA1436AD1 | 4760 | 7491643 | RHEEM SALES COMPANY, INC. | RA1436AJ1 | AC | Split System: Air-Cooled Condensing Unit, Coil with Blower | RA1436AJ1 |  | RCFL-H*3617 | 12 | 14.5 | Yes | Yes | 2015-02-05 |  | 0
FALSE | RA1442AD1 | 4761 | 7600373 | RHEEM SALES COMPANY, INC. | RA1442AD1 | AC | Split System: Air-Cooled Condensing Unit, Coil with Blower | RA1442AD1 |  | RCF4824STAM | 12.5 | 15 | Yes | Yes | 2015-02-05 |  | 1
FALSE | RA1318AJ1 | 4821 | 7507541 | RHEEM SALES COMPANY, INC. | RA1318AJ1 | AC | Split System: Air-Cooled Condensing Unit, Coil with Blower | RA1318AJ1 |  | RCFL-H*2621 | 12.5 | 15 | Yes | Yes | 2015-02-05 |  | 1
FALSE | RA1642AJ1 | 4918 | 7942710 | RHEEM SALES COMPANY, INC. | RA1642AJ1 | AC | Split System: Air-Cooled Condensing Unit, Coil with Blower | RA1642AJ1 |  | RCFL-H*4821 | 13 | 15.5 | Yes | Yes | 2015-02-05 |  | 1
FALSE | RA1336AD1 | 4824 | 7982424 | RHEEM SALES COMPANY, INC. | RA1336AC1 | AC | Split System: Air-Cooled Condensing Unit, Coil with Blower | RA1336AC1 |  | RCQD-3624 | 12.5 | 15.1 | Yes | Yes | 2015-02-05 |  | 1
FALSE | RA1630AJ1 | 4916 | 7944028 | RHEEM SALES COMPANY, INC. | RA1630AJ1 | AC | Split System: Air-Cooled Condensing Unit, Coil with Blower | RA1630AJ1 |  | RCF3621MTAM | 13 | 16 | Yes | Yes | 2015-02-05 |  | 2
FALSE | RA1430AJ1 | 4759 | 7491011 | RHEEM SALES COMPANY, INC. | RA1430AJ1 | AC | Split System: Air-Cooled Condensing Unit, Coil with Blower | RA1430AJ1 |  | RCF3621STAM | 12 | 14.5 | Yes | Yes | 2015-02-05 |  | 0
FALSE | RA1618AJ1 | 4914 | 7940554 | RHEEM SALES COMPANY, INC. | RA1618AJ1 | AC | Split System: Air-Cooled Condensing Unit, Coil with Blower | RA1618AJ1 |  | RCQD-2417 | 13 | 16 | Yes | Yes | 2015-02-05 |  | 2
FALSE | RA1618AJ1 | 4914 | 7940470 | RHEEM SALES COMPANY, INC. | RA1618AJ1 | AC | Split System: Air-Cooled Condensing Unit, Coil with Blower | RA1618AJ1 |  | RCFL-H*2621 | 13 | 16 | Yes | Yes | 2015-02-05 |  | 2
FALSE | RA1618AJ1 | 4914 | 7940486 | RHEEM SALES COMPANY, INC. | RA1618AJ1 | AC | Split System: Air-Cooled Condensing Unit, Coil with Blower | RA1618AJ1 |  | RCFL-H*2621 | 13 | 16 | Yes | Yes | 2015-02-05 |  | 2
FALSE | RA1648AJ1 | 4919 | 7943203 | RHEEM SALES COMPANY, INC. | RA1648AC1 | AC | Split System: Air-Cooled Condensing Unit, Coil with Blower | RA1648AC1 |  | RCQD-4824 | 13 | 15.5 | Yes | Yes | 2015-02-05 |  | 1
FALSE | RA1442AD1 | 4761 | 7492051 | RHEEM SALES COMPANY, INC. | RA1442AJ1 | AC | Split System: Air-Cooled Condensing Unit, Coil with Blower | RA1442AJ1 |  | RCF4824STAM | 12 | 14.5 | Yes | Yes | 2015-02-05 |  | 0
FALSE | RA1642AJ1 | 4918 | 7942510 | RHEEM SALES COMPANY, INC. | RA1642AC1 | AC | Split System: Air-Cooled Condensing Unit, Coil with Blower | RA1642AC1 |  | RCQD-4821 | 13 | 16 | Yes | Yes | 2015-02-05 |  | 2
FALSE | RA1648AJ1 | 4919 | 7943451 | RHEEM SALES COMPANY, INC. | RA1648AJ1 | AC | Split System: Air-Cooled Condensing Unit, Coil with Blower | RA1648AJ1 |  | RCFN-H*4824 | 13 | 16 | Yes | Yes | 2015-02-05 |  | 2
FALSE | RA1424AJ1 | 4758 | 7490742 | RHEEM SALES COMPANY, INC. | RA1424AJ1 | AC | Split System: Air-Cooled Condensing Unit, Coil with Blower | RA1424AJ1 |  | RCF2417HTAM | 12.5 | 15.1 | Yes | Yes | 2015-02-05 |  | 1
FALSE | RA1624AJ1 | 4915 | 7940673 | RHEEM SALES COMPANY, INC. | RA1624AJ1 | AC | Split System: Air-Cooled Condensing Unit, Coil with Blower | RA1624AJ1 |  | RCF2421HTAM | 13 | 16 | Yes | Yes | 2015-02-05 |  | 2
FALSE | RA1642AJ1 | 4918 | 7942594 | RHEEM SALES COMPANY, INC. | RA1642AJ1 | AC | Split System: Air-Cooled Condensing Unit, Coil with Blower | RA1642AJ1 |  | RCF4821STAM | 13 | 15.5 | Yes | Yes | 2015-02-05 |  | 1
FALSE | RA1442AD1 | 4761 | 7945120 | RHEEM SALES COMPANY, INC. | RA1442AJ1 | AC | Split System: Air-Cooled Condensing Unit, Coil with Blower | RA1442AJ1 |  | RCF4821STAM | 12.5 | 15 | Yes | Yes | 2015-02-05 |  | 1
FALSE | RA1648AJ1 | 4919 | 7943326 | RHEEM SALES COMPANY, INC. | RA1648AJ1 | AC | Split System: Air-Cooled Condensing Unit, Coil with Blower | RA1648AJ1 |  | RCF4824STAM | 12.5 | 15.1 | Yes | Yes | 2015-02-05 |  | 1
FALSE | RA1442AD1 | 4761 | 7600410 | RHEEM SALES COMPANY, INC. | RA1442AD1 | AC | Split System: Air-Cooled Condensing Unit, Coil with Blower | RA1442AD1 |  | RCFL-H*4821 | 12 | 14.5 | Yes | Yes | 2015-02-05 |  | 0
FALSE | RA1636AJ1 | 4917 | 7944127 | RHEEM SALES COMPANY, INC. | RA1636AC1 | AC | Split System: Air-Cooled Condensing Unit, Coil with Blower | RA1636AC1 |  | RCF3624MTAM | 13 | 16 | Yes | Yes | 2015-02-05 |  | 2
FALSE | RA1448AD1 | 4762 | 7601563 | RHEEM SALES COMPANY, INC. | RA1448AJ1 | AC | Split System: Air-Cooled Condensing Unit, Coil with Blower | RA1448AJ1 |  | RCF4824STAM | 12 | 14.5 | Yes | Yes | 2015-02-05 |  | 0
FALSE | RA1442AD1 | 4761 | 7492120 | RHEEM SALES COMPANY, INC. | RA1442AJ1 | AC | Split System: Air-Cooled Condensing Unit, Coil with Blower | RA1442AJ1 |  | RCFL-H*4824 | 12.5 | 15.1 | Yes | Yes | 2015-02-05 |  | 1
FALSE | RA1342AD1 | 4827 | 7982637 | RHEEM SALES COMPANY, INC. | RA1342AJ1 | AC | Split System: Air-Cooled Condensing Unit, Coil with Blower | RA1342AJ1 |  | RCFN-H*4824 | 12 | 14.5 | Yes | Yes | 2015-02-05 |  | 0
FALSE | RA1618AJ1 | 4914 | 7940351 | RHEEM SALES COMPANY, INC. | RA1618AJ1 | AC | Split System: Air-Cooled Condensing Unit, Coil with Blower | RA1618AJ1 |  | RCF2417STAM | 13 | 16 | Yes | Yes | 2015-02-05 |  | 2
FALSE | RA1630AJ1 | 4916 | 7940943 | RHEEM SALES COMPANY, INC. | RA1630AJ1 | AC | Split System: Air-Cooled Condensing Unit, Coil with Blower | RA1630AJ1 |  | RCF3621MTAM | 13 | 16 | Yes | Yes | 2015-02-05 |  | 2
FALSE | RA1448AD1 | 4762 | 7600702 | RHEEM SALES COMPANY, INC. | RA1448AD1 | AC | Split System: Air-Cooled Condensing Unit, Coil with Blower | RA1448AD1 |  | RCFL-H*4821 | 12 | 14.5 | Yes | Yes | 2015-02-05 |  | 0
FALSE | RA1642AJ1 | 4918 | 7942774 | RHEEM SALES COMPANY, INC. | RA1642AJ1 | AC | Split System: Air-Cooled Condensing Unit, Coil with Blower | RA1642AJ1 |  | RCFN-H*4824 | 13 | 16 | Yes | Yes | 2015-02-05 |  | 2
FALSE | RA1648AJ1 | 4919 | 7943472 | RHEEM SALES COMPANY, INC. | RA1648AJ1 | AC | Split System: Air-Cooled Condensing Unit, Coil with Blower | RA1648AJ1 |  | RCQD-4821 | 13 | 15.5 | Yes | Yes | 2015-02-05 |  | 1
FALSE | RA1618AJ1 | 4914 | 7940410 | RHEEM SALES COMPANY, INC. | RA1618AJ1 | AC | Split System: Air-Cooled Condensing Unit, Coil Alone | RA1618AJ1 |  | RCF2421MTAM+RXMD-C04 | 12.2 | 14.5 | Yes | Yes | 2015-02-05 |  | 0
FALSE | RA1336AD1 | 4824 | 7983367 | RHEEM SALES COMPANY, INC. | RA1336AC1 | AC | Split System: Air-Cooled Condensing Unit, Coil with Blower | RA1336AC1 |  | RCF3624MTAM | 12 | 14.5 | Yes | Yes | 2015-02-05 |  | 0
FALSE | RA1648AJ1 | 4919 | 7943071 | RHEEM SALES COMPANY, INC. | RA1648AC1 | AC | Split System: Air-Cooled Condensing Unit, Coil with Blower | RA1648AC1 |  | RCFL-H*4824 | 13 | 15.5 | Yes | Yes | 2015-02-05 |  | 1
FALSE | RA1648AJ1 | 4919 | 7943001 | RHEEM SALES COMPANY, INC. | RA1648AC1 | AC | Split System: Air-Cooled Condensing Unit, Coil with Blower | RA1648AC1 |  | RCF4824STAM | 13 | 16 | Yes | Yes | 2015-02-05 |  | 2
FALSE | RA1418AJ1 | 4757 | 7490630 | RHEEM SALES COMPANY, INC. | RA1418AJ1 | AC | Split System: Air-Cooled Condensing Unit, Coil with Blower | RA1418AJ1 |  | RCFL-H*2417 | 13 | 15.5 | Yes | Yes | 2015-02-05 |  | 1
FALSE | RA1624AJ1 | 4915 | 7940584 | RHEEM SALES COMPANY, INC. | RA1624AJ1 | AC | Split System: Air-Cooled Condensing Unit, Coil with Blower | RA1624AJ1 |  | RCF2417HTAM | 13 | 15.5 | Yes | Yes | 2015-02-05 |  | 1
FALSE | RA1318AJ1 | 4821 | 7982234 | RHEEM SALES COMPANY, INC. | RA1318AJ1 | AC | Split System: Air-Cooled Condensing Unit, Coil with Blower | RA1318AJ1 |  | RCQD-2417 | 12.5 | 15.1 | Yes | Yes | 2015-02-05 |  | 1
FALSE | RA1660AC1 | 4920 | 7943926 | RHEEM SALES COMPANY, INC. | RA1660AC1 | AC | Split System: Air-Cooled Condensing Unit, Coil with Blower | RA1660AC1 |  | RCQD-6024 | 12.5 | 15 | Yes | Yes | 2015-02-05 |  | 1
FALSE | RA1436AD1 | 4760 | 7501026 | RHEEM SALES COMPANY, INC. | RA1436AC1 | AC | Split System: Air-Cooled Condensing Unit, Coil with Blower | RA1436AC1 |  | RCF3624HTAM | 13 | 16 | Yes | Yes | 2015-02-05 |  | 2
FALSE | RA1336AD1 | 4824 | 7508474 | RHEEM SALES COMPANY, INC. | RA1336AC1 | AC | Split System: Air-Cooled Condensing Unit, Coil with Blower | RA1336AC1 |  | RCFN-H*3624 | 12.5 | 15.1 | Yes | Yes | 2015-02-05 |  | 1
FALSE | RA1448AD1 | 4762 | 7600773 | RHEEM SALES COMPANY, INC. | RA1448AD1 | AC | Split System: Air-Cooled Condensing Unit, Coil with Blower | RA1448AD1 |  | RCFN-H*4824 | 12.5 | 15 | Yes | Yes | 2015-02-05 |  | 1
FALSE | RA1648AJ1 | 4919 | 7943298 | RHEEM SALES COMPANY, INC. | RA1648AJ1 | AC | Split System: Air-Cooled Condensing Unit, Coil with Blower | RA1648AJ1 |  | RCF4824STAM | 13 | 15.5 | Yes | Yes | 2015-02-05 |  | 1
FALSE | RA1618AJ1 | 4914 | 7940366 | RHEEM SALES COMPANY, INC. | RA1618AJ1 | AC | Split System: Air-Cooled Condensing Unit, Coil with Blower | RA1618AJ1 |  | RCF2421HTAM | 13 | 16 | Yes | Yes | 2015-02-05 |  | 2
FALSE | RA1436AD1 | 4760 | 7491635 | RHEEM SALES COMPANY, INC. | RA1436AJ1 | AC | Split System: Air-Cooled Condensing Unit, Coil with Blower | RA1436AJ1 |  | RCF3624MTAM | 13 | 16 | Yes | Yes | 2015-02-05 |  | 2
FALSE | RA1636AJ1 | 4917 | 7944131 | RHEEM SALES COMPANY, INC. | RA1636AC1 | AC | Split System: Air-Cooled Condensing Unit, Coil with Blower | RA1636AC1 |  | RCF3624MTAM | 13 | 16 | Yes | Yes | 2015-02-05 |  | 2
FALSE | RA1636AJ1 | 4917 | 7941573 | RHEEM SALES COMPANY, INC. | RA1636AC1 | AC | Split System: Air-Cooled Condensing Unit, Coil with Blower | RA1636AC1 |  | RCFL-H*3621 | 13 | 15.5 | Yes | Yes | 2015-02-05 |  | 1
FALSE | RA1318AJ1 | 4821 | 7507532 | RHEEM SALES COMPANY, INC. | RA1318AJ1 | AC | Split System: Air-Cooled Condensing Unit, Coil with Blower | RA1318AJ1 |  | RCFL-H*2621 | 12 | 14.5 | Yes | Yes | 2015-02-05 |  | 0
FALSE | RA1642AJ1 | 4918 | 7944185 | RHEEM SALES COMPANY, INC. | RA1642AC1 | AC | Split System: Air-Cooled Condensing Unit, Coil with Blower | RA1642AC1 |  | RCF4821STAM | 13 | 15.5 | Yes | Yes | 2015-02-05 |  | 1
FALSE | RA1436AD1 | 4760 | 7491402 | RHEEM SALES COMPANY, INC. | RA1436AC1 | AC | Split System: Air-Cooled Condensing Unit, Coil with Blower | RA1436AC1 |  | RCFL-H*3621 | 12.5 | 15.1 | Yes | Yes | 2015-02-05 |  | 1
FALSE | RA1436AD1 | 4760 | 7501039 | RHEEM SALES COMPANY, INC. | RA1436AC1 | AC | Split System: Air-Cooled Condensing Unit, Coil with Blower | RA1436AC1 |  | RCFL-H*3621 | 12.5 | 15.1 | Yes | Yes | 2015-02-05 |  | 1
FALSE | RA1660AC1 | 4920 | 7943560 | RHEEM SALES COMPANY, INC. | RA1660AJ1 | AC | Split System: Air-Cooled Condensing Unit, Coil with Blower | RA1660AJ1 |  | RCF6024HTAM | 12.5 | 15.1 | Yes | Yes | 2015-02-05 |  | 1
FALSE | RA1436AD1 | 4760 | 7600222 | RHEEM SALES COMPANY, INC. | RA1436AJ1 | AC | Split System: Air-Cooled Condensing Unit, Coil with Blower | RA1436AJ1 |  | RCFL-H*3824 | 13 | 16 | Yes | Yes | 2015-02-05 |  | 2
FALSE | RA1442AD1 | 4761 | 7491849 | RHEEM SALES COMPANY, INC. | RA1442AC1 | AC | Split System: Air-Cooled Condensing Unit, Coil with Blower | RA1442AC1 |  | RCF4824HTAM | 13 | 15.5 | Yes | Yes | 2015-02-05 |  | 1
FALSE | RA1442AD1 | 4761 | 7491940 | RHEEM SALES COMPANY, INC. | RA1442AC1 | AC | Split System: Air-Cooled Condensing Unit, Coil with Blower | RA1442AC1 |  | RCFL-H*4824 | 12.5 | 15.1 | Yes | Yes | 2015-02-05 |  | 1
FALSE | RA1630AJ1 | 4916 | 7941236 | RHEEM SALES COMPANY, INC. | RA1630AJ1 | AC | Split System: Air-Cooled Condensing Unit, Coil with Blower | RA1630AJ1 |  | RCFL-H*3824 | 13 | 16 | Yes | Yes | 2015-02-05 |  | 2
FALSE | RA1460AD1 | 4763 | 7601060 | RHEEM SALES COMPANY, INC. | RA1460AJ1 | AC | Split System: Air-Cooled Condensing Unit, Coil with Blower | RA1460AJ1 |  | RCFN-H*6024 | 12 | 14.5 | Yes | Yes | 2015-02-05 |  | 0
FALSE | RA1448AD1 | 4762 | 7600663 | RHEEM SALES COMPANY, INC. | RA1448AD1 | AC | Split System: Air-Cooled Condensing Unit, Coil with Blower | RA1448AD1 |  | RCF4824STAM | 12 | 14.5 | Yes | Yes | 2015-02-05 |  | 0
FALSE | RA1424AJ1 | 4758 | 7944936 | RHEEM SALES COMPANY, INC. | RA1424AJ1 | AC | Split System: Air-Cooled Condensing Unit, Coil with Blower | RA1424AJ1 |  | RCF2417MTAM | 13 | 15.5 | Yes | Yes | 2015-02-05 |  | 1
FALSE | RA1436AD1 | 4760 | 7491767 | RHEEM SALES COMPANY, INC. | RA1436AJ1 | AC | Split System: Air-Cooled Condensing Unit, Coil with Blower | RA1436AJ1 |  | RCQD-3621 | 13 | 16 | Yes | Yes | 2015-02-05 |  | 2
FALSE | RA1642AJ1 | 4918 | 7944220 | RHEEM SALES COMPANY, INC. | RA1642AJ1 | AC | Split System: Air-Cooled Condensing Unit, Coil with Blower | RA1642AJ1 |  | RCF4824HTAM | 13 | 16 | Yes | Yes | 2015-02-05 |  | 2
FALSE | RA1424AJ1 | 4758 | 7601363 | RHEEM SALES COMPANY, INC. | RA1424AJ1 | AC | Split System: Air-Cooled Condensing Unit, Coil with Blower | RA1424AJ1 |  | RCFN-H*2421 | 13 | 15.5 | Yes | Yes | 2015-02-05 |  | 1
FALSE | RA1636AJ1 | 4917 | 7941848 | RHEEM SALES COMPANY, INC. | RA1636AJ1 | AC | Split System: Air-Cooled Condensing Unit, Coil with Blower | RA1636AJ1 |  | RCF3621MTAM | 13 | 15.5 | Yes | Yes | 2015-02-05 |  | 1
FALSE | RA1436AD1 | 4760 | 7501067 | RHEEM SALES COMPANY, INC. | RA1436AJ1 | AC | Split System: Air-Cooled Condensing Unit, Coil with Blower | RA1436AJ1 |  | RCF3621STAM | 12.5 | 15.1 | Yes | Yes | 2015-02-05 |  | 1
FALSE | RA1636AJ1 | 4917 | 7941453 | RHEEM SALES COMPANY, INC. | RA1636AC1 | AC | Split System: Air-Cooled Condensing Unit, Coil with Blower | RA1636AC1 |  | RCF3621STAM | 12.5 | 15.1 | Yes | Yes | 2015-02-05 |  | 1
FALSE | RA1336AD1 | 4824 | 7982503 | RHEEM SALES COMPANY, INC. | RA1336AJ1 | AC | Split System: Air-Cooled Condensing Unit, Coil with Blower | RA1336AJ1 |  | RCQD-3621 | 12 | 14.5 | Yes | Yes | 2015-02-05 |  | 0
FALSE | RA1436AD1 | 4760 | 7945002 | RHEEM SALES COMPANY, INC. | RA1436AC1 | AC | Split System: Air-Cooled Condensing Unit, Coil with Blower | RA1436AC1 |  | RCF3621STAM | 12.5 | 15.1 | Yes | Yes | 2015-02-05 |  | 1
FALSE | RA1442AD1 | 4761 | 7492149 | RHEEM SALES COMPANY, INC. | RA1442AJ1 | AC | Split System: Air-Cooled Condensing Unit, Coil with Blower | RA1442AJ1 |  | RCFN-H*4824 | 13 | 15.5 | Yes | Yes | 2015-02-05 |  | 1
FALSE | RA1448AD1 | 4762 | 7600818 | RHEEM SALES COMPANY, INC. | RA1448AD1 | AC | Split System: Air-Cooled Condensing Unit, Coil with Blower | RA1448AD1 |  | RCQD-4821 | 12.5 | 15 | Yes | Yes | 2015-02-05 |  | 1
FALSE | RA1636AJ1 | 4917 | 7942184 | RHEEM SALES COMPANY, INC. | RA1636AJ1 | AC | Split System: Air-Cooled Condensing Unit, Coil with Blower | RA1636AJ1 |  | RCQD-3624 | 13 | 16 | Yes | Yes | 2015-02-05 |  | 2
FALSE | RA1660AC1 | 4920 | 7943824 | RHEEM SALES COMPANY, INC. | RA1660AC1 | AC | Split System: Air-Cooled Condensing Unit, Coil with Blower | RA1660AC1 |  | RCF6024STAM | 12.5 | 15.1 | Yes | Yes | 2015-02-05 |  | 1
FALSE | RA1648AJ1 | 4919 | 7943263 | RHEEM SALES COMPANY, INC. | RA1648AJ1 | AC | Split System: Air-Cooled Condensing Unit, Coil with Blower | RA1648AJ1 |  | RCF4824HTAM | 13 | 16 | Yes | Yes | 2015-02-05 |  | 2
FALSE | RA1424AJ1 | 4758 | 7490757 | RHEEM SALES COMPANY, INC. | RA1424AJ1 | AC | Split System: Air-Cooled Condensing Unit, Coil with Blower | RA1424AJ1 |  | RCF2417MTAM | 12.5 | 15.1 | Yes | Yes | 2015-02-05 |  | 1
FALSE | RA1424AJ1 | 4758 | 7490876 | RHEEM SALES COMPANY, INC. | RA1424AJ1 | AC | Split System: Air-Cooled Condensing Unit, Coil with Blower | RA1424AJ1 |  | RCFL-H*2621 | 13 | 15.5 | Yes | Yes | 2015-02-05 |  | 1
FALSE | RA1330AJ1 | 4823 | 7982366 | RHEEM SALES COMPANY, INC. | RA1330AJ1 | AC | Split System: Air-Cooled Condensing Unit, Coil with Blower | RA1330AJ1 |  | RCQD-3621 | 12.5 | 15.1 | Yes | Yes | 2015-02-05 |  | 1
FALSE | RA1442AD1 | 4761 | 7491958 | RHEEM SALES COMPANY, INC. | RA1442AC1 | AC | Split System: Air-Cooled Condensing Unit, Coil with Blower | RA1442AC1 |  | RCFN-H*4824 | 12.5 | 15.1 | Yes | Yes | 2015-02-05 |  | 1
FALSE | RA1460AD1 | 4763 | 7601011 | RHEEM SALES COMPANY, INC. | RA1460AD1 | AC | Split System: Air-Cooled Condensing Unit, Coil with Blower | RA1460AD1 |  | RCFN-H*6024 | 12 | 14.5 | Yes | Yes | 2015-02-05 |  | 0
FALSE | RA1436AD1 | 4760 | 7491690 | RHEEM SALES COMPANY, INC. | RA1436AJ1 | AC | Split System: Air-Cooled Condensing Unit, Coil with Blower | RA1436AJ1 |  | RCFL-H*3621 | 12.5 | 15.1 | Yes | Yes | 2015-02-05 |  | 1
FALSE | RA1336AD1 | 4824 | 7508320 | RHEEM SALES COMPANY, INC. | RA1336AC1 | AC | Split System: Air-Cooled Condensing Unit, Coil with Blower | RA1336AC1 |  | RCF3624MTAM | 12 | 14.5 | Yes | Yes | 2015-02-05 |  | 0
FALSE | RA1624AJ1 | 4915 | 7940755 | RHEEM SALES COMPANY, INC. | RA1624AJ1 | AC | Split System: Air-Cooled Condensing Unit, Coil with Blower | RA1624AJ1 |  | RCFL-H*2617 | 13 | 16 | Yes | Yes | 2015-02-05 |  | 2
FALSE | RA1648AJ1 | 4919 | 7943183 | RHEEM SALES COMPANY, INC. | RA1648AC1 | AC | Split System: Air-Cooled Condensing Unit, Coil with Blower | RA1648AC1 |  | RCQD-4824 | 13 | 15.5 | Yes | Yes | 2015-02-05 |  | 1
FALSE | RA1436AD1 | 4760 | 7491297 | RHEEM SALES COMPANY, INC. | RA1436AC1 | AC | Split System: Air-Cooled Condensing Unit, Coil with Blower | RA1436AC1 |  | RCF3621STAM | 12 | 14.5 | Yes | Yes | 2015-02-05 |  | 0
FALSE | RA1660AC1 | 4920 | 7943848 | RHEEM SALES COMPANY, INC. | RA1660AC1 | AC | Split System: Air-Cooled Condensing Unit, Coil with Blower | RA1660AC1 |  | RCFL-H*6024 | 12.5 | 15.1 | Yes | Yes | 2015-02-05 |  | 1
FALSE | RA1436AD1 | 4760 | 7491288 | RHEEM SALES COMPANY, INC. | RA1436AC1 | AC | Split System: Air-Cooled Condensing Unit, Coil with Blower | RA1436AC1 |  | RCF3621STAM | 12 | 14.5 | Yes | Yes | 2015-02-05 |  | 0
FALSE | RA1618AJ1 | 4914 | 7940514 | RHEEM SALES COMPANY, INC. | RA1618AJ1 | AC | Split System: Air-Cooled Condensing Unit, Coil with Blower | RA1618AJ1 |  | RCFN-H*2421 | 13 | 16 | Yes | Yes | 2015-02-05 |  | 2
FALSE | RA1442AD1 | 4761 | 7501121 | RHEEM SALES COMPANY, INC. | RA1442AC1 | AC | Split System: Air-Cooled Condensing Unit, Coil with Blower | RA1442AC1 |  | RCFL-H*4824 | 12.5 | 15.1 | Yes | Yes | 2015-02-05 |  | 1
FALSE | RA1648AJ1 | 4919 | 7943265 | RHEEM SALES COMPANY, INC. | RA1648AJ1 | AC | Split System: Air-Cooled Condensing Unit, Coil with Blower | RA1648AJ1 |  | RCF4824HTAM | 13 | 16 | Yes | Yes | 2015-02-05 |  | 2
FALSE | RA1424AJ1 | 4758 | 7490858 | RHEEM SALES COMPANY, INC. | RA1424AJ1 | AC | Split System: Air-Cooled Condensing Unit, Coil with Blower | RA1424AJ1 |  | RCFL-H*2617 | 13 | 15.5 | Yes | Yes | 2015-02-05 |  | 1
FALSE | RA1642AJ1 | 4918 | 7942814 | RHEEM SALES COMPANY, INC. | RA1642AJ1 | AC | Split System: Air-Cooled Condensing Unit, Coil with Blower | RA1642AJ1 |  | RCFN-H*4824 | 13 | 16 | Yes | Yes | 2015-02-05 |  | 2
FALSE | RA1418AJ1 | 4757 | 7490635 | RHEEM SALES COMPANY, INC. | RA1418AJ1 | AC | Split System: Air-Cooled Condensing Unit, Coil with Blower | RA1418AJ1 |  | RCFL-H*2617 | 13 | 16 | Yes | Yes | 2015-02-05 |  | 2
FALSE | RA1624AJ1 | 4915 | 7940775 | RHEEM SALES COMPANY, INC. | RA1624AJ1 | AC | Split System: Air-Cooled Condensing Unit, Coil with Blower | RA1624AJ1 |  | RCFL-H*2621 | 13 | 16 | Yes | Yes | 2015-02-05 |  | 2
FALSE | RA1442AD1 | 4761 | 7601491 | RHEEM SALES COMPANY, INC. | RA1442AC1 | AC | Split System: Air-Cooled Condensing Unit, Coil with Blower | RA1442AC1 |  | RCF4821STAM | 12 | 14.5 | Yes | Yes | 2015-02-05 |  | 0
FALSE | RA1430AJ1 | 4759 | 7884965 | RHEEM SALES COMPANY, INC. | RA1430AJ1 | AC | Split System: Air-Cooled Condensing Unit, Coil with Blower | RA1430AJ1 |  | RF1T3624MTAN | 13 | 16 | Yes | Yes | 2015-02-05 |  | 2
FALSE | RA1436AD1 | 4760 | 7600229 | RHEEM SALES COMPANY, INC. | RA1436AJ1 | AC | Split System: Air-Cooled Condensing Unit, Coil with Blower | RA1436AJ1 |  | RCQD-3621 | 13 | 16 | Yes | Yes | 2015-02-05 |  | 2
FALSE | RA1336AD1 | 4824 | 7508673 | RHEEM SALES COMPANY, INC. | RA1336AJ1 | AC | Split System: Air-Cooled Condensing Unit, Coil with Blower | RA1336AJ1 |  | RCF3624MTAM | 12 | 14.5 | Yes | Yes | 2015-02-05 |  | 0
FALSE | RA1642AJ1 | 4918 | 7942839 | RHEEM SALES COMPANY, INC. | RA1642AJ1 | AC | Split System: Air-Cooled Condensing Unit, Coil with Blower | RA1642AJ1 |  | RCQD-4821 | 12.5 | 15.1 | Yes | Yes | 2015-02-05 |  | 1
FALSE | RA1442AD1 | 4761 | 7600479 | RHEEM SALES COMPANY, INC. | RA1442AD1 | AC | Split System: Air-Cooled Condensing Unit, Coil with Blower | RA1442AD1 |  | RCFN-H*4824 | 12.5 | 15.1 | Yes | Yes | 2015-02-05 |  | 1
FALSE | RA1642AJ1 | 4918 | 7942291 | RHEEM SALES COMPANY, INC. | RA1642AC1 | AC | Split System: Air-Cooled Condensing Unit, Coil with Blower | RA1642AC1 |  | RCF4824HTAM | 13 | 16 | Yes | Yes | 2015-02-05 |  | 2
FALSE | RA1436AD1 | 4760 | 7599808 | RHEEM SALES COMPANY, INC. | RA1436AD1 | AC | Split System: Air-Cooled Condensing Unit, Coil with Blower | RA1436AD1 |  | RCF3621STAM | 12.5 | 15.1 | Yes | Yes | 2015-02-05 |  | 1
FALSE | RA1624AJ1 | 4915 | 7940814 | RHEEM SALES COMPANY, INC. | RA1624AJ1 | AC | Split System: Air-Cooled Condensing Unit, Coil with Blower | RA1624AJ1 |  | RCFN-H*2417 | 13 | 16 | Yes | Yes | 2015-02-05 |  | 2
FALSE | RA1648AJ1 | 4919 | 7943511 | RHEEM SALES COMPANY, INC. | RA1648AJ1 | AC | Split System: Air-Cooled Condensing Unit, Coil with Blower | RA1648AJ1 |  | RCQD-4824 | 13 | 16 | Yes | Yes | 2015-02-05 |  | 2
FALSE | RA1630AJ1 | 4916 | 7944027 | RHEEM SALES COMPANY, INC. | RA1630AJ1 | AC | Split System: Air-Cooled Condensing Unit, Coil with Blower | RA1630AJ1 |  | RCF3621MTAM | 13 | 16 | Yes | Yes | 2015-02-05 |  | 2
FALSE | RA1448AD1 | 4762 | 7501185 | RHEEM SALES COMPANY, INC. | RA1448AC1 | AC | Split System: Air-Cooled Condensing Unit, Coil with Blower | RA1448AC1 |  | RCFN-H*4824 | 13 | 15.5 | Yes | Yes | 2015-02-05 |  | 1
FALSE | RA1430AJ1 | 4759 | 7944977 | RHEEM SALES COMPANY, INC. | RA1430AJ1 | AC | Split System: Air-Cooled Condensing Unit, Coil with Blower | RA1430AJ1 |  | RCF3624HTAM | 13 | 16 | Yes | Yes | 2015-02-05 |  | 2
FALSE | RA1442AD1 | 4761 | 7492049 | RHEEM SALES COMPANY, INC. | RA1442AJ1 | AC | Split System: Air-Cooled Condensing Unit, Coil with Blower | RA1442AJ1 |  | RCF4824STAM | 12 | 14.5 | Yes | Yes | 2015-02-05 |  | 0
FALSE | RA1436AD1 | 4760 | 7491259 | RHEEM SALES COMPANY, INC. | RA1436AC1 | AC | Split System: Air-Cooled Condensing Unit, Coil with Blower | RA1436AC1 |  | RCF3621MTAM | 13 | 15.5 | Yes | Yes | 2015-02-05 |  | 1
FALSE | RA1636AJ1 | 4917 | 7941370 | RHEEM SALES COMPANY, INC. | RA1636AC1 | AC | Split System: Air-Cooled Condensing Unit, Coil with Blower | RA1636AC1 |  | RCF3617STAM | 12.5 | 15.1 | Yes | Yes | 2015-02-05 |  | 1
FALSE | RA1648AJ1 | 4919 | 7943497 | RHEEM SALES COMPANY, INC. | RA1648AJ1 | AC | Split System: Air-Cooled Condensing Unit, Coil with Blower | RA1648AJ1 |  | RCQD-4821 | 13 | 15.5 | Yes | Yes | 2015-02-05 |  | 1
FALSE | RA1648AJ1 | 4919 | 7943246 | RHEEM SALES COMPANY, INC. | RA1648AJ1 | AC | Split System: Air-Cooled Condensing Unit, Coil with Blower | RA1648AJ1 |  | RCF4821STAM | 12.5 | 15.1 | Yes | Yes | 2015-02-05 |  | 1
FALSE | RA1660AC1 | 4920 | 7943661 | RHEEM SALES COMPANY, INC. | RA1660AJ1 | AC | Split System: Air-Cooled Condensing Unit, Coil with Blower | RA1660AJ1 |  | RCFN-H*6024 | 12.5 | 15.1 | Yes | Yes | 2015-02-05 |  | 1
FALSE | RA1430AJ1 | 4759 | 7599667 | RHEEM SALES COMPANY, INC. | RA1430AJ1 | AC | Split System: Air-Cooled Condensing Unit, Coil with Blower | RA1430AJ1 |  | RCFN-H*3624 | 13 | 16 | Yes | Yes | 2015-02-05 |  | 2
FALSE | RA1636AJ1 | 4917 | 7941795 | RHEEM SALES COMPANY, INC. | RA1636AJ1 | AC | Split System: Air-Cooled Condensing Unit, Coil with Blower | RA1636AJ1 |  | RCF3617STAM | 12.5 | 15.1 | Yes | Yes | 2015-02-05 |  | 1
FALSE | RA1436AD1 | 4760 | 7491641 | RHEEM SALES COMPANY, INC. | RA1436AJ1 | AC | Split System: Air-Cooled Condensing Unit, Coil with Blower | RA1436AJ1 |  | RCF3624MTAM | 13 | 16 | Yes | Yes | 2015-02-05 |  | 2
FALSE | RA1642AJ1 | 4918 | 7942486 | RHEEM SALES COMPANY, INC. | RA1642AC1 | AC | Split System: Air-Cooled Condensing Unit, Coil with Blower | RA1642AC1 |  | RCQD-4821 | 13 | 16 | Yes | Yes | 2015-02-05 |  | 2
FALSE | RA1430AJ1 | 4759 | 7493671 | RHEEM SALES COMPANY, INC. | RA1430AJ1 | AC | Split System: Air-Cooled Condensing Unit, Coil with Blower | RA1430AJ1 |  | RHLL-HM3617 | 13 | 15.5 | Yes | Yes | 2015-02-05 |  | 1
FALSE | RA1642AJ1 | 4918 | 7942590 | RHEEM SALES COMPANY, INC. | RA1642AJ1 | AC | Split System: Air-Cooled Condensing Unit, Coil with Blower | RA1642AJ1 |  | RCF4821STAM | 12.5 | 15.1 | Yes | Yes | 2015-02-05 |  | 1
FALSE | RA1330AJ1 | 4823 | 7508020 | RHEEM SALES COMPANY, INC. | RA1330AJ1 | AC | Split System: Air-Cooled Condensing Unit, Coil with Blower | RA1330AJ1 |  | RCFL-H*3621 | 12 | 14.5 | Yes | Yes | 2015-02-05 |  | 0
FALSE | RA1436AD1 | 4760 | 7601451 | RHEEM SALES COMPANY, INC. | RA1436AD1 | AC | Split System: Air-Cooled Condensing Unit, Coil with Blower | RA1436AD1 |  | RCFL-H*3824 | 13 | 15.5 | Yes | Yes | 2015-02-05 |  | 1
FALSE | RA1648AJ1 | 4919 | 7942923 | RHEEM SALES COMPANY, INC. | RA1648AC1 | AC | Split System: Air-Cooled Condensing Unit, Coil with Blower | RA1648AC1 |  | RCF4821STAM | 13 | 16 | Yes | Yes | 2015-02-05 |  | 2
FALSE | RA1442AD1 | 4761 | 7492065 | RHEEM SALES COMPANY, INC. | RA1442AJ1 | AC | Split System: Air-Cooled Condensing Unit, Coil with Blower | RA1442AJ1 |  | RCF4824STAM | 12 | 14.5 | Yes | Yes | 2015-02-05 |  | 0
FALSE | RA1624AJ1 | 4915 | 7940653 | RHEEM SALES COMPANY, INC. | RA1624AJ1 | AC | Split System: Air-Cooled Condensing Unit, Coil with Blower | RA1624AJ1 |  | RCF2421HTAM | 13 | 16 | Yes | Yes | 2015-02-05 |  | 2
FALSE | RA1636AJ1 | 4917 | 7941955 | RHEEM SALES COMPANY, INC. | RA1636AJ1 | AC | Split System: Air-Cooled Condensing Unit, Coil with Blower | RA1636AJ1 |  | RCF3624MTAM | 13 | 16 | Yes | Yes | 2015-02-05 |  | 2
FALSE | RA1436AD1 | 4760 | 7600036 | RHEEM SALES COMPANY, INC. | RA1436AD1 | AC | Split System: Air-Cooled Condensing Unit, Coil with Blower | RA1436AD1 |  | RCFL-H*3821 | 13 | 15.5 | Yes | Yes | 2015-02-05 |  | 1
FALSE | RA1636AJ1 | 4917 | 7941888 | RHEEM SALES COMPANY, INC. | RA1636AJ1 | AC | Split System: Air-Cooled Condensing Unit, Coil with Blower | RA1636AJ1 |  | RCF3621STAM | 12.5 | 15.1 | Yes | Yes | 2015-02-05 |  | 1
FALSE | RA1318AJ1 | 4821 | 7983179 | RHEEM SALES COMPANY, INC. | RA1318AJ1 | AC | Split System: Air-Cooled Condensing Unit, Coil with Blower | RA1318AJ1 |  | RCF2417STAM | 12 | 14.5 | Yes | Yes | 2015-02-05 |  | 0
FALSE | RA1318AJ1 | 4821 | 7507457 | RHEEM SALES COMPANY, INC. | RA1318AJ1 | AC | Split System: Air-Cooled Condensing Unit, Coil with Blower | RA1318AJ1 |  | RCF2421HTAM | 12 | 14.5 | Yes | Yes | 2015-02-05 |  | 0
FALSE | RA1624AJ1 | 4915 | 7944011 | RHEEM SALES COMPANY, INC. | RA1624AJ1 | AC | Split System: Air-Cooled Condensing Unit, Coil with Blower | RA1624AJ1 |  | RCF2421MTAM | 13 | 16 | Yes | Yes | 2015-02-05 |  | 2
FALSE | RA1336AD1 | 4824 | 7508324 | RHEEM SALES COMPANY, INC. | RA1336AC1 | AC | Split System: Air-Cooled Condensing Unit, Coil with Blower | RA1336AC1 |  | RCF3624MTAM | 12 | 14.5 | Yes | Yes | 2015-02-05 |  | 0
FALSE | RA1324AJ1 | 4822 | 7507771 | RHEEM SALES COMPANY, INC. | RA1324AJ1 | AC | Split System: Air-Cooled Condensing Unit, Coil with Blower | RA1324AJ1 |  | RCFL-H*2621 | 12 | 14.5 | Yes | Yes | 2015-02-05 |  | 0
FALSE | RA1430AJ1 | 4759 | 7599662 | RHEEM SALES COMPANY, INC. | RA1430AJ1 | AC | Split System: Air-Cooled Condensing Unit, Coil with Blower | RA1430AJ1 |  | RCFL-H*3824 | 13 | 15.5 | Yes | Yes | 2015-02-05 |  | 1
FALSE | RA1442AD1 | 4761 | 7600414 | RHEEM SALES COMPANY, INC. | RA1442AD1 | AC | Split System: Air-Cooled Condensing Unit, Coil with Blower | RA1442AD1 |  | RCFL-H*4821 | 12 | 14.5 | Yes | Yes | 2015-02-05 |  | 0
FALSE | RA1442AD1 | 4761 | 7600516 | RHEEM SALES COMPANY, INC. | RA1442AD1 | AC | Split System: Air-Cooled Condensing Unit, Coil with Blower | RA1442AD1 |  | RHLL-HM4821 | 12 | 14.5 | Yes | Yes | 2015-02-05 |  | 0
FALSE | RA1636AJ1 | 4917 | 7944108 | RHEEM SALES COMPANY, INC. | RA1636AC1 | AC | Split System: Air-Cooled Condensing Unit, Coil with Blower | RA1636AC1 |  | RCF3621STAM | 13 | 15.5 | Yes | Yes | 2015-02-05 |  | 1
FALSE | RA1630AJ1 | 4916 | 7941193 | RHEEM SALES COMPANY, INC. | RA1630AJ1 | AC | Split System: Air-Cooled Condensing Unit, Coil with Blower | RA1630AJ1 |  | RCFL-H*3821 | 13 | 16 | Yes | Yes | 2015-02-05 |  | 2
FALSE | RA1430AJ1 | 4759 | 7599671 | RHEEM SALES COMPANY, INC. | RA1430AJ1 | AC | Split System: Air-Cooled Condensing Unit, Coil with Blower | RA1430AJ1 |  | RCFN-H*3624 | 13 | 16 | Yes | Yes | 2015-02-05 |  | 2
FALSE | RA1618AJ1 | 4914 | 7940434 | RHEEM SALES COMPANY, INC. | RA1618AJ1 | AC | Split System: Air-Cooled Condensing Unit, Coil Alone | RA1618AJ1 |  | RCFL-H*2417+RXMD-C04 | 12.2 | 14.5 | Yes | Yes | 2015-02-05 |  | 0
FALSE | RA1336AD1 | 4824 | 7508646 | RHEEM SALES COMPANY, INC. | RA1336AJ1 | AC | Split System: Air-Cooled Condensing Unit, Coil with Blower | RA1336AJ1 |  | RCF3624HTAM | 12.5 | 15.1 | Yes | Yes | 2015-02-05 |  | 1
FALSE | RA1618AJ1 | 4914 | 7940295 | RHEEM SALES COMPANY, INC. | RA1618AJ1 | AC | Split System: Air-Cooled Condensing Unit, Coil Alone | RA1618AJ1 |  | RCF2414STAM+RXMD-C04 | 12.2 | 14.5 | Yes | Yes | 2015-02-05 |  | 0
FALSE | RA1618AJ1 | 4914 | 7943962 | RHEEM SALES COMPANY, INC. | RA1618AJ1 | AC | Split System: Air-Cooled Condensing Unit, Coil with Blower | RA1618AJ1 |  | RCF2417STAM | 13 | 16 | Yes | Yes | 2015-02-05 |  | 2
FALSE | RA1448AD1 | 4762 | 7501171 | RHEEM SALES COMPANY, INC. | RA1448AC1 | AC | Split System: Air-Cooled Condensing Unit, Coil with Blower | RA1448AC1 |  | RCF4824STAM | 12 | 14.5 | Yes | Yes | 2015-02-05 |  | 0
FALSE | RA1630AJ1 | 4916 | 7941135 | RHEEM SALES COMPANY, INC. | RA1630AJ1 | AC | Split System: Air-Cooled Condensing Unit, Coil with Blower | RA1630AJ1 |  | RCFL-H*3621 | 13 | 16 | Yes | Yes | 2015-02-05 |  | 2
FALSE | RA1448AD1 | 4762 | 7601562 | RHEEM SALES COMPANY, INC. | RA1448AJ1 | AC | Split System: Air-Cooled Condensing Unit, Coil with Blower | RA1448AJ1 |  | RCF4824HTAM | 12.5 | 15 | Yes | Yes | 2015-02-05 |  | 1
FALSE | RA1630AJ1 | 4916 | 7941253 | RHEEM SALES COMPANY, INC. | RA1630AJ1 | AC | Split System: Air-Cooled Condensing Unit, Coil with Blower | RA1630AJ1 |  | RCFN-H*3624 | 13 | 16 | Yes | Yes | 2015-02-05 |  | 2
FALSE | RA1618AJ1 | 4914 | 7940330 | RHEEM SALES COMPANY, INC. | RA1618AJ1 | AC | Split System: Air-Cooled Condensing Unit, Coil with Blower | RA1618AJ1 |  | RCF2417MTAM | 13 | 16 | Yes | Yes | 2015-02-05 |  | 2
FALSE | RA1442AD1 | 4761 | 7600381 | RHEEM SALES COMPANY, INC. | RA1442AD1 | AC | Split System: Air-Cooled Condensing Unit, Coil with Blower | RA1442AD1 |  | RCF4824STAM | 12.5 | 15 | Yes | Yes | 2015-02-05 |  | 1
FALSE | RA1442AD1 | 4761 | 7945129 | RHEEM SALES COMPANY, INC. | RA1442AJ1 | AC | Split System: Air-Cooled Condensing Unit, Coil with Blower | RA1442AJ1 |  | RCF4824STAM | 12.5 | 15.1 | Yes | Yes | 2015-02-05 |  | 1
FALSE | RA1636AJ1 | 4917 | 7941465 | RHEEM SALES COMPANY, INC. | RA1636AC1 | AC | Split System: Air-Cooled Condensing Unit, Coil with Blower | RA1636AC1 |  | RCF3621STAM | 12.5 | 15.1 | Yes | Yes | 2015-02-05 |  | 1
FALSE | RA1448AD1 | 4762 | 7600685 | RHEEM SALES COMPANY, INC. | RA1448AD1 | AC | Split System: Air-Cooled Condensing Unit, Coil with Blower | RA1448AD1 |  | RCF4824STAM | 12 | 14.5 | Yes | Yes | 2015-02-05 |  | 0
FALSE | RA1424AJ1 | 4758 | 7490930 | RHEEM SALES COMPANY, INC. | RA1424AJ1 | AC | Split System: Air-Cooled Condensing Unit, Coil with Blower | RA1424AJ1 |  | RCFN-H*2421 | 13 | 15.5 | Yes | Yes | 2015-02-05 |  | 1
FALSE | RA1624AJ1 | 4915 | 7940698 | RHEEM SALES COMPANY, INC. | RA1624AJ1 | AC | Split System: Air-Cooled Condensing Unit, Coil with Blower | RA1624AJ1 |  | RCF2421MTAM | 13 | 16 | Yes | Yes | 2015-02-05 |  | 2
FALSE | RA1424AJ1 | 4758 | 7944940 | RHEEM SALES COMPANY, INC. | RA1424AJ1 | AC | Split System: Air-Cooled Condensing Unit, Coil with Blower | RA1424AJ1 |  | RCF2417STAM | 13 | 15.5 | Yes | Yes | 2015-02-05 |  | 1
FALSE | RA1418AJ1 | 4757 | 7490710 | RHEEM SALES COMPANY, INC. | RA1418AJ1 | AC | Split System: Air-Cooled Condensing Unit, Coil with Blower | RA1418AJ1 |  | RCFN-H*2421 | 13 | 16 | Yes | Yes | 2015-02-05 |  | 2
FALSE | RA1436AD1 | 4760 | 7945030 | RHEEM SALES COMPANY, INC. | RA1436AD1 | AC | Split System: Air-Cooled Condensing Unit, Coil with Blower | RA1436AD1 |  | RCF3621STAM | 12 | 14.5 | Yes | Yes | 2015-02-05 |  | 0
FALSE | RA1624AJ1 | 4915 | 7940618 | RHEEM SALES COMPANY, INC. | RA1624AJ1 | AC | Split System: Air-Cooled Condensing Unit, Coil with Blower | RA1624AJ1 |  | RCF2417MTAM | 13 | 16 | Yes | Yes | 2015-02-05 |  | 2
FALSE | RA1418AJ1 | 4757 | 7490657 | RHEEM SALES COMPANY, INC. | RA1418AJ1 | AC | Split System: Air-Cooled Condensing Unit, Coil with Blower | RA1418AJ1 |  | RCFL-H*2621 | 13 | 16 | Yes | Yes | 2015-02-05 |  | 2
FALSE | RA1442AD1 | 4761 | 7600368 | RHEEM SALES COMPANY, INC. | RA1442AD1 | AC | Split System: Air-Cooled Condensing Unit, Coil with Blower | RA1442AD1 |  | RCF4824STAM | 12 | 14.5 | Yes | Yes | 2015-02-05 |  | 0
FALSE | RA1430AJ1 | 4759 | 7944981 | RHEEM SALES COMPANY, INC. | RA1430AJ1 | AC | Split System: Air-Cooled Condensing Unit, Coil with Blower | RA1430AJ1 |  | RCF3624MTAM | 13 | 16 | Yes | Yes | 2015-02-05 |  | 2
FALSE | RA1424AJ1 | 4758 | 7500958 | RHEEM SALES COMPANY, INC. | RA1424AJ1 | AC | Split System: Air-Cooled Condensing Unit, Coil with Blower | RA1424AJ1 |  | RCF2421HTAM | 12.5 | 15.1 | Yes | Yes | 2015-02-05 |  | 1
FALSE | RA1430AJ1 | 4759 | 7500983 | RHEEM SALES COMPANY, INC. | RA1430AJ1 | AC | Split System: Air-Cooled Condensing Unit, Coil with Blower | RA1430AJ1 |  | RCF3624HTAM | 13 | 16 | Yes | Yes | 2015-02-05 |  | 2
FALSE | RA1430AJ1 | 4759 | 7599668 | RHEEM SALES COMPANY, INC. | RA1430AJ1 | AC | Split System: Air-Cooled Condensing Unit, Coil with Blower | RA1430AJ1 |  | RCFN-H*3624 | 13 | 16 | Yes | Yes | 2015-02-05 |  | 2
FALSE | RA1642AJ1 | 4918 | 7942295 | RHEEM SALES COMPANY, INC. | RA1642AC1 | AC | Split System: Air-Cooled Condensing Unit, Coil with Blower | RA1642AC1 |  | RCF4824HTAM | 13 | 16 | Yes | Yes | 2015-02-05 |  | 2
FALSE | RA1336AD1 | 4824 | 7508825 | RHEEM SALES COMPANY, INC. | RA1336AJ1 | AC | Split System: Air-Cooled Condensing Unit, Coil with Blower | RA1336AJ1 |  | RCFN-H*3624 | 12.5 | 15.1 | Yes | Yes | 2015-02-05 |  | 1
FALSE | RA1318AJ1 | 4821 | 7507416 | RHEEM SALES COMPANY, INC. | RA1318AJ1 | AC | Split System: Air-Cooled Condensing Unit, Coil with Blower | RA1318AJ1 |  | RCF2417HTAM | 12 | 14.5 | Yes | Yes | 2015-02-05 |  | 0
FALSE | RA1418AJ1 | 4757 | 7599540 | RHEEM SALES COMPANY, INC. | RA1418AJ1 | AC | Split System: Air-Cooled Condensing Unit, Coil with Blower | RA1418AJ1 |  | RCFL-H*2621 | 13 | 16 | Yes | Yes | 2015-02-05 |  | 2
FALSE | RA1648AJ1 | 4919 | 7943227 | RHEEM SALES COMPANY, INC. | RA1648AJ1 | AC | Split System: Air-Cooled Condensing Unit, Coil with Blower | RA1648AJ1 |  | RCF4821STAM | 12.5 | 15.1 | Yes | Yes | 2015-02-05 |  | 1
FALSE | RA1448AD1 | 4762 | 7492184 | RHEEM SALES COMPANY, INC. | RA1448AC1 | AC | Split System: Air-Cooled Condensing Unit, Coil with Blower | RA1448AC1 |  | RCF4821STAM | 12 | 14.5 | Yes | Yes | 2015-02-05 |  | 0
FALSE | RA1330AJ1 | 4823 | 7508044 | RHEEM SALES COMPANY, INC. | RA1330AJ1 | AC | Split System: Air-Cooled Condensing Unit, Coil with Blower | RA1330AJ1 |  | RCFL-H*3821 | 12 | 14.5 | Yes | Yes | 2015-02-05 |  | 0
FALSE | RA1630AJ1 | 4916 | 7940980 | RHEEM SALES COMPANY, INC. | RA1630AJ1 | AC | Split System: Air-Cooled Condensing Unit, Coil with Blower | RA1630AJ1 |  | RCF3621STAM | 13 | 16 | Yes | Yes | 2015-02-05 |  | 2
FALSE | RA1330AJ1 | 4823 | 7508115 | RHEEM SALES COMPANY, INC. | RA1330AJ1 | AC | Split System: Air-Cooled Condensing Unit, Coil with Blower | RA1330AJ1 |  | RCFN-H*3624 | 13 | 15.5 | Yes | Yes | 2015-02-05 |  | 1
FALSE | RA1630AJ1 | 4916 | 7941341 | RHEEM SALES COMPANY, INC. | RA1630AJ1 | AC | Split System: Air-Cooled Condensing Unit, Coil with Blower | RA1630AJ1 |  | RF1T3624MTAN | 13 | 16 | Yes | Yes | 2015-02-05 |  | 2
FALSE | RA1648AJ1 | 4919 | 7943180 | RHEEM SALES COMPANY, INC. | RA1648AC1 | AC | Split System: Air-Cooled Condensing Unit, Coil with Blower | RA1648AC1 |  | RCQD-4824 | 13 | 16 | Yes | Yes | 2015-02-05 |  | 2
FALSE | RA1430AJ1 | 4759 | 7491145 | RHEEM SALES COMPANY, INC. | RA1430AJ1 | AC | Split System: Air-Cooled Condensing Unit, Coil with Blower | RA1430AJ1 |  | RCFL-H*3821 | 13 | 15.5 | Yes | Yes | 2015-02-05 |  | 1
FALSE | RA1330AJ1 | 4823 | 7508015 | RHEEM SALES COMPANY, INC. | RA1330AJ1 | AC | Split System: Air-Cooled Condensing Unit, Coil with Blower | RA1330AJ1 |  | RCFL-H*3621 | 12 | 14.5 | Yes | Yes | 2015-02-05 |  | 0
FALSE | RA1648AJ1 | 4919 | 7943408 | RHEEM SALES COMPANY, INC. | RA1648AJ1 | AC | Split System: Air-Cooled Condensing Unit, Coil with Blower | RA1648AJ1 |  | RCFL-H*4824 | 13 | 16 | Yes | Yes | 2015-02-05 |  | 2
FALSE | RA1618AJ1 | 4914 | 7940323 | RHEEM SALES COMPANY, INC. | RA1618AJ1 | AC | Split System: Air-Cooled Condensing Unit, Coil with Blower | RA1618AJ1 |  | RCF2417MTAM | 13 | 16 | Yes | Yes | 2015-02-05 |  | 2
FALSE | RA1436AD1 | 4760 | 7599698 | RHEEM SALES COMPANY, INC. | RA1436AC1 | AC | Split System: Air-Cooled Condensing Unit, Coil with Blower | RA1436AC1 |  | RCF3624MTAM | 13 | 15.5 | Yes | Yes | 2015-02-05 |  | 1
FALSE | RA1442AD1 | 4761 | 7600277 | RHEEM SALES COMPANY, INC. | RA1442AD1 | AC | Split System: Air-Cooled Condensing Unit, Coil with Blower | RA1442AD1 |  | RCF4821STAM | 12.5 | 15.1 | Yes | Yes | 2015-02-05 |  | 1
FALSE | RA1442AD1 | 4761 | 7492124 | RHEEM SALES COMPANY, INC. | RA1442AJ1 | AC | Split System: Air-Cooled Condensing Unit, Coil with Blower | RA1442AJ1 |  | RCFL-H*4824 | 12 | 14.5 | Yes | Yes | 2015-02-05 |  | 0
FALSE | RA1636AJ1 | 4917 | 7942213 | RHEEM SALES COMPANY, INC. | RA1636AJ1 | AC | Split System: Air-Cooled Condensing Unit, Coil with Blower | RA1636AJ1 |  | RHAL-FR36T | 12.2 | 14.5 | Yes | Yes | 2015-02-05 |  | 0
FALSE | RA1448AD1 | 4762 | 7600582 | RHEEM SALES COMPANY, INC. | RA1448AC1 | AC | Split System: Air-Cooled Condensing Unit, Coil with Blower | RA1448AC1 |  | RCFL-H*4824 | 12 | 14.5 | Yes | Yes | 2015-02-05 |  | 0
FALSE | RA1636AJ1 | 4917 | 7941846 | RHEEM SALES COMPANY, INC. | RA1636AJ1 | AC | Split System: Air-Cooled Condensing Unit, Coil with Blower | RA1636AJ1 |  | RCF3621MTAM | 13 | 16 | Yes | Yes | 2015-02-05 |  | 2
FALSE | RA1618AJ1 | 4914 | 7940548 | RHEEM SALES COMPANY, INC. | RA1618AJ1 | AC | Split System: Air-Cooled Condensing Unit, Coil with Blower | RA1618AJ1 |  | RCQD-2417 | 13 | 16 | Yes | Yes | 2015-02-05 |  | 2
FALSE | RA1448AD1 | 4762 | 7492363 | RHEEM SALES COMPANY, INC. | RA1448AC1 | AC | Split System: Air-Cooled Condensing Unit, Coil with Blower | RA1448AC1 |  | RH2T4824MTAN | 13 | 15.5 | Yes | Yes | 2015-02-05 |  | 1
FALSE | RA1436AD1 | 4760 | 7601472 | RHEEM SALES COMPANY, INC. | RA1436AJ1 | AC | Split System: Air-Cooled Condensing Unit, Coil with Blower | RA1436AJ1 |  | RCF3624MTAM | 13 | 15.5 | Yes | Yes | 2015-02-05 |  | 1
FALSE | RA1448AD1 | 4762 | 7600603 | RHEEM SALES COMPANY, INC. | RA1448AD1 | AC | Split System: Air-Cooled Condensing Unit, Coil with Blower | RA1448AD1 |  | RCF4821STAM | 12.5 | 15.1 | Yes | Yes | 2015-02-05 |  | 1
FALSE | RA1636AJ1 | 4917 | 7941918 | RHEEM SALES COMPANY, INC. | RA1636AJ1 | AC | Split System: Air-Cooled Condensing Unit, Coil with Blower | RA1636AJ1 |  | RCF3624HTAM | 13 | 16 | Yes | Yes | 2015-02-05 |  | 2
FALSE | RA1436AD1 | 4760 | 7491318 | RHEEM SALES COMPANY, INC. | RA1436AC1 | AC | Split System: Air-Cooled Condensing Unit, Coil with Blower | RA1436AC1 |  | RCF3624HTAM | 13 | 16 | Yes | Yes | 2015-02-05 |  | 2
FALSE | RA1636AJ1 | 4917 | 7941705 | RHEEM SALES COMPANY, INC. | RA1636AC1 | AC | Split System: Air-Cooled Condensing Unit, Coil with Blower | RA1636AC1 |  | RCQD-3621 | 13 | 16 | Yes | Yes | 2015-02-05 |  | 2
FALSE | RA1318AJ1 | 4821 | 7982205 | RHEEM SALES COMPANY, INC. | RA1318AJ1 | AC | Split System: Air-Cooled Condensing Unit, Coil with Blower | RA1318AJ1 |  | RCFL-H*2621 | 12 | 14.5 | Yes | Yes | 2015-02-05 |  | 0
FALSE | RA1436AD1 | 4760 | 7599689 | RHEEM SALES COMPANY, INC. | RA1436AC1 | AC | Split System: Air-Cooled Condensing Unit, Coil with Blower | RA1436AC1 |  | RCF3621STAM | 12 | 14.5 | Yes | Yes | 2015-02-05 |  | 0
FALSE | RA1436AD1 | 4760 | 7599998 | RHEEM SALES COMPANY, INC. | RA1436AD1 | AC | Split System: Air-Cooled Condensing Unit, Coil with Blower | RA1436AD1 |  | RCFL-H*3621 | 12.5 | 15.1 | Yes | Yes | 2015-02-05 |  | 1
FALSE | RA1442AD1 | 4761 | 7600545 | RHEEM SALES COMPANY, INC. | RA1442AJ1 | AC | Split System: Air-Cooled Condensing Unit, Coil with Blower | RA1442AJ1 |  | RCFL-H*4824 | 12 | 14.5 | Yes | Yes | 2015-02-05 |  | 0
FALSE | RA1436AD1 | 4760 | 7599982 | RHEEM SALES COMPANY, INC. | RA1436AD1 | AC | Split System: Air-Cooled Condensing Unit, Coil with Blower | RA1436AD1 |  | RCFL-H*3621 | 12 | 14.5 | Yes | Yes | 2015-02-05 |  | 0
FALSE | RA1430AJ1 | 4759 | 7944982 | RHEEM SALES COMPANY, INC. | RA1430AJ1 | AC | Split System: Air-Cooled Condensing Unit, Coil with Blower | RA1430AJ1 |  | RCF3624MTAM | 13 | 16 | Yes | Yes | 2015-02-05 |  | 2
FALSE | RA1442AD1 | 4761 | 7945086 | RHEEM SALES COMPANY, INC. | RA1442AC1 | AC | Split System: Air-Cooled Condensing Unit, Coil with Blower | RA1442AC1 |  | RCF4824HTAM | 13 | 15.5 | Yes | Yes | 2015-02-05 |  | 1
FALSE | RA1436AD1 | 4760 | 7945023 | RHEEM SALES COMPANY, INC. | RA1436AD1 | AC | Split System: Air-Cooled Condensing Unit, Coil with Blower | RA1436AD1 |  | RCF3621MTAM | 13 | 15.5 | Yes | Yes | 2015-02-05 |  | 1
FALSE | RA1448AD1 | 4762 | 7492470 | RHEEM SALES COMPANY, INC. | RA1448AJ1 | AC | Split System: Air-Cooled Condensing Unit, Coil with Blower | RA1448AJ1 |  | RCFL-H*4824 | 12 | 14.5 | Yes | Yes | 2015-02-05 |  | 0
FALSE | RA1442AD1 | 4761 | 7945091 | RHEEM SALES COMPANY, INC. | RA1442AC1 | AC | Split System: Air-Cooled Condensing Unit, Coil with Blower | RA1442AC1 |  | RCF4824STAM | 12.5 | 15.1 | Yes | Yes | 2015-02-05 |  | 1
FALSE | RA1424AJ1 | 4758 | 7599609 | RHEEM SALES COMPANY, INC. | RA1424AJ1 | AC | Split System: Air-Cooled Condensing Unit, Coil with Blower | RA1424AJ1 |  | RCQD-2417 | 13 | 15.5 | Yes | Yes | 2015-02-05 |  | 1
FALSE | RA1336AD1 | 4824 | 7983362 | RHEEM SALES COMPANY, INC. | RA1336AC1 | AC | Split System: Air-Cooled Condensing Unit, Coil with Blower | RA1336AC1 |  | RCF3624HTAM | 12.5 | 15.1 | Yes | Yes | 2015-02-05 |  | 1
FALSE | RA1448AD1 | 4762 | 7492180 | RHEEM SALES COMPANY, INC. | RA1448AC1 | AC | Split System: Air-Cooled Condensing Unit, Coil with Blower | RA1448AC1 |  | RCF4821STAM | 12 | 14.5 | Yes | Yes | 2015-02-05 |  | 0
FALSE | RA1324AJ1 | 4822 | 7507644 | RHEEM SALES COMPANY, INC. | RA1324AJ1 | AC | Split System: Air-Cooled Condensing Unit, Coil with Blower | RA1324AJ1 |  | RCF2417MTAM | 12 | 14.5 | Yes | Yes | 2015-02-05 |  | 0
FALSE | RA1336AD1 | 4824 | 7508232 | RHEEM SALES COMPANY, INC. | RA1336AC1 | AC | Split System: Air-Cooled Condensing Unit, Coil with Blower | RA1336AC1 |  | RCF3621MTAM | 12 | 14.5 | Yes | Yes | 2015-02-05 |  | 0
FALSE | RA1442AD1 | 4761 | 7600464 | RHEEM SALES COMPANY, INC. | RA1442AD1 | AC | Split System: Air-Cooled Condensing Unit, Coil with Blower | RA1442AD1 |  | RCFL-H*4824 | 12 | 14.5 | Yes | Yes | 2015-02-05 |  | 0
FALSE | RA1630AJ1 | 4916 | 7941134 | RHEEM SALES COMPANY, INC. | RA1630AJ1 | AC | Split System: Air-Cooled Condensing Unit, Coil with Blower | RA1630AJ1 |  | RCFL-H*3621 | 13 | 16 | Yes | Yes | 2015-02-05 |  | 2
FALSE | RA1418AJ1 | 4757 | 7490691 | RHEEM SALES COMPANY, INC. | RA1418AJ1 | AC | Split System: Air-Cooled Condensing Unit, Coil with Blower | RA1418AJ1 |  | RCFN-H*2421 | 13 | 16 | Yes | Yes | 2015-02-05 |  | 2
FALSE | RA1660AC1 | 4920 | 7943767 | RHEEM SALES COMPANY, INC. | RA1660AC1 | AC | Split System: Air-Cooled Condensing Unit, Coil with Blower | RA1660AC1 |  | RBHP-25 | 12.5 | 15 | Yes | Yes | 2015-02-05 |  | 1
FALSE | RA1330AJ1 | 4823 | 7508151 | RHEEM SALES COMPANY, INC. | RA1330AJ1 | AC | Split System: Air-Cooled Condensing Unit, Coil with Blower | RA1330AJ1 |  | RCQD-3621 | 12.5 | 15.1 | Yes | Yes | 2015-02-05 |  | 1
FALSE | RA1642AJ1 | 4918 | 7942852 | RHEEM SALES COMPANY, INC. | RA1642AJ1 | AC | Split System: Air-Cooled Condensing Unit, Coil with Blower | RA1642AJ1 |  | RCQD-4821 | 13 | 16 | Yes | Yes | 2015-02-05 |  | 2
FALSE | RA1442AD1 | 4761 | 7945078 | RHEEM SALES COMPANY, INC. | RA1442AC1 | AC | Split System: Air-Cooled Condensing Unit, Coil with Blower | RA1442AC1 |  | RCF4821STAM | 12 | 14.5 | Yes | Yes | 2015-02-05 |  | 0
FALSE | RA1336AD1 | 4824 | 7508439 | RHEEM SALES COMPANY, INC. | RA1336AC1 | AC | Split System: Air-Cooled Condensing Unit, Coil with Blower | RA1336AC1 |  | RCFL-H*3824 | 12 | 14.5 | Yes | Yes | 2015-02-05 |  | 0
FALSE | RA1336AD1 | 4824 | 7508790 | RHEEM SALES COMPANY, INC. | RA1336AJ1 | AC | Split System: Air-Cooled Condensing Unit, Coil with Blower | RA1336AJ1 |  | RCFL-H*3824 | 12 | 14.5 | Yes | Yes | 2015-02-05 |  | 0
FALSE | RA1648AJ1 | 4919 | 7943439 | RHEEM SALES COMPANY, INC. | RA1648AJ1 | AC | Split System: Air-Cooled Condensing Unit, Coil with Blower | RA1648AJ1 |  | RCFN-H*4824 | 13 | 16 | Yes | Yes | 2015-02-05 |  | 2
FALSE | RA1618AJ1 | 4914 | 7940309 | RHEEM SALES COMPANY, INC. | RA1618AJ1 | AC | Split System: Air-Cooled Condensing Unit, Coil with Blower | RA1618AJ1 |  | RCF2417HTAM | 13 | 16 | Yes | Yes | 2015-02-05 |  | 2
FALSE | RA1336AD1 | 4824 | 7508514 | RHEEM SALES COMPANY, INC. | RA1336AC1 | AC | Split System: Air-Cooled Condensing Unit, Coil with Blower | RA1336AC1 |  | RCQD-3621 | 12 | 14.5 | Yes | Yes | 2015-02-05 |  | 0
FALSE | RA1342AD1 | 4827 | 7512019 | RHEEM SALES COMPANY, INC. | RA1342AJ1 | AC | Split System: Air-Cooled Condensing Unit, Coil with Blower | RA1342AJ1 |  | RH2T4824MTAN | 12 | 14.5 | Yes | Yes | 2015-02-05 |  | 0
FALSE | RA1318AJ1 | 4821 | 7507574 | RHEEM SALES COMPANY, INC. | RA1318AJ1 | AC | Split System: Air-Cooled Condensing Unit, Coil with Blower | RA1318AJ1 |  | RCFN-H*2421 | 12.5 | 15.1 | Yes | Yes | 2015-02-05 |  | 1
FALSE | RA1448AD1 | 4762 | 7492412 | RHEEM SALES COMPANY, INC. | RA1448AJ1 | AC | Split System: Air-Cooled Condensing Unit, Coil with Blower | RA1448AJ1 |  | RCF4824HTAM | 12.5 | 15.1 | Yes | Yes | 2015-02-05 |  | 1
FALSE | RA1660AC1 | 4920 | 7943895 | RHEEM SALES COMPANY, INC. | RA1660AC1 | AC | Split System: Air-Cooled Condensing Unit, Coil with Blower | RA1660AC1 |  | RCFN-H*6024 | 12.5 | 15.1 | Yes | Yes | 2015-02-05 |  | 1
FALSE | RA1330AJ1 | 4823 | 7982325 | RHEEM SALES COMPANY, INC. | RA1330AJ1 | AC | Split System: Air-Cooled Condensing Unit, Coil with Blower | RA1330AJ1 |  | RCF3624HTAM | 13 | 15.5 | Yes | Yes | 2015-02-05 |  | 1
FALSE | RA1636AJ1 | 4917 | 7944139 | RHEEM SALES COMPANY, INC. | RA1636AJ1 | AC | Split System: Air-Cooled Condensing Unit, Coil with Blower | RA1636AJ1 |  | RCF3621MTAM | 13 | 16 | Yes | Yes | 2015-02-05 |  | 2
FALSE | RA1642AJ1 | 4918 | 7942388 | RHEEM SALES COMPANY, INC. | RA1642AC1 | AC | Split System: Air-Cooled Condensing Unit, Coil with Blower | RA1642AC1 |  | RCFL-H*4821 | 12.5 | 15.1 | Yes | Yes | 2015-02-05 |  | 1
FALSE | RA1436AD1 | 4760 | 7599705 | RHEEM SALES COMPANY, INC. | RA1436AC1 | AC | Split System: Air-Cooled Condensing Unit, Coil with Blower | RA1436AC1 |  | RCFL-H*3617 | 12.5 | 15 | Yes | Yes | 2015-02-05 |  | 1
FALSE | RA1642AJ1 | 4918 | 7942476 | RHEEM SALES COMPANY, INC. | RA1642AC1 | AC | Split System: Air-Cooled Condensing Unit, Coil with Blower | RA1642AC1 |  | RCFN-H*4824 | 13 | 16 | Yes | Yes | 2015-02-05 |  | 2
FALSE | RA1336AD1 | 4824 | 7508273 | RHEEM SALES COMPANY, INC. | RA1336AC1 | AC | Split System: Air-Cooled Condensing Unit, Coil with Blower | RA1336AC1 |  | RCF3624HTAM | 12.5 | 15.1 | Yes | Yes | 2015-02-05 |  | 1
FALSE | RA1618AJ1 | 4914 | 7940411 | RHEEM SALES COMPANY, INC. | RA1618AJ1 | AC | Split System: Air-Cooled Condensing Unit, Coil with Blower | RA1618AJ1 |  | RCFL-H*2417 | 13 | 16 | Yes | Yes | 2015-02-05 |  | 2
FALSE | RA1442AD1 | 4761 | 7600337 | RHEEM SALES COMPANY, INC. | RA1442AD1 | AC | Split System: Air-Cooled Condensing Unit, Coil with Blower | RA1442AD1 |  | RCF4824HTAM | 13 | 15.5 | Yes | Yes | 2015-02-05 |  | 1
FALSE | RA1642AJ1 | 4918 | 7942306 | RHEEM SALES COMPANY, INC. | RA1642AC1 | AC | Split System: Air-Cooled Condensing Unit, Coil with Blower | RA1642AC1 |  | RCF4824STAM | 13 | 15.5 | Yes | Yes | 2015-02-05 |  | 1
FALSE | RA1318AJ1 | 4821 | 7983184 | RHEEM SALES COMPANY, INC. | RA1318AJ1 | AC | Split System: Air-Cooled Condensing Unit, Coil with Blower | RA1318AJ1 |  | RCF2421HTAM | 12 | 14.5 | Yes | Yes | 2015-02-05 |  | 0
FALSE | RA1660AC1 | 4920 | 7943897 | RHEEM SALES COMPANY, INC. | RA1660AC1 | AC | Split System: Air-Cooled Condensing Unit, Coil with Blower | RA1660AC1 |  | RCFN-H*6024 | 13 | 15.5 | Yes | Yes | 2015-02-05 |  | 1
FALSE | RA1330AJ1 | 4823 | 7507938 | RHEEM SALES COMPANY, INC. | RA1330AJ1 | AC | Split System: Air-Cooled Condensing Unit, Coil with Blower | RA1330AJ1 |  | RCF3624HTAM | 12.5 | 15.1 | Yes | Yes | 2015-02-05 |  | 1
FALSE | RA1330AJ1 | 4823 | 7507953 | RHEEM SALES COMPANY, INC. | RA1330AJ1 | AC | Split System: Air-Cooled Condensing Unit, Coil with Blower | RA1330AJ1 |  | RCF3624MTAM | 12.5 | 15.1 | Yes | Yes | 2015-02-05 |  | 1
FALSE | RA1436AD1 | 4760 | 7501076 | RHEEM SALES COMPANY, INC. | RA1436AJ1 | AC | Split System: Air-Cooled Condensing Unit, Coil with Blower | RA1436AJ1 |  | RCF3624MTAM | 13 | 16 | Yes | Yes | 2015-02-05 |  | 2
FALSE | RA1460AD1 | 4763 | 7600986 | RHEEM SALES COMPANY, INC. | RA1460AD1 | AC | Split System: Air-Cooled Condensing Unit, Coil with Blower | RA1460AD1 |  | RCFL-H*6024 | 12 | 14.5 | Yes | Yes | 2015-02-05 |  | 0
FALSE | RA1442AD1 | 4761 | 7600367 | RHEEM SALES COMPANY, INC. | RA1442AD1 | AC | Split System: Air-Cooled Condensing Unit, Coil with Blower | RA1442AD1 |  | RCF4824STAM | 12 | 14.5 | Yes | Yes | 2015-02-05 |  | 0
FALSE | RA1418AJ1 | 4757 | 7500943 | RHEEM SALES COMPANY, INC. | RA1418AJ1 | AC | Split System: Air-Cooled Condensing Unit, Coil with Blower | RA1418AJ1 |  | RCFL-H*2417 | 13 | 15.5 | Yes | Yes | 2015-02-05 |  | 1
FALSE | RA1624AJ1 | 4915 | 7940677 | RHEEM SALES COMPANY, INC. | RA1624AJ1 | AC | Split System: Air-Cooled Condensing Unit, Coil with Blower | RA1624AJ1 |  | RCF2421HTAM | 13 | 15.5 | Yes | Yes | 2015-02-05 |  | 1
FALSE | RA1642AJ1 | 4918 | 7942384 | RHEEM SALES COMPANY, INC. | RA1642AC1 | AC | Split System: Air-Cooled Condensing Unit, Coil with Blower | RA1642AC1 |  | RCFL-H*4821 | 13 | 15.5 | Yes | Yes | 2015-02-05 |  | 1
FALSE | RA1660AC1 | 4920 | 7943655 | RHEEM SALES COMPANY, INC. | RA1660AJ1 | AC | Split System: Air-Cooled Condensing Unit, Coil with Blower | RA1660AJ1 |  | RCFN-H*6024 | 12.5 | 15.1 | Yes | Yes | 2015-02-05 |  | 1
FALSE | RA1436AD1 | 4760 | 7600158 | RHEEM SALES COMPANY, INC. | RA1436AD1 | AC | Split System: Air-Cooled Condensing Unit, Coil with Blower | RA1436AD1 |  | RH1V3621MTAN | 13 | 16 | Yes | Yes | 2015-02-05 |  | 2
FALSE | RA1636AJ1 | 4917 | 7942168 | RHEEM SALES COMPANY, INC. | RA1636AJ1 | AC | Split System: Air-Cooled Condensing Unit, Coil with Blower | RA1636AJ1 |  | RCQD-3621 | 13 | 16 | Yes | Yes | 2015-02-05 |  | 2
FALSE | RA1618AJ1 | 4914 | 7940359 | RHEEM SALES COMPANY, INC. | RA1618AJ1 | AC | Split System: Air-Cooled Condensing Unit, Coil with Blower | RA1618AJ1 |  | RCF2421HTAM | 13 | 16 | Yes | Yes | 2015-02-05 |  | 2
FALSE | RA1660AC1 | 4920 | 7943800 | RHEEM SALES COMPANY, INC. | RA1660AC1 | AC | Split System: Air-Cooled Condensing Unit, Coil with Blower | RA1660AC1 |  | RCF6024STAM | 13 | 15.5 | Yes | Yes | 2015-02-05 |  | 1
FALSE | RA1448AD1 | 4762 | 7600669 | RHEEM SALES COMPANY, INC. | RA1448AD1 | AC | Split System: Air-Cooled Condensing Unit, Coil with Blower | RA1448AD1 |  | RCF4824STAM | 12.5 | 15.1 | Yes | Yes | 2015-02-05 |  | 1
FALSE | RA1436AD1 | 4760 | 7601403 | RHEEM SALES COMPANY, INC. | RA1436AC1 | AC | Split System: Air-Cooled Condensing Unit, Coil with Blower | RA1436AC1 |  | RCF3621STAM | 12.5 | 15 | Yes | Yes | 2015-02-05 |  | 1
FALSE | RA1424AJ1 | 4758 | 7601350 | RHEEM SALES COMPANY, INC. | RA1424AJ1 | AC | Split System: Air-Cooled Condensing Unit, Coil with Blower | RA1424AJ1 |  | RCF2421MTAM | 12.5 | 15.1 | Yes | Yes | 2015-02-05 |  | 1
FALSE | RA1648AJ1 | 4919 | 7943087 | RHEEM SALES COMPANY, INC. | RA1648AC1 | AC | Split System: Air-Cooled Condensing Unit, Coil with Blower | RA1648AC1 |  | RCFL-H*4824 | 13 | 15.5 | Yes | Yes | 2015-02-05 |  | 1
FALSE | RA1636AJ1 | 4917 | 7942050 | RHEEM SALES COMPANY, INC. | RA1636AJ1 | AC | Split System: Air-Cooled Condensing Unit, Coil with Blower | RA1636AJ1 |  | RCFL-H*3821 | 13 | 15.5 | Yes | Yes | 2015-02-05 |  | 1
FALSE | RA1424AJ1 | 4758 | 7601357 | RHEEM SALES COMPANY, INC. | RA1424AJ1 | AC | Split System: Air-Cooled Condensing Unit, Coil with Blower | RA1424AJ1 |  | RCFL-H*2621 | 13 | 15.5 | Yes | Yes | 2015-02-05 |  | 1
FALSE | RA1436AD1 | 4760 | 7491518 | RHEEM SALES COMPANY, INC. | RA1436AC1 | AC | Split System: Air-Cooled Condensing Unit, Coil with Blower | RA1436AC1 |  | RH1V3617STAN | 12.5 | 15 | Yes | Yes | 2015-02-05 |  | 1
FALSE | RA1324AJ1 | 4822 | 7507825 | RHEEM SALES COMPANY, INC. | RA1324AJ1 | AC | Split System: Air-Cooled Condensing Unit, Coil with Blower | RA1324AJ1 |  | RCFN-H*2421 | 12 | 14.5 | Yes | Yes | 2015-02-05 |  | 0
FALSE | RA1630AJ1 | 4916 | 7941268 | RHEEM SALES COMPANY, INC. | RA1630AJ1 | AC | Split System: Air-Cooled Condensing Unit, Coil with Blower | RA1630AJ1 |  | RCFN-H*3624 | 13 | 16 | Yes | Yes | 2015-02-05 |  | 2
FALSE | RA1436AD1 | 4760 | 7599771 | RHEEM SALES COMPANY, INC. | RA1436AD1 | AC | Split System: Air-Cooled Condensing Unit, Coil with Blower | RA1436AD1 |  | RCF3621MTAM | 13 | 15.5 | Yes | Yes | 2015-02-05 |  | 1
FALSE | RA1442AD1 | 4761 | 7493693 | RHEEM SALES COMPANY, INC. | RA1442AJ1 | AC | Split System: Air-Cooled Condensing Unit, Coil with Blower | RA1442AJ1 |  | RHPN-HM4824 | 13 | 16 | Yes | Yes | 2015-02-05 |  | 2
FALSE | RA1660AC1 | 4920 | 7943810 | RHEEM SALES COMPANY, INC. | RA1660AC1 | AC | Split System: Air-Cooled Condensing Unit, Coil with Blower | RA1660AC1 |  | RCF6024STAM | 12.5 | 15.1 | Yes | Yes | 2015-02-05 |  | 1
FALSE | RA1436AD1 | 4760 | 7491617 | RHEEM SALES COMPANY, INC. | RA1436AJ1 | AC | Split System: Air-Cooled Condensing Unit, Coil with Blower | RA1436AJ1 |  | RCF3624HTAM | 13 | 16 | Yes | Yes | 2015-02-05 |  | 2
FALSE | RA1636AJ1 | 4917 | 7941369 | RHEEM SALES COMPANY, INC. | RA1636AC1 | AC | Split System: Air-Cooled Condensing Unit, Coil with Blower | RA1636AC1 |  | RCF3617STAM | 12.5 | 15.1 | Yes | Yes | 2015-02-05 |  | 1
FALSE | RA1436AD1 | 4760 | 7599903 | RHEEM SALES COMPANY, INC. | RA1436AD1 | AC | Split System: Air-Cooled Condensing Unit, Coil with Blower | RA1436AD1 |  | RCF3624MTAM | 13 | 16 | Yes | Yes | 2015-02-05 |  | 2
FALSE | RA1630AJ1 | 4916 | 7941076 | RHEEM SALES COMPANY, INC. | RA1630AJ1 | AC | Split System: Air-Cooled Condensing Unit, Coil with Blower | RA1630AJ1 |  | RCF3624MTAM | 13 | 16 | Yes | Yes | 2015-02-05 |  | 2
FALSE | RA1418AJ1 | 4757 | 7490545 | RHEEM SALES COMPANY, INC. | RA1418AJ1 | AC | Split System: Air-Cooled Condensing Unit, Coil with Blower | RA1418AJ1 |  | RCF2417MTAM | 13 | 16 | Yes | Yes | 2015-02-05 |  | 2
FALSE | RA1330AJ1 | 4823 | 7508163 | RHEEM SALES COMPANY, INC. | RA1330AJ1 | AC | Split System: Air-Cooled Condensing Unit, Coil with Blower | RA1330AJ1 |  | RCQD-3624 | 12.5 | 15.1 | Yes | Yes | 2015-02-05 |  | 1
FALSE | RA1636AJ1 | 4917 | 7941856 | RHEEM SALES COMPANY, INC. | RA1636AJ1 | AC | Split System: Air-Cooled Condensing Unit, Coil with Blower | RA1636AJ1 |  | RCF3621MTAM | 13 | 16 | Yes | Yes | 2015-02-05 |  | 2
FALSE | RA1624AJ1 | 4915 | 7940766 | RHEEM SALES COMPANY, INC. | RA1624AJ1 | AC | Split System: Air-Cooled Condensing Unit, Coil with Blower | RA1624AJ1 |  | RCFL-H*2617 | 13 | 16 | Yes | Yes | 2015-02-05 |  | 2
FALSE | RA1436AD1 | 4760 | 7599832 | RHEEM SALES COMPANY, INC. | RA1436AD1 | AC | Split System: Air-Cooled Condensing Unit, Coil with Blower | RA1436AD1 |  | RCF3621STAM | 12.5 | 15.1 | Yes | Yes | 2015-02-05 |  | 1
FALSE | RA1630AJ1 | 4916 | 7940914 | RHEEM SALES COMPANY, INC. | RA1630AJ1 | AC | Split System: Air-Cooled Condensing Unit, Coil with Blower | RA1630AJ1 |  | RCF3617STAM | 13 | 16 | Yes | Yes | 2015-02-05 |  | 2
FALSE | RA1648AJ1 | 4919 | 7943085 | RHEEM SALES COMPANY, INC. | RA1648AC1 | AC | Split System: Air-Cooled Condensing Unit, Coil with Blower | RA1648AC1 |  | RCFL-H*4824 | 13 | 15.5 | Yes | Yes | 2015-02-05 |  | 1
FALSE | RA1336AD1 | 4824 | 7508211 | RHEEM SALES COMPANY, INC. | RA1336AC1 | AC | Split System: Air-Cooled Condensing Unit, Coil with Blower | RA1336AC1 |  | RCF3621MTAM | 12 | 14.5 | Yes | Yes | 2015-02-05 |  | 0
FALSE | RA1642AJ1 | 4918 | 7942750 | RHEEM SALES COMPANY, INC. | RA1642AJ1 | AC | Split System: Air-Cooled Condensing Unit, Coil with Blower | RA1642AJ1 |  | RCFL-H*4824 | 13 | 15.5 | Yes | Yes | 2015-02-05 |  | 1
FALSE | RA1642AJ1 | 4918 | 7942607 | RHEEM SALES COMPANY, INC. | RA1642AJ1 | AC | Split System: Air-Cooled Condensing Unit, Coil with Blower | RA1642AJ1 |  | RCF4824HTAM | 13 | 16 | Yes | Yes | 2015-02-05 |  | 2
FALSE | RA1436AD1 | 4760 | 7491720 | RHEEM SALES COMPANY, INC. | RA1436AJ1 | AC | Split System: Air-Cooled Condensing Unit, Coil with Blower | RA1436AJ1 |  | RCFL-H*3821 | 13 | 15.5 | Yes | Yes | 2015-02-05 |  | 1
FALSE | RA1336AD1 | 4824 | 7508281 | RHEEM SALES COMPANY, INC. | RA1336AC1 | AC | Split System: Air-Cooled Condensing Unit, Coil with Blower | RA1336AC1 |  | RCF3624HTAM | 12.5 | 15 | Yes | Yes | 2015-02-05 |  | 1
FALSE | RA1630AJ1 | 4916 | 7941278 | RHEEM SALES COMPANY, INC. | RA1630AJ1 | AC | Split System: Air-Cooled Condensing Unit, Coil Alone | RA1630AJ1 |  | RCFN-H*3624+RXMD-C04 | 12.5 | 15.1 | Yes | Yes | 2015-02-05 |  | 1
FALSE | RA1436AD1 | 4760 | 7491264 | RHEEM SALES COMPANY, INC. | RA1436AC1 | AC | Split System: Air-Cooled Condensing Unit, Coil with Blower | RA1436AC1 |  | RCF3621MTAM | 13 | 15.5 | Yes | Yes | 2015-02-05 |  | 1
FALSE | RA1436AD1 | 4760 | 7491604 | RHEEM SALES COMPANY, INC. | RA1436AJ1 | AC | Split System: Air-Cooled Condensing Unit, Coil with Blower | RA1436AJ1 |  | RCF3624HTAM | 13 | 16 | Yes | Yes | 2015-02-05 |  | 2
FALSE | RA1448AD1 | 4762 | 7492330 | RHEEM SALES COMPANY, INC. | RA1448AC1 | AC | Split System: Air-Cooled Condensing Unit, Coil with Blower | RA1448AC1 |  | RCQD-4821 | 12.5 | 15 | Yes | Yes | 2015-02-05 |  | 1
FALSE | RA1436AD1 | 4760 | 7600095 | RHEEM SALES COMPANY, INC. | RA1436AD1 | AC | Split System: Air-Cooled Condensing Unit, Coil with Blower | RA1436AD1 |  | RCQD-3621 | 13 | 16 | Yes | Yes | 2015-02-05 |  | 2
FALSE | RA1618AJ1 | 4914 | 7940510 | RHEEM SALES COMPANY, INC. | RA1618AJ1 | AC | Split System: Air-Cooled Condensing Unit, Coil with Blower | RA1618AJ1 |  | RCFN-H*2417 | 13 | 16 | Yes | Yes | 2015-02-05 |  | 2
FALSE | RA1660AC1 | 4920 | 7943891 | RHEEM SALES COMPANY, INC. | RA1660AC1 | AC | Split System: Air-Cooled Condensing Unit, Coil with Blower | RA1660AC1 |  | RCFN-H*6024 | 13 | 15.5 | Yes | Yes | 2015-02-05 |  | 1
FALSE | RA1624AJ1 | 4915 | 7940605 | RHEEM SALES COMPANY, INC. | RA1624AJ1 | AC | Split System: Air-Cooled Condensing Unit, Coil with Blower | RA1624AJ1 |  | RCF2417MTAM | 13 | 15.5 | Yes | Yes | 2015-02-05 |  | 1
FALSE | RA1430AJ1 | 4759 | 7599669 | RHEEM SALES COMPANY, INC. | RA1430AJ1 | AC | Split System: Air-Cooled Condensing Unit, Coil with Blower | RA1430AJ1 |  | RCFN-H*3624 | 13 | 16 | Yes | Yes | 2015-02-05 |  | 2
FALSE | RA1318AJ1 | 4821 | 7507486 | RHEEM SALES COMPANY, INC. | RA1318AJ1 | AC | Split System: Air-Cooled Condensing Unit, Coil with Blower | RA1318AJ1 |  | RCF2421MTAM | 12 | 14.5 | Yes | Yes | 2015-02-05 |  | 0
FALSE | RA1436AD1 | 4760 | 7599892 | RHEEM SALES COMPANY, INC. | RA1436AD1 | AC | Split System: Air-Cooled Condensing Unit, Coil with Blower | RA1436AD1 |  | RCF3624MTAM | 13 | 16 | Yes | Yes | 2015-02-05 |  | 2
FALSE | RA1436AD1 | 4760 | 7501022 | RHEEM SALES COMPANY, INC. | RA1436AC1 | AC | Split System: Air-Cooled Condensing Unit, Coil with Blower | RA1436AC1 |  | RCF3621STAM | 12.5 | 15.1 | Yes | Yes | 2015-02-05 |  | 1
FALSE | RA1630AJ1 | 4916 | 7941118 | RHEEM SALES COMPANY, INC. | RA1630AJ1 | AC | Split System: Air-Cooled Condensing Unit, Coil with Blower | RA1630AJ1 |  | RCFL-H*3621 | 13 | 16 | Yes | Yes | 2015-02-05 |  | 2
FALSE | RA1636AJ1 | 4917 | 7941965 | RHEEM SALES COMPANY, INC. | RA1636AJ1 | AC | Split System: Air-Cooled Condensing Unit, Coil with Blower | RA1636AJ1 |  | RCF3624MTAM | 13 | 16 | Yes | Yes | 2015-02-05 |  | 2
FALSE | RA1642AJ1 | 4918 | 7942869 | RHEEM SALES COMPANY, INC. | RA1642AJ1 | AC | Split System: Air-Cooled Condensing Unit, Coil with Blower | RA1642AJ1 |  | RCQD-4824 | 13 | 15.5 | Yes | Yes | 2015-02-05 |  | 1
FALSE | RA1424AJ1 | 4758 | 7490764 | RHEEM SALES COMPANY, INC. | RA1424AJ1 | AC | Split System: Air-Cooled Condensing Unit, Coil with Blower | RA1424AJ1 |  | RCF2417STAM | 12.5 | 15.1 | Yes | Yes | 2015-02-05 |  | 1
FALSE | RA1648AJ1 | 4919 | 7943351 | RHEEM SALES COMPANY, INC. | RA1648AJ1 | AC | Split System: Air-Cooled Condensing Unit, Coil with Blower | RA1648AJ1 |  | RCFL-H*4821 | 13 | 15.5 | Yes | Yes | 2015-02-05 |  | 1
FALSE | RA1660AC1 | 4920 | 7943804 | RHEEM SALES COMPANY, INC. | RA1660AC1 | AC | Split System: Air-Cooled Condensing Unit, Coil with Blower | RA1660AC1 |  | RCF6024STAM | 13 | 15.5 | Yes | Yes | 2015-02-05 |  | 1
FALSE | RA1630AJ1 | 4916 | 7941298 | RHEEM SALES COMPANY, INC. | RA1630AJ1 | AC | Split System: Air-Cooled Condensing Unit, Coil with Blower | RA1630AJ1 |  | RCQD-3621 | 13 | 16 | Yes | Yes | 2015-02-05 |  | 2
FALSE | RA1436AD1 | 4760 | 7491378 | RHEEM SALES COMPANY, INC. | RA1436AC1 | AC | Split System: Air-Cooled Condensing Unit, Coil with Blower | RA1436AC1 |  | RCFL-H*3621 | 12 | 14.5 | Yes | Yes | 2015-02-05 |  | 0
FALSE | RA1642AJ1 | 4918 | 7942481 | RHEEM SALES COMPANY, INC. | RA1642AC1 | AC | Split System: Air-Cooled Condensing Unit, Coil Alone | RA1642AC1 |  | RCFN-H*4824+RXMD-C04 | 12.5 | 15.1 | Yes | Yes | 2015-02-05 |  | 1
FALSE | RA1418AJ1 | 4757 | 7944921 | RHEEM SALES COMPANY, INC. | RA1418AJ1 | AC | Split System: Air-Cooled Condensing Unit, Coil with Blower | RA1418AJ1 |  | RCF2421HTAM | 13 | 16 | Yes | Yes | 2015-02-05 |  | 2
FALSE | RA1324AJ1 | 4822 | 7507775 | RHEEM SALES COMPANY, INC. | RA1324AJ1 | AC | Split System: Air-Cooled Condensing Unit, Coil with Blower | RA1324AJ1 |  | RCFL-H*2621 | 12 | 14.5 | Yes | Yes | 2015-02-05 |  | 0
FALSE | RA1630AJ1 | 4916 | 7940911 | RHEEM SALES COMPANY, INC. | RA1630AJ1 | AC | Split System: Air-Cooled Condensing Unit, Coil with Blower | RA1630AJ1 |  | RCF3617STAM | 13 | 16 | Yes | Yes | 2015-02-05 |  | 2
FALSE | RA1618AJ1 | 4914 | 7940495 | RHEEM SALES COMPANY, INC. | RA1618AJ1 | AC | Split System: Air-Cooled Condensing Unit, Coil with Blower | RA1618AJ1 |  | RCFN-H*2417 | 13 | 16 | Yes | Yes | 2015-02-05 |  | 2
FALSE | RA1648AJ1 | 4919 | 7943361 | RHEEM SALES COMPANY, INC. | RA1648AJ1 | AC | Split System: Air-Cooled Condensing Unit, Coil with Blower | RA1648AJ1 |  | RCFL-H*4821 | 12.5 | 15 | Yes | Yes | 2015-02-05 |  | 1
FALSE | RA1630AJ1 | 4916 | 7941051 | RHEEM SALES COMPANY, INC. | RA1630AJ1 | AC | Split System: Air-Cooled Condensing Unit, Coil with Blower | RA1630AJ1 |  | RCF3624MTAM | 13 | 16 | Yes | Yes | 2015-02-05 |  | 2
FALSE | RA1336AD1 | 4824 | 7508855 | RHEEM SALES COMPANY, INC. | RA1336AJ1 | AC | Split System: Air-Cooled Condensing Unit, Coil with Blower | RA1336AJ1 |  | RCQD-3621 | 12 | 14.5 | Yes | Yes | 2015-02-05 |  | 0
FALSE | RA1624AJ1 | 4915 | 7940889 | RHEEM SALES COMPANY, INC. | RA1624AJ1 | AC | Split System: Air-Cooled Condensing Unit, Coil with Blower | RA1624AJ1 |  | RF1T2421MTAN | 13 | 15.5 | Yes | Yes | 2015-02-05 |  | 1
FALSE | RA1636AJ1 | 4917 | 7941609 | RHEEM SALES COMPANY, INC. | RA1636AC1 | AC | Split System: Air-Cooled Condensing Unit, Coil with Blower | RA1636AC1 |  | RCFL-H*3621 | 13 | 15.5 | Yes | Yes | 2015-02-05 |  | 1
FALSE | RA1442AD1 | 4761 | 7600334 | RHEEM SALES COMPANY, INC. | RA1442AD1 | AC | Split System: Air-Cooled Condensing Unit, Coil with Blower | RA1442AD1 |  | RCF4824HTAM | 12.5 | 15.1 | Yes | Yes | 2015-02-05 |  | 1
FALSE | RA1660AC1 | 4920 | 7943576 | RHEEM SALES COMPANY, INC. | RA1660AJ1 | AC | Split System: Air-Cooled Condensing Unit, Coil with Blower | RA1660AJ1 |  | RCF6024STAM | 13 | 15.5 | Yes | Yes | 2015-02-05 |  | 1
FALSE | RA1430AJ1 | 4759 | 7491009 | RHEEM SALES COMPANY, INC. | RA1430AJ1 | AC | Split System: Air-Cooled Condensing Unit, Coil with Blower | RA1430AJ1 |  | RCF3621MTAM | 13 | 16 | Yes | Yes | 2015-02-05 |  | 2
FALSE | RA1436AD1 | 4760 | 7491389 | RHEEM SALES COMPANY, INC. | RA1436AC1 | AC | Split System: Air-Cooled Condensing Unit, Coil with Blower | RA1436AC1 |  | RCFL-H*3621 | 12.5 | 15.1 | Yes | Yes | 2015-02-05 |  | 1
FALSE | RA1336AD1 | 4824 | 7508675 | RHEEM SALES COMPANY, INC. | RA1336AJ1 | AC | Split System: Air-Cooled Condensing Unit, Coil with Blower | RA1336AJ1 |  | RCF3624MTAM | 12 | 14.5 | Yes | Yes | 2015-02-05 |  | 0
FALSE | RA1336AD1 | 4824 | 7886628 | RHEEM SALES COMPANY, INC. | RA1336AJ1 | AC | Split System: Air-Cooled Condensing Unit, Coil with Blower | RA1336AJ1 |  | RF1T3624MTAN | 12 | 14.5 | Yes | Yes | 2015-02-05 |  | 0
FALSE | RA1318AJ1 | 4821 | 7983191 | RHEEM SALES COMPANY, INC. | RA1318AJ1 | AC | Split System: Air-Cooled Condensing Unit, Coil with Blower | RA1318AJ1 |  | RCF2421MTAM | 12 | 14.5 | Yes | Yes | 2015-02-05 |  | 0
FALSE | RA1436AD1 | 4760 | 7501100 | RHEEM SALES COMPANY, INC. | RA1436AJ1 | AC | Split System: Air-Cooled Condensing Unit, Coil with Blower | RA1436AJ1 |  | RCQD-3624 | 13 | 16 | Yes | Yes | 2015-02-05 |  | 2
FALSE | RA1436AD1 | 4760 | 7599967 | RHEEM SALES COMPANY, INC. | RA1436AD1 | AC | Split System: Air-Cooled Condensing Unit, Coil with Blower | RA1436AD1 |  | RCFL-H*3621 | 12 | 14.5 | Yes | Yes | 2015-02-05 |  | 0
FALSE | RA1436AD1 | 4760 | 7491578 | RHEEM SALES COMPANY, INC. | RA1436AJ1 | AC | Split System: Air-Cooled Condensing Unit, Coil with Blower | RA1436AJ1 |  | RCF3621STAM | 12.5 | 15 | Yes | Yes | 2015-02-05 |  | 1
FALSE | RA1636AJ1 | 4917 | 7944109 | RHEEM SALES COMPANY, INC. | RA1636AC1 | AC | Split System: Air-Cooled Condensing Unit, Coil with Blower | RA1636AC1 |  | RCF3621STAM | 13 | 15.5 | Yes | Yes | 2015-02-05 |  | 1
FALSE | RA1448AD1 | 4762 | 7493700 | RHEEM SALES COMPANY, INC. | RA1448AC1 | AC | Split System: Air-Cooled Condensing Unit, Coil with Blower | RA1448AC1 |  | RHML-HM4824 | 13 | 15.5 | Yes | Yes | 2015-02-05 |  | 1
FALSE | RA1336AD1 | 4824 | 7508655 | RHEEM SALES COMPANY, INC. | RA1336AJ1 | AC | Split System: Air-Cooled Condensing Unit, Coil with Blower | RA1336AJ1 |  | RCF3624HTAM | 12.5 | 15.1 | Yes | Yes | 2015-02-05 |  | 1
FALSE | RA1642AJ1 | 4918 | 7944189 | RHEEM SALES COMPANY, INC. | RA1642AC1 | AC | Split System: Air-Cooled Condensing Unit, Coil with Blower | RA1642AC1 |  | RCF4824HTAM | 13 | 16 | Yes | Yes | 2015-02-05 |  | 2
FALSE | RA1436AD1 | 4760 | 7491441 | RHEEM SALES COMPANY, INC. | RA1436AC1 | AC | Split System: Air-Cooled Condensing Unit, Coil with Blower | RA1436AC1 |  | RCFL-H*3824 | 13 | 15.5 | Yes | Yes | 2015-02-05 |  | 1
FALSE | RA1636AJ1 | 4917 | 7941763 | RHEEM SALES COMPANY, INC. | RA1636AC1 | AC | Split System: Air-Cooled Condensing Unit, Coil with Blower | RA1636AC1 |  | RCQD-3624 | 13 | 16 | Yes | Yes | 2015-02-05 |  | 2
FALSE | RA1448AD1 | 4762 | 7501195 | RHEEM SALES COMPANY, INC. | RA1448AJ1 | AC | Split System: Air-Cooled Condensing Unit, Coil with Blower | RA1448AJ1 |  | RCF4821STAM | 12.5 | 15 | Yes | Yes | 2015-02-05 |  | 1
FALSE | RA1424AJ1 | 4758 | 7490939 | RHEEM SALES COMPANY, INC. | RA1424AJ1 | AC | Split System: Air-Cooled Condensing Unit, Coil with Blower | RA1424AJ1 |  | RCFN-H*2421 | 12.5 | 15.1 | Yes | Yes | 2015-02-05 |  | 1
FALSE | RA1436AD1 | 4760 | 7600058 | RHEEM SALES COMPANY, INC. | RA1436AD1 | AC | Split System: Air-Cooled Condensing Unit, Coil with Blower | RA1436AD1 |  | RCFL-H*3824 | 13 | 15.5 | Yes | Yes | 2015-02-05 |  | 1
FALSE | RA1642AJ1 | 4918 | 7942351 | RHEEM SALES COMPANY, INC. | RA1642AC1 | AC | Split System: Air-Cooled Condensing Unit, Coil with Blower | RA1642AC1 |  | RCFL-H*4821 | 13 | 15.5 | Yes | Yes | 2015-02-05 |  | 1
FALSE | RA1630AJ1 | 4916 | 7941313 | RHEEM SALES COMPANY, INC. | RA1630AJ1 | AC | Split System: Air-Cooled Condensing Unit, Coil with Blower | RA1630AJ1 |  | RCQD-3621 | 13 | 16 | Yes | Yes | 2015-02-05 |  | 2
FALSE | RA1436AD1 | 4760 | 7599827 | RHEEM SALES COMPANY, INC. | RA1436AD1 | AC | Split System: Air-Cooled Condensing Unit, Coil with Blower | RA1436AD1 |  | RCF3621STAM | 12.5 | 15.1 | Yes | Yes | 2015-02-05 |  | 1
FALSE | RA1660AC1 | 4920 | 7943868 | RHEEM SALES COMPANY, INC. | RA1660AC1 | AC | Split System: Air-Cooled Condensing Unit, Coil with Blower | RA1660AC1 |  | RCFN-H*6024 | 13 | 15.5 | Yes | Yes | 2015-02-05 |  | 1
FALSE | RA1636AJ1 | 4917 | 7941482 | RHEEM SALES COMPANY, INC. | RA1636AC1 | AC | Split System: Air-Cooled Condensing Unit, Coil with Blower | RA1636AC1 |  | RCF3624HTAM | 13 | 16 | Yes | Yes | 2015-02-05 |  | 2
FALSE | RA1624AJ1 | 4915 | 7940878 | RHEEM SALES COMPANY, INC. | RA1624AJ1 | AC | Split System: Air-Cooled Condensing Unit, Coil with Blower | RA1624AJ1 |  | RCQD-2417 | 13 | 16 | Yes | Yes | 2015-02-05 |  | 2
FALSE | RA1648AJ1 | 4919 | 7943024 | RHEEM SALES COMPANY, INC. | RA1648AC1 | AC | Split System: Air-Cooled Condensing Unit, Coil with Blower | RA1648AC1 |  | RCFL-H*4821 | 13 | 15.5 | Yes | Yes | 2015-02-05 |  | 1
FALSE | RA1642AJ1 | 4918 | 7942296 | RHEEM SALES COMPANY, INC. | RA1642AC1 | AC | Split System: Air-Cooled Condensing Unit, Coil with Blower | RA1642AC1 |  | RCF4824HTAM | 13 | 16 | Yes | Yes | 2015-02-05 |  | 2
FALSE | RA1636AJ1 | 4917 | 7941784 | RHEEM SALES COMPANY, INC. | RA1636AC1 | AC | Split System: Air-Cooled Condensing Unit, Coil with Blower | RA1636AC1 |  | RHLL-HM3821 | 13 | 16 | Yes | Yes | 2015-02-05 |  | 2
FALSE | RA1630AJ1 | 4916 | 7941283 | RHEEM SALES COMPANY, INC. | RA1630AJ1 | AC | Split System: Air-Cooled Condensing Unit, Coil with Blower | RA1630AJ1 |  | RCQD-3621 | 13 | 16 | Yes | Yes | 2015-02-05 |  | 2
FALSE | RA1636AJ1 | 4917 | 7944096 | RHEEM SALES COMPANY, INC. | RA1636AC1 | AC | Split System: Air-Cooled Condensing Unit, Coil with Blower | RA1636AC1 |  | RCF3621MTAM | 13 | 16 | Yes | Yes | 2015-02-05 |  | 2
FALSE | RA1324AJ1 | 4822 | 7507817 | RHEEM SALES COMPANY, INC. | RA1324AJ1 | AC | Split System: Air-Cooled Condensing Unit, Coil with Blower | RA1324AJ1 |  | RCFN-H*2421 | 12 | 14.5 | Yes | Yes | 2015-02-05 |  | 0
FALSE | RA1448AD1 | 4762 | 7945142 | RHEEM SALES COMPANY, INC. | RA1448AC1 | AC | Split System: Air-Cooled Condensing Unit, Coil with Blower | RA1448AC1 |  | RCF4824HTAM | 12.5 | 15.1 | Yes | Yes | 2015-02-05 |  | 1
FALSE | RA1342AD1 | 4827 | 7511769 | RHEEM SALES COMPANY, INC. | RA1342AC1 | AC | Split System: Air-Cooled Condensing Unit, Coil with Blower | RA1342AC1 |  | RCFN-H*4824 | 12 | 14.5 | Yes | Yes | 2015-02-05 |  | 0
FALSE | RA1436AD1 | 4760 | 7601490 | RHEEM SALES COMPANY, INC. | RA1436AJ1 | AC | Split System: Air-Cooled Condensing Unit, Coil with Blower | RA1436AJ1 |  | RCQD-3624 | 13 | 16 | Yes | Yes | 2015-02-05 |  | 2
FALSE | RA1636AJ1 | 4917 | 7941490 | RHEEM SALES COMPANY, INC. | RA1636AC1 | AC | Split System: Air-Cooled Condensing Unit, Coil with Blower | RA1636AC1 |  | RCF3624HTAM | 13 | 16 | Yes | Yes | 2015-02-05 |  | 2
FALSE | RA1648AJ1 | 4919 | 7943031 | RHEEM SALES COMPANY, INC. | RA1648AC1 | AC | Split System: Air-Cooled Condensing Unit, Coil with Blower | RA1648AC1 |  | RCFL-H*4821 | 12.5 | 15 | Yes | Yes | 2015-02-05 |  | 1
FALSE | RA1460AD1 | 4763 | 7600923 | RHEEM SALES COMPANY, INC. | RA1460AC1 | AC | Split System: Air-Cooled Condensing Unit, Coil with Blower | RA1460AC1 |  | RCFL-H*6024 | 12 | 14.5 | Yes | Yes | 2015-02-05 |  | 0
FALSE | RA1436AD1 | 4760 | 7945010 | RHEEM SALES COMPANY, INC. | RA1436AC1 | AC | Split System: Air-Cooled Condensing Unit, Coil with Blower | RA1436AC1 |  | RCF3624HTAM | 13 | 16 | Yes | Yes | 2015-02-05 |  | 2
FALSE | RA1648AJ1 | 4919 | 7943282 | RHEEM SALES COMPANY, INC. | RA1648AJ1 | AC | Split System: Air-Cooled Condensing Unit, Coil with Blower | RA1648AJ1 |  | RCF4824HTAM | 13 | 16 | Yes | Yes | 2015-02-05 |  | 2
FALSE | RA1436AD1 | 4760 | 7601484 | RHEEM SALES COMPANY, INC. | RA1436AJ1 | AC | Split System: Air-Cooled Condensing Unit, Coil with Blower | RA1436AJ1 |  | RCFL-H*3824 | 13 | 15.5 | Yes | Yes | 2015-02-05 |  | 1
FALSE | RA1618AJ1 | 4914 | 7940567 | RHEEM SALES COMPANY, INC. | RA1618AJ1 | AC | Split System: Air-Cooled Condensing Unit, Coil with Blower | RA1618AJ1 |  | RHAL-FR18P | 12.5 | 15 | Yes | Yes | 2015-02-05 |  | 1
FALSE | RA1448AD1 | 4762 | 7501222 | RHEEM SALES COMPANY, INC. | RA1448AJ1 | AC | Split System: Air-Cooled Condensing Unit, Coil with Blower | RA1448AJ1 |  | RCQD-4821 | 12.5 | 15.1 | Yes | Yes | 2015-02-05 |  | 1
FALSE | RA1636AJ1 | 4917 | 7941930 | RHEEM SALES COMPANY, INC. | RA1636AJ1 | AC | Split System: Air-Cooled Condensing Unit, Coil with Blower | RA1636AJ1 |  | RCF3624HTAM | 13 | 16 | Yes | Yes | 2015-02-05 |  | 2
FALSE | RA1436AD1 | 4760 | 7600039 | RHEEM SALES COMPANY, INC. | RA1436AD1 | AC | Split System: Air-Cooled Condensing Unit, Coil with Blower | RA1436AD1 |  | RCFL-H*3821 | 12.5 | 15.1 | Yes | Yes | 2015-02-05 |  | 1
FALSE | RA1642AJ1 | 4918 | 7942728 | RHEEM SALES COMPANY, INC. | RA1642AJ1 | AC | Split System: Air-Cooled Condensing Unit, Coil with Blower | RA1642AJ1 |  | RCFL-H*4821 | 13 | 15.5 | Yes | Yes | 2015-02-05 |  | 1
FALSE | RA1636AJ1 | 4917 | 7942097 | RHEEM SALES COMPANY, INC. | RA1636AJ1 | AC | Split System: Air-Cooled Condensing Unit, Coil with Blower | RA1636AJ1 |  | RCFL-H*3821 | 13 | 16 | Yes | Yes | 2015-02-05 |  | 2
FALSE | RA1342AD1 | 4827 | 7511609 | RHEEM SALES COMPANY, INC. | RA1342AC1 | AC | Split System: Air-Cooled Condensing Unit, Coil with Blower | RA1342AC1 |  | RCF4824HTAM | 12 | 14.5 | Yes | Yes | 2015-02-05 |  | 0
FALSE | RA1418AJ1 | 4757 | 7490644 | RHEEM SALES COMPANY, INC. | RA1418AJ1 | AC | Split System: Air-Cooled Condensing Unit, Coil with Blower | RA1418AJ1 |  | RCFL-H*2617 | 13 | 16 | Yes | Yes | 2015-02-05 |  | 2
FALSE | RA1336AD1 | 4824 | 7508538 | RHEEM SALES COMPANY, INC. | RA1336AC1 | AC | Split System: Air-Cooled Condensing Unit, Coil with Blower | RA1336AC1 |  | RCQD-3624 | 12 | 14.5 | Yes | Yes | 2015-02-05 |  | 0
FALSE | RA1436AD1 | 4760 | 7945046 | RHEEM SALES COMPANY, INC. | RA1436AD1 | AC | Split System: Air-Cooled Condensing Unit, Coil with Blower | RA1436AD1 |  | RCF3624MTAM | 13 | 16 | Yes | Yes | 2015-02-05 |  | 2
FALSE | RA1318AJ1 | 4821 | 7507581 | RHEEM SALES COMPANY, INC. | RA1318AJ1 | AC | Split System: Air-Cooled Condensing Unit, Coil with Blower | RA1318AJ1 |  | RCFN-H*2421 | 12.5 | 15 | Yes | Yes | 2015-02-05 |  | 1
FALSE | RA1630AJ1 | 4916 | 7940936 | RHEEM SALES COMPANY, INC. | RA1630AJ1 | AC | Split System: Air-Cooled Condensing Unit, Coil with Blower | RA1630AJ1 |  | RCF3621MTAM | 13 | 16 | Yes | Yes | 2015-02-05 |  | 2
FALSE | RA1642AJ1 | 4918 | 7942418 | RHEEM SALES COMPANY, INC. | RA1642AC1 | AC | Split System: Air-Cooled Condensing Unit, Coil with Blower | RA1642AC1 |  | RCFL-H*4824 | 13 | 15.5 | Yes | Yes | 2015-02-05 |  | 1
FALSE | RA1624AJ1 | 4915 | 7940795 | RHEEM SALES COMPANY, INC. | RA1624AJ1 | AC | Split System: Air-Cooled Condensing Unit, Coil with Blower | RA1624AJ1 |  | RCFL-H*2621 | 13 | 16 | Yes | Yes | 2015-02-05 |  | 2
FALSE | RA1448AD1 | 4762 | 7492320 | RHEEM SALES COMPANY, INC. | RA1448AC1 | AC | Split System: Air-Cooled Condensing Unit, Coil with Blower | RA1448AC1 |  | RCQD-4821 | 12 | 14.5 | Yes | Yes | 2015-02-05 |  | 0
FALSE | RA1642AJ1 | 4918 | 7942260 | RHEEM SALES COMPANY, INC. | RA1642AC1 | AC | Split System: Air-Cooled Condensing Unit, Coil with Blower | RA1642AC1 |  | RCF4821STAM | 13 | 16 | Yes | Yes | 2015-02-05 |  | 2
FALSE | RA1442AD1 | 4761 | 7600261 | RHEEM SALES COMPANY, INC. | RA1442AC1 | AC | Split System: Air-Cooled Condensing Unit, Coil with Blower | RA1442AC1 |  | RCFL-H*4824 | 12.5 | 15.1 | Yes | Yes | 2015-02-05 |  | 1
FALSE | RA1442AD1 | 4761 | 7491887 | RHEEM SALES COMPANY, INC. | RA1442AC1 | AC | Split System: Air-Cooled Condensing Unit, Coil with Blower | RA1442AC1 |  | RCF4824STAM | 12 | 14.5 | Yes | Yes | 2015-02-05 |  | 0
FALSE | RA1448AD1 | 4762 | 7945139 | RHEEM SALES COMPANY, INC. | RA1448AC1 | AC | Split System: Air-Cooled Condensing Unit, Coil with Blower | RA1448AC1 |  | RCF4824HTAM | 13 | 15.5 | Yes | Yes | 2015-02-05 |  | 1
FALSE | RA1460AD1 | 4763 | 7601033 | RHEEM SALES COMPANY, INC. | RA1460AD1 | AC | Split System: Air-Cooled Condensing Unit, Coil with Blower | RA1460AD1 |  | RH2T6024STAN | 12 | 14.5 | Yes | Yes | 2015-02-05 |  | 0
FALSE | RA1630AJ1 | 4916 | 7941257 | RHEEM SALES COMPANY, INC. | RA1630AJ1 | AC | Split System: Air-Cooled Condensing Unit, Coil with Blower | RA1630AJ1 |  | RCFN-H*3624 | 13 | 16 | Yes | Yes | 2015-02-05 |  | 2
FALSE | RA1636AJ1 | 4917 | 7941902 | RHEEM SALES COMPANY, INC. | RA1636AJ1 | AC | Split System: Air-Cooled Condensing Unit, Coil with Blower | RA1636AJ1 |  | RCF3621STAM | 13 | 15.5 | Yes | Yes | 2015-02-05 |  | 1
FALSE | RA1430AJ1 | 4759 | 7944971 | RHEEM SALES COMPANY, INC. | RA1430AJ1 | AC | Split System: Air-Cooled Condensing Unit, Coil with Blower | RA1430AJ1 |  | RCF3621STAM | 12.5 | 15.1 | Yes | Yes | 2015-02-05 |  | 1
FALSE | RA1630AJ1 | 4916 | 7940947 | RHEEM SALES COMPANY, INC. | RA1630AJ1 | AC | Split System: Air-Cooled Condensing Unit, Coil with Blower | RA1630AJ1 |  | RCF3621MTAM | 13 | 16 | Yes | Yes | 2015-02-05 |  | 2
FALSE | RA1436AD1 | 4760 | 7599751 | RHEEM SALES COMPANY, INC. | RA1436AD1 | AC | Split System: Air-Cooled Condensing Unit, Coil with Blower | RA1436AD1 |  | RCF3617STAM | 12 | 14.5 | Yes | Yes | 2015-02-05 |  | 0
FALSE | RA1436AD1 | 4760 | 7491277 | RHEEM SALES COMPANY, INC. | RA1436AC1 | AC | Split System: Air-Cooled Condensing Unit, Coil with Blower | RA1436AC1 |  | RCF3621MTAM | 13 | 15.5 | Yes | Yes | 2015-02-05 |  | 1
FALSE | RA1436AD1 | 4760 | 7599838 | RHEEM SALES COMPANY, INC. | RA1436AD1 | AC | Split System: Air-Cooled Condensing Unit, Coil with Blower | RA1436AD1 |  | RCF3621STAM | 12.5 | 15 | Yes | Yes | 2015-02-05 |  | 1
FALSE | RA1618AJ1 | 4914 | 7940413 | RHEEM SALES COMPANY, INC. | RA1618AJ1 | AC | Split System: Air-Cooled Condensing Unit, Coil with Blower | RA1618AJ1 |  | RCFL-H*2417 | 13 | 16 | Yes | Yes | 2015-02-05 |  | 2
FALSE | RA1636AJ1 | 4917 | 7942138 | RHEEM SALES COMPANY, INC. | RA1636AJ1 | AC | Split System: Air-Cooled Condensing Unit, Coil Alone | RA1636AJ1 |  | RCFL-H*3824+RXMD-C04 | 12.2 | 14.5 | Yes | Yes | 2015-02-05 |  | 0
FALSE | RA1642AJ1 | 4918 | 7942866 | RHEEM SALES COMPANY, INC. | RA1642AJ1 | AC | Split System: Air-Cooled Condensing Unit, Coil with Blower | RA1642AJ1 |  | RCQD-4824 | 13 | 15.5 | Yes | Yes | 2015-02-05 |  | 1
FALSE | RA1448AD1 | 4762 | 7945176 | RHEEM SALES COMPANY, INC. | RA1448AJ1 | AC | Split System: Air-Cooled Condensing Unit, Coil with Blower | RA1448AJ1 |  | RCF4824STAM | 12 | 14.5 | Yes | Yes | 2015-02-05 |  | 0
FALSE | RA1636AJ1 | 4917 | 7944125 | RHEEM SALES COMPANY, INC. | RA1636AC1 | AC | Split System: Air-Cooled Condensing Unit, Coil with Blower | RA1636AC1 |  | RCF3624MTAM | 13 | 16 | Yes | Yes | 2015-02-05 |  | 2
FALSE | RA1424AJ1 | 4758 | 7490920 | RHEEM SALES COMPANY, INC. | RA1424AJ1 | AC | Split System: Air-Cooled Condensing Unit, Coil with Blower | RA1424AJ1 |  | RCFN-H*2421 | 13 | 15.5 | Yes | Yes | 2015-02-05 |  | 1
FALSE | RA1442AD1 | 4761 | 7492163 | RHEEM SALES COMPANY, INC. | RA1442AJ1 | AC | Split System: Air-Cooled Condensing Unit, Coil with Blower | RA1442AJ1 |  | RH1V4821STAN | 12.5 | 15 | Yes | Yes | 2015-02-05 |  | 1
FALSE | RA1648AJ1 | 4919 | 7943177 | RHEEM SALES COMPANY, INC. | RA1648AC1 | AC | Split System: Air-Cooled Condensing Unit, Coil with Blower | RA1648AC1 |  | RCQD-4824 | 13 | 16 | Yes | Yes | 2015-02-05 |  | 2
FALSE | RA1436AD1 | 4760 | 7491397 | RHEEM SALES COMPANY, INC. | RA1436AC1 | AC | Split System: Air-Cooled Condensing Unit, Coil with Blower | RA1436AC1 |  | RCFL-H*3621 | 13 | 15.5 | Yes | Yes | 2015-02-05 |  | 1
FALSE | RA1648AJ1 | 4919 | 7943124 | RHEEM SALES COMPANY, INC. | RA1648AC1 | AC | Split System: Air-Cooled Condensing Unit, Coil with Blower | RA1648AC1 |  | RCFN-H*4824 | 13 | 16 | Yes | Yes | 2015-02-05 |  | 2
FALSE | RA1660AC1 | 4920 | 7943686 | RHEEM SALES COMPANY, INC. | RA1660AJ1 | AC | Split System: Air-Cooled Condensing Unit, Coil with Blower | RA1660AJ1 |  | RCQD-6024 | 12.5 | 15.1 | Yes | Yes | 2015-02-05 |  | 1
FALSE | RA1648AJ1 | 4919 | 7942932 | RHEEM SALES COMPANY, INC. | RA1648AC1 | AC | Split System: Air-Cooled Condensing Unit, Coil Alone | RA1648AC1 |  | RCF4821STAM+RXMD-C04 | 12.5 | 15.1 | Yes | Yes | 2015-02-05 |  | 1
FALSE | RA1624AJ1 | 4915 | 7940624 | RHEEM SALES COMPANY, INC. | RA1624AJ1 | AC | Split System: Air-Cooled Condensing Unit, Coil with Blower | RA1624AJ1 |  | RCF2417STAM | 13 | 16 | Yes | Yes | 2015-02-05 |  | 2
FALSE | RA1460AD1 | 4763 | 7600911 | RHEEM SALES COMPANY, INC. | RA1460AC1 | AC | Split System: Air-Cooled Condensing Unit, Coil with Blower | RA1460AC1 |  | RCF6024HTAM | 12 | 14.5 | Yes | Yes | 2015-02-05 |  | 0
FALSE | RA1430AJ1 | 4759 | 7500979 | RHEEM SALES COMPANY, INC. | RA1430AJ1 | AC | Split System: Air-Cooled Condensing Unit, Coil with Blower | RA1430AJ1 |  | RCF3621STAM | 12.5 | 15.1 | Yes | Yes | 2015-02-05 |  | 1
FALSE | RA1436AD1 | 4760 | 7945011 | RHEEM SALES COMPANY, INC. | RA1436AC1 | AC | Split System: Air-Cooled Condensing Unit, Coil with Blower | RA1436AC1 |  | RCF3624MTAM | 13 | 15.5 | Yes | Yes | 2015-02-05 |  | 1
FALSE | RA1436AD1 | 4760 | 7601416 | RHEEM SALES COMPANY, INC. | RA1436AC1 | AC | Split System: Air-Cooled Condensing Unit, Coil with Blower | RA1436AC1 |  | RCFL-H*3821 | 12.5 | 15.1 | Yes | Yes | 2015-02-05 |  | 1
FALSE | RA1436AD1 | 4760 | 7599727 | RHEEM SALES COMPANY, INC. | RA1436AC1 | AC | Split System: Air-Cooled Condensing Unit, Coil with Blower | RA1436AC1 |  | RCQD-3621 | 13 | 16 | Yes | Yes | 2015-02-05 |  | 2
FALSE | RA1448AD1 | 4762 | 7600845 | RHEEM SALES COMPANY, INC. | RA1448AD1 | AC | Split System: Air-Cooled Condensing Unit, Coil with Blower | RA1448AD1 |  | RCQD-4824 | 12 | 14.5 | Yes | Yes | 2015-02-05 |  | 0
FALSE | RA1436AD1 | 4760 | 7945073 | RHEEM SALES COMPANY, INC. | RA1436AJ1 | AC | Split System: Air-Cooled Condensing Unit, Coil with Blower | RA1436AJ1 |  | RCF3624MTAM | 13 | 15.5 | Yes | Yes | 2015-02-05 |  | 1
FALSE | RA1430AJ1 | 4759 | 7491165 | RHEEM SALES COMPANY, INC. | RA1430AJ1 | AC | Split System: Air-Cooled Condensing Unit, Coil with Blower | RA1430AJ1 |  | RCFL-H*3821 | 13 | 15.5 | Yes | Yes | 2015-02-05 |  | 1
FALSE | RA1418AJ1 | 4757 | 7490624 | RHEEM SALES COMPANY, INC. | RA1418AJ1 | AC | Split System: Air-Cooled Condensing Unit, Coil with Blower | RA1418AJ1 |  | RCFL-H*2417 | 13 | 15.5 | Yes | Yes | 2015-02-05 |  | 1
FALSE | RA1330AJ1 | 4823 | 7982354 | RHEEM SALES COMPANY, INC. | RA1330AJ1 | AC | Split System: Air-Cooled Condensing Unit, Coil with Blower | RA1330AJ1 |  | RCFL-H*3824 | 12.5 | 15 | Yes | Yes | 2015-02-05 |  | 1
FALSE | RA1318AJ1 | 4821 | 7983172 | RHEEM SALES COMPANY, INC. | RA1318AJ1 | AC | Split System: Air-Cooled Condensing Unit, Coil with Blower | RA1318AJ1 |  | RCF2417MTAM | 12 | 14.5 | Yes | Yes | 2015-02-05 |  | 0
FALSE | RA1330AJ1 | 4823 | 7982363 | RHEEM SALES COMPANY, INC. | RA1330AJ1 | AC | Split System: Air-Cooled Condensing Unit, Coil with Blower | RA1330AJ1 |  | RCQD-3621 | 12 | 14.5 | Yes | Yes | 2015-02-05 |  | 0
FALSE | RA1330AJ1 | 4823 | 7508143 | RHEEM SALES COMPANY, INC. | RA1330AJ1 | AC | Split System: Air-Cooled Condensing Unit, Coil with Blower | RA1330AJ1 |  | RCQD-3621 | 12.5 | 15.1 | Yes | Yes | 2015-02-05 |  | 1
FALSE | RA1442AD1 | 4761 | 7600243 | RHEEM SALES COMPANY, INC. | RA1442AC1 | AC | Split System: Air-Cooled Condensing Unit, Coil with Blower | RA1442AC1 |  | RCF4824HTAM | 13 | 15.5 | Yes | Yes | 2015-02-05 |  | 1
FALSE | RA1448AD1 | 4762 | 7492342 | RHEEM SALES COMPANY, INC. | RA1448AC1 | AC | Split System: Air-Cooled Condensing Unit, Coil with Blower | RA1448AC1 |  | RCQD-4824 | 12 | 14.5 | Yes | Yes | 2015-02-05 |  | 0
FALSE | RA1336AD1 | 4824 | 7508595 | RHEEM SALES COMPANY, INC. | RA1336AJ1 | AC | Split System: Air-Cooled Condensing Unit, Coil with Blower | RA1336AJ1 |  | RCF3621MTAM | 12 | 14.5 | Yes | Yes | 2015-02-05 |  | 0
FALSE | RA1624AJ1 | 4915 | 7940674 | RHEEM SALES COMPANY, INC. | RA1624AJ1 | AC | Split System: Air-Cooled Condensing Unit, Coil with Blower | RA1624AJ1 |  | RCF2421HTAM | 13 | 16 | Yes | Yes | 2015-02-05 |  | 2
FALSE | RA1336AD1 | 4824 | 7982421 | RHEEM SALES COMPANY, INC. | RA1336AC1 | AC | Split System: Air-Cooled Condensing Unit, Coil with Blower | RA1336AC1 |  | RCQD-3621 | 12 | 14.5 | Yes | Yes | 2015-02-05 |  | 0
FALSE | RA1436AD1 | 4760 | 7601401 | RHEEM SALES COMPANY, INC. | RA1436AC1 | AC | Split System: Air-Cooled Condensing Unit, Coil with Blower | RA1436AC1 |  | RCF3621STAM | 12 | 14.5 | Yes | Yes | 2015-02-05 |  | 0
FALSE | RA1418AJ1 | 4757 | 7944909 | RHEEM SALES COMPANY, INC. | RA1418AJ1 | AC | Split System: Air-Cooled Condensing Unit, Coil with Blower | RA1418AJ1 |  | RCF2417HTAM | 13 | 16 | Yes | Yes | 2015-02-05 |  | 2
FALSE | RA1330AJ1 | 4823 | 7508046 | RHEEM SALES COMPANY, INC. | RA1330AJ1 | AC | Split System: Air-Cooled Condensing Unit, Coil with Blower | RA1330AJ1 |  | RCFL-H*3821 | 12 | 14.5 | Yes | Yes | 2015-02-05 |  | 0
FALSE | RA1336AD1 | 4824 | 7508805 | RHEEM SALES COMPANY, INC. | RA1336AJ1 | AC | Split System: Air-Cooled Condensing Unit, Coil with Blower | RA1336AJ1 |  | RCFL-H*3824 | 12 | 14.5 | Yes | Yes | 2015-02-05 |  | 0
FALSE | RA1436AD1 | 4760 | 7599690 | RHEEM SALES COMPANY, INC. | RA1436AC1 | AC | Split System: Air-Cooled Condensing Unit, Coil with Blower | RA1436AC1 |  | RCF3624HTAM | 13 | 16 | Yes | Yes | 2015-02-05 |  | 2
FALSE | RA1648AJ1 | 4919 | 7943491 | RHEEM SALES COMPANY, INC. | RA1648AJ1 | AC | Split System: Air-Cooled Condensing Unit, Coil with Blower | RA1648AJ1 |  | RCQD-4821 | 13 | 15.5 | Yes | Yes | 2015-02-05 |  | 1
FALSE | RA1424AJ1 | 4758 | 7599584 | RHEEM SALES COMPANY, INC. | RA1424AJ1 | AC | Split System: Air-Cooled Condensing Unit, Coil with Blower | RA1424AJ1 |  | RCFL-H*2417 | 12.5 | 15.1 | Yes | Yes | 2015-02-05 |  | 1
FALSE | RA1630AJ1 | 4916 | 7941095 | RHEEM SALES COMPANY, INC. | RA1630AJ1 | AC | Split System: Air-Cooled Condensing Unit, Coil with Blower | RA1630AJ1 |  | RCFL-H*3617 | 13 | 16 | Yes | Yes | 2015-02-05 |  | 2
FALSE | RA1436AD1 | 4760 | 7491496 | RHEEM SALES COMPANY, INC. | RA1436AC1 | AC | Split System: Air-Cooled Condensing Unit, Coil with Blower | RA1436AC1 |  | RCQD-3624 | 13 | 16 | Yes | Yes | 2015-02-05 |  | 2
FALSE | RA1636AJ1 | 4917 | 7941647 | RHEEM SALES COMPANY, INC. | RA1636AC1 | AC | Split System: Air-Cooled Condensing Unit, Coil with Blower | RA1636AC1 |  | RCFL-H*3821 | 13 | 16 | Yes | Yes | 2015-02-05 |  | 2
FALSE | RA1642AJ1 | 4918 | 7942454 | RHEEM SALES COMPANY, INC. | RA1642AC1 | AC | Split System: Air-Cooled Condensing Unit, Coil with Blower | RA1642AC1 |  | RCFN-H*4824 | 13 | 16 | Yes | Yes | 2015-02-05 |  | 2
FALSE | RA1442AD1 | 4761 | 7491917 | RHEEM SALES COMPANY, INC. | RA1442AC1 | AC | Split System: Air-Cooled Condensing Unit, Coil with Blower | RA1442AC1 |  | RCFL-H*4821 | 12 | 14.5 | Yes | Yes | 2015-02-05 |  | 0
FALSE | RA1642AJ1 | 4918 | 7942499 | RHEEM SALES COMPANY, INC. | RA1642AC1 | AC | Split System: Air-Cooled Condensing Unit, Coil with Blower | RA1642AC1 |  | RCQD-4821 | 13 | 15.5 | Yes | Yes | 2015-02-05 |  | 1
FALSE | RA1436AD1 | 4760 | 7945064 | RHEEM SALES COMPANY, INC. | RA1436AJ1 | AC | Split System: Air-Cooled Condensing Unit, Coil with Blower | RA1436AJ1 |  | RCF3621STAM | 12 | 14.5 | Yes | Yes | 2015-02-05 |  | 0
FALSE | RA1660AC1 | 4920 | 7943600 | RHEEM SALES COMPANY, INC. | RA1660AJ1 | AC | Split System: Air-Cooled Condensing Unit, Coil with Blower | RA1660AJ1 |  | RCF6024STAM | 13 | 15.5 | Yes | Yes | 2015-02-05 |  | 1
FALSE | RA1418AJ1 | 4757 | 7601321 | RHEEM SALES COMPANY, INC. | RA1418AJ1 | AC | Split System: Air-Cooled Condensing Unit, Coil with Blower | RA1418AJ1 |  | RCFL-A*2417 | 12.5 | 15.1 | Yes | Yes | 2015-02-05 |  | 1
FALSE | RA1636AJ1 | 4917 | 7941367 | RHEEM SALES COMPANY, INC. | RA1636AC1 | AC | Split System: Air-Cooled Condensing Unit, Coil with Blower | RA1636AC1 |  | RCF3617STAM | 12.2 | 14.5 | Yes | Yes | 2015-02-05 |  | 0
FALSE | RA1442AD1 | 4761 | 7600264 | RHEEM SALES COMPANY, INC. | RA1442AC1 | AC | Split System: Air-Cooled Condensing Unit, Coil with Blower | RA1442AC1 |  | RCFL-H*4824 | 12.5 | 15 | Yes | Yes | 2015-02-05 |  | 1
FALSE | RA1336AD1 | 4824 | 7508689 | RHEEM SALES COMPANY, INC. | RA1336AJ1 | AC | Split System: Air-Cooled Condensing Unit, Coil with Blower | RA1336AJ1 |  | RCF3624MTAM | 12 | 14.5 | Yes | Yes | 2015-02-05 |  | 0
FALSE | RA1336AD1 | 4824 | 7508466 | RHEEM SALES COMPANY, INC. | RA1336AC1 | AC | Split System: Air-Cooled Condensing Unit, Coil with Blower | RA1336AC1 |  | RCFN-H*3624 | 12.5 | 15.1 | Yes | Yes | 2015-02-05 |  | 1
FALSE | RA1648AJ1 | 4919 | 7943046 | RHEEM SALES COMPANY, INC. | RA1648AC1 | AC | Split System: Air-Cooled Condensing Unit, Coil with Blower | RA1648AC1 |  | RCFL-H*4821 | 13 | 15.5 | Yes | Yes | 2015-02-05 |  | 1
FALSE | RA1448AD1 | 4762 | 7492406 | RHEEM SALES COMPANY, INC. | RA1448AJ1 | AC | Split System: Air-Cooled Condensing Unit, Coil with Blower | RA1448AJ1 |  | RCF4824HTAM | 12.5 | 15.1 | Yes | Yes | 2015-02-05 |  | 1
FALSE | RA1318AJ1 | 4821 | 7507592 | RHEEM SALES COMPANY, INC. | RA1318AJ1 | AC | Split System: Air-Cooled Condensing Unit, Coil with Blower | RA1318AJ1 |  | RCQD-2417 | 12.5 | 15 | Yes | Yes | 2015-02-05 |  | 1
FALSE | RA1336AD1 | 4824 | 7982422 | RHEEM SALES COMPANY, INC. | RA1336AC1 | AC | Split System: Air-Cooled Condensing Unit, Coil with Blower | RA1336AC1 |  | RCQD-3621 | 12.5 | 15.1 | Yes | Yes | 2015-02-05 |  | 1
FALSE | RA1436AD1 | 4760 | 7945050 | RHEEM SALES COMPANY, INC. | RA1436AJ1 | AC | Split System: Air-Cooled Condensing Unit, Coil with Blower | RA1436AJ1 |  | RCF3617STAM | 12 | 14.5 | Yes | Yes | 2015-02-05 |  | 0
FALSE | RA1442AD1 | 4761 | 7600342 | RHEEM SALES COMPANY, INC. | RA1442AD1 | AC | Split System: Air-Cooled Condensing Unit, Coil with Blower | RA1442AD1 |  | RCF4824HTAM | 12.5 | 15.1 | Yes | Yes | 2015-02-05 |  | 1
FALSE | RA1624AJ1 | 4915 | 7940768 | RHEEM SALES COMPANY, INC. | RA1624AJ1 | AC | Split System: Air-Cooled Condensing Unit, Coil with Blower | RA1624AJ1 |  | RCFL-H*2617 | 13 | 16 | Yes | Yes | 2015-02-05 |  | 2
FALSE | RA1636AJ1 | 4917 | 7942218 | RHEEM SALES COMPANY, INC. | RA1636AJ1 | AC | Split System: Air-Cooled Condensing Unit, Coil with Blower | RA1636AJ1 |  | RHLL-HM3821 | 13 | 16 | Yes | Yes | 2015-02-05 |  | 2
FALSE | RA1336AD1 | 4824 | 7508838 | RHEEM SALES COMPANY, INC. | RA1336AJ1 | AC | Split System: Air-Cooled Condensing Unit, Coil with Blower | RA1336AJ1 |  | RCFN-H*3624 | 12.5 | 15.1 | Yes | Yes | 2015-02-05 |  | 1
FALSE | RA1436AD1 | 4760 | 7600127 | RHEEM SALES COMPANY, INC. | RA1436AD1 | AC | Split System: Air-Cooled Condensing Unit, Coil with Blower | RA1436AD1 |  | RCQD-3624 | 13 | 16 | Yes | Yes | 2015-02-05 |  | 2
FALSE | RA1430AJ1 | 4759 | 7490975 | RHEEM SALES COMPANY, INC. | RA1430AJ1 | AC | Split System: Air-Cooled Condensing Unit, Coil with Blower | RA1430AJ1 |  | RCF3617STAM | 12.5 | 15.1 | Yes | Yes | 2015-02-05 |  | 1
FALSE | RA1430AJ1 | 4759 | 7491107 | RHEEM SALES COMPANY, INC. | RA1430AJ1 | AC | Split System: Air-Cooled Condensing Unit, Coil with Blower | RA1430AJ1 |  | RCFL-H*3621 | 13 | 15.5 | Yes | Yes | 2015-02-05 |  | 1
FALSE | RA1448AD1 | 4762 | 7600598 | RHEEM SALES COMPANY, INC. | RA1448AD1 | AC | Split System: Air-Cooled Condensing Unit, Coil with Blower | RA1448AD1 |  | RCF4821STAM | 12 | 14.5 | Yes | Yes | 2015-02-05 |  | 0
FALSE | RA1642AJ1 | 4918 | 7944223 | RHEEM SALES COMPANY, INC. | RA1642AJ1 | AC | Split System: Air-Cooled Condensing Unit, Coil with Blower | RA1642AJ1 |  | RCF4824STAM | 13 | 16 | Yes | Yes | 2015-02-05 |  | 2
FALSE | RA1648AJ1 | 4919 | 7943080 | RHEEM SALES COMPANY, INC. | RA1648AC1 | AC | Split System: Air-Cooled Condensing Unit, Coil with Blower | RA1648AC1 |  | RCFL-H*4824 | 12.5 | 15.1 | Yes | Yes | 2015-02-05 |  | 1
FALSE | RA1442AD1 | 4761 | 7491953 | RHEEM SALES COMPANY, INC. | RA1442AC1 | AC | Split System: Air-Cooled Condensing Unit, Coil with Blower | RA1442AC1 |  | RCFL-H*4824 | 12 | 14.5 | Yes | Yes | 2015-02-05 |  | 0
FALSE | RA1636AJ1 | 4917 | 7941454 | RHEEM SALES COMPANY, INC. | RA1636AC1 | AC | Split System: Air-Cooled Condensing Unit, Coil with Blower | RA1636AC1 |  | RCF3621STAM | 12.5 | 15.1 | Yes | Yes | 2015-02-05 |  | 1
FALSE | RA1436AD1 | 4760 | 7491702 | RHEEM SALES COMPANY, INC. | RA1436AJ1 | AC | Split System: Air-Cooled Condensing Unit, Coil with Blower | RA1436AJ1 |  | RCFL-H*3821 | 13 | 15.5 | Yes | Yes | 2015-02-05 |  | 1
FALSE | RA1424AJ1 | 4758 | 7490843 | RHEEM SALES COMPANY, INC. | RA1424AJ1 | AC | Split System: Air-Cooled Condensing Unit, Coil with Blower | RA1424AJ1 |  | RCFL-H*2417 | 12.5 | 15.1 | Yes | Yes | 2015-02-05 |  | 1
FALSE | RA1324AJ1 | 4822 | 7983229 | RHEEM SALES COMPANY, INC. | RA1324AJ1 | AC | Split System: Air-Cooled Condensing Unit, Coil with Blower | RA1324AJ1 |  | RCF2421HTAM | 12 | 14.5 | Yes | Yes | 2015-02-05 |  | 0
FALSE | RA1442AD1 | 4761 | 7600398 | RHEEM SALES COMPANY, INC. | RA1442AD1 | AC | Split System: Air-Cooled Condensing Unit, Coil with Blower | RA1442AD1 |  | RCFL-H*4821 | 12 | 14.5 | Yes | Yes | 2015-02-05 |  | 0
FALSE | RA1330AJ1 | 4823 | 7508148 | RHEEM SALES COMPANY, INC. | RA1330AJ1 | AC | Split System: Air-Cooled Condensing Unit, Coil with Blower | RA1330AJ1 |  | RCQD-3621 | 13 | 15.5 | Yes | Yes | 2015-02-05 |  | 1
FALSE | RA1436AD1 | 4760 | 7945059 | RHEEM SALES COMPANY, INC. | RA1436AJ1 | AC | Split System: Air-Cooled Condensing Unit, Coil with Blower | RA1436AJ1 |  | RCF3621STAM | 12.5 | 15.1 | Yes | Yes | 2015-02-05 |  | 1
FALSE | RA1336AD1 | 4824 | 7508845 | RHEEM SALES COMPANY, INC. | RA1336AJ1 | AC | Split System: Air-Cooled Condensing Unit, Coil with Blower | RA1336AJ1 |  | RCFN-H*3624 | 12.5 | 15.1 | Yes | Yes | 2015-02-05 |  | 1
FALSE | RA1642AJ1 | 4918 | 7942506 | RHEEM SALES COMPANY, INC. | RA1642AC1 | AC | Split System: Air-Cooled Condensing Unit, Coil with Blower | RA1642AC1 |  | RCQD-4821 | 13 | 16 | Yes | Yes | 2015-02-05 |  | 2
FALSE | RA1660AC1 | 4920 | 7944291 | RHEEM SALES COMPANY, INC. | RA1660AC1 | AC | Split System: Air-Cooled Condensing Unit, Coil with Blower | RA1660AC1 |  | RCF6024STAM | 13 | 15.5 | Yes | Yes | 2015-02-05 |  | 1
FALSE | RA1418AJ1 | 4757 | 7599529 | RHEEM SALES COMPANY, INC. | RA1418AJ1 | AC | Split System: Air-Cooled Condensing Unit, Coil with Blower | RA1418AJ1 |  | RCF2421MTAM | 13 | 16 | Yes | Yes | 2015-02-05 |  | 2
FALSE | RA1442AD1 | 4761 | 7945104 | RHEEM SALES COMPANY, INC. | RA1442AD1 | AC | Split System: Air-Cooled Condensing Unit, Coil with Blower | RA1442AD1 |  | RCF4824HTAM | 13 | 15.5 | Yes | Yes | 2015-02-05 |  | 1
FALSE | RA1336AD1 | 4824 | 7508875 | RHEEM SALES COMPANY, INC. | RA1336AJ1 | AC | Split System: Air-Cooled Condensing Unit, Coil with Blower | RA1336AJ1 |  | RCQD-3621 | 12 | 14.5 | Yes | Yes | 2015-02-05 |  | 0
FALSE | RA1642AJ1 | 4918 | 7942519 | RHEEM SALES COMPANY, INC. | RA1642AC1 | AC | Split System: Air-Cooled Condensing Unit, Coil with Blower | RA1642AC1 |  | RCQD-4821 | 13 | 16 | Yes | Yes | 2015-02-05 |  | 2
FALSE | RA1648AJ1 | 4919 | 7943067 | RHEEM SALES COMPANY, INC. | RA1648AC1 | AC | Split System: Air-Cooled Condensing Unit, Coil with Blower | RA1648AC1 |  | RCFL-H*4824 | 12.5 | 15.1 | Yes | Yes | 2015-02-05 |  | 1
FALSE | RA1448AD1 | 4762 | 7492311 | RHEEM SALES COMPANY, INC. | RA1448AC1 | AC | Split System: Air-Cooled Condensing Unit, Coil with Blower | RA1448AC1 |  | RCFN-H*4824 | 12.5 | 15.1 | Yes | Yes | 2015-02-05 |  | 1
FALSE | RA1642AJ1 | 4918 | 7942882 | RHEEM SALES COMPANY, INC. | RA1642AJ1 | AC | Split System: Air-Cooled Condensing Unit, Coil with Blower | RA1642AJ1 |  | RCQD-4824 | 12.5 | 15.1 | Yes | Yes | 2015-02-05 |  | 1
FALSE | RA1636AJ1 | 4917 | 7941993 | RHEEM SALES COMPANY, INC. | RA1636AJ1 | AC | Split System: Air-Cooled Condensing Unit, Coil with Blower | RA1636AJ1 |  | RCFL-H*3617 | 12.5 | 15.1 | Yes | Yes | 2015-02-05 |  | 1
FALSE | RA1648AJ1 | 4919 | 7943455 | RHEEM SALES COMPANY, INC. | RA1648AJ1 | AC | Split System: Air-Cooled Condensing Unit, Coil with Blower | RA1648AJ1 |  | RCFN-H*4824 | 13 | 16 | Yes | Yes | 2015-02-05 |  | 2
FALSE | RA1418AJ1 | 4757 | 7599554 | RHEEM SALES COMPANY, INC. | RA1418AJ1 | AC | Split System: Air-Cooled Condensing Unit, Coil with Blower | RA1418AJ1 |  | RCQD-2417 | 13 | 16 | Yes | Yes | 2015-02-05 |  | 2
FALSE | RA1436AD1 | 4760 | 7491815 | RHEEM SALES COMPANY, INC. | RA1436AJ1 | AC | Split System: Air-Cooled Condensing Unit, Coil with Blower | RA1436AJ1 |  | RHPL-HM3821 | 13 | 15.5 | Yes | Yes | 2015-02-05 |  | 1
FALSE | RA1636AJ1 | 4917 | 7944107 | RHEEM SALES COMPANY, INC. | RA1636AC1 | AC | Split System: Air-Cooled Condensing Unit, Coil with Blower | RA1636AC1 |  | RCF3621STAM | 12.5 | 15.1 | Yes | Yes | 2015-02-05 |  | 1
FALSE | RA1336AD1 | 4824 | 7508313 | RHEEM SALES COMPANY, INC. | RA1336AC1 | AC | Split System: Air-Cooled Condensing Unit, Coil with Blower | RA1336AC1 |  | RCF3624MTAM | 12 | 14.5 | Yes | Yes | 2015-02-05 |  | 0
FALSE | RA1630AJ1 | 4916 | 7941098 | RHEEM SALES COMPANY, INC. | RA1630AJ1 | AC | Split System: Air-Cooled Condensing Unit, Coil with Blower | RA1630AJ1 |  | RCFL-H*3617 | 13 | 16 | Yes | Yes | 2015-02-05 |  | 2
FALSE | RA1418AJ1 | 4757 | 7490698 | RHEEM SALES COMPANY, INC. | RA1418AJ1 | AC | Split System: Air-Cooled Condensing Unit, Coil with Blower | RA1418AJ1 |  | RCFN-H*2421 | 13 | 16 | Yes | Yes | 2015-02-05 |  | 2
FALSE | RA1336AD1 | 4824 | 7508212 | RHEEM SALES COMPANY, INC. | RA1336AC1 | AC | Split System: Air-Cooled Condensing Unit, Coil with Blower | RA1336AC1 |  | RCF3621MTAM | 12 | 14.5 | Yes | Yes | 2015-02-05 |  | 0
FALSE | RA1630AJ1 | 4916 | 7941334 | RHEEM SALES COMPANY, INC. | RA1630AJ1 | AC | Split System: Air-Cooled Condensing Unit, Coil with Blower | RA1630AJ1 |  | RCQD-3624 | 13 | 16 | Yes | Yes | 2015-02-05 |  | 2
FALSE | RA1436AD1 | 4760 | 7599762 | RHEEM SALES COMPANY, INC. | RA1436AD1 | AC | Split System: Air-Cooled Condensing Unit, Coil with Blower | RA1436AD1 |  | RCF3621MTAM | 13 | 16 | Yes | Yes | 2015-02-05 |  | 2
FALSE | RA1424AJ1 | 4758 | 7599608 | RHEEM SALES COMPANY, INC. | RA1424AJ1 | AC | Split System: Air-Cooled Condensing Unit, Coil with Blower | RA1424AJ1 |  | RCFN-H*2421 | 13 | 15.5 | Yes | Yes | 2015-02-05 |  | 1
FALSE | RA1436AD1 | 4760 | 7600109 | RHEEM SALES COMPANY, INC. | RA1436AD1 | AC | Split System: Air-Cooled Condensing Unit, Coil with Blower | RA1436AD1 |  | RCQD-3621 | 13 | 15.5 | Yes | Yes | 2015-02-05 |  | 1
FALSE | RA1430AJ1 | 4759 | 7601389 | RHEEM SALES COMPANY, INC. | RA1430AJ1 | AC | Split System: Air-Cooled Condensing Unit, Coil with Blower | RA1430AJ1 |  | RCFL-H*3821 | 13 | 15.5 | Yes | Yes | 2015-02-05 |  | 1
FALSE | RA1448AD1 | 4762 | 7600653 | RHEEM SALES COMPANY, INC. | RA1448AD1 | AC | Split System: Air-Cooled Condensing Unit, Coil with Blower | RA1448AD1 |  | RCF4824HTAM | 12.5 | 15.1 | Yes | Yes | 2015-02-05 |  | 1
FALSE | RA1442AD1 | 4761 | 7600492 | RHEEM SALES COMPANY, INC. | RA1442AD1 | AC | Split System: Air-Cooled Condensing Unit, Coil with Blower | RA1442AD1 |  | RCFN-H*4824 | 13 | 15.5 | Yes | Yes | 2015-02-05 |  | 1
FALSE | RA1442AD1 | 4761 | 7945128 | RHEEM SALES COMPANY, INC. | RA1442AJ1 | AC | Split System: Air-Cooled Condensing Unit, Coil with Blower | RA1442AJ1 |  | RCF4824STAM | 12 | 14.5 | Yes | Yes | 2015-02-05 |  | 0
FALSE | RA1636AJ1 | 4917 | 7942055 | RHEEM SALES COMPANY, INC. | RA1636AJ1 | AC | Split System: Air-Cooled Condensing Unit, Coil with Blower | RA1636AJ1 |  | RCFL-H*3821 | 13 | 15.5 | Yes | Yes | 2015-02-05 |  | 1
FALSE | RA1436AD1 | 4760 | 7491550 | RHEEM SALES COMPANY, INC. | RA1436AJ1 | AC | Split System: Air-Cooled Condensing Unit, Coil with Blower | RA1436AJ1 |  | RCF3621MTAM | 13 | 15.5 | Yes | Yes | 2015-02-05 |  | 1
FALSE | RA1448AD1 | 4762 | 7492403 | RHEEM SALES COMPANY, INC. | RA1448AJ1 | AC | Split System: Air-Cooled Condensing Unit, Coil with Blower | RA1448AJ1 |  | RCF4824HTAM | 12.5 | 15.1 | Yes | Yes | 2015-02-05 |  | 1
FALSE | RA1424AJ1 | 4758 | 7490756 | RHEEM SALES COMPANY, INC. | RA1424AJ1 | AC | Split System: Air-Cooled Condensing Unit, Coil with Blower | RA1424AJ1 |  | RCF2417MTAM | 12.5 | 15.1 | Yes | Yes | 2015-02-05 |  | 1
FALSE | RA1636AJ1 | 4917 | 7941478 | RHEEM SALES COMPANY, INC. | RA1636AC1 | AC | Split System: Air-Cooled Condensing Unit, Coil with Blower | RA1636AC1 |  | RCF3624HTAM | 13 | 16 | Yes | Yes | 2015-02-05 |  | 2
FALSE | RA1636AJ1 | 4917 | 7941919 | RHEEM SALES COMPANY, INC. | RA1636AJ1 | AC | Split System: Air-Cooled Condensing Unit, Coil with Blower | RA1636AJ1 |  | RCF3624HTAM | 13 | 16 | Yes | Yes | 2015-02-05 |  | 2
FALSE | RA1660AC1 | 4920 | 7943832 | RHEEM SALES COMPANY, INC. | RA1660AC1 | AC | Split System: Air-Cooled Condensing Unit, Coil with Blower | RA1660AC1 |  | RCFL-H*6024 | 13 | 16 | Yes | Yes | 2015-02-05 |  | 2
FALSE | RA1636AJ1 | 4917 | 7941531 | RHEEM SALES COMPANY, INC. | RA1636AC1 | AC | Split System: Air-Cooled Condensing Unit, Coil with Blower | RA1636AC1 |  | RCF3624MTAM | 13 | 16 | Yes | Yes | 2015-02-05 |  | 2
FALSE | RA1648AJ1 | 4919 | 7943478 | RHEEM SALES COMPANY, INC. | RA1648AJ1 | AC | Split System: Air-Cooled Condensing Unit, Coil with Blower | RA1648AJ1 |  | RCQD-4821 | 13 | 16 | Yes | Yes | 2015-02-05 |  | 2
FALSE | RA1636AJ1 | 4917 | 7944136 | RHEEM SALES COMPANY, INC. | RA1636AJ1 | AC | Split System: Air-Cooled Condensing Unit, Coil with Blower | RA1636AJ1 |  | RCF3617STAM | 12.5 | 15 | Yes | Yes | 2015-02-05 |  | 1
FALSE | RA1636AJ1 | 4917 | 7941651 | RHEEM SALES COMPANY, INC. | RA1636AC1 | AC | Split System: Air-Cooled Condensing Unit, Coil with Blower | RA1636AC1 |  | RCFL-H*3821 | 13 | 16 | Yes | Yes | 2015-02-05 |  | 2
FALSE | RA1424AJ1 | 4758 | 7490838 | RHEEM SALES COMPANY, INC. | RA1424AJ1 | AC | Split System: Air-Cooled Condensing Unit, Coil with Blower | RA1424AJ1 |  | RCFL-H*2417 | 12.5 | 15.1 | Yes | Yes | 2015-02-05 |  | 1
FALSE | RA1642AJ1 | 4918 | 7942646 | RHEEM SALES COMPANY, INC. | RA1642AJ1 | AC | Split System: Air-Cooled Condensing Unit, Coil with Blower | RA1642AJ1 |  | RCF4824STAM | 13 | 16 | Yes | Yes | 2015-02-05 |  | 2
FALSE | RA1436AD1 | 4760 | 7491284 | RHEEM SALES COMPANY, INC. | RA1436AC1 | AC | Split System: Air-Cooled Condensing Unit, Coil with Blower | RA1436AC1 |  | RCF3621STAM | 12 | 14.5 | Yes | Yes | 2015-02-05 |  | 0
FALSE | RA1624AJ1 | 4915 | 7940882 | RHEEM SALES COMPANY, INC. | RA1624AJ1 | AC | Split System: Air-Cooled Condensing Unit, Coil with Blower | RA1624AJ1 |  | RCQD-2417 | 13 | 16 | Yes | Yes | 2015-02-05 |  | 2
FALSE | RA1424AJ1 | 4758 | 7599598 | RHEEM SALES COMPANY, INC. | RA1424AJ1 | AC | Split System: Air-Cooled Condensing Unit, Coil with Blower | RA1424AJ1 |  | RCFN-H*2417 | 13 | 15.5 | Yes | Yes | 2015-02-05 |  | 1
FALSE | RA1642AJ1 | 4918 | 7942688 | RHEEM SALES COMPANY, INC. | RA1642AJ1 | AC | Split System: Air-Cooled Condensing Unit, Coil with Blower | RA1642AJ1 |  | RCFL-H*4821 | 13 | 16 | Yes | Yes | 2015-02-05 |  | 2
FALSE | RA1624AJ1 | 4915 | 7940592 | RHEEM SALES COMPANY, INC. | RA1624AJ1 | AC | Split System: Air-Cooled Condensing Unit, Coil with Blower | RA1624AJ1 |  | RCF2417HTAM | 13 | 16 | Yes | Yes | 2015-02-05 |  | 2
FALSE | RA1642AJ1 | 4918 | 7942489 | RHEEM SALES COMPANY, INC. | RA1642AC1 | AC | Split System: Air-Cooled Condensing Unit, Coil with Blower | RA1642AC1 |  | RCQD-4821 | 12.5 | 15.1 | Yes | Yes | 2015-02-05 |  | 1
FALSE | RA1630AJ1 | 4916 | 7944039 | RHEEM SALES COMPANY, INC. | RA1630AJ1 | AC | Split System: Air-Cooled Condensing Unit, Coil with Blower | RA1630AJ1 |  | RCF3621STAM | 13 | 16 | Yes | Yes | 2015-02-05 |  | 2
FALSE | RA1318AJ1 | 4821 | 7982214 | RHEEM SALES COMPANY, INC. | RA1318AJ1 | AC | Split System: Air-Cooled Condensing Unit, Coil with Blower | RA1318AJ1 |  | RCFN-H*2417 | 12 | 14.5 | Yes | Yes | 2015-02-05 |  | 0
FALSE | RA1436AD1 | 4760 | 7491678 | RHEEM SALES COMPANY, INC. | RA1436AJ1 | AC | Split System: Air-Cooled Condensing Unit, Coil with Blower | RA1436AJ1 |  | RCFL-H*3621 | 12.5 | 15.1 | Yes | Yes | 2015-02-05 |  | 1
FALSE | RA1436AD1 | 4760 | 7599691 | RHEEM SALES COMPANY, INC. | RA1436AC1 | AC | Split System: Air-Cooled Condensing Unit, Coil with Blower | RA1436AC1 |  | RCF3624HTAM | 13 | 16 | Yes | Yes | 2015-02-05 |  | 2
FALSE | RA1442AD1 | 4761 | 7492043 | RHEEM SALES COMPANY, INC. | RA1442AJ1 | AC | Split System: Air-Cooled Condensing Unit, Coil with Blower | RA1442AJ1 |  | RCF4824HTAM | 12.5 | 15.1 | Yes | Yes | 2015-02-05 |  | 1
FALSE | RA1442AD1 | 4761 | 7492044 | RHEEM SALES COMPANY, INC. | RA1442AJ1 | AC | Split System: Air-Cooled Condensing Unit, Coil with Blower | RA1442AJ1 |  | RCF4824HTAM | 13 | 15.5 | Yes | Yes | 2015-02-05 |  | 1
FALSE | RA1430AJ1 | 4759 | 7491038 | RHEEM SALES COMPANY, INC. | RA1430AJ1 | AC | Split System: Air-Cooled Condensing Unit, Coil with Blower | RA1430AJ1 |  | RCF3621STAM | 12.5 | 15.1 | Yes | Yes | 2015-02-05 |  | 1
FALSE | RA1436AD1 | 4760 | 7491763 | RHEEM SALES COMPANY, INC. | RA1436AJ1 | AC | Split System: Air-Cooled Condensing Unit, Coil with Blower | RA1436AJ1 |  | RCQD-3621 | 13 | 16 | Yes | Yes | 2015-02-05 |  | 2
FALSE | RA1648AJ1 | 4919 | 7943049 | RHEEM SALES COMPANY, INC. | RA1648AC1 | AC | Split System: Air-Cooled Condensing Unit, Coil with Blower | RA1648AC1 |  | RCFL-H*4821 | 12.5 | 15.1 | Yes | Yes | 2015-02-05 |  | 1
FALSE | RA1442AD1 | 4761 | 7492129 | RHEEM SALES COMPANY, INC. | RA1442AJ1 | AC | Split System: Air-Cooled Condensing Unit, Coil with Blower | RA1442AJ1 |  | RCFL-H*4824 | 12 | 14.5 | Yes | Yes | 2015-02-05 |  | 0
FALSE | RA1324AJ1 | 4822 | 7982298 | RHEEM SALES COMPANY, INC. | RA1324AJ1 | AC | Split System: Air-Cooled Condensing Unit, Coil with Blower | RA1324AJ1 |  | RCFN-H*2417 | 12 | 14.5 | Yes | Yes | 2015-02-05 |  | 0
FALSE | RA1436AD1 | 4760 | 7601474 | RHEEM SALES COMPANY, INC. | RA1436AJ1 | AC | Split System: Air-Cooled Condensing Unit, Coil with Blower | RA1436AJ1 |  | RCFL-H*3617 | 12 | 14.5 | Yes | Yes | 2015-02-05 |  | 0
FALSE | RA1648AJ1 | 4919 | 7943383 | RHEEM SALES COMPANY, INC. | RA1648AJ1 | AC | Split System: Air-Cooled Condensing Unit, Coil with Blower | RA1648AJ1 |  | RCFL-H*4824 | 13 | 15.5 | Yes | Yes | 2015-02-05 |  | 1
FALSE | RA1636AJ1 | 4917 | 7942220 | RHEEM SALES COMPANY, INC. | RA1636AJ1 | AC | Split System: Air-Cooled Condensing Unit, Coil with Blower | RA1636AJ1 |  | RHPL-HM3821 | 13 | 15.5 | Yes | Yes | 2015-02-05 |  | 1
FALSE | RA1436AD1 | 4760 | 7601425 | RHEEM SALES COMPANY, INC. | RA1436AC1 | AC | Split System: Air-Cooled Condensing Unit, Coil with Blower | RA1436AC1 |  | RCQD-3624 | 13 | 16 | Yes | Yes | 2015-02-05 |  | 2
FALSE | RA1336AD1 | 4824 | 7508848 | RHEEM SALES COMPANY, INC. | RA1336AJ1 | AC | Split System: Air-Cooled Condensing Unit, Coil with Blower | RA1336AJ1 |  | RCFN-H*3624 | 12 | 14.5 | Yes | Yes | 2015-02-05 |  | 0
FALSE | RA1460AD1 | 4763 | 7492673 | RHEEM SALES COMPANY, INC. | RA1460AJ1 | AC | Split System: Air-Cooled Condensing Unit, Coil with Blower | RA1460AJ1 |  | RH1T6024STAN | 12 | 14.5 | Yes | Yes | 2015-02-05 |  | 0
FALSE | RA1636AJ1 | 4917 | 7941357 | RHEEM SALES COMPANY, INC. | RA1636AC1 | AC | Split System: Air-Cooled Condensing Unit, Coil with Blower | RA1636AC1 |  | RCF3617STAM | 13 | 15.5 | Yes | Yes | 2015-02-05 |  | 1
FALSE | RA1436AD1 | 4760 | 7599984 | RHEEM SALES COMPANY, INC. | RA1436AD1 | AC | Split System: Air-Cooled Condensing Unit, Coil with Blower | RA1436AD1 |  | RCFL-H*3621 | 12.5 | 15.1 | Yes | Yes | 2015-02-05 |  | 1
FALSE | RA1336AD1 | 4824 | 7508672 | RHEEM SALES COMPANY, INC. | RA1336AJ1 | AC | Split System: Air-Cooled Condensing Unit, Coil with Blower | RA1336AJ1 |  | RCF3624MTAM | 12 | 14.5 | Yes | Yes | 2015-02-05 |  | 0
FALSE | RA1642AJ1 | 4918 | 7944188 | RHEEM SALES COMPANY, INC. | RA1642AC1 | AC | Split System: Air-Cooled Condensing Unit, Coil with Blower | RA1642AC1 |  | RCF4824HTAM | 13 | 16 | Yes | Yes | 2015-02-05 |  | 2
FALSE | RA1648AJ1 | 4919 | 7942983 | RHEEM SALES COMPANY, INC. | RA1648AC1 | AC | Split System: Air-Cooled Condensing Unit, Coil with Blower | RA1648AC1 |  | RCF4824STAM | 13 | 16 | Yes | Yes | 2015-02-05 |  | 2
FALSE | RA1442AD1 | 4761 | 7601505 | RHEEM SALES COMPANY, INC. | RA1442AD1 | AC | Split System: Air-Cooled Condensing Unit, Coil with Blower | RA1442AD1 |  | RCF4824HTAM | 13 | 15.5 | Yes | Yes | 2015-02-05 |  | 1
FALSE | RA1642AJ1 | 4918 | 7942753 | RHEEM SALES COMPANY, INC. | RA1642AJ1 | AC | Split System: Air-Cooled Condensing Unit, Coil with Blower | RA1642AJ1 |  | RCFL-H*4824 | 13 | 15.5 | Yes | Yes | 2015-02-05 |  | 1
FALSE | RA1636AJ1 | 4917 | 7941840 | RHEEM SALES COMPANY, INC. | RA1636AJ1 | AC | Split System: Air-Cooled Condensing Unit, Coil with Blower | RA1636AJ1 |  | RCF3621MTAM | 13 | 16 | Yes | Yes | 2015-02-05 |  | 2
FALSE | RA1448AD1 | 4762 | 7601539 | RHEEM SALES COMPANY, INC. | RA1448AC1 | AC | Split System: Air-Cooled Condensing Unit, Coil with Blower | RA1448AC1 |  | RCQD-4821 | 12 | 14.5 | Yes | Yes | 2015-02-05 |  | 0
FALSE | RA1660AC1 | 4920 | 7943667 | RHEEM SALES COMPANY, INC. | RA1660AJ1 | AC | Split System: Air-Cooled Condensing Unit, Coil with Blower | RA1660AJ1 |  | RCFN-H*6024 | 12.5 | 15.1 | Yes | Yes | 2015-02-05 |  | 1
FALSE | RA1442AD1 | 4761 | 7600431 | RHEEM SALES COMPANY, INC. | RA1442AD1 | AC | Split System: Air-Cooled Condensing Unit, Coil with Blower | RA1442AD1 |  | RCFL-H*4824 | 12 | 14.5 | Yes | Yes | 2015-02-05 |  | 0
FALSE | RA1430AJ1 | 4759 | 7491016 | RHEEM SALES COMPANY, INC. | RA1430AJ1 | AC | Split System: Air-Cooled Condensing Unit, Coil with Blower | RA1430AJ1 |  | RCF3621STAM | 12.5 | 15.1 | Yes | Yes | 2015-02-05 |  | 1
FALSE | RA1430AJ1 | 4759 | 7491064 | RHEEM SALES COMPANY, INC. | RA1430AJ1 | AC | Split System: Air-Cooled Condensing Unit, Coil with Blower | RA1430AJ1 |  | RCF3624MTAM | 13 | 16 | Yes | Yes | 2015-02-05 |  | 2
FALSE | RA1618AJ1 | 4914 | 7940555 | RHEEM SALES COMPANY, INC. | RA1618AJ1 | AC | Split System: Air-Cooled Condensing Unit, Coil with Blower | RA1618AJ1 |  | RCQD-2417 | 13 | 16 | Yes | Yes | 2015-02-05 |  | 2
FALSE | RA1330AJ1 | 4823 | 7508130 | RHEEM SALES COMPANY, INC. | RA1330AJ1 | AC | Split System: Air-Cooled Condensing Unit, Coil with Blower | RA1330AJ1 |  | RCQD-3621 | 13 | 15.5 | Yes | Yes | 2015-02-05 |  | 1
FALSE | RA1624AJ1 | 4915 | 7940841 | RHEEM SALES COMPANY, INC. | RA1624AJ1 | AC | Split System: Air-Cooled Condensing Unit, Coil with Blower | RA1624AJ1 |  | RCFN-H*2421 | 13 | 16 | Yes | Yes | 2015-02-05 |  | 2
FALSE | RA1318AJ1 | 4821 | 7507542 | RHEEM SALES COMPANY, INC. | RA1318AJ1 | AC | Split System: Air-Cooled Condensing Unit, Coil with Blower | RA1318AJ1 |  | RCFL-H*2621 | 12 | 14.5 | Yes | Yes | 2015-02-05 |  | 0
FALSE | RA1630AJ1 | 4916 | 7940924 | RHEEM SALES COMPANY, INC. | RA1630AJ1 | AC | Split System: Air-Cooled Condensing Unit, Coil with Blower | RA1630AJ1 |  | RCF3617STAM | 13 | 16 | Yes | Yes | 2015-02-05 |  | 2
FALSE | RA1648AJ1 | 4919 | 7943193 | RHEEM SALES COMPANY, INC. | RA1648AC1 | AC | Split System: Air-Cooled Condensing Unit, Coil with Blower | RA1648AC1 |  | RCQD-4824 | 13 | 16 | Yes | Yes | 2015-02-05 |  | 2
FALSE | RA1418AJ1 | 4757 | 7599516 | RHEEM SALES COMPANY, INC. | RA1418AJ1 | AC | Split System: Air-Cooled Condensing Unit, Coil with Blower | RA1418AJ1 |  | RCF2417STAM | 13 | 15.5 | Yes | Yes | 2015-02-05 |  | 1
FALSE | RA1436AD1 | 4760 | 7599760 | RHEEM SALES COMPANY, INC. | RA1436AD1 | AC | Split System: Air-Cooled Condensing Unit, Coil with Blower | RA1436AD1 |  | RCF3621MTAM | 13 | 16 | Yes | Yes | 2015-02-05 |  | 2
FALSE | RA1430AJ1 | 4759 | 7500972 | RHEEM SALES COMPANY, INC. | RA1430AJ1 | AC | Split System: Air-Cooled Condensing Unit, Coil with Blower | RA1430AJ1 |  | RCF3621MTAM | 13 | 16 | Yes | Yes | 2015-02-05 |  | 2
FALSE | RA1448AD1 | 4762 | 7600587 | RHEEM SALES COMPANY, INC. | RA1448AC1 | AC | Split System: Air-Cooled Condensing Unit, Coil with Blower | RA1448AC1 |  | RCFN-H*4824 | 13 | 15.5 | Yes | Yes | 2015-02-05 |  | 1
FALSE | RA1648AJ1 | 4919 | 7944242 | RHEEM SALES COMPANY, INC. | RA1648AC1 | AC | Split System: Air-Cooled Condensing Unit, Coil with Blower | RA1648AC1 |  | RCF4824HTAM | 13 | 16 | Yes | Yes | 2015-02-05 |  | 2
FALSE | RA1424AJ1 | 4758 | 7490820 | RHEEM SALES COMPANY, INC. | RA1424AJ1 | AC | Split System: Air-Cooled Condensing Unit, Coil with Blower | RA1424AJ1 |  | RCF2421MTAM | 12.5 | 15.1 | Yes | Yes | 2015-02-05 |  | 1
FALSE | RA1648AJ1 | 4919 | 7944250 | RHEEM SALES COMPANY, INC. | RA1648AC1 | AC | Split System: Air-Cooled Condensing Unit, Coil with Blower | RA1648AC1 |  | RCF4824STAM | 13 | 15.5 | Yes | Yes | 2015-02-05 |  | 1
FALSE | RA1460AD1 | 4763 | 7492643 | RHEEM SALES COMPANY, INC. | RA1460AJ1 | AC | Split System: Air-Cooled Condensing Unit, Coil with Blower | RA1460AJ1 |  | RCF6024STAM | 12 | 14.5 | Yes | Yes | 2015-02-05 |  | 0
FALSE | RA1660AC1 | 4920 | 7944290 | RHEEM SALES COMPANY, INC. | RA1660AC1 | AC | Split System: Air-Cooled Condensing Unit, Coil with Blower | RA1660AC1 |  | RCF6024STAM | 12.5 | 15.1 | Yes | Yes | 2015-02-05 |  | 1
FALSE | RA1336AD1 | 4824 | 7982378 | RHEEM SALES COMPANY, INC. | RA1336AC1 | AC | Split System: Air-Cooled Condensing Unit, Coil with Blower | RA1336AC1 |  | RCF3621MTAM | 12 | 14.5 | Yes | Yes | 2015-02-05 |  | 0
FALSE | RA1324AJ1 | 4822 | 7507711 | RHEEM SALES COMPANY, INC. | RA1324AJ1 | AC | Split System: Air-Cooled Condensing Unit, Coil with Blower | RA1324AJ1 |  | RCF2421MTAM | 12 | 14.5 | Yes | Yes | 2015-02-05 |  | 0
FALSE | RA1636AJ1 | 4917 | 7942007 | RHEEM SALES COMPANY, INC. | RA1636AJ1 | AC | Split System: Air-Cooled Condensing Unit, Coil with Blower | RA1636AJ1 |  | RCFL-H*3621 | 13 | 15.5 | Yes | Yes | 2015-02-05 |  | 1
FALSE | RA1436AD1 | 4760 | 7501053 | RHEEM SALES COMPANY, INC. | RA1436AC1 | AC | Split System: Air-Cooled Condensing Unit, Coil with Blower | RA1436AC1 |  | RCQD-3621 | 13 | 16 | Yes | Yes | 2015-02-05 |  | 2
FALSE | RA1442AD1 | 4761 | 7501136 | RHEEM SALES COMPANY, INC. | RA1442AJ1 | AC | Split System: Air-Cooled Condensing Unit, Coil with Blower | RA1442AJ1 |  | RCF4824HTAM | 13 | 15.5 | Yes | Yes | 2015-02-05 |  | 1
FALSE | RA1442AD1 | 4761 | 7600386 | RHEEM SALES COMPANY, INC. | RA1442AD1 | AC | Split System: Air-Cooled Condensing Unit, Coil with Blower | RA1442AD1 |  | RCFL-H*4821 | 12 | 14.5 | Yes | Yes | 2015-02-05 |  | 0
FALSE | RA1430AJ1 | 4759 | 7599643 | RHEEM SALES COMPANY, INC. | RA1430AJ1 | AC | Split System: Air-Cooled Condensing Unit, Coil with Blower | RA1430AJ1 |  | RCFL-H*3617 | 13 | 15.5 | Yes | Yes | 2015-02-05 |  | 1
FALSE | RA1636AJ1 | 4917 | 7942074 | RHEEM SALES COMPANY, INC. | RA1636AJ1 | AC | Split System: Air-Cooled Condensing Unit, Coil with Blower | RA1636AJ1 |  | RCFL-H*3821 | 13 | 15.5 | Yes | Yes | 2015-02-05 |  | 1
FALSE | RA1442AD1 | 4761 | 7492121 | RHEEM SALES COMPANY, INC. | RA1442AJ1 | AC | Split System: Air-Cooled Condensing Unit, Coil with Blower | RA1442AJ1 |  | RCFL-H*4824 | 12.5 | 15.1 | Yes | Yes | 2015-02-05 |  | 1
FALSE | RA1448AD1 | 4762 | 7501199 | RHEEM SALES COMPANY, INC. | RA1448AJ1 | AC | Split System: Air-Cooled Condensing Unit, Coil with Blower | RA1448AJ1 |  | RCF4824HTAM | 12.5 | 15.1 | Yes | Yes | 2015-02-05 |  | 1
FALSE | RA1436AD1 | 4760 | 7491587 | RHEEM SALES COMPANY, INC. | RA1436AJ1 | AC | Split System: Air-Cooled Condensing Unit, Coil with Blower | RA1436AJ1 |  | RCF3621STAM | 12 | 14.5 | Yes | Yes | 2015-02-05 |  | 0
FALSE | RA1630AJ1 | 4916 | 7941349 | RHEEM SALES COMPANY, INC. | RA1630AJ1 | AC | Split System: Air-Cooled Condensing Unit, Coil with Blower | RA1630AJ1 |  | RHKL-HM3617 | 13 | 16 | Yes | Yes | 2015-02-05 |  | 2
FALSE | RA1660AC1 | 4920 | 7943638 | RHEEM SALES COMPANY, INC. | RA1660AJ1 | AC | Split System: Air-Cooled Condensing Unit, Coil with Blower | RA1660AJ1 |  | RCFL-H*6024 | 13 | 15.5 | Yes | Yes | 2015-02-05 |  | 1
FALSE | RA1648AJ1 | 4919 | 7943221 | RHEEM SALES COMPANY, INC. | RA1648AJ1 | AC | Split System: Air-Cooled Condensing Unit, Coil with Blower | RA1648AJ1 |  | RCF4821STAM | 12.5 | 15.1 | Yes | Yes | 2015-02-05 |  | 1
FALSE | RA1336AD1 | 4824 | 7508659 | RHEEM SALES COMPANY, INC. | RA1336AJ1 | AC | Split System: Air-Cooled Condensing Unit, Coil with Blower | RA1336AJ1 |  | RCF3624HTAM | 12 | 14.5 | Yes | Yes | 2015-02-05 |  | 0
FALSE | RA1436AD1 | 4760 | 7601399 | RHEEM SALES COMPANY, INC. | RA1436AC1 | AC | Split System: Air-Cooled Condensing Unit, Coil with Blower | RA1436AC1 |  | RCF3621MTAM | 13 | 15.5 | Yes | Yes | 2015-02-05 |  | 1
FALSE | RA1424AJ1 | 4758 | 7490924 | RHEEM SALES COMPANY, INC. | RA1424AJ1 | AC | Split System: Air-Cooled Condensing Unit, Coil with Blower | RA1424AJ1 |  | RCFN-H*2421 | 13 | 15.5 | Yes | Yes | 2015-02-05 |  | 1
FALSE | RA1324AJ1 | 4822 | 7982281 | RHEEM SALES COMPANY, INC. | RA1324AJ1 | AC | Split System: Air-Cooled Condensing Unit, Coil with Blower | RA1324AJ1 |  | RCF2421MTAM | 12 | 14.5 | Yes | Yes | 2015-02-05 |  | 0
FALSE | RA1442AD1 | 4761 | 7600322 | RHEEM SALES COMPANY, INC. | RA1442AD1 | AC | Split System: Air-Cooled Condensing Unit, Coil with Blower | RA1442AD1 |  | RCF4824HTAM | 12 | 14.5 | Yes | Yes | 2015-02-05 |  | 0
FALSE | RA1436AD1 | 4760 | 7600000 | RHEEM SALES COMPANY, INC. | RA1436AD1 | AC | Split System: Air-Cooled Condensing Unit, Coil with Blower | RA1436AD1 |  | RCFL-H*3621 | 12.5 | 15.1 | Yes | Yes | 2015-02-05 |  | 1
FALSE | RA1436AD1 | 4760 | 7599731 | RHEEM SALES COMPANY, INC. | RA1436AC1 | AC | Split System: Air-Cooled Condensing Unit, Coil with Blower | RA1436AC1 |  | RCQD-3624 | 13 | 16 | Yes | Yes | 2015-02-05 |  | 2
FALSE | RA1636AJ1 | 4917 | 7942079 | RHEEM SALES COMPANY, INC. | RA1636AJ1 | AC | Split System: Air-Cooled Condensing Unit, Coil with Blower | RA1636AJ1 |  | RCFL-H*3821 | 13 | 16 | Yes | Yes | 2015-02-05 |  | 2
FALSE | RA1430AJ1 | 4759 | 7601373 | RHEEM SALES COMPANY, INC. | RA1430AJ1 | AC | Split System: Air-Cooled Condensing Unit, Coil with Blower | RA1430AJ1 |  | RCF3621STAM | 12.5 | 15.1 | Yes | Yes | 2015-02-05 |  | 1
FALSE | RA1436AD1 | 4760 | 7600057 | RHEEM SALES COMPANY, INC. | RA1436AD1 | AC | Split System: Air-Cooled Condensing Unit, Coil with Blower | RA1436AD1 |  | RCFL-H*3824 | 13 | 15.5 | Yes | Yes | 2015-02-05 |  | 1
FALSE | RA1660AC1 | 4920 | 7943625 | RHEEM SALES COMPANY, INC. | RA1660AJ1 | AC | Split System: Air-Cooled Condensing Unit, Coil with Blower | RA1660AJ1 |  | RCFL-H*6024 | 12.5 | 15.1 | Yes | Yes | 2015-02-05 |  | 1
FALSE | RA1630AJ1 | 4916 | 7941021 | RHEEM SALES COMPANY, INC. | RA1630AJ1 | AC | Split System: Air-Cooled Condensing Unit, Coil with Blower | RA1630AJ1 |  | RCF3624HTAM | 13 | 16 | Yes | Yes | 2015-02-05 |  | 2
FALSE | RA1642AJ1 | 4918 | 7942462 | RHEEM SALES COMPANY, INC. | RA1642AC1 | AC | Split System: Air-Cooled Condensing Unit, Coil with Blower | RA1642AC1 |  | RCFN-H*4824 | 13 | 16 | Yes | Yes | 2015-02-05 |  | 2
FALSE | RA1630AJ1 | 4916 | 7941035 | RHEEM SALES COMPANY, INC. | RA1630AJ1 | AC | Split System: Air-Cooled Condensing Unit, Coil with Blower | RA1630AJ1 |  | RCF3624HTAM | 13 | 16 | Yes | Yes | 2015-02-05 |  | 2
FALSE | RA1448AD1 | 4762 | 7945149 | RHEEM SALES COMPANY, INC. | RA1448AC1 | AC | Split System: Air-Cooled Condensing Unit, Coil with Blower | RA1448AC1 |  | RCF4824STAM | 12.5 | 15 | Yes | Yes | 2015-02-05 |  | 1
FALSE | RA1436AD1 | 4760 | 7491602 | RHEEM SALES COMPANY, INC. | RA1436AJ1 | AC | Split System: Air-Cooled Condensing Unit, Coil with Blower | RA1436AJ1 |  | RCF3624HTAM | 13 | 16 | Yes | Yes | 2015-02-05 |  | 2
FALSE | RA1636AJ1 | 4917 | 7942011 | RHEEM SALES COMPANY, INC. | RA1636AJ1 | AC | Split System: Air-Cooled Condensing Unit, Coil with Blower | RA1636AJ1 |  | RCFL-H*3621 | 12.5 | 15.1 | Yes | Yes | 2015-02-05 |  | 1
FALSE | RA1436AD1 | 4760 | 7600022 | RHEEM SALES COMPANY, INC. | RA1436AD1 | AC | Split System: Air-Cooled Condensing Unit, Coil with Blower | RA1436AD1 |  | RCFL-H*3821 | 13 | 15.5 | Yes | Yes | 2015-02-05 |  | 1
FALSE | RA1436AD1 | 4760 | 7599706 | RHEEM SALES COMPANY, INC. | RA1436AC1 | AC | Split System: Air-Cooled Condensing Unit, Coil with Blower | RA1436AC1 |  | RCFL-H*3621 | 12 | 14.5 | Yes | Yes | 2015-02-05 |  | 0
FALSE | RA1642AJ1 | 4918 | 7942502 | RHEEM SALES COMPANY, INC. | RA1642AC1 | AC | Split System: Air-Cooled Condensing Unit, Coil with Blower | RA1642AC1 |  | RCQD-4821 | 13 | 15.5 | Yes | Yes | 2015-02-05 |  | 1
FALSE | RA1660AC1 | 4920 | 7943698 | RHEEM SALES COMPANY, INC. | RA1660AJ1 | AC | Split System: Air-Cooled Condensing Unit, Coil with Blower | RA1660AJ1 |  | RCQD-6024 | 12 | 14.5 | Yes | Yes | 2015-02-05 |  | 0
FALSE | RA1430AJ1 | 4759 | 7599665 | RHEEM SALES COMPANY, INC. | RA1430AJ1 | AC | Split System: Air-Cooled Condensing Unit, Coil with Blower | RA1430AJ1 |  | RCFL-H*3824 | 13 | 16 | Yes | Yes | 2015-02-05 |  | 2
FALSE | RA1436AD1 | 4760 | 7600033 | RHEEM SALES COMPANY, INC. | RA1436AD1 | AC | Split System: Air-Cooled Condensing Unit, Coil with Blower | RA1436AD1 |  | RCFL-H*3821 | 12.5 | 15.1 | Yes | Yes | 2015-02-05 |  | 1
FALSE | RA1436AD1 | 4760 | 7600130 | RHEEM SALES COMPANY, INC. | RA1436AD1 | AC | Split System: Air-Cooled Condensing Unit, Coil with Blower | RA1436AD1 |  | RCQD-3624 | 13 | 16 | Yes | Yes | 2015-02-05 |  | 2
FALSE | RA1630AJ1 | 4916 | 7941151 | RHEEM SALES COMPANY, INC. | RA1630AJ1 | AC | Split System: Air-Cooled Condensing Unit, Coil with Blower | RA1630AJ1 |  | RCFL-H*3621 | 13 | 16 | Yes | Yes | 2015-02-05 |  | 2
FALSE | RA1648AJ1 | 4919 | 7943538 | RHEEM SALES COMPANY, INC. | RA1648AJ1 | AC | Split System: Air-Cooled Condensing Unit, Coil with Blower | RA1648AJ1 |  | RH2T4824MTAN | 13 | 16 | Yes | Yes | 2015-02-05 |  | 2
FALSE | RA1618AJ1 | 4914 | 7940462 | RHEEM SALES COMPANY, INC. | RA1618AJ1 | AC | Split System: Air-Cooled Condensing Unit, Coil with Blower | RA1618AJ1 |  | RCFL-H*2621 | 13 | 16 | Yes | Yes | 2015-02-05 |  | 2
FALSE | RA1442AD1 | 4761 | 7501108 | RHEEM SALES COMPANY, INC. | RA1442AC1 | AC | Split System: Air-Cooled Condensing Unit, Coil with Blower | RA1442AC1 |  | RCF4824HTAM | 13 | 15.5 | Yes | Yes | 2015-02-05 |  | 1
FALSE | RA1448AD1 | 4762 | 7501182 | RHEEM SALES COMPANY, INC. | RA1448AC1 | AC | Split System: Air-Cooled Condensing Unit, Coil with Blower | RA1448AC1 |  | RCFL-H*4824 | 12 | 14.5 | Yes | Yes | 2015-02-05 |  | 0
FALSE | RA1630AJ1 | 4916 | 7941110 | RHEEM SALES COMPANY, INC. | RA1630AJ1 | AC | Split System: Air-Cooled Condensing Unit, Coil with Blower | RA1630AJ1 |  | RCFL-H*3621 | 13 | 16 | Yes | Yes | 2015-02-05 |  | 2
FALSE | RA1460AD1 | 4763 | 7600921 | RHEEM SALES COMPANY, INC. | RA1460AC1 | AC | Split System: Air-Cooled Condensing Unit, Coil with Blower | RA1460AC1 |  | RCFL-H*6024 | 12 | 14.5 | Yes | Yes | 2015-02-05 |  | 0
FALSE | RA1660AC1 | 4920 | 7943906 | RHEEM SALES COMPANY, INC. | RA1660AC1 | AC | Split System: Air-Cooled Condensing Unit, Coil with Blower | RA1660AC1 |  | RCQD-6024 | 12.5 | 15.1 | Yes | Yes | 2015-02-05 |  | 1
FALSE | RA1342AD1 | 4827 | 7512023 | RHEEM SALES COMPANY, INC. | RA1342AJ1 | AC | Split System: Air-Cooled Condensing Unit, Coil with Blower | RA1342AJ1 |  | RHML-HM4824 | 12 | 14.5 | Yes | Yes | 2015-02-05 |  | 0
FALSE | RA1436AD1 | 4760 | 7945034 | RHEEM SALES COMPANY, INC. | RA1436AD1 | AC | Split System: Air-Cooled Condensing Unit, Coil with Blower | RA1436AD1 |  | RCF3621STAM | 12 | 14.5 | Yes | Yes | 2015-02-05 |  | 0
FALSE | RA1448AD1 | 4762 | 7945157 | RHEEM SALES COMPANY, INC. | RA1448AD1 | AC | Split System: Air-Cooled Condensing Unit, Coil with Blower | RA1448AD1 |  | RCF4824HTAM | 13 | 15.5 | Yes | Yes | 2015-02-05 |  | 1
FALSE | RA1448AD1 | 4762 | 7501218 | RHEEM SALES COMPANY, INC. | RA1448AJ1 | AC | Split System: Air-Cooled Condensing Unit, Coil with Blower | RA1448AJ1 |  | RCFN-H*4824 | 13 | 15.5 | Yes | Yes | 2015-02-05 |  | 1
FALSE | RA1436AD1 | 4760 | 7599677 | RHEEM SALES COMPANY, INC. | RA1436AC1 | AC | Split System: Air-Cooled Condensing Unit, Coil with Blower | RA1436AC1 |  | RCF3621MTAM | 13 | 15.5 | Yes | Yes | 2015-02-05 |  | 1
FALSE | RA1436AD1 | 4760 | 7601438 | RHEEM SALES COMPANY, INC. | RA1436AD1 | AC | Split System: Air-Cooled Condensing Unit, Coil with Blower | RA1436AD1 |  | RCF3624HTAM | 13 | 16 | Yes | Yes | 2015-02-05 |  | 2
FALSE | RA1648AJ1 | 4919 | 7943486 | RHEEM SALES COMPANY, INC. | RA1648AJ1 | AC | Split System: Air-Cooled Condensing Unit, Coil with Blower | RA1648AJ1 |  | RCQD-4821 | 13 | 15.5 | Yes | Yes | 2015-02-05 |  | 1
FALSE | RA1418AJ1 | 4757 | 7599509 | RHEEM SALES COMPANY, INC. | RA1418AJ1 | AC | Split System: Air-Cooled Condensing Unit, Coil with Blower | RA1418AJ1 |  | RCF2417HTAM | 13 | 16 | Yes | Yes | 2015-02-05 |  | 2
FALSE | RA1648AJ1 | 4919 | 7943470 | RHEEM SALES COMPANY, INC. | RA1648AJ1 | AC | Split System: Air-Cooled Condensing Unit, Coil with Blower | RA1648AJ1 |  | RCQD-4821 | 12.5 | 15.1 | Yes | Yes | 2015-02-05 |  | 1
FALSE | RA1448AD1 | 4762 | 7492175 | RHEEM SALES COMPANY, INC. | RA1448AC1 | AC | Split System: Air-Cooled Condensing Unit, Coil with Blower | RA1448AC1 |  | RCF4821STAM | 12 | 14.5 | Yes | Yes | 2015-02-05 |  | 0
FALSE | RA1430AJ1 | 4759 | 7491086 | RHEEM SALES COMPANY, INC. | RA1430AJ1 | AC | Split System: Air-Cooled Condensing Unit, Coil with Blower | RA1430AJ1 |  | RCFL-H*3617 | 12.5 | 15.1 | Yes | Yes | 2015-02-05 |  | 1
FALSE | RA1624AJ1 | 4915 | 7944001 | RHEEM SALES COMPANY, INC. | RA1624AJ1 | AC | Split System: Air-Cooled Condensing Unit, Coil with Blower | RA1624AJ1 |  | RCF2421HTAM | 13 | 16 | Yes | Yes | 2015-02-05 |  | 2
FALSE | RA1618AJ1 | 4914 | 7940544 | RHEEM SALES COMPANY, INC. | RA1618AJ1 | AC | Split System: Air-Cooled Condensing Unit, Coil with Blower | RA1618AJ1 |  | RCQD-2417 | 13 | 16 | Yes | Yes | 2015-02-05 |  | 2
FALSE | RA1436AD1 | 4760 | 7491377 | RHEEM SALES COMPANY, INC. | RA1436AC1 | AC | Split System: Air-Cooled Condensing Unit, Coil with Blower | RA1436AC1 |  | RCFL-H*3621 | 12 | 14.5 | Yes | Yes | 2015-02-05 |  | 0
FALSE | RA1660AC1 | 4920 | 7943598 | RHEEM SALES COMPANY, INC. | RA1660AJ1 | AC | Split System: Air-Cooled Condensing Unit, Coil with Blower | RA1660AJ1 |  | RCF6024STAM | 13 | 15.5 | Yes | Yes | 2015-02-05 |  | 1
FALSE | RA1318AJ1 | 4821 | 7982191 | RHEEM SALES COMPANY, INC. | RA1318AJ1 | AC | Split System: Air-Cooled Condensing Unit, Coil with Blower | RA1318AJ1 |  | RCFL-H*2417 | 12 | 14.5 | Yes | Yes | 2015-02-05 |  | 0
FALSE | RA1418AJ1 | 4757 | 7490728 | RHEEM SALES COMPANY, INC. | RA1418AJ1 | AC | Split System: Air-Cooled Condensing Unit, Coil with Blower | RA1418AJ1 |  | RH1T2417STAN | 13 | 15.5 | Yes | Yes | 2015-02-05 |  | 1
FALSE | RA1442AD1 | 4761 | 7600263 | RHEEM SALES COMPANY, INC. | RA1442AC1 | AC | Split System: Air-Cooled Condensing Unit, Coil with Blower | RA1442AC1 |  | RCFL-H*4824 | 12.5 | 15.1 | Yes | Yes | 2015-02-05 |  | 1
FALSE | RA1460AD1 | 4763 | 7601054 | RHEEM SALES COMPANY, INC. | RA1460AJ1 | AC | Split System: Air-Cooled Condensing Unit, Coil with Blower | RA1460AJ1 |  | RCFL-H*6024 | 12 | 14.5 | Yes | Yes | 2015-02-05 |  | 0
FALSE | RA1424AJ1 | 4758 | 7607054 | RHEEM SALES COMPANY, INC. | RA1424AJ1 | AC | Split System: Air-Cooled Condensing Unit, Coil with Blower | RA1424AJ1 |  | RCF2421HTAM | 12.5 | 15.1 | Yes | Yes | 2015-02-05 |  | 1
FALSE | RA1660AC1 | 4920 | 7943641 | RHEEM SALES COMPANY, INC. | RA1660AJ1 | AC | Split System: Air-Cooled Condensing Unit, Coil with Blower | RA1660AJ1 |  | RCFL-H*6024 | 13 | 16 | Yes | Yes | 2015-02-05 |  | 2
FALSE | RA1448AD1 | 4762 | 7601532 | RHEEM SALES COMPANY, INC. | RA1448AC1 | AC | Split System: Air-Cooled Condensing Unit, Coil with Blower | RA1448AC1 |  | RCF4824STAM | 12 | 14.5 | Yes | Yes | 2015-02-05 |  | 0
FALSE | RA1636AJ1 | 4917 | 7942047 | RHEEM SALES COMPANY, INC. | RA1636AJ1 | AC | Split System: Air-Cooled Condensing Unit, Coil with Blower | RA1636AJ1 |  | RCFL-H*3621 | 13 | 15.5 | Yes | Yes | 2015-02-05 |  | 1
FALSE | RA1418AJ1 | 4757 | 7490688 | RHEEM SALES COMPANY, INC. | RA1418AJ1 | AC | Split System: Air-Cooled Condensing Unit, Coil with Blower | RA1418AJ1 |  | RCFN-H*2421 | 13 | 15.5 | Yes | Yes | 2015-02-05 |  | 1
FALSE | RA1642AJ1 | 4918 | 7942289 | RHEEM SALES COMPANY, INC. | RA1642AC1 | AC | Split System: Air-Cooled Condensing Unit, Coil with Blower | RA1642AC1 |  | RCF4824HTAM | 13 | 16 | Yes | Yes | 2015-02-05 |  | 2
FALSE | RA1630AJ1 | 4916 | 7941087 | RHEEM SALES COMPANY, INC. | RA1630AJ1 | AC | Split System: Air-Cooled Condensing Unit, Coil with Blower | RA1630AJ1 |  | RCFL-H*3617 | 13 | 16 | Yes | Yes | 2015-02-05 |  | 2
FALSE | RA1642AJ1 | 4918 | 7942867 | RHEEM SALES COMPANY, INC. | RA1642AJ1 | AC | Split System: Air-Cooled Condensing Unit, Coil with Blower | RA1642AJ1 |  | RCQD-4824 | 13 | 15.5 | Yes | Yes | 2015-02-05 |  | 1
FALSE | RA1442AD1 | 4761 | 7600529 | RHEEM SALES COMPANY, INC. | RA1442AJ1 | AC | Split System: Air-Cooled Condensing Unit, Coil with Blower | RA1442AJ1 |  | RCF4824HTAM | 13 | 15.5 | Yes | Yes | 2015-02-05 |  | 1
FALSE | RA1324AJ1 | 4822 | 7507680 | RHEEM SALES COMPANY, INC. | RA1324AJ1 | AC | Split System: Air-Cooled Condensing Unit, Coil with Blower | RA1324AJ1 |  | RCF2421HTAM | 12 | 14.5 | Yes | Yes | 2015-02-05 |  | 0
FALSE | RA1436AD1 | 4760 | 7599790 | RHEEM SALES COMPANY, INC. | RA1436AD1 | AC | Split System: Air-Cooled Condensing Unit, Coil with Blower | RA1436AD1 |  | RCF3621MTAM | 13 | 16 | Yes | Yes | 2015-02-05 |  | 2
FALSE | RA1636AJ1 | 4917 | 7941967 | RHEEM SALES COMPANY, INC. | RA1636AJ1 | AC | Split System: Air-Cooled Condensing Unit, Coil with Blower | RA1636AJ1 |  | RCF3624MTAM | 13 | 16 | Yes | Yes | 2015-02-05 |  | 2
FALSE | RA1642AJ1 | 4918 | 7942559 | RHEEM SALES COMPANY, INC. | RA1642AJ1 | AC | Split System: Air-Cooled Condensing Unit, Coil with Blower | RA1642AJ1 |  | RBHP-24 | 13 | 16 | Yes | Yes | 2015-02-05 |  | 2
FALSE | RA1418AJ1 | 4757 | 7599513 | RHEEM SALES COMPANY, INC. | RA1418AJ1 | AC | Split System: Air-Cooled Condensing Unit, Coil with Blower | RA1418AJ1 |  | RCF2417MTAM | 13 | 16 | Yes | Yes | 2015-02-05 |  | 2
FALSE | RA1660AC1 | 4920 | 7943589 | RHEEM SALES COMPANY, INC. | RA1660AJ1 | AC | Split System: Air-Cooled Condensing Unit, Coil with Blower | RA1660AJ1 |  | RCF6024STAM | 12.5 | 15.1 | Yes | Yes | 2015-02-05 |  | 1
FALSE | RA1660AC1 | 4920 | 7943720 | RHEEM SALES COMPANY, INC. | RA1660AJ1 | AC | Split System: Air-Cooled Condensing Unit, Coil with Blower | RA1660AJ1 |  | RHML-HM6024 | 13 | 16 | Yes | Yes | 2015-02-05 |  | 2
FALSE | RA1318AJ1 | 4821 | 7982232 | RHEEM SALES COMPANY, INC. | RA1318AJ1 | AC | Split System: Air-Cooled Condensing Unit, Coil with Blower | RA1318AJ1 |  | RCQD-2417 | 12.5 | 15 | Yes | Yes | 2015-02-05 |  | 1
FALSE | RA1336AD1 | 4824 | 7508272 | RHEEM SALES COMPANY, INC. | RA1336AC1 | AC | Split System: Air-Cooled Condensing Unit, Coil with Blower | RA1336AC1 |  | RCF3624HTAM | 12.5 | 15.1 | Yes | Yes | 2015-02-05 |  | 1
FALSE | RA1624AJ1 | 4915 | 7940707 | RHEEM SALES COMPANY, INC. | RA1624AJ1 | AC | Split System: Air-Cooled Condensing Unit, Coil with Blower | RA1624AJ1 |  | RCF2421MTAM | 13 | 16 | Yes | Yes | 2015-02-05 |  | 2
FALSE | RA1336AD1 | 4824 | 7508239 | RHEEM SALES COMPANY, INC. | RA1336AC1 | AC | Split System: Air-Cooled Condensing Unit, Coil with Blower | RA1336AC1 |  | RCF3621MTAM | 12 | 14.5 | Yes | Yes | 2015-02-05 |  | 0
FALSE | RA1418AJ1 | 4757 | 7490537 | RHEEM SALES COMPANY, INC. | RA1418AJ1 | AC | Split System: Air-Cooled Condensing Unit, Coil with Blower | RA1418AJ1 |  | RCF2417MTAM | 13 | 16 | Yes | Yes | 2015-02-05 |  | 2
FALSE | RA1636AJ1 | 4917 | 7941744 | RHEEM SALES COMPANY, INC. | RA1636AC1 | AC | Split System: Air-Cooled Condensing Unit, Coil with Blower | RA1636AC1 |  | RCQD-3624 | 13 | 16 | Yes | Yes | 2015-02-05 |  | 2
FALSE | RA1330AJ1 | 4823 | 7508075 | RHEEM SALES COMPANY, INC. | RA1330AJ1 | AC | Split System: Air-Cooled Condensing Unit, Coil with Blower | RA1330AJ1 |  | RCFL-H*3824 | 12 | 14.5 | Yes | Yes | 2015-02-05 |  | 0
FALSE | RA1330AJ1 | 4823 | 7982348 | RHEEM SALES COMPANY, INC. | RA1330AJ1 | AC | Split System: Air-Cooled Condensing Unit, Coil with Blower | RA1330AJ1 |  | RCFL-H*3821 | 12 | 14.5 | Yes | Yes | 2015-02-05 |  | 0
FALSE | RA1624AJ1 | 4915 | 7940804 | RHEEM SALES COMPANY, INC. | RA1624AJ1 | AC | Split System: Air-Cooled Condensing Unit, Coil with Blower | RA1624AJ1 |  | RCFL-H*2621 | 13 | 16 | Yes | Yes | 2015-02-05 |  | 2
FALSE | RA1636AJ1 | 4917 | 7944163 | RHEEM SALES COMPANY, INC. | RA1636AJ1 | AC | Split System: Air-Cooled Condensing Unit, Coil with Blower | RA1636AJ1 |  | RCF3624HTAM | 13 | 16 | Yes | Yes | 2015-02-05 |  | 2
FALSE | RA1442AD1 | 4761 | 7501158 | RHEEM SALES COMPANY, INC. | RA1442AJ1 | AC | Split System: Air-Cooled Condensing Unit, Coil with Blower | RA1442AJ1 |  | RCFN-H*4824 | 13 | 15.5 | Yes | Yes | 2015-02-05 |  | 1
FALSE | RA1618AJ1 | 4914 | 7940483 | RHEEM SALES COMPANY, INC. | RA1618AJ1 | AC | Split System: Air-Cooled Condensing Unit, Coil with Blower | RA1618AJ1 |  | RCFL-H*2621 | 13 | 16 | Yes | Yes | 2015-02-05 |  | 2
FALSE | RA1424AJ1 | 4758 | 7599564 | RHEEM SALES COMPANY, INC. | RA1424AJ1 | AC | Split System: Air-Cooled Condensing Unit, Coil with Blower | RA1424AJ1 |  | RCF2417STAM | 12.5 | 15.1 | Yes | Yes | 2015-02-05 |  | 1
FALSE | RA1624AJ1 | 4915 | 7940836 | RHEEM SALES COMPANY, INC. | RA1624AJ1 | AC | Split System: Air-Cooled Condensing Unit, Coil with Blower | RA1624AJ1 |  | RCFN-H*2421 | 13 | 16 | Yes | Yes | 2015-02-05 |  | 2
FALSE | RA1442AD1 | 4761 | 7601507 | RHEEM SALES COMPANY, INC. | RA1442AD1 | AC | Split System: Air-Cooled Condensing Unit, Coil with Blower | RA1442AD1 |  | RCF4824STAM | 12 | 14.5 | Yes | Yes | 2015-02-05 |  | 0
FALSE | RA1448AD1 | 4762 | 7493703 | RHEEM SALES COMPANY, INC. | RA1448AC1 | AC | Split System: Air-Cooled Condensing Unit, Coil with Blower | RA1448AC1 |  | RHPN-HM4824 | 13 | 15.5 | Yes | Yes | 2015-02-05 |  | 1
FALSE | RA1430AJ1 | 4759 | 7599622 | RHEEM SALES COMPANY, INC. | RA1430AJ1 | AC | Split System: Air-Cooled Condensing Unit, Coil with Blower | RA1430AJ1 |  | RCF3621MTAM | 13 | 16 | Yes | Yes | 2015-02-05 |  | 2
FALSE | RA1442AD1 | 4761 | 7601501 | RHEEM SALES COMPANY, INC. | RA1442AC1 | AC | Split System: Air-Cooled Condensing Unit, Coil with Blower | RA1442AC1 |  | RCFN-H*4824 | 13 | 15.5 | Yes | Yes | 2015-02-05 |  | 1
FALSE | RA1624AJ1 | 4915 | 7944003 | RHEEM SALES COMPANY, INC. | RA1624AJ1 | AC | Split System: Air-Cooled Condensing Unit, Coil with Blower | RA1624AJ1 |  | RCF2421HTAM | 13 | 16 | Yes | Yes | 2015-02-05 |  | 2
FALSE | RA1624AJ1 | 4915 | 7940633 | RHEEM SALES COMPANY, INC. | RA1624AJ1 | AC | Split System: Air-Cooled Condensing Unit, Coil with Blower | RA1624AJ1 |  | RCF2417STAM | 13 | 16 | Yes | Yes | 2015-02-05 |  | 2
FALSE | RA1436AD1 | 4760 | 7599922 | RHEEM SALES COMPANY, INC. | RA1436AD1 | AC | Split System: Air-Cooled Condensing Unit, Coil with Blower | RA1436AD1 |  | RCFL-H*3617 | 12.5 | 15 | Yes | Yes | 2015-02-05 |  | 1
FALSE | RA1460AD1 | 4763 | 7493723 | RHEEM SALES COMPANY, INC. | RA1460AJ1 | AC | Split System: Air-Cooled Condensing Unit, Coil with Blower | RA1460AJ1 |  | RHPN-HM6024 | 12 | 14.5 | Yes | Yes | 2015-02-05 |  | 0
FALSE | RA1330AJ1 | 4823 | 7507966 | RHEEM SALES COMPANY, INC. | RA1330AJ1 | AC | Split System: Air-Cooled Condensing Unit, Coil with Blower | RA1330AJ1 |  | RCF3624MTAM | 12.5 | 15 | Yes | Yes | 2015-02-05 |  | 1
FALSE | RA1448AD1 | 4762 | 7492409 | RHEEM SALES COMPANY, INC. | RA1448AJ1 | AC | Split System: Air-Cooled Condensing Unit, Coil with Blower | RA1448AJ1 |  | RCF4824HTAM | 12.5 | 15 | Yes | Yes | 2015-02-05 |  | 1
FALSE | RA1636AJ1 | 4917 | 7941360 | RHEEM SALES COMPANY, INC. | RA1636AC1 | AC | Split System: Air-Cooled Condensing Unit, Coil with Blower | RA1636AC1 |  | RCF3617STAM | 12.5 | 15.1 | Yes | Yes | 2015-02-05 |  | 1
FALSE | RA1642AJ1 | 4918 | 7942762 | RHEEM SALES COMPANY, INC. | RA1642AJ1 | AC | Split System: Air-Cooled Condensing Unit, Coil with Blower | RA1642AJ1 |  | RCFL-H*4824 | 13 | 15.5 | Yes | Yes | 2015-02-05 |  | 1
FALSE | RA1436AD1 | 4760 | 7945016 | RHEEM SALES COMPANY, INC. | RA1436AC1 | AC | Split System: Air-Cooled Condensing Unit, Coil with Blower | RA1436AC1 |  | RCF3624MTAM | 13 | 16 | Yes | Yes | 2015-02-05 |  | 2
FALSE | RA1660AC1 | 4920 | 7943597 | RHEEM SALES COMPANY, INC. | RA1660AJ1 | AC | Split System: Air-Cooled Condensing Unit, Coil with Blower | RA1660AJ1 |  | RCF6024STAM | 12.5 | 15.1 | Yes | Yes | 2015-02-05 |  | 1
FALSE | RA1636AJ1 | 4917 | 7942064 | RHEEM SALES COMPANY, INC. | RA1636AJ1 | AC | Split System: Air-Cooled Condensing Unit, Coil with Blower | RA1636AJ1 |  | RCFL-H*3821 | 13 | 15.5 | Yes | Yes | 2015-02-05 |  | 1
FALSE | RA1436AD1 | 4760 | 7599894 | RHEEM SALES COMPANY, INC. | RA1436AD1 | AC | Split System: Air-Cooled Condensing Unit, Coil with Blower | RA1436AD1 |  | RCF3624MTAM | 13 | 16 | Yes | Yes | 2015-02-05 |  | 2
FALSE | RA1636AJ1 | 4917 | 7941441 | RHEEM SALES COMPANY, INC. | RA1636AC1 | AC | Split System: Air-Cooled Condensing Unit, Coil with Blower | RA1636AC1 |  | RCF3621STAM | 12.5 | 15.1 | Yes | Yes | 2015-02-05 |  | 1
FALSE | RA1330AJ1 | 4823 | 7507892 | RHEEM SALES COMPANY, INC. | RA1330AJ1 | AC | Split System: Air-Cooled Condensing Unit, Coil with Blower | RA1330AJ1 |  | RCF3621MTAM | 12.5 | 15 | Yes | Yes | 2015-02-05 |  | 1
FALSE | RA1442AD1 | 4761 | 7600280 | RHEEM SALES COMPANY, INC. | RA1442AD1 | AC | Split System: Air-Cooled Condensing Unit, Coil with Blower | RA1442AD1 |  | RCF4821STAM | 12 | 14.5 | Yes | Yes | 2015-02-05 |  | 0
FALSE | RA1336AD1 | 4824 | 7508511 | RHEEM SALES COMPANY, INC. | RA1336AC1 | AC | Split System: Air-Cooled Condensing Unit, Coil with Blower | RA1336AC1 |  | RCQD-3621 | 12 | 14.5 | Yes | Yes | 2015-02-05 |  | 0
FALSE | RA1436AD1 | 4760 | 7491713 | RHEEM SALES COMPANY, INC. | RA1436AJ1 | AC | Split System: Air-Cooled Condensing Unit, Coil with Blower | RA1436AJ1 |  | RCFL-H*3821 | 13 | 15.5 | Yes | Yes | 2015-02-05 |  | 1
FALSE | RA1630AJ1 | 4916 | 7944033 | RHEEM SALES COMPANY, INC. | RA1630AJ1 | AC | Split System: Air-Cooled Condensing Unit, Coil with Blower | RA1630AJ1 |  | RCF3621STAM | 13 | 16 | Yes | Yes | 2015-02-05 |  | 2
FALSE | RA1642AJ1 | 4918 | 7944226 | RHEEM SALES COMPANY, INC. | RA1642AJ1 | AC | Split System: Air-Cooled Condensing Unit, Coil with Blower | RA1642AJ1 |  | RCF4824STAM | 13 | 16 | Yes | Yes | 2015-02-05 |  | 2
FALSE | RA1648AJ1 | 4919 | 7943422 | RHEEM SALES COMPANY, INC. | RA1648AJ1 | AC | Split System: Air-Cooled Condensing Unit, Coil with Blower | RA1648AJ1 |  | RCFL-H*4824 | 12.5 | 15.1 | Yes | Yes | 2015-02-05 |  | 1
FALSE | RA1430AJ1 | 4759 | 7491158 | RHEEM SALES COMPANY, INC. | RA1430AJ1 | AC | Split System: Air-Cooled Condensing Unit, Coil with Blower | RA1430AJ1 |  | RCFL-H*3821 | 13 | 16 | Yes | Yes | 2015-02-05 |  | 2
FALSE | RA1636AJ1 | 4917 | 7941484 | RHEEM SALES COMPANY, INC. | RA1636AC1 | AC | Split System: Air-Cooled Condensing Unit, Coil with Blower | RA1636AC1 |  | RCF3624HTAM | 13 | 16 | Yes | Yes | 2015-02-05 |  | 2
FALSE | RA1436AD1 | 4760 | 7599720 | RHEEM SALES COMPANY, INC. | RA1436AC1 | AC | Split System: Air-Cooled Condensing Unit, Coil with Blower | RA1436AC1 |  | RCFL-H*3824 | 13 | 15.5 | Yes | Yes | 2015-02-05 |  | 1
FALSE | RA1648AJ1 | 4919 | 7943108 | RHEEM SALES COMPANY, INC. | RA1648AC1 | AC | Split System: Air-Cooled Condensing Unit, Coil with Blower | RA1648AC1 |  | RCFN-H*4824 | 13 | 16 | Yes | Yes | 2015-02-05 |  | 2
FALSE | RA1618AJ1 | 4914 | 7940389 | RHEEM SALES COMPANY, INC. | RA1618AJ1 | AC | Split System: Air-Cooled Condensing Unit, Coil with Blower | RA1618AJ1 |  | RCF2421MTAM | 13 | 16 | Yes | Yes | 2015-02-05 |  | 2
FALSE | RA1630AJ1 | 4916 | 7941346 | RHEEM SALES COMPANY, INC. | RA1630AJ1 | AC | Split System: Air-Cooled Condensing Unit, Coil with Blower | RA1630AJ1 |  | RH1V3621MTAN | 13 | 16 | Yes | Yes | 2015-02-05 |  | 2
FALSE | RA1424AJ1 | 4758 | 7490848 | RHEEM SALES COMPANY, INC. | RA1424AJ1 | AC | Split System: Air-Cooled Condensing Unit, Coil with Blower | RA1424AJ1 |  | RCFL-H*2417 | 12.5 | 15.1 | Yes | Yes | 2015-02-05 |  | 1
FALSE | RA1424AJ1 | 4758 | 7490887 | RHEEM SALES COMPANY, INC. | RA1424AJ1 | AC | Split System: Air-Cooled Condensing Unit, Coil with Blower | RA1424AJ1 |  | RCFL-H*2621 | 13 | 15.5 | Yes | Yes | 2015-02-05 |  | 1
FALSE | RA1624AJ1 | 4915 | 7940877 | RHEEM SALES COMPANY, INC. | RA1624AJ1 | AC | Split System: Air-Cooled Condensing Unit, Coil with Blower | RA1624AJ1 |  | RCQD-2417 | 13 | 16 | Yes | Yes | 2015-02-05 |  | 2
FALSE | RA1430AJ1 | 4759 | 7490997 | RHEEM SALES COMPANY, INC. | RA1430AJ1 | AC | Split System: Air-Cooled Condensing Unit, Coil with Blower | RA1430AJ1 |  | RCF3621MTAM | 13 | 16 | Yes | Yes | 2015-02-05 |  | 2
FALSE | RA1642AJ1 | 4918 | 7942531 | RHEEM SALES COMPANY, INC. | RA1642AC1 | AC | Split System: Air-Cooled Condensing Unit, Coil with Blower | RA1642AC1 |  | RCQD-4824 | 13 | 15.5 | Yes | Yes | 2015-02-05 |  | 1
FALSE | RA1342AD1 | 4827 | 7511615 | RHEEM SALES COMPANY, INC. | RA1342AC1 | AC | Split System: Air-Cooled Condensing Unit, Coil with Blower | RA1342AC1 |  | RCF4824HTAM | 12 | 14.5 | Yes | Yes | 2015-02-05 |  | 0
FALSE | RA1424AJ1 | 4758 | 7490945 | RHEEM SALES COMPANY, INC. | RA1424AJ1 | AC | Split System: Air-Cooled Condensing Unit, Coil with Blower | RA1424AJ1 |  | RCFN-H*2421 | 12.5 | 15.1 | Yes | Yes | 2015-02-05 |  | 1
FALSE | RA1448AD1 | 4762 | 7492229 | RHEEM SALES COMPANY, INC. | RA1448AC1 | AC | Split System: Air-Cooled Condensing Unit, Coil with Blower | RA1448AC1 |  | RCF4824STAM | 12 | 14.5 | Yes | Yes | 2015-02-05 |  | 0
FALSE | RA1648AJ1 | 4919 | 7943278 | RHEEM SALES COMPANY, INC. | RA1648AJ1 | AC | Split System: Air-Cooled Condensing Unit, Coil with Blower | RA1648AJ1 |  | RCF4824HTAM | 13 | 16 | Yes | Yes | 2015-02-05 |  | 2
FALSE | RA1448AD1 | 4762 | 7600839 | RHEEM SALES COMPANY, INC. | RA1448AD1 | AC | Split System: Air-Cooled Condensing Unit, Coil with Blower | RA1448AD1 |  | RCQD-4824 | 12 | 14.5 | Yes | Yes | 2015-02-05 |  | 0
FALSE | RA1642AJ1 | 4918 | 7942243 | RHEEM SALES COMPANY, INC. | RA1642AC1 | AC | Split System: Air-Cooled Condensing Unit, Coil with Blower | RA1642AC1 |  | RCF4821STAM | 13 | 15.5 | Yes | Yes | 2015-02-05 |  | 1
FALSE | RA1336AD1 | 4824 | 7982451 | RHEEM SALES COMPANY, INC. | RA1336AJ1 | AC | Split System: Air-Cooled Condensing Unit, Coil with Blower | RA1336AJ1 |  | RCF3624MTAM | 12 | 14.5 | Yes | Yes | 2015-02-05 |  | 0
FALSE | RA1636AJ1 | 4917 | 7942169 | RHEEM SALES COMPANY, INC. | RA1636AJ1 | AC | Split System: Air-Cooled Condensing Unit, Coil with Blower | RA1636AJ1 |  | RCQD-3621 | 13 | 16 | Yes | Yes | 2015-02-05 |  | 2
FALSE | RA1418AJ1 | 4757 | 7601332 | RHEEM SALES COMPANY, INC. | RA1418AJ1 | AC | Split System: Air-Cooled Condensing Unit, Coil with Blower | RA1418AJ1 |  | RCFN-H*2421 | 13 | 15.5 | Yes | Yes | 2015-02-05 |  | 1
FALSE | RA1424AJ1 | 4758 | 7490933 | RHEEM SALES COMPANY, INC. | RA1424AJ1 | AC | Split System: Air-Cooled Condensing Unit, Coil with Blower | RA1424AJ1 |  | RCFN-H*2421 | 13 | 15.5 | Yes | Yes | 2015-02-05 |  | 1
FALSE | RA1448AD1 | 4762 | 7600599 | RHEEM SALES COMPANY, INC. | RA1448AD1 | AC | Split System: Air-Cooled Condensing Unit, Coil with Blower | RA1448AD1 |  | RCF4821STAM | 12.5 | 15 | Yes | Yes | 2015-02-05 |  | 1
FALSE | RA1448AD1 | 4762 | 7600693 | RHEEM SALES COMPANY, INC. | RA1448AD1 | AC | Split System: Air-Cooled Condensing Unit, Coil with Blower | RA1448AD1 |  | RCF4824STAM | 12 | 14.5 | Yes | Yes | 2015-02-05 |  | 0
FALSE | RA1436AD1 | 4760 | 7491388 | RHEEM SALES COMPANY, INC. | RA1436AC1 | AC | Split System: Air-Cooled Condensing Unit, Coil with Blower | RA1436AC1 |  | RCFL-H*3621 | 12.5 | 15.1 | Yes | Yes | 2015-02-05 |  | 1
FALSE | RA1642AJ1 | 4918 | 7942545 | RHEEM SALES COMPANY, INC. | RA1642AC1 | AC | Split System: Air-Cooled Condensing Unit, Coil with Blower | RA1642AC1 |  | RCQD-4824 | 13 | 15.5 | Yes | Yes | 2015-02-05 |  | 1
FALSE | RA1436AD1 | 4760 | 7945015 | RHEEM SALES COMPANY, INC. | RA1436AC1 | AC | Split System: Air-Cooled Condensing Unit, Coil with Blower | RA1436AC1 |  | RCF3624MTAM | 13 | 16 | Yes | Yes | 2015-02-05 |  | 2
FALSE | RA1630AJ1 | 4916 | 7941226 | RHEEM SALES COMPANY, INC. | RA1630AJ1 | AC | Split System: Air-Cooled Condensing Unit, Coil with Blower | RA1630AJ1 |  | RCFL-H*3824 | 13 | 16 | Yes | Yes | 2015-02-05 |  | 2
FALSE | RA1648AJ1 | 4919 | 7944265 | RHEEM SALES COMPANY, INC. | RA1648AJ1 | AC | Split System: Air-Cooled Condensing Unit, Coil with Blower | RA1648AJ1 |  | RCF4824HTAM | 13 | 16 | Yes | Yes | 2015-02-05 |  | 2
FALSE | RA1648AJ1 | 4919 | 7943327 | RHEEM SALES COMPANY, INC. | RA1648AJ1 | AC | Split System: Air-Cooled Condensing Unit, Coil with Blower | RA1648AJ1 |  | RCF4824STAM | 13 | 16 | Yes | Yes | 2015-02-05 |  | 2
FALSE | RA1430AJ1 | 4759 | 7491230 | RHEEM SALES COMPANY, INC. | RA1430AJ1 | AC | Split System: Air-Cooled Condensing Unit, Coil with Blower | RA1430AJ1 |  | RH2V3624HTAC | 13 | 16 | Yes | Yes | 2015-02-05 |  | 2
FALSE | RA1630AJ1 | 4916 | 7940928 | RHEEM SALES COMPANY, INC. | RA1630AJ1 | AC | Split System: Air-Cooled Condensing Unit, Coil with Blower | RA1630AJ1 |  | RCF3617STAM | 13 | 16 | Yes | Yes | 2015-02-05 |  | 2
FALSE | RA1636AJ1 | 4917 | 7942023 | RHEEM SALES COMPANY, INC. | RA1636AJ1 | AC | Split System: Air-Cooled Condensing Unit, Coil with Blower | RA1636AJ1 |  | RCFL-H*3621 | 12.5 | 15.1 | Yes | Yes | 2015-02-05 |  | 1
FALSE | RA1436AD1 | 4760 | 7491332 | RHEEM SALES COMPANY, INC. | RA1436AC1 | AC | Split System: Air-Cooled Condensing Unit, Coil with Blower | RA1436AC1 |  | RCF3624MTAM | 13 | 15.5 | Yes | Yes | 2015-02-05 |  | 1
FALSE | RA1336AD1 | 4824 | 7508285 | RHEEM SALES COMPANY, INC. | RA1336AC1 | AC | Split System: Air-Cooled Condensing Unit, Coil with Blower | RA1336AC1 |  | RCF3624HTAM | 12 | 14.5 | Yes | Yes | 2015-02-05 |  | 0
FALSE | RA1424AJ1 | 4758 | 7490851 | RHEEM SALES COMPANY, INC. | RA1424AJ1 | AC | Split System: Air-Cooled Condensing Unit, Coil with Blower | RA1424AJ1 |  | RCFL-H*2617 | 12.5 | 15.1 | Yes | Yes | 2015-02-05 |  | 1
FALSE | RA1660AC1 | 4920 | 7943656 | RHEEM SALES COMPANY, INC. | RA1660AJ1 | AC | Split System: Air-Cooled Condensing Unit, Coil with Blower | RA1660AJ1 |  | RCFN-H*6024 | 13 | 15.5 | Yes | Yes | 2015-02-05 |  | 1
FALSE | RA1336AD1 | 4824 | 7982431 | RHEEM SALES COMPANY, INC. | RA1336AJ1 | AC | Split System: Air-Cooled Condensing Unit, Coil with Blower | RA1336AJ1 |  | RCF3621MTAM | 12 | 14.5 | Yes | Yes | 2015-02-05 |  | 0
FALSE | RA1448AD1 | 4762 | 7492293 | RHEEM SALES COMPANY, INC. | RA1448AC1 | AC | Split System: Air-Cooled Condensing Unit, Coil with Blower | RA1448AC1 |  | RCFN-H*4824 | 12.5 | 15 | Yes | Yes | 2015-02-05 |  | 1
FALSE | RA1318AJ1 | 4821 | 7507577 | RHEEM SALES COMPANY, INC. | RA1318AJ1 | AC | Split System: Air-Cooled Condensing Unit, Coil with Blower | RA1318AJ1 |  | RCFN-H*2421 | 12.5 | 15 | Yes | Yes | 2015-02-05 |  | 1
FALSE | RA1436AD1 | 4760 | 7491808 | RHEEM SALES COMPANY, INC. | RA1436AJ1 | AC | Split System: Air-Cooled Condensing Unit, Coil with Blower | RA1436AJ1 |  | RH1T3621MTAN | 13 | 16 | Yes | Yes | 2015-02-05 |  | 2
FALSE | RA1436AD1 | 4760 | 7600074 | RHEEM SALES COMPANY, INC. | RA1436AD1 | AC | Split System: Air-Cooled Condensing Unit, Coil with Blower | RA1436AD1 |  | RCFL-H*3824 | 13 | 15.5 | Yes | Yes | 2015-02-05 |  | 1
FALSE | RA1336AD1 | 4824 | 7982505 | RHEEM SALES COMPANY, INC. | RA1336AJ1 | AC | Split System: Air-Cooled Condensing Unit, Coil with Blower | RA1336AJ1 |  | RCQD-3621 | 12.5 | 15.1 | Yes | Yes | 2015-02-05 |  | 1
FALSE | RA1424AJ1 | 4758 | 7599571 | RHEEM SALES COMPANY, INC. | RA1424AJ1 | AC | Split System: Air-Cooled Condensing Unit, Coil with Blower | RA1424AJ1 |  | RCF2421HTAM | 12.5 | 15.1 | Yes | Yes | 2015-02-05 |  | 1
FALSE | RA1442AD1 | 4761 | 7600461 | RHEEM SALES COMPANY, INC. | RA1442AD1 | AC | Split System: Air-Cooled Condensing Unit, Coil with Blower | RA1442AD1 |  | RCFL-H*4824 | 12 | 14.5 | Yes | Yes | 2015-02-05 |  | 0
FALSE | RA1436AD1 | 4760 | 7945074 | RHEEM SALES COMPANY, INC. | RA1436AJ1 | AC | Split System: Air-Cooled Condensing Unit, Coil with Blower | RA1436AJ1 |  | RCF3624MTAM | 13 | 16 | Yes | Yes | 2015-02-05 |  | 2
FALSE | RA1418AJ1 | 4757 | 7490523 | RHEEM SALES COMPANY, INC. | RA1418AJ1 | AC | Split System: Air-Cooled Condensing Unit, Coil with Blower | RA1418AJ1 |  | RCF2417HTAM | 13 | 16 | Yes | Yes | 2015-02-05 |  | 2
FALSE | RA1430AJ1 | 4759 | 7491188 | RHEEM SALES COMPANY, INC. | RA1430AJ1 | AC | Split System: Air-Cooled Condensing Unit, Coil with Blower | RA1430AJ1 |  | RCFL-H*3824 | 13 | 16 | Yes | Yes | 2015-02-05 |  | 2
FALSE | RA1436AD1 | 4760 | 7599701 | RHEEM SALES COMPANY, INC. | RA1436AC1 | AC | Split System: Air-Cooled Condensing Unit, Coil with Blower | RA1436AC1 |  | RCF3624MTAM | 13 | 16 | Yes | Yes | 2015-02-05 |  | 2
FALSE | RA1448AD1 | 4762 | 7945140 | RHEEM SALES COMPANY, INC. | RA1448AC1 | AC | Split System: Air-Cooled Condensing Unit, Coil with Blower | RA1448AC1 |  | RCF4824HTAM | 12.5 | 15.1 | Yes | Yes | 2015-02-05 |  | 1
FALSE | RA1442AD1 | 4761 | 7600527 | RHEEM SALES COMPANY, INC. | RA1442AJ1 | AC | Split System: Air-Cooled Condensing Unit, Coil with Blower | RA1442AJ1 |  | RCF4824HTAM | 13 | 15.5 | Yes | Yes | 2015-02-05 |  | 1
FALSE | RA1436AD1 | 4760 | 7600187 | RHEEM SALES COMPANY, INC. | RA1436AJ1 | AC | Split System: Air-Cooled Condensing Unit, Coil with Blower | RA1436AJ1 |  | RCF3621STAM | 12.5 | 15 | Yes | Yes | 2015-02-05 |  | 1
FALSE | RA1624AJ1 | 4915 | 7940894 | RHEEM SALES COMPANY, INC. | RA1624AJ1 | AC | Split System: Air-Cooled Condensing Unit, Coil with Blower | RA1624AJ1 |  | RH2V2421HTAC | 13 | 16 | Yes | Yes | 2015-02-05 |  | 2
FALSE | RA1636AJ1 | 4917 | 7941460 | RHEEM SALES COMPANY, INC. | RA1636AC1 | AC | Split System: Air-Cooled Condensing Unit, Coil with Blower | RA1636AC1 |  | RCF3621STAM | 13 | 15.5 | Yes | Yes | 2015-02-05 |  | 1
FALSE | RA1636AJ1 | 4917 | 7942054 | RHEEM SALES COMPANY, INC. | RA1636AJ1 | AC | Split System: Air-Cooled Condensing Unit, Coil with Blower | RA1636AJ1 |  | RCFL-H*3821 | 13 | 16 | Yes | Yes | 2015-02-05 |  | 2
FALSE | RA1642AJ1 | 4918 | 7942574 | RHEEM SALES COMPANY, INC. | RA1642AJ1 | AC | Split System: Air-Cooled Condensing Unit, Coil with Blower | RA1642AJ1 |  | RCF4821STAM | 12.5 | 15.1 | Yes | Yes | 2015-02-05 |  | 1
FALSE | RA1624AJ1 | 4915 | 7940644 | RHEEM SALES COMPANY, INC. | RA1624AJ1 | AC | Split System: Air-Cooled Condensing Unit, Coil with Blower | RA1624AJ1 |  | RCF2417STAM | 13 | 16 | Yes | Yes | 2015-02-05 |  | 2
FALSE | RA1342AD1 | 4827 | 7512000 | RHEEM SALES COMPANY, INC. | RA1342AJ1 | AC | Split System: Air-Cooled Condensing Unit, Coil with Blower | RA1342AJ1 |  | RCFN-H*4824 | 12 | 14.5 | Yes | Yes | 2015-02-05 |  | 0
FALSE | RA1636AJ1 | 4917 | 7944115 | RHEEM SALES COMPANY, INC. | RA1636AC1 | AC | Split System: Air-Cooled Condensing Unit, Coil with Blower | RA1636AC1 |  | RCF3621STAM | 13 | 15.5 | Yes | Yes | 2015-02-05 |  | 1
FALSE | RA1436AD1 | 4760 | 7491728 | RHEEM SALES COMPANY, INC. | RA1436AJ1 | AC | Split System: Air-Cooled Condensing Unit, Coil with Blower | RA1436AJ1 |  | RCFL-H*3821 | 13 | 15.5 | Yes | Yes | 2015-02-05 |  | 1
FALSE | RA1436AD1 | 4760 | 7599851 | RHEEM SALES COMPANY, INC. | RA1436AD1 | AC | Split System: Air-Cooled Condensing Unit, Coil with Blower | RA1436AD1 |  | RCF3624HTAM | 13 | 16 | Yes | Yes | 2015-02-05 |  | 2
FALSE | RA1442AD1 | 4761 | 7600548 | RHEEM SALES COMPANY, INC. | RA1442AJ1 | AC | Split System: Air-Cooled Condensing Unit, Coil with Blower | RA1442AJ1 |  | RCFL-H*4824 | 12.5 | 15.1 | Yes | Yes | 2015-02-05 |  | 1
FALSE | RA1448AD1 | 4762 | 7945135 | RHEEM SALES COMPANY, INC. | RA1448AC1 | AC | Split System: Air-Cooled Condensing Unit, Coil with Blower | RA1448AC1 |  | RCF4821STAM | 12 | 14.5 | Yes | Yes | 2015-02-05 |  | 0
FALSE | RA1642AJ1 | 4918 | 7942589 | RHEEM SALES COMPANY, INC. | RA1642AJ1 | AC | Split System: Air-Cooled Condensing Unit, Coil with Blower | RA1642AJ1 |  | RCF4821STAM | 12.5 | 15.1 | Yes | Yes | 2015-02-05 |  | 1
FALSE | RA1648AJ1 | 4919 | 7943191 | RHEEM SALES COMPANY, INC. | RA1648AC1 | AC | Split System: Air-Cooled Condensing Unit, Coil with Blower | RA1648AC1 |  | RCQD-4824 | 13 | 15.5 | Yes | Yes | 2015-02-05 |  | 1
FALSE | RA1436AD1 | 4760 | 7491642 | RHEEM SALES COMPANY, INC. | RA1436AJ1 | AC | Split System: Air-Cooled Condensing Unit, Coil with Blower | RA1436AJ1 |  | RCF3624MTAM | 13 | 15.5 | Yes | Yes | 2015-02-05 |  | 1
FALSE | RA1642AJ1 | 4918 | 7942788 | RHEEM SALES COMPANY, INC. | RA1642AJ1 | AC | Split System: Air-Cooled Condensing Unit, Coil with Blower | RA1642AJ1 |  | RCFN-H*4824 | 13 | 16 | Yes | Yes | 2015-02-05 |  | 2
FALSE | RA1648AJ1 | 4919 | 7943449 | RHEEM SALES COMPANY, INC. | RA1648AJ1 | AC | Split System: Air-Cooled Condensing Unit, Coil with Blower | RA1648AJ1 |  | RCFN-H*4824 | 13 | 16 | Yes | Yes | 2015-02-05 |  | 2
FALSE | RA1324AJ1 | 4822 | 7507793 | RHEEM SALES COMPANY, INC. | RA1324AJ1 | AC | Split System: Air-Cooled Condensing Unit, Coil with Blower | RA1324AJ1 |  | RCFN-H*2417 | 12 | 14.5 | Yes | Yes | 2015-02-05 |  | 0
FALSE | RA1330AJ1 | 4823 | 7508155 | RHEEM SALES COMPANY, INC. | RA1330AJ1 | AC | Split System: Air-Cooled Condensing Unit, Coil with Blower | RA1330AJ1 |  | RCQD-3621 | 12.5 | 15.1 | Yes | Yes | 2015-02-05 |  | 1
FALSE | RA1618AJ1 | 4914 | 7940524 | RHEEM SALES COMPANY, INC. | RA1618AJ1 | AC | Split System: Air-Cooled Condensing Unit, Coil with Blower | RA1618AJ1 |  | RCFN-H*2421 | 13 | 16 | Yes | Yes | 2015-02-05 |  | 2
FALSE | RA1424AJ1 | 4758 | 7599556 | RHEEM SALES COMPANY, INC. | RA1424AJ1 | AC | Split System: Air-Cooled Condensing Unit, Coil with Blower | RA1424AJ1 |  | RCF2417HTAM | 12.5 | 15.1 | Yes | Yes | 2015-02-05 |  | 1
FALSE | RA1442AD1 | 4761 | 7491924 | RHEEM SALES COMPANY, INC. | RA1442AC1 | AC | Split System: Air-Cooled Condensing Unit, Coil with Blower | RA1442AC1 |  | RCFL-H*4821 | 12 | 14.5 | Yes | Yes | 2015-02-05 |  | 0
FALSE | RA1618AJ1 | 4914 | 7943954 | RHEEM SALES COMPANY, INC. | RA1618AJ1 | AC | Split System: Air-Cooled Condensing Unit, Coil with Blower | RA1618AJ1 |  | RCF2417MTAM | 13 | 16 | Yes | Yes | 2015-02-05 |  | 2
FALSE | RA1436AD1 | 4760 | 7491260 | RHEEM SALES COMPANY, INC. | RA1436AC1 | AC | Split System: Air-Cooled Condensing Unit, Coil with Blower | RA1436AC1 |  | RCF3621MTAM | 12.5 | 15.1 | Yes | Yes | 2015-02-05 |  | 1
FALSE | RA1436AD1 | 4760 | 7599869 | RHEEM SALES COMPANY, INC. | RA1436AD1 | AC | Split System: Air-Cooled Condensing Unit, Coil with Blower | RA1436AD1 |  | RCF3624HTAM | 13 | 16 | Yes | Yes | 2015-02-05 |  | 2
FALSE | RA1630AJ1 | 4916 | 7941272 | RHEEM SALES COMPANY, INC. | RA1630AJ1 | AC | Split System: Air-Cooled Condensing Unit, Coil with Blower | RA1630AJ1 |  | RCFN-H*3624 | 13 | 16 | Yes | Yes | 2015-02-05 |  | 2
FALSE | RA1324AJ1 | 4822 | 7507758 | RHEEM SALES COMPANY, INC. | RA1324AJ1 | AC | Split System: Air-Cooled Condensing Unit, Coil with Blower | RA1324AJ1 |  | RCFL-H*2621 | 12 | 14.5 | Yes | Yes | 2015-02-05 |  | 0
FALSE | RA1642AJ1 | 4918 | 7944191 | RHEEM SALES COMPANY, INC. | RA1642AC1 | AC | Split System: Air-Cooled Condensing Unit, Coil with Blower | RA1642AC1 |  | RCF4824HTAM | 13 | 16 | Yes | Yes | 2015-02-05 |  | 2
FALSE | RA1618AJ1 | 4914 | 7940497 | RHEEM SALES COMPANY, INC. | RA1618AJ1 | AC | Split System: Air-Cooled Condensing Unit, Coil with Blower | RA1618AJ1 |  | RCFN-H*2417 | 13 | 16 | Yes | Yes | 2015-02-05 |  | 2
FALSE | RA1660AC1 | 4920 | 7943858 | RHEEM SALES COMPANY, INC. | RA1660AC1 | AC | Split System: Air-Cooled Condensing Unit, Coil with Blower | RA1660AC1 |  | RCFL-H*6024 | 13 | 15.5 | Yes | Yes | 2015-02-05 |  | 1
FALSE | RA1418AJ1 | 4757 | 7490686 | RHEEM SALES COMPANY, INC. | RA1418AJ1 | AC | Split System: Air-Cooled Condensing Unit, Coil with Blower | RA1418AJ1 |  | RCFN-H*2417 | 13 | 16 | Yes | Yes | 2015-02-05 |  | 2
FALSE | RA1448AD1 | 4762 | 7600679 | RHEEM SALES COMPANY, INC. | RA1448AD1 | AC | Split System: Air-Cooled Condensing Unit, Coil with Blower | RA1448AD1 |  | RCF4824STAM | 12 | 14.5 | Yes | Yes | 2015-02-05 |  | 0
FALSE | RA1318AJ1 | 4821 | 7982225 | RHEEM SALES COMPANY, INC. | RA1318AJ1 | AC | Split System: Air-Cooled Condensing Unit, Coil with Blower | RA1318AJ1 |  | RCFN-H*2421 | 12 | 14.5 | Yes | Yes | 2015-02-05 |  | 0
FALSE | RA1642AJ1 | 4918 | 7942324 | RHEEM SALES COMPANY, INC. | RA1642AC1 | AC | Split System: Air-Cooled Condensing Unit, Coil with Blower | RA1642AC1 |  | RCF4824STAM | 13 | 15.5 | Yes | Yes | 2015-02-05 |  | 1
FALSE | RA1648AJ1 | 4919 | 7942965 | RHEEM SALES COMPANY, INC. | RA1648AC1 | AC | Split System: Air-Cooled Condensing Unit, Coil with Blower | RA1648AC1 |  | RCF4824HTAM | 13 | 16 | Yes | Yes | 2015-02-05 |  | 2
FALSE | RA1430AJ1 | 4759 | 7599636 | RHEEM SALES COMPANY, INC. | RA1430AJ1 | AC | Split System: Air-Cooled Condensing Unit, Coil with Blower | RA1430AJ1 |  | RCF3624MTAM | 13 | 16 | Yes | Yes | 2015-02-05 |  | 2
FALSE | RA1436AD1 | 4760 | 7491419 | RHEEM SALES COMPANY, INC. | RA1436AC1 | AC | Split System: Air-Cooled Condensing Unit, Coil with Blower | RA1436AC1 |  | RCFL-H*3821 | 13 | 15.5 | Yes | Yes | 2015-02-05 |  | 1
FALSE | RA1318AJ1 | 4821 | 7507531 | RHEEM SALES COMPANY, INC. | RA1318AJ1 | AC | Split System: Air-Cooled Condensing Unit, Coil with Blower | RA1318AJ1 |  | RCFL-H*2621 | 12 | 14.5 | Yes | Yes | 2015-02-05 |  | 0
FALSE | RA1324AJ1 | 4822 | 7507823 | RHEEM SALES COMPANY, INC. | RA1324AJ1 | AC | Split System: Air-Cooled Condensing Unit, Coil with Blower | RA1324AJ1 |  | RCFN-H*2421 | 12 | 14.5 | Yes | Yes | 2015-02-05 |  | 0
FALSE | RA1642AJ1 | 4918 | 7942301 | RHEEM SALES COMPANY, INC. | RA1642AC1 | AC | Split System: Air-Cooled Condensing Unit, Coil with Blower | RA1642AC1 |  | RCF4824HTAM | 13 | 16 | Yes | Yes | 2015-02-05 |  | 2
FALSE | RA1436AD1 | 4760 | 7491416 | RHEEM SALES COMPANY, INC. | RA1436AC1 | AC | Split System: Air-Cooled Condensing Unit, Coil with Blower | RA1436AC1 |  | RCFL-H*3821 | 12.5 | 15.1 | Yes | Yes | 2015-02-05 |  | 1
FALSE | RA1424AJ1 | 4758 | 7944942 | RHEEM SALES COMPANY, INC. | RA1424AJ1 | AC | Split System: Air-Cooled Condensing Unit, Coil with Blower | RA1424AJ1 |  | RCF2417STAM | 12.5 | 15.1 | Yes | Yes | 2015-02-05 |  | 1
FALSE | RA1436AD1 | 4760 | 7491621 | RHEEM SALES COMPANY, INC. | RA1436AJ1 | AC | Split System: Air-Cooled Condensing Unit, Coil with Blower | RA1436AJ1 |  | RCF3624HTAM | 13 | 16 | Yes | Yes | 2015-02-05 |  | 2
FALSE | RA1442AD1 | 4761 | 7600281 | RHEEM SALES COMPANY, INC. | RA1442AD1 | AC | Split System: Air-Cooled Condensing Unit, Coil with Blower | RA1442AD1 |  | RCF4821STAM | 12 | 14.5 | Yes | Yes | 2015-02-05 |  | 0
FALSE | RA1318AJ1 | 4821 | 7983177 | RHEEM SALES COMPANY, INC. | RA1318AJ1 | AC | Split System: Air-Cooled Condensing Unit, Coil with Blower | RA1318AJ1 |  | RCF2417STAM | 12 | 14.5 | Yes | Yes | 2015-02-05 |  | 0
FALSE | RA1436AD1 | 4760 | 7491517 | RHEEM SALES COMPANY, INC. | RA1436AC1 | AC | Split System: Air-Cooled Condensing Unit, Coil with Blower | RA1436AC1 |  | RH1T3621MTAN | 13 | 16 | Yes | Yes | 2015-02-05 |  | 2
FALSE | RA1342AD1 | 4827 | 7511785 | RHEEM SALES COMPANY, INC. | RA1342AC1 | AC | Split System: Air-Cooled Condensing Unit, Coil with Blower | RA1342AC1 |  | RH2T4824MTAN | 12 | 14.5 | Yes | Yes | 2015-02-05 |  | 0
FALSE | RA1448AD1 | 4762 | 7601544 | RHEEM SALES COMPANY, INC. | RA1448AD1 | AC | Split System: Air-Cooled Condensing Unit, Coil with Blower | RA1448AD1 |  | RCF4821STAM | 12 | 14.5 | Yes | Yes | 2015-02-05 |  | 0
FALSE | RA1436AD1 | 4760 | 7501025 | RHEEM SALES COMPANY, INC. | RA1436AC1 | AC | Split System: Air-Cooled Condensing Unit, Coil with Blower | RA1436AC1 |  | RCF3624HTAM | 13 | 16 | Yes | Yes | 2015-02-05 |  | 2
FALSE | RA1330AJ1 | 4823 | 7508054 | RHEEM SALES COMPANY, INC. | RA1330AJ1 | AC | Split System: Air-Cooled Condensing Unit, Coil with Blower | RA1330AJ1 |  | RCFL-H*3821 | 12 | 14.5 | Yes | Yes | 2015-02-05 |  | 0
FALSE | RA1436AD1 | 4760 | 7491395 | RHEEM SALES COMPANY, INC. | RA1436AC1 | AC | Split System: Air-Cooled Condensing Unit, Coil with Blower | RA1436AC1 |  | RCFL-H*3621 | 12 | 14.5 | Yes | Yes | 2015-02-05 |  | 0
FALSE | RA1436AD1 | 4760 | 7491805 | RHEEM SALES COMPANY, INC. | RA1436AJ1 | AC | Split System: Air-Cooled Condensing Unit, Coil with Blower | RA1436AJ1 |  | RCQD-3624 | 13 | 16 | Yes | Yes | 2015-02-05 |  | 2
FALSE | RA1342AD1 | 4827 | 7511762 | RHEEM SALES COMPANY, INC. | RA1342AC1 | AC | Split System: Air-Cooled Condensing Unit, Coil with Blower | RA1342AC1 |  | RCFN-H*4824 | 12 | 14.5 | Yes | Yes | 2015-02-05 |  | 0
FALSE | RA1436AD1 | 4760 | 7599717 | RHEEM SALES COMPANY, INC. | RA1436AC1 | AC | Split System: Air-Cooled Condensing Unit, Coil with Blower | RA1436AC1 |  | RCFL-H*3821 | 13 | 16 | Yes | Yes | 2015-02-05 |  | 2
FALSE | RA1636AJ1 | 4917 | 7942082 | RHEEM SALES COMPANY, INC. | RA1636AJ1 | AC | Split System: Air-Cooled Condensing Unit, Coil with Blower | RA1636AJ1 |  | RCFL-H*3821 | 13 | 16 | Yes | Yes | 2015-02-05 |  | 2
FALSE | RA1442AD1 | 4761 | 7492016 | RHEEM SALES COMPANY, INC. | RA1442AJ1 | AC | Split System: Air-Cooled Condensing Unit, Coil with Blower | RA1442AJ1 |  | RCF4821STAM | 12 | 14.5 | Yes | Yes | 2015-02-05 |  | 0
FALSE | RA1442AD1 | 4761 | 7600523 | RHEEM SALES COMPANY, INC. | RA1442AJ1 | AC | Split System: Air-Cooled Condensing Unit, Coil with Blower | RA1442AJ1 |  | RCF4821STAM | 12.5 | 15.1 | Yes | Yes | 2015-02-05 |  | 1
FALSE | RA1436AD1 | 4760 | 7491406 | RHEEM SALES COMPANY, INC. | RA1436AC1 | AC | Split System: Air-Cooled Condensing Unit, Coil with Blower | RA1436AC1 |  | RCFL-H*3821 | 12.5 | 15 | Yes | Yes | 2015-02-05 |  | 1
FALSE | RA1430AJ1 | 4759 | 7944984 | RHEEM SALES COMPANY, INC. | RA1430AJ1 | AC | Split System: Air-Cooled Condensing Unit, Coil with Blower | RA1430AJ1 |  | RCF3624MTAM | 13 | 16 | Yes | Yes | 2015-02-05 |  | 2
FALSE | RA1460AD1 | 4763 | 7601044 | RHEEM SALES COMPANY, INC. | RA1460AJ1 | AC | Split System: Air-Cooled Condensing Unit, Coil with Blower | RA1460AJ1 |  | RCF6024HTAM | 12 | 14.5 | Yes | Yes | 2015-02-05 |  | 0
FALSE | RA1648AJ1 | 4919 | 7944274 | RHEEM SALES COMPANY, INC. | RA1648AJ1 | AC | Split System: Air-Cooled Condensing Unit, Coil with Blower | RA1648AJ1 |  | RCF4824STAM | 13 | 15.5 | Yes | Yes | 2015-02-05 |  | 1
FALSE | RA1636AJ1 | 4917 | 7941835 | RHEEM SALES COMPANY, INC. | RA1636AJ1 | AC | Split System: Air-Cooled Condensing Unit, Coil with Blower | RA1636AJ1 |  | RCF3621MTAM | 13 | 16 | Yes | Yes | 2015-02-05 |  | 2
FALSE | RA1436AD1 | 4760 | 7600177 | RHEEM SALES COMPANY, INC. | RA1436AJ1 | AC | Split System: Air-Cooled Condensing Unit, Coil with Blower | RA1436AJ1 |  | RCF3621MTAM | 12.5 | 15.1 | Yes | Yes | 2015-02-05 |  | 1
FALSE | RA1624AJ1 | 4915 | 7944015 | RHEEM SALES COMPANY, INC. | RA1624AJ1 | AC | Split System: Air-Cooled Condensing Unit, Coil with Blower | RA1624AJ1 |  | RCF2421MTAM | 13 | 16 | Yes | Yes | 2015-02-05 |  | 2
FALSE | RA1660AC1 | 4920 | 7943882 | RHEEM SALES COMPANY, INC. | RA1660AC1 | AC | Split System: Air-Cooled Condensing Unit, Coil with Blower | RA1660AC1 |  | RCFN-H*6024 | 12.5 | 15.1 | Yes | Yes | 2015-02-05 |  | 1
FALSE | RA1618AJ1 | 4914 | 7940545 | RHEEM SALES COMPANY, INC. | RA1618AJ1 | AC | Split System: Air-Cooled Condensing Unit, Coil with Blower | RA1618AJ1 |  | RCQD-2417 | 13 | 16 | Yes | Yes | 2015-02-05 |  | 2
FALSE | RA1636AJ1 | 4917 | 7942069 | RHEEM SALES COMPANY, INC. | RA1636AJ1 | AC | Split System: Air-Cooled Condensing Unit, Coil with Blower | RA1636AJ1 |  | RCFL-H*3821 | 13 | 15.5 | Yes | Yes | 2015-02-05 |  | 1
FALSE | RA1436AD1 | 4760 | 7491603 | RHEEM SALES COMPANY, INC. | RA1436AJ1 | AC | Split System: Air-Cooled Condensing Unit, Coil with Blower | RA1436AJ1 |  | RCF3624HTAM | 13 | 16 | Yes | Yes | 2015-02-05 |  | 2
FALSE | RA1448AD1 | 4762 | 7600621 | RHEEM SALES COMPANY, INC. | RA1448AD1 | AC | Split System: Air-Cooled Condensing Unit, Coil with Blower | RA1448AD1 |  | RCF4821STAM | 12 | 14.5 | Yes | Yes | 2015-02-05 |  | 0
FALSE | RA1618AJ1 | 4914 | 7940345 | RHEEM SALES COMPANY, INC. | RA1618AJ1 | AC | Split System: Air-Cooled Condensing Unit, Coil with Blower | RA1618AJ1 |  | RCF2417STAM | 13 | 16 | Yes | Yes | 2015-02-05 |  | 2
FALSE | RA1642AJ1 | 4918 | 7942505 | RHEEM SALES COMPANY, INC. | RA1642AC1 | AC | Split System: Air-Cooled Condensing Unit, Coil with Blower | RA1642AC1 |  | RCQD-4821 | 13 | 15.5 | Yes | Yes | 2015-02-05 |  | 1
FALSE | RA1618AJ1 | 4914 | 7940319 | RHEEM SALES COMPANY, INC. | RA1618AJ1 | AC | Split System: Air-Cooled Condensing Unit, Coil with Blower | RA1618AJ1 |  | RCF2417MTAM | 13 | 16 | Yes | Yes | 2015-02-05 |  | 2
FALSE | RA1660AC1 | 4920 | 7943672 | RHEEM SALES COMPANY, INC. | RA1660AJ1 | AC | Split System: Air-Cooled Condensing Unit, Coil with Blower | RA1660AJ1 |  | RCFN-H*6024 | 13 | 15.5 | Yes | Yes | 2015-02-05 |  | 1
FALSE | RA1336AD1 | 4824 | 7508481 | RHEEM SALES COMPANY, INC. | RA1336AC1 | AC | Split System: Air-Cooled Condensing Unit, Coil with Blower | RA1336AC1 |  | RCFN-H*3624 | 12.5 | 15.1 | Yes | Yes | 2015-02-05 |  | 1
FALSE | RA1636AJ1 | 4917 | 7941541 | RHEEM SALES COMPANY, INC. | RA1636AC1 | AC | Split System: Air-Cooled Condensing Unit, Coil with Blower | RA1636AC1 |  | RCFL-H*3617 | 13 | 15.5 | Yes | Yes | 2015-02-05 |  | 1
FALSE | RA1642AJ1 | 4918 | 7942844 | RHEEM SALES COMPANY, INC. | RA1642AJ1 | AC | Split System: Air-Cooled Condensing Unit, Coil with Blower | RA1642AJ1 |  | RCQD-4821 | 13 | 15.5 | Yes | Yes | 2015-02-05 |  | 1
FALSE | RA1648AJ1 | 4919 | 7943109 | RHEEM SALES COMPANY, INC. | RA1648AC1 | AC | Split System: Air-Cooled Condensing Unit, Coil with Blower | RA1648AC1 |  | RCFN-H*4824 | 13 | 16 | Yes | Yes | 2015-02-05 |  | 2
FALSE | RA1460AD1 | 4763 | 7601056 | RHEEM SALES COMPANY, INC. | RA1460AJ1 | AC | Split System: Air-Cooled Condensing Unit, Coil with Blower | RA1460AJ1 |  | RCFL-H*6024 | 12 | 14.5 | Yes | Yes | 2015-02-05 |  | 0
FALSE | RA1636AJ1 | 4917 | 7941696 | RHEEM SALES COMPANY, INC. | RA1636AC1 | AC | Split System: Air-Cooled Condensing Unit, Coil with Blower | RA1636AC1 |  | RCFL-H*3824 | 13 | 16 | Yes | Yes | 2015-02-05 |  | 2
FALSE | RA1436AD1 | 4760 | 7601444 | RHEEM SALES COMPANY, INC. | RA1436AD1 | AC | Split System: Air-Cooled Condensing Unit, Coil with Blower | RA1436AD1 |  | RCFL-H*3621 | 12.5 | 15 | Yes | Yes | 2015-02-05 |  | 1
FALSE | RA1630AJ1 | 4916 | 7941213 | RHEEM SALES COMPANY, INC. | RA1630AJ1 | AC | Split System: Air-Cooled Condensing Unit, Coil with Blower | RA1630AJ1 |  | RCFL-H*3824 | 13 | 16 | Yes | Yes | 2015-02-05 |  | 2
FALSE | RA1448AD1 | 4762 | 7600863 | RHEEM SALES COMPANY, INC. | RA1448AD1 | AC | Split System: Air-Cooled Condensing Unit, Coil with Blower | RA1448AD1 |  | RHLL-HM4824 | 12 | 14.5 | Yes | Yes | 2015-02-05 |  | 0
FALSE | RA1630AJ1 | 4916 | 7940977 | RHEEM SALES COMPANY, INC. | RA1630AJ1 | AC | Split System: Air-Cooled Condensing Unit, Coil with Blower | RA1630AJ1 |  | RCF3621STAM | 13 | 16 | Yes | Yes | 2015-02-05 |  | 2
FALSE | RA1642AJ1 | 4918 | 7942471 | RHEEM SALES COMPANY, INC. | RA1642AC1 | AC | Split System: Air-Cooled Condensing Unit, Coil with Blower | RA1642AC1 |  | RCFN-H*4824 | 13 | 16 | Yes | Yes | 2015-02-05 |  | 2
FALSE | RA1648AJ1 | 4919 | 7943405 | RHEEM SALES COMPANY, INC. | RA1648AJ1 | AC | Split System: Air-Cooled Condensing Unit, Coil with Blower | RA1648AJ1 |  | RCFL-H*4824 | 13 | 15.5 | Yes | Yes | 2015-02-05 |  | 1
FALSE | RA1642AJ1 | 4918 | 7942445 | RHEEM SALES COMPANY, INC. | RA1642AC1 | AC | Split System: Air-Cooled Condensing Unit, Coil with Blower | RA1642AC1 |  | RCFN-H*4824 | 13 | 16 | Yes | Yes | 2015-02-05 |  | 2
FALSE | RA1424AJ1 | 4758 | 7490733 | RHEEM SALES COMPANY, INC. | RA1424AJ1 | AC | Split System: Air-Cooled Condensing Unit, Coil with Blower | RA1424AJ1 |  | RCF2417HTAM | 12 | 14.5 | Yes | Yes | 2015-02-05 |  | 0
FALSE | RA1442AD1 | 4761 | 7600512 | RHEEM SALES COMPANY, INC. | RA1442AD1 | AC | Split System: Air-Cooled Condensing Unit, Coil with Blower | RA1442AD1 |  | RH1V4821STAN | 12.5 | 15 | Yes | Yes | 2015-02-05 |  | 1
FALSE | RA1430AJ1 | 4759 | 7491156 | RHEEM SALES COMPANY, INC. | RA1430AJ1 | AC | Split System: Air-Cooled Condensing Unit, Coil with Blower | RA1430AJ1 |  | RCFL-H*3821 | 13 | 15.5 | Yes | Yes | 2015-02-05 |  | 1
FALSE | RA1642AJ1 | 4918 | 7942626 | RHEEM SALES COMPANY, INC. | RA1642AJ1 | AC | Split System: Air-Cooled Condensing Unit, Coil with Blower | RA1642AJ1 |  | RCF4824HTAM | 13 | 16 | Yes | Yes | 2015-02-05 |  | 2
FALSE | RA1436AD1 | 4760 | 7599776 | RHEEM SALES COMPANY, INC. | RA1436AD1 | AC | Split System: Air-Cooled Condensing Unit, Coil with Blower | RA1436AD1 |  | RCF3621MTAM | 12.5 | 15.1 | Yes | Yes | 2015-02-05 |  | 1
FALSE | RA1436AD1 | 4760 | 7599810 | RHEEM SALES COMPANY, INC. | RA1436AD1 | AC | Split System: Air-Cooled Condensing Unit, Coil with Blower | RA1436AD1 |  | RCF3621STAM | 12 | 14.5 | Yes | Yes | 2015-02-05 |  | 0
FALSE | RA1436AD1 | 4760 | 7599928 | RHEEM SALES COMPANY, INC. | RA1436AD1 | AC | Split System: Air-Cooled Condensing Unit, Coil with Blower | RA1436AD1 |  | RCFL-H*3617 | 12 | 14.5 | Yes | Yes | 2015-02-05 |  | 0
FALSE | RA1430AJ1 | 4759 | 7501007 | RHEEM SALES COMPANY, INC. | RA1430AJ1 | AC | Split System: Air-Cooled Condensing Unit, Coil with Blower | RA1430AJ1 |  | RCFN-H*3624 | 13 | 16 | Yes | Yes | 2015-02-05 |  | 2
FALSE | RA1448AD1 | 4762 | 7501203 | RHEEM SALES COMPANY, INC. | RA1448AJ1 | AC | Split System: Air-Cooled Condensing Unit, Coil with Blower | RA1448AJ1 |  | RCF4824STAM | 12.5 | 15 | Yes | Yes | 2015-02-05 |  | 1
FALSE | RA1448AD1 | 4762 | 7600895 | RHEEM SALES COMPANY, INC. | RA1448AJ1 | AC | Split System: Air-Cooled Condensing Unit, Coil with Blower | RA1448AJ1 |  | RCFN-H*4824 | 12.5 | 15.1 | Yes | Yes | 2015-02-05 |  | 1
FALSE | RA1636AJ1 | 4917 | 7941935 | RHEEM SALES COMPANY, INC. | RA1636AJ1 | AC | Split System: Air-Cooled Condensing Unit, Coil with Blower | RA1636AJ1 |  | RCF3624HTAM | 13 | 16 | Yes | Yes | 2015-02-05 |  | 2
FALSE | RA1448AD1 | 4762 | 7492552 | RHEEM SALES COMPANY, INC. | RA1448AJ1 | AC | Split System: Air-Cooled Condensing Unit, Coil with Blower | RA1448AJ1 |  | RCQD-4824 | 12 | 14.5 | Yes | Yes | 2015-02-05 |  | 0
FALSE | RA1436AD1 | 4760 | 7600032 | RHEEM SALES COMPANY, INC. | RA1436AD1 | AC | Split System: Air-Cooled Condensing Unit, Coil with Blower | RA1436AD1 |  | RCFL-H*3821 | 12.5 | 15.1 | Yes | Yes | 2015-02-05 |  | 1
FALSE | RA1436AD1 | 4760 | 7600099 | RHEEM SALES COMPANY, INC. | RA1436AD1 | AC | Split System: Air-Cooled Condensing Unit, Coil with Blower | RA1436AD1 |  | RCQD-3621 | 13 | 15.5 | Yes | Yes | 2015-02-05 |  | 1
FALSE | RA1330AJ1 | 4823 | 7982330 | RHEEM SALES COMPANY, INC. | RA1330AJ1 | AC | Split System: Air-Cooled Condensing Unit, Coil with Blower | RA1330AJ1 |  | RCF3624MTAM | 12 | 14.5 | Yes | Yes | 2015-02-05 |  | 0
FALSE | RA1442AD1 | 4761 | 7491860 | RHEEM SALES COMPANY, INC. | RA1442AC1 | AC | Split System: Air-Cooled Condensing Unit, Coil with Blower | RA1442AC1 |  | RCF4824HTAM | 13 | 15.5 | Yes | Yes | 2015-02-05 |  | 1
FALSE | RA1630AJ1 | 4916 | 7940906 | RHEEM SALES COMPANY, INC. | RA1630AJ1 | AC | Split System: Air-Cooled Condensing Unit, Coil with Blower | RA1630AJ1 |  | RCF3617STAM | 13 | 16 | Yes | Yes | 2015-02-05 |  | 2
FALSE | RA1642AJ1 | 4918 | 7942858 | RHEEM SALES COMPANY, INC. | RA1642AJ1 | AC | Split System: Air-Cooled Condensing Unit, Coil with Blower | RA1642AJ1 |  | RCQD-4824 | 13 | 16 | Yes | Yes | 2015-02-05 |  | 2
FALSE | RA1436AD1 | 4760 | 7945006 | RHEEM SALES COMPANY, INC. | RA1436AC1 | AC | Split System: Air-Cooled Condensing Unit, Coil with Blower | RA1436AC1 |  | RCF3624HTAM | 13 | 16 | Yes | Yes | 2015-02-05 |  | 2
FALSE | RA1636AJ1 | 4917 | 7941830 | RHEEM SALES COMPANY, INC. | RA1636AJ1 | AC | Split System: Air-Cooled Condensing Unit, Coil with Blower | RA1636AJ1 |  | RCF3621MTAM | 13 | 15.5 | Yes | Yes | 2015-02-05 |  | 1
FALSE | RA1660AC1 | 4920 | 7943870 | RHEEM SALES COMPANY, INC. | RA1660AC1 | AC | Split System: Air-Cooled Condensing Unit, Coil with Blower | RA1660AC1 |  | RCFN-H*6024 | 12.5 | 15.1 | Yes | Yes | 2015-02-05 |  | 1
FALSE | RA1624AJ1 | 4915 | 7940807 | RHEEM SALES COMPANY, INC. | RA1624AJ1 | AC | Split System: Air-Cooled Condensing Unit, Coil with Blower | RA1624AJ1 |  | RCFN-H*2417 | 13 | 16 | Yes | Yes | 2015-02-05 |  | 2
FALSE | RA1636AJ1 | 4917 | 7942073 | RHEEM SALES COMPANY, INC. | RA1636AJ1 | AC | Split System: Air-Cooled Condensing Unit, Coil with Blower | RA1636AJ1 |  | RCFL-H*3821 | 13 | 15.5 | Yes | Yes | 2015-02-05 |  | 1
FALSE | RA1418AJ1 | 4757 | 7490581 | RHEEM SALES COMPANY, INC. | RA1418AJ1 | AC | Split System: Air-Cooled Condensing Unit, Coil with Blower | RA1418AJ1 |  | RCF2421MTAM | 13 | 15.5 | Yes | Yes | 2015-02-05 |  | 1
FALSE | RA1636AJ1 | 4917 | 7941657 | RHEEM SALES COMPANY, INC. | RA1636AC1 | AC | Split System: Air-Cooled Condensing Unit, Coil with Blower | RA1636AC1 |  | RCFL-H*3821 | 13 | 16 | Yes | Yes | 2015-02-05 |  | 2
FALSE | RA1442AD1 | 4761 | 7600314 | RHEEM SALES COMPANY, INC. | RA1442AD1 | AC | Split System: Air-Cooled Condensing Unit, Coil with Blower | RA1442AD1 |  | RCF4824HTAM | 13 | 15.5 | Yes | Yes | 2015-02-05 |  | 1
FALSE | RA1624AJ1 | 4915 | 7940658 | RHEEM SALES COMPANY, INC. | RA1624AJ1 | AC | Split System: Air-Cooled Condensing Unit, Coil with Blower | RA1624AJ1 |  | RCF2421HTAM | 13 | 15.5 | Yes | Yes | 2015-02-05 |  | 1
FALSE | RA1660AC1 | 4920 | 7943689 | RHEEM SALES COMPANY, INC. | RA1660AJ1 | AC | Split System: Air-Cooled Condensing Unit, Coil with Blower | RA1660AJ1 |  | RCQD-6024 | 12 | 14.5 | Yes | Yes | 2015-02-05 |  | 0
FALSE | RA1424AJ1 | 4758 | 7599604 | RHEEM SALES COMPANY, INC. | RA1424AJ1 | AC | Split System: Air-Cooled Condensing Unit, Coil with Blower | RA1424AJ1 |  | RCFN-H*2421 | 13 | 15.5 | Yes | Yes | 2015-02-05 |  | 1
FALSE | RA1442AD1 | 4761 | 7600498 | RHEEM SALES COMPANY, INC. | RA1442AD1 | AC | Split System: Air-Cooled Condensing Unit, Coil with Blower | RA1442AD1 |  | RCFN-H*4824 | 13 | 15.5 | Yes | Yes | 2015-02-05 |  | 1
FALSE | RA1648AJ1 | 4919 | 7943025 | RHEEM SALES COMPANY, INC. | RA1648AC1 | AC | Split System: Air-Cooled Condensing Unit, Coil with Blower | RA1648AC1 |  | RCFL-H*4821 | 13 | 15.5 | Yes | Yes | 2015-02-05 |  | 1
FALSE | RA1418AJ1 | 4757 | 7490562 | RHEEM SALES COMPANY, INC. | RA1418AJ1 | AC | Split System: Air-Cooled Condensing Unit, Coil with Blower | RA1418AJ1 |  | RCF2421HTAM | 13 | 16 | Yes | Yes | 2015-02-05 |  | 2
FALSE | RA1436AD1 | 4760 | 7600192 | RHEEM SALES COMPANY, INC. | RA1436AJ1 | AC | Split System: Air-Cooled Condensing Unit, Coil with Blower | RA1436AJ1 |  | RCF3624HTAM | 13 | 16 | Yes | Yes | 2015-02-05 |  | 2
FALSE | RA1418AJ1 | 4757 | 7490633 | RHEEM SALES COMPANY, INC. | RA1418AJ1 | AC | Split System: Air-Cooled Condensing Unit, Coil with Blower | RA1418AJ1 |  | RCFL-H*2617 | 13 | 16 | Yes | Yes | 2015-02-05 |  | 2
FALSE | RA1630AJ1 | 4916 | 7941312 | RHEEM SALES COMPANY, INC. | RA1630AJ1 | AC | Split System: Air-Cooled Condensing Unit, Coil with Blower | RA1630AJ1 |  | RCQD-3621 | 13 | 16 | Yes | Yes | 2015-02-05 |  | 2
FALSE | RA1436AD1 | 4760 | 7491337 | RHEEM SALES COMPANY, INC. | RA1436AC1 | AC | Split System: Air-Cooled Condensing Unit, Coil with Blower | RA1436AC1 |  | RCF3624MTAM | 13 | 15.5 | Yes | Yes | 2015-02-05 |  | 1
FALSE | RA1630AJ1 | 4916 | 7941231 | RHEEM SALES COMPANY, INC. | RA1630AJ1 | AC | Split System: Air-Cooled Condensing Unit, Coil with Blower | RA1630AJ1 |  | RCFL-H*3824 | 13 | 16 | Yes | Yes | 2015-02-05 |  | 2
FALSE | RA1648AJ1 | 4919 | 7943364 | RHEEM SALES COMPANY, INC. | RA1648AJ1 | AC | Split System: Air-Cooled Condensing Unit, Coil with Blower | RA1648AJ1 |  | RCFL-H*4821 | 13 | 15.5 | Yes | Yes | 2015-02-05 |  | 1
FALSE | RA1436AD1 | 4760 | 7599835 | RHEEM SALES COMPANY, INC. | RA1436AD1 | AC | Split System: Air-Cooled Condensing Unit, Coil with Blower | RA1436AD1 |  | RCF3621STAM | 12 | 14.5 | Yes | Yes | 2015-02-05 |  | 0
FALSE | RA1436AD1 | 4760 | 7599989 | RHEEM SALES COMPANY, INC. | RA1436AD1 | AC | Split System: Air-Cooled Condensing Unit, Coil with Blower | RA1436AD1 |  | RCFL-H*3621 | 12.5 | 15.1 | Yes | Yes | 2015-02-05 |  | 1
FALSE | RA1630AJ1 | 4916 | 7940960 | RHEEM SALES COMPANY, INC. | RA1630AJ1 | AC | Split System: Air-Cooled Condensing Unit, Coil with Blower | RA1630AJ1 |  | RCF3621MTAM | 13 | 16 | Yes | Yes | 2015-02-05 |  | 2
FALSE | RA1336AD1 | 4824 | 7983424 | RHEEM SALES COMPANY, INC. | RA1336AJ1 | AC | Split System: Air-Cooled Condensing Unit, Coil with Blower | RA1336AJ1 |  | RCF3624HTAM | 12.5 | 15.1 | Yes | Yes | 2015-02-05 |  | 1
FALSE | RA1424AJ1 | 4758 | 7490868 | RHEEM SALES COMPANY, INC. | RA1424AJ1 | AC | Split System: Air-Cooled Condensing Unit, Coil with Blower | RA1424AJ1 |  | RCFL-H*2621 | 12.5 | 15.1 | Yes | Yes | 2015-02-05 |  | 1
FALSE | RA1618AJ1 | 4914 | 7943966 | RHEEM SALES COMPANY, INC. | RA1618AJ1 | AC | Split System: Air-Cooled Condensing Unit, Coil with Blower | RA1618AJ1 |  | RCF2421HTAM | 13 | 16 | Yes | Yes | 2015-02-05 |  | 2
FALSE | RA1642AJ1 | 4918 | 7942643 | RHEEM SALES COMPANY, INC. | RA1642AJ1 | AC | Split System: Air-Cooled Condensing Unit, Coil with Blower | RA1642AJ1 |  | RCF4824STAM | 13 | 16 | Yes | Yes | 2015-02-05 |  | 2
FALSE | RA1636AJ1 | 4917 | 7941767 | RHEEM SALES COMPANY, INC. | RA1636AC1 | AC | Split System: Air-Cooled Condensing Unit, Coil with Blower | RA1636AC1 |  | RCQD-3624 | 13 | 16 | Yes | Yes | 2015-02-05 |  | 2
FALSE | RA1630AJ1 | 4916 | 7940984 | RHEEM SALES COMPANY, INC. | RA1630AJ1 | AC | Split System: Air-Cooled Condensing Unit, Coil with Blower | RA1630AJ1 |  | RCF3621STAM | 13 | 16 | Yes | Yes | 2015-02-05 |  | 2
FALSE | RA1630AJ1 | 4916 | 7941017 | RHEEM SALES COMPANY, INC. | RA1630AJ1 | AC | Split System: Air-Cooled Condensing Unit, Coil with Blower | RA1630AJ1 |  | RCF3621STAM | 13 | 16 | Yes | Yes | 2015-02-05 |  | 2
FALSE | RA1642AJ1 | 4918 | 7942612 | RHEEM SALES COMPANY, INC. | RA1642AJ1 | AC | Split System: Air-Cooled Condensing Unit, Coil with Blower | RA1642AJ1 |  | RCF4824HTAM | 13 | 16 | Yes | Yes | 2015-02-05 |  | 2
FALSE | RA1442AD1 | 4761 | 7501122 | RHEEM SALES COMPANY, INC. | RA1442AC1 | AC | Split System: Air-Cooled Condensing Unit, Coil with Blower | RA1442AC1 |  | RCFL-H*4824 | 12 | 14.5 | Yes | Yes | 2015-02-05 |  | 0
FALSE | RA1430AJ1 | 4759 | 7599666 | RHEEM SALES COMPANY, INC. | RA1430AJ1 | AC | Split System: Air-Cooled Condensing Unit, Coil with Blower | RA1430AJ1 |  | RCFN-H*3624 | 13 | 16 | Yes | Yes | 2015-02-05 |  | 2
FALSE | RA1336AD1 | 4824 | 7508290 | RHEEM SALES COMPANY, INC. | RA1336AC1 | AC | Split System: Air-Cooled Condensing Unit, Coil with Blower | RA1336AC1 |  | RCF3624HTAM | 12.5 | 15.1 | Yes | Yes | 2015-02-05 |  | 1
FALSE | RA1336AD1 | 4824 | 7508599 | RHEEM SALES COMPANY, INC. | RA1336AJ1 | AC | Split System: Air-Cooled Condensing Unit, Coil with Blower | RA1336AJ1 |  | RCF3621MTAM | 12 | 14.5 | Yes | Yes | 2015-02-05 |  | 0
FALSE | RA1618AJ1 | 4914 | 7940516 | RHEEM SALES COMPANY, INC. | RA1618AJ1 | AC | Split System: Air-Cooled Condensing Unit, Coil with Blower | RA1618AJ1 |  | RCFN-H*2421 | 13 | 16 | Yes | Yes | 2015-02-05 |  | 2
FALSE | RA1418AJ1 | 4757 | 7599544 | RHEEM SALES COMPANY, INC. | RA1418AJ1 | AC | Split System: Air-Cooled Condensing Unit, Coil with Blower | RA1418AJ1 |  | RCFN-H*2417 | 13 | 16 | Yes | Yes | 2015-02-05 |  | 2
FALSE | RA1424AJ1 | 4758 | 7599591 | RHEEM SALES COMPANY, INC. | RA1424AJ1 | AC | Split System: Air-Cooled Condensing Unit, Coil with Blower | RA1424AJ1 |  | RCFL-H*2621 | 13 | 15.5 | Yes | Yes | 2015-02-05 |  | 1
FALSE | RA1636AJ1 | 4917 | 7941567 | RHEEM SALES COMPANY, INC. | RA1636AC1 | AC | Split System: Air-Cooled Condensing Unit, Coil with Blower | RA1636AC1 |  | RCFL-H*3621 | 13 | 15.5 | Yes | Yes | 2015-02-05 |  | 1
FALSE | RA1642AJ1 | 4918 | 7942369 | RHEEM SALES COMPANY, INC. | RA1642AC1 | AC | Split System: Air-Cooled Condensing Unit, Coil with Blower | RA1642AC1 |  | RCFL-H*4821 | 13 | 15.5 | Yes | Yes | 2015-02-05 |  | 1
FALSE | RA1442AD1 | 4761 | 7600556 | RHEEM SALES COMPANY, INC. | RA1442AJ1 | AC | Split System: Air-Cooled Condensing Unit, Coil with Blower | RA1442AJ1 |  | RCFN-H*4824 | 13 | 15.5 | Yes | Yes | 2015-02-05 |  | 1
FALSE | RA1636AJ1 | 4917 | 7941901 | RHEEM SALES COMPANY, INC. | RA1636AJ1 | AC | Split System: Air-Cooled Condensing Unit, Coil with Blower | RA1636AJ1 |  | RCF3621STAM | 13 | 15.5 | Yes | Yes | 2015-02-05 |  | 1
FALSE | RA1442AD1 | 4761 | 7492024 | RHEEM SALES COMPANY, INC. | RA1442AJ1 | AC | Split System: Air-Cooled Condensing Unit, Coil with Blower | RA1442AJ1 |  | RCF4824HTAM | 13 | 15.5 | Yes | Yes | 2015-02-05 |  | 1
FALSE | RA1642AJ1 | 4918 | 7942886 | RHEEM SALES COMPANY, INC. | RA1642AJ1 | AC | Split System: Air-Cooled Condensing Unit, Coil Alone | RA1642AJ1 |  | RCQD-4824+RXMD-C04 | 12.5 | 15 | Yes | Yes | 2015-02-05 |  | 1
FALSE | RA1642AJ1 | 4918 | 7942325 | RHEEM SALES COMPANY, INC. | RA1642AC1 | AC | Split System: Air-Cooled Condensing Unit, Coil with Blower | RA1642AC1 |  | RCF4824STAM | 13 | 15.5 | Yes | Yes | 2015-02-05 |  | 1
FALSE | RA1636AJ1 | 4917 | 7941548 | RHEEM SALES COMPANY, INC. | RA1636AC1 | AC | Split System: Air-Cooled Condensing Unit, Coil with Blower | RA1636AC1 |  | RCFL-H*3617 | 12.5 | 15.1 | Yes | Yes | 2015-02-05 |  | 1
FALSE | RA1660AC1 | 4920 | 7943899 | RHEEM SALES COMPANY, INC. | RA1660AC1 | AC | Split System: Air-Cooled Condensing Unit, Coil with Blower | RA1660AC1 |  | RCFN-H*6024 | 13 | 15.5 | Yes | Yes | 2015-02-05 |  | 1
FALSE | RA1648AJ1 | 4919 | 7943318 | RHEEM SALES COMPANY, INC. | RA1648AJ1 | AC | Split System: Air-Cooled Condensing Unit, Coil with Blower | RA1648AJ1 |  | RCF4824STAM | 13 | 16 | Yes | Yes | 2015-02-05 |  | 2
FALSE | RA1630AJ1 | 4916 | 7940931 | RHEEM SALES COMPANY, INC. | RA1630AJ1 | AC | Split System: Air-Cooled Condensing Unit, Coil with Blower | RA1630AJ1 |  | RCF3621MTAM | 13 | 16 | Yes | Yes | 2015-02-05 |  | 2
FALSE | RA1648AJ1 | 4919 | 7943378 | RHEEM SALES COMPANY, INC. | RA1648AJ1 | AC | Split System: Air-Cooled Condensing Unit, Coil with Blower | RA1648AJ1 |  | RCFL-H*4821 | 12.5 | 15.1 | Yes | Yes | 2015-02-05 |  | 1
FALSE | RA1642AJ1 | 4918 | 7942767 | RHEEM SALES COMPANY, INC. | RA1642AJ1 | AC | Split System: Air-Cooled Condensing Unit, Coil with Blower | RA1642AJ1 |  | RCFL-H*4824 | 12.5 | 15.1 | Yes | Yes | 2015-02-05 |  | 1
FALSE | RA1436AD1 | 4760 | 7945003 | RHEEM SALES COMPANY, INC. | RA1436AC1 | AC | Split System: Air-Cooled Condensing Unit, Coil with Blower | RA1436AC1 |  | RCF3621STAM | 12.5 | 15.1 | Yes | Yes | 2015-02-05 |  | 1
FALSE | RA1630AJ1 | 4916 | 7941037 | RHEEM SALES COMPANY, INC. | RA1630AJ1 | AC | Split System: Air-Cooled Condensing Unit, Coil with Blower | RA1630AJ1 |  | RCF3624HTAM | 13 | 16 | Yes | Yes | 2015-02-05 |  | 2
FALSE | RA1636AJ1 | 4917 | 7942000 | RHEEM SALES COMPANY, INC. | RA1636AJ1 | AC | Split System: Air-Cooled Condensing Unit, Coil with Blower | RA1636AJ1 |  | RCFL-H*3621 | 13 | 15.5 | Yes | Yes | 2015-02-05 |  | 1
FALSE | RA1418AJ1 | 4757 | 7601324 | RHEEM SALES COMPANY, INC. | RA1418AJ1 | AC | Split System: Air-Cooled Condensing Unit, Coil with Blower | RA1418AJ1 |  | RCFL-H*2417 | 13 | 15.5 | Yes | Yes | 2015-02-05 |  | 1
FALSE | RA1642AJ1 | 4918 | 7942645 | RHEEM SALES COMPANY, INC. | RA1642AJ1 | AC | Split System: Air-Cooled Condensing Unit, Coil with Blower | RA1642AJ1 |  | RCF4824STAM | 13 | 16 | Yes | Yes | 2015-02-05 |  | 2
FALSE | RA1448AD1 | 4762 | 7600875 | RHEEM SALES COMPANY, INC. | RA1448AJ1 | AC | Split System: Air-Cooled Condensing Unit, Coil with Blower | RA1448AJ1 |  | RCF4824HTAM | 12.5 | 15.1 | Yes | Yes | 2015-02-05 |  | 1
FALSE | RA1436AD1 | 4760 | 7601464 | RHEEM SALES COMPANY, INC. | RA1436AJ1 | AC | Split System: Air-Cooled Condensing Unit, Coil with Blower | RA1436AJ1 |  | RCF3621MTAM | 13 | 15.5 | Yes | Yes | 2015-02-05 |  | 1
FALSE | RA1330AJ1 | 4823 | 7508034 | RHEEM SALES COMPANY, INC. | RA1330AJ1 | AC | Split System: Air-Cooled Condensing Unit, Coil with Blower | RA1330AJ1 |  | RCFL-H*3821 | 12 | 14.5 | Yes | Yes | 2015-02-05 |  | 0
FALSE | RA1436AD1 | 4760 | 7491665 | RHEEM SALES COMPANY, INC. | RA1436AJ1 | AC | Split System: Air-Cooled Condensing Unit, Coil with Blower | RA1436AJ1 |  | RCFL-H*3621 | 12.5 | 15 | Yes | Yes | 2015-02-05 |  | 1
FALSE | RA1648AJ1 | 4919 | 7943457 | RHEEM SALES COMPANY, INC. | RA1648AJ1 | AC | Split System: Air-Cooled Condensing Unit, Coil with Blower | RA1648AJ1 |  | RCFN-H*4824 | 13 | 16 | Yes | Yes | 2015-02-05 |  | 2
FALSE | RA1642AJ1 | 4918 | 7942748 | RHEEM SALES COMPANY, INC. | RA1642AJ1 | AC | Split System: Air-Cooled Condensing Unit, Coil with Blower | RA1642AJ1 |  | RCFL-H*4824 | 13 | 15.5 | Yes | Yes | 2015-02-05 |  | 1
FALSE | RA1660AC1 | 4920 | 7943614 | RHEEM SALES COMPANY, INC. | RA1660AJ1 | AC | Split System: Air-Cooled Condensing Unit, Coil with Blower | RA1660AJ1 |  | RCFL-H*6024 | 13 | 15.5 | Yes | Yes | 2015-02-05 |  | 1
FALSE | RA1448AD1 | 4762 | 7501187 | RHEEM SALES COMPANY, INC. | RA1448AC1 | AC | Split System: Air-Cooled Condensing Unit, Coil with Blower | RA1448AC1 |  | RCFN-H*4824 | 13 | 15.5 | Yes | Yes | 2015-02-05 |  | 1
FALSE | RA1636AJ1 | 4917 | 7941614 | RHEEM SALES COMPANY, INC. | RA1636AC1 | AC | Split System: Air-Cooled Condensing Unit, Coil Alone | RA1636AC1 |  | RCFL-H*3621+RXMD-C04 | 12.2 | 14.5 | Yes | Yes | 2015-02-05 |  | 0
FALSE | RA1648AJ1 | 4919 | 7944262 | RHEEM SALES COMPANY, INC. | RA1648AJ1 | AC | Split System: Air-Cooled Condensing Unit, Coil with Blower | RA1648AJ1 |  | RCF4824HTAM | 13 | 16 | Yes | Yes | 2015-02-05 |  | 2
FALSE | RA1442AD1 | 4761 | 7600327 | RHEEM SALES COMPANY, INC. | RA1442AD1 | AC | Split System: Air-Cooled Condensing Unit, Coil with Blower | RA1442AD1 |  | RCF4824HTAM | 13 | 15.5 | Yes | Yes | 2015-02-05 |  | 1
FALSE | RA1436AD1 | 4760 | 7601477 | RHEEM SALES COMPANY, INC. | RA1436AJ1 | AC | Split System: Air-Cooled Condensing Unit, Coil with Blower | RA1436AJ1 |  | RCFL-H*3621 | 12.5 | 15.1 | Yes | Yes | 2015-02-05 |  | 1
FALSE | RA1436AD1 | 4760 | 7599988 | RHEEM SALES COMPANY, INC. | RA1436AD1 | AC | Split System: Air-Cooled Condensing Unit, Coil with Blower | RA1436AD1 |  | RCFL-H*3621 | 12.5 | 15 | Yes | Yes | 2015-02-05 |  | 1
FALSE | RA1630AJ1 | 4916 | 7940990 | RHEEM SALES COMPANY, INC. | RA1630AJ1 | AC | Split System: Air-Cooled Condensing Unit, Coil with Blower | RA1630AJ1 |  | RCF3621STAM | 13 | 16 | Yes | Yes | 2015-02-05 |  | 2
FALSE | RA1636AJ1 | 4917 | 7941859 | RHEEM SALES COMPANY, INC. | RA1636AJ1 | AC | Split System: Air-Cooled Condensing Unit, Coil with Blower | RA1636AJ1 |  | RCF3621MTAM | 13 | 16 | Yes | Yes | 2015-02-05 |  | 2
FALSE | RA1336AD1 | 4824 | 7508867 | RHEEM SALES COMPANY, INC. | RA1336AJ1 | AC | Split System: Air-Cooled Condensing Unit, Coil with Blower | RA1336AJ1 |  | RCQD-3621 | 12 | 14.5 | Yes | Yes | 2015-02-05 |  | 0
FALSE | RA1436AD1 | 4760 | 7491677 | RHEEM SALES COMPANY, INC. | RA1436AJ1 | AC | Split System: Air-Cooled Condensing Unit, Coil with Blower | RA1436AJ1 |  | RCFL-H*3621 | 12 | 14.5 | Yes | Yes | 2015-02-05 |  | 0
FALSE | RA1336AD1 | 4824 | 7508456 | RHEEM SALES COMPANY, INC. | RA1336AC1 | AC | Split System: Air-Cooled Condensing Unit, Coil with Blower | RA1336AC1 |  | RCFN-H*3624 | 12.5 | 15.1 | Yes | Yes | 2015-02-05 |  | 1
FALSE | RA1642AJ1 | 4918 | 7942790 | RHEEM SALES COMPANY, INC. | RA1642AJ1 | AC | Split System: Air-Cooled Condensing Unit, Coil with Blower | RA1642AJ1 |  | RCFN-H*4824 | 13 | 16 | Yes | Yes | 2015-02-05 |  | 2
FALSE | RA1660AC1 | 4920 | 7943668 | RHEEM SALES COMPANY, INC. | RA1660AJ1 | AC | Split System: Air-Cooled Condensing Unit, Coil with Blower | RA1660AJ1 |  | RCFN-H*6024 | 12.5 | 15.1 | Yes | Yes | 2015-02-05 |  | 1
FALSE | RA1436AD1 | 4760 | 7491305 | RHEEM SALES COMPANY, INC. | RA1436AC1 | AC | Split System: Air-Cooled Condensing Unit, Coil with Blower | RA1436AC1 |  | RCF3621STAM | 12.5 | 15 | Yes | Yes | 2015-02-05 |  | 1
FALSE | RA1424AJ1 | 4758 | 7601364 | RHEEM SALES COMPANY, INC. | RA1424AJ1 | AC | Split System: Air-Cooled Condensing Unit, Coil with Blower | RA1424AJ1 |  | RCFN-H*2421 | 13 | 15.5 | Yes | Yes | 2015-02-05 |  | 1
FALSE | RA1636AJ1 | 4917 | 7942093 | RHEEM SALES COMPANY, INC. | RA1636AJ1 | AC | Split System: Air-Cooled Condensing Unit, Coil with Blower | RA1636AJ1 |  | RCFL-H*3821 | 13 | 16 | Yes | Yes | 2015-02-05 |  | 2
FALSE | RA1648AJ1 | 4919 | 7943367 | RHEEM SALES COMPANY, INC. | RA1648AJ1 | AC | Split System: Air-Cooled Condensing Unit, Coil with Blower | RA1648AJ1 |  | RCFL-H*4821 | 12.5 | 15.1 | Yes | Yes | 2015-02-05 |  | 1
FALSE | RA1648AJ1 | 4919 | 7943462 | RHEEM SALES COMPANY, INC. | RA1648AJ1 | AC | Split System: Air-Cooled Condensing Unit, Coil with Blower | RA1648AJ1 |  | RCFN-H*4824 | 13 | 16 | Yes | Yes | 2015-02-05 |  | 2
FALSE | RA1442AD1 | 4761 | 7600357 | RHEEM SALES COMPANY, INC. | RA1442AD1 | AC | Split System: Air-Cooled Condensing Unit, Coil with Blower | RA1442AD1 |  | RCF4824STAM | 12.5 | 15.1 | Yes | Yes | 2015-02-05 |  | 1
FALSE | RA1418AJ1 | 4757 | 7606949 | RHEEM SALES COMPANY, INC. | RA1418AJ1 | AC | Split System: Air-Cooled Condensing Unit, Coil with Blower | RA1418AJ1 |  | RCFL-A*2417 | 12.5 | 15.1 | Yes | Yes | 2015-02-05 |  | 1
FALSE | RA1330AJ1 | 4823 | 7508139 | RHEEM SALES COMPANY, INC. | RA1330AJ1 | AC | Split System: Air-Cooled Condensing Unit, Coil with Blower | RA1330AJ1 |  | RCQD-3621 | 12.5 | 15 | Yes | Yes | 2015-02-05 |  | 1
FALSE | RA1330AJ1 | 4823 | 7508079 | RHEEM SALES COMPANY, INC. | RA1330AJ1 | AC | Split System: Air-Cooled Condensing Unit, Coil with Blower | RA1330AJ1 |  | RCFL-H*3824 | 12 | 14.5 | Yes | Yes | 2015-02-05 |  | 0
FALSE | RA1336AD1 | 4824 | 7508308 | RHEEM SALES COMPANY, INC. | RA1336AC1 | AC | Split System: Air-Cooled Condensing Unit, Coil with Blower | RA1336AC1 |  | RCF3624MTAM | 12 | 14.5 | Yes | Yes | 2015-02-05 |  | 0
FALSE | RA1648AJ1 | 4919 | 7943345 | RHEEM SALES COMPANY, INC. | RA1648AJ1 | AC | Split System: Air-Cooled Condensing Unit, Coil with Blower | RA1648AJ1 |  | RCFL-H*4821 | 12.5 | 15.1 | Yes | Yes | 2015-02-05 |  | 1
FALSE | RA1448AD1 | 4762 | 7493695 | RHEEM SALES COMPANY, INC. | RA1448AC1 | AC | Split System: Air-Cooled Condensing Unit, Coil with Blower | RA1448AC1 |  | RHKL-HM4824 | 12 | 14.5 | Yes | Yes | 2015-02-05 |  | 0
FALSE | RA1430AJ1 | 4759 | 7944980 | RHEEM SALES COMPANY, INC. | RA1430AJ1 | AC | Split System: Air-Cooled Condensing Unit, Coil with Blower | RA1430AJ1 |  | RCF3624HTAM | 13 | 16 | Yes | Yes | 2015-02-05 |  | 2
FALSE | RA1430AJ1 | 4759 | 7491205 | RHEEM SALES COMPANY, INC. | RA1430AJ1 | AC | Split System: Air-Cooled Condensing Unit, Coil with Blower | RA1430AJ1 |  | RCFN-H*3624 | 13 | 16 | Yes | Yes | 2015-02-05 |  | 2
FALSE | RA1442AD1 | 4761 | 7491948 | RHEEM SALES COMPANY, INC. | RA1442AC1 | AC | Split System: Air-Cooled Condensing Unit, Coil with Blower | RA1442AC1 |  | RCFL-H*4824 | 12 | 14.5 | Yes | Yes | 2015-02-05 |  | 0
FALSE | RA1318AJ1 | 4821 | 7507567 | RHEEM SALES COMPANY, INC. | RA1318AJ1 | AC | Split System: Air-Cooled Condensing Unit, Coil with Blower | RA1318AJ1 |  | RCFN-H*2421 | 12 | 14.5 | Yes | Yes | 2015-02-05 |  | 0
FALSE | RA1436AD1 | 4760 | 7599972 | RHEEM SALES COMPANY, INC. | RA1436AD1 | AC | Split System: Air-Cooled Condensing Unit, Coil with Blower | RA1436AD1 |  | RCFL-H*3621 | 12.5 | 15.1 | Yes | Yes | 2015-02-05 |  | 1
FALSE | RA1448AD1 | 4762 | 7600782 | RHEEM SALES COMPANY, INC. | RA1448AD1 | AC | Split System: Air-Cooled Condensing Unit, Coil with Blower | RA1448AD1 |  | RCFN-H*4824 | 12 | 14.5 | Yes | Yes | 2015-02-05 |  | 0
FALSE | RA1648AJ1 | 4919 | 7943453 | RHEEM SALES COMPANY, INC. | RA1648AJ1 | AC | Split System: Air-Cooled Condensing Unit, Coil with Blower | RA1648AJ1 |  | RCFN-H*4824 | 13 | 16 | Yes | Yes | 2015-02-05 |  | 2
FALSE | RA1424AJ1 | 4758 | 7944949 | RHEEM SALES COMPANY, INC. | RA1424AJ1 | AC | Split System: Air-Cooled Condensing Unit, Coil with Blower | RA1424AJ1 |  | RCF2421HTAM | 12.5 | 15.1 | Yes | Yes | 2015-02-05 |  | 1
FALSE | RA1330AJ1 | 4823 | 7508171 | RHEEM SALES COMPANY, INC. | RA1330AJ1 | AC | Split System: Air-Cooled Condensing Unit, Coil with Blower | RA1330AJ1 |  | RCQD-3624 | 12.5 | 15.1 | Yes | Yes | 2015-02-05 |  | 1
FALSE | RA1448AD1 | 4762 | 7600655 | RHEEM SALES COMPANY, INC. | RA1448AD1 | AC | Split System: Air-Cooled Condensing Unit, Coil with Blower | RA1448AD1 |  | RCF4824HTAM | 12.5 | 15 | Yes | Yes | 2015-02-05 |  | 1
FALSE | RA1460AD1 | 4763 | 7600963 | RHEEM SALES COMPANY, INC. | RA1460AD1 | AC | Split System: Air-Cooled Condensing Unit, Coil with Blower | RA1460AD1 |  | RCF6024STAM | 12 | 14.5 | Yes | Yes | 2015-02-05 |  | 0
FALSE | RA1460AD1 | 4763 | 7600958 | RHEEM SALES COMPANY, INC. | RA1460AD1 | AC | Split System: Air-Cooled Condensing Unit, Coil with Blower | RA1460AD1 |  | RCF6024STAM | 12 | 14.5 | Yes | Yes | 2015-02-05 |  | 0
FALSE | RA1660AC1 | 4920 | 7943937 | RHEEM SALES COMPANY, INC. | RA1660AC1 | AC | Split System: Air-Cooled Condensing Unit, Coil with Blower | RA1660AC1 |  | RH2T6024STAN | 13 | 15.5 | Yes | Yes | 2015-02-05 |  | 1
FALSE | RA1336AD1 | 4824 | 7983323 | RHEEM SALES COMPANY, INC. | RA1336AC1 | AC | Split System: Air-Cooled Condensing Unit, Coil with Blower | RA1336AC1 |  | RCF3621MTAM | 12 | 14.5 | Yes | Yes | 2015-02-05 |  | 0
FALSE | RA1436AD1 | 4760 | 7491348 | RHEEM SALES COMPANY, INC. | RA1436AC1 | AC | Split System: Air-Cooled Condensing Unit, Coil with Blower | RA1436AC1 |  | RCF3624MTAM | 13 | 15.5 | Yes | Yes | 2015-02-05 |  | 1
FALSE | RA1636AJ1 | 4917 | 7941762 | RHEEM SALES COMPANY, INC. | RA1636AC1 | AC | Split System: Air-Cooled Condensing Unit, Coil with Blower | RA1636AC1 |  | RCQD-3624 | 13 | 16 | Yes | Yes | 2015-02-05 |  | 2
FALSE | RA1648AJ1 | 4919 | 7943231 | RHEEM SALES COMPANY, INC. | RA1648AJ1 | AC | Split System: Air-Cooled Condensing Unit, Coil with Blower | RA1648AJ1 |  | RCF4821STAM | 12.5 | 15.1 | Yes | Yes | 2015-02-05 |  | 1
FALSE | RA1436AD1 | 4760 | 7491486 | RHEEM SALES COMPANY, INC. | RA1436AC1 | AC | Split System: Air-Cooled Condensing Unit, Coil with Blower | RA1436AC1 |  | RCQD-3621 | 13 | 15.5 | Yes | Yes | 2015-02-05 |  | 1
FALSE | RA1448AD1 | 4762 | 7492335 | RHEEM SALES COMPANY, INC. | RA1448AC1 | AC | Split System: Air-Cooled Condensing Unit, Coil with Blower | RA1448AC1 |  | RCQD-4821 | 12 | 14.5 | Yes | Yes | 2015-02-05 |  | 0
FALSE | RA1418AJ1 | 4757 | 7599555 | RHEEM SALES COMPANY, INC. | RA1418AJ1 | AC | Split System: Air-Cooled Condensing Unit, Coil with Blower | RA1418AJ1 |  | RCQD-2417 | 13 | 16 | Yes | Yes | 2015-02-05 |  | 2
FALSE | RA1442AD1 | 4761 | 7600245 | RHEEM SALES COMPANY, INC. | RA1442AC1 | AC | Split System: Air-Cooled Condensing Unit, Coil with Blower | RA1442AC1 |  | RCF4824HTAM | 13 | 15.5 | Yes | Yes | 2015-02-05 |  | 1
FALSE | RA1430AJ1 | 4759 | 7491186 | RHEEM SALES COMPANY, INC. | RA1430AJ1 | AC | Split System: Air-Cooled Condensing Unit, Coil with Blower | RA1430AJ1 |  | RCFL-H*3824 | 13 | 16 | Yes | Yes | 2015-02-05 |  | 2
FALSE | RA1436AD1 | 4760 | 7491628 | RHEEM SALES COMPANY, INC. | RA1436AJ1 | AC | Split System: Air-Cooled Condensing Unit, Coil with Blower | RA1436AJ1 |  | RCF3624MTAM | 13 | 15.5 | Yes | Yes | 2015-02-05 |  | 1
FALSE | RA1636AJ1 | 4917 | 7942002 | RHEEM SALES COMPANY, INC. | RA1636AJ1 | AC | Split System: Air-Cooled Condensing Unit, Coil with Blower | RA1636AJ1 |  | RCFL-H*3621 | 13 | 15.5 | Yes | Yes | 2015-02-05 |  | 1
FALSE | RA1336AD1 | 4824 | 7508468 | RHEEM SALES COMPANY, INC. | RA1336AC1 | AC | Split System: Air-Cooled Condensing Unit, Coil with Blower | RA1336AC1 |  | RCFN-H*3624 | 12 | 14.5 | Yes | Yes | 2015-02-05 |  | 0
FALSE | RA1624AJ1 | 4915 | 7940704 | RHEEM SALES COMPANY, INC. | RA1624AJ1 | AC | Split System: Air-Cooled Condensing Unit, Coil with Blower | RA1624AJ1 |  | RCF2421MTAM | 13 | 16 | Yes | Yes | 2015-02-05 |  | 2
FALSE | RA1618AJ1 | 4914 | 7940511 | RHEEM SALES COMPANY, INC. | RA1618AJ1 | AC | Split System: Air-Cooled Condensing Unit, Coil with Blower | RA1618AJ1 |  | RCFN-H*2417 | 13 | 16 | Yes | Yes | 2015-02-05 |  | 2
FALSE | RA1630AJ1 | 4916 | 7941311 | RHEEM SALES COMPANY, INC. | RA1630AJ1 | AC | Split System: Air-Cooled Condensing Unit, Coil with Blower | RA1630AJ1 |  | RCQD-3621 | 13 | 16 | Yes | Yes | 2015-02-05 |  | 2
FALSE | RA1448AD1 | 4762 | 7600661 | RHEEM SALES COMPANY, INC. | RA1448AD1 | AC | Split System: Air-Cooled Condensing Unit, Coil with Blower | RA1448AD1 |  | RCF4824STAM | 12 | 14.5 | Yes | Yes | 2015-02-05 |  | 0
FALSE | RA1648AJ1 | 4919 | 7943395 | RHEEM SALES COMPANY, INC. | RA1648AJ1 | AC | Split System: Air-Cooled Condensing Unit, Coil with Blower | RA1648AJ1 |  | RCFL-H*4824 | 12.5 | 15.1 | Yes | Yes | 2015-02-05 |  | 1
FALSE | RA1660AC1 | 4920 | 7943827 | RHEEM SALES COMPANY, INC. | RA1660AC1 | AC | Split System: Air-Cooled Condensing Unit, Coil with Blower | RA1660AC1 |  | RCFL-H*6024 | 13 | 16 | Yes | Yes | 2015-02-05 |  | 2
FALSE | RA1618AJ1 | 4914 | 7940520 | RHEEM SALES COMPANY, INC. | RA1618AJ1 | AC | Split System: Air-Cooled Condensing Unit, Coil with Blower | RA1618AJ1 |  | RCFN-H*2421 | 13 | 16 | Yes | Yes | 2015-02-05 |  | 2
FALSE | RA1642AJ1 | 4918 | 7942385 | RHEEM SALES COMPANY, INC. | RA1642AC1 | AC | Split System: Air-Cooled Condensing Unit, Coil with Blower | RA1642AC1 |  | RCFL-H*4821 | 13 | 15.5 | Yes | Yes | 2015-02-05 |  | 1
FALSE | RA1618AJ1 | 4914 | 7940455 | RHEEM SALES COMPANY, INC. | RA1618AJ1 | AC | Split System: Air-Cooled Condensing Unit, Coil with Blower | RA1618AJ1 |  | RCFL-H*2617 | 13 | 16 | Yes | Yes | 2015-02-05 |  | 2
FALSE | RA1436AD1 | 4760 | 7945014 | RHEEM SALES COMPANY, INC. | RA1436AC1 | AC | Split System: Air-Cooled Condensing Unit, Coil with Blower | RA1436AC1 |  | RCF3624MTAM | 13 | 16 | Yes | Yes | 2015-02-05 |  | 2
FALSE | RA1436AD1 | 4760 | 7945026 | RHEEM SALES COMPANY, INC. | RA1436AD1 | AC | Split System: Air-Cooled Condensing Unit, Coil with Blower | RA1436AD1 |  | RCF3621MTAM | 13 | 15.5 | Yes | Yes | 2015-02-05 |  | 1
FALSE | RA1436AD1 | 4760 | 7600186 | RHEEM SALES COMPANY, INC. | RA1436AJ1 | AC | Split System: Air-Cooled Condensing Unit, Coil with Blower | RA1436AJ1 |  | RCF3621STAM | 12 | 14.5 | Yes | Yes | 2015-02-05 |  | 0
FALSE | RA1624AJ1 | 4915 | 7943982 | RHEEM SALES COMPANY, INC. | RA1624AJ1 | AC | Split System: Air-Cooled Condensing Unit, Coil with Blower | RA1624AJ1 |  | RCF2417HTAM | 13 | 15.5 | Yes | Yes | 2015-02-05 |  | 1
FALSE | RA1642AJ1 | 4918 | 7942393 | RHEEM SALES COMPANY, INC. | RA1642AC1 | AC | Split System: Air-Cooled Condensing Unit, Coil Alone | RA1642AC1 |  | RCFL-H*4821+RXMD-C04 | 12.2 | 14.5 | Yes | Yes | 2015-02-05 |  | 0
FALSE | RA1318AJ1 | 4821 | 7507478 | RHEEM SALES COMPANY, INC. | RA1318AJ1 | AC | Split System: Air-Cooled Condensing Unit, Coil with Blower | RA1318AJ1 |  | RCF2421MTAM | 12 | 14.5 | Yes | Yes | 2015-02-05 |  | 0
FALSE | RA1630AJ1 | 4916 | 7944055 | RHEEM SALES COMPANY, INC. | RA1630AJ1 | AC | Split System: Air-Cooled Condensing Unit, Coil with Blower | RA1630AJ1 |  | RCF3624MTAM | 13 | 16 | Yes | Yes | 2015-02-05 |  | 2
FALSE | RA1630AJ1 | 4916 | 7944029 | RHEEM SALES COMPANY, INC. | RA1630AJ1 | AC | Split System: Air-Cooled Condensing Unit, Coil with Blower | RA1630AJ1 |  | RCF3621MTAM | 13 | 16 | Yes | Yes | 2015-02-05 |  | 2
FALSE | RA1330AJ1 | 4823 | 7507891 | RHEEM SALES COMPANY, INC. | RA1330AJ1 | AC | Split System: Air-Cooled Condensing Unit, Coil with Blower | RA1330AJ1 |  | RCF3621MTAM | 12 | 14.5 | Yes | Yes | 2015-02-05 |  | 0
FALSE | RA1618AJ1 | 4914 | 7940436 | RHEEM SALES COMPANY, INC. | RA1618AJ1 | AC | Split System: Air-Cooled Condensing Unit, Coil Alone | RA1618AJ1 |  | RCFL-H*2514+RXMD-C04 | 12.5 | 15 | Yes | Yes | 2015-02-05 |  | 1
FALSE | RA1424AJ1 | 4758 | 7490790 | RHEEM SALES COMPANY, INC. | RA1424AJ1 | AC | Split System: Air-Cooled Condensing Unit, Coil with Blower | RA1424AJ1 |  | RCF2421HTAM | 12.5 | 15.1 | Yes | Yes | 2015-02-05 |  | 1
FALSE | RA1636AJ1 | 4917 | 7942214 | RHEEM SALES COMPANY, INC. | RA1636AJ1 | AC | Split System: Air-Cooled Condensing Unit, Coil with Blower | RA1636AJ1 |  | RHBL-FR36T | 13 | 16 | Yes | Yes | 2015-02-05 |  | 2
FALSE | RA1448AD1 | 4762 | 7600807 | RHEEM SALES COMPANY, INC. | RA1448AD1 | AC | Split System: Air-Cooled Condensing Unit, Coil with Blower | RA1448AD1 |  | RCQD-4821 | 12 | 14.5 | Yes | Yes | 2015-02-05 |  | 0
FALSE | RA1424AJ1 | 4758 | 7490959 | RHEEM SALES COMPANY, INC. | RA1424AJ1 | AC | Split System: Air-Cooled Condensing Unit, Coil with Blower | RA1424AJ1 |  | RCQD-2417 | 13 | 16 | Yes | Yes | 2015-02-05 |  | 2
FALSE | RA1442AD1 | 4761 | 7491868 | RHEEM SALES COMPANY, INC. | RA1442AC1 | AC | Split System: Air-Cooled Condensing Unit, Coil with Blower | RA1442AC1 |  | RCF4824HTAM | 12.5 | 15.1 | Yes | Yes | 2015-02-05 |  | 1
FALSE | RA1436AD1 | 4760 | 7491734 | RHEEM SALES COMPANY, INC. | RA1436AJ1 | AC | Split System: Air-Cooled Condensing Unit, Coil with Blower | RA1436AJ1 |  | RCFL-H*3824 | 12.5 | 15.1 | Yes | Yes | 2015-02-05 |  | 1
FALSE | RA1430AJ1 | 4759 | 7500991 | RHEEM SALES COMPANY, INC. | RA1430AJ1 | AC | Split System: Air-Cooled Condensing Unit, Coil with Blower | RA1430AJ1 |  | RCFL-H*3617 | 13 | 15.5 | Yes | Yes | 2015-02-05 |  | 1
FALSE | RA1636AJ1 | 4917 | 7941805 | RHEEM SALES COMPANY, INC. | RA1636AJ1 | AC | Split System: Air-Cooled Condensing Unit, Coil with Blower | RA1636AJ1 |  | RCF3617STAM | 12.5 | 15.1 | Yes | Yes | 2015-02-05 |  | 1
FALSE | RA1624AJ1 | 4915 | 7940691 | RHEEM SALES COMPANY, INC. | RA1624AJ1 | AC | Split System: Air-Cooled Condensing Unit, Coil with Blower | RA1624AJ1 |  | RCF2421MTAM | 13 | 15.5 | Yes | Yes | 2015-02-05 |  | 1
FALSE | RA1660AC1 | 4920 | 7943639 | RHEEM SALES COMPANY, INC. | RA1660AJ1 | AC | Split System: Air-Cooled Condensing Unit, Coil with Blower | RA1660AJ1 |  | RCFL-H*6024 | 12.5 | 15.1 | Yes | Yes | 2015-02-05 |  | 1
FALSE | RA1636AJ1 | 4917 | 7941400 | RHEEM SALES COMPANY, INC. | RA1636AC1 | AC | Split System: Air-Cooled Condensing Unit, Coil with Blower | RA1636AC1 |  | RCF3621MTAM | 13 | 16 | Yes | Yes | 2015-02-05 |  | 2
FALSE | RA1460AD1 | 4763 | 7600989 | RHEEM SALES COMPANY, INC. | RA1460AD1 | AC | Split System: Air-Cooled Condensing Unit, Coil with Blower | RA1460AD1 |  | RCFL-H*6024 | 12 | 14.5 | Yes | Yes | 2015-02-05 |  | 0
FALSE | RA1618AJ1 | 4914 | 7940444 | RHEEM SALES COMPANY, INC. | RA1618AJ1 | AC | Split System: Air-Cooled Condensing Unit, Coil with Blower | RA1618AJ1 |  | RCFL-H*2617 | 13 | 16 | Yes | Yes | 2015-02-05 |  | 2
FALSE | RA1418AJ1 | 4757 | 7944930 | RHEEM SALES COMPANY, INC. | RA1418AJ1 | AC | Split System: Air-Cooled Condensing Unit, Coil with Blower | RA1418AJ1 |  | RCF2421MTAM | 13 | 16 | Yes | Yes | 2015-02-05 |  | 2
FALSE | RA1630AJ1 | 4916 | 7941032 | RHEEM SALES COMPANY, INC. | RA1630AJ1 | AC | Split System: Air-Cooled Condensing Unit, Coil with Blower | RA1630AJ1 |  | RCF3624HTAM | 13 | 16 | Yes | Yes | 2015-02-05 |  | 2
FALSE | RA1636AJ1 | 4917 | 7941976 | RHEEM SALES COMPANY, INC. | RA1636AJ1 | AC | Split System: Air-Cooled Condensing Unit, Coil with Blower | RA1636AJ1 |  | RCFL-H*3617 | 13 | 15.5 | Yes | Yes | 2015-02-05 |  | 1
FALSE | RA1430AJ1 | 4759 | 7944979 | RHEEM SALES COMPANY, INC. | RA1430AJ1 | AC | Split System: Air-Cooled Condensing Unit, Coil with Blower | RA1430AJ1 |  | RCF3624HTAM | 13 | 16 | Yes | Yes | 2015-02-05 |  | 2
FALSE | RA1642AJ1 | 4918 | 7942262 | RHEEM SALES COMPANY, INC. | RA1642AC1 | AC | Split System: Air-Cooled Condensing Unit, Coil with Blower | RA1642AC1 |  | RCF4821STAM | 12.5 | 15.1 | Yes | Yes | 2015-02-05 |  | 1
FALSE | RA1660AC1 | 4920 | 7943555 | RHEEM SALES COMPANY, INC. | RA1660AJ1 | AC | Split System: Air-Cooled Condensing Unit, Coil with Blower | RA1660AJ1 |  | RCF6024HTAM | 13 | 16 | Yes | Yes | 2015-02-05 |  | 2
FALSE | RA1442AD1 | 4761 | 7492040 | RHEEM SALES COMPANY, INC. | RA1442AJ1 | AC | Split System: Air-Cooled Condensing Unit, Coil with Blower | RA1442AJ1 |  | RCF4824HTAM | 12.5 | 15.1 | Yes | Yes | 2015-02-05 |  | 1
FALSE | RA1336AD1 | 4824 | 7508297 | RHEEM SALES COMPANY, INC. | RA1336AC1 | AC | Split System: Air-Cooled Condensing Unit, Coil with Blower | RA1336AC1 |  | RCF3624HTAM | 12.5 | 15.1 | Yes | Yes | 2015-02-05 |  | 1
FALSE | RA1630AJ1 | 4916 | 7941093 | RHEEM SALES COMPANY, INC. | RA1630AJ1 | AC | Split System: Air-Cooled Condensing Unit, Coil with Blower | RA1630AJ1 |  | RCFL-H*3617 | 13 | 16 | Yes | Yes | 2015-02-05 |  | 2
FALSE | RA1430AJ1 | 4759 | 7601388 | RHEEM SALES COMPANY, INC. | RA1430AJ1 | AC | Split System: Air-Cooled Condensing Unit, Coil with Blower | RA1430AJ1 |  | RCFL-H*3821 | 13 | 15.5 | Yes | Yes | 2015-02-05 |  | 1
FALSE | RA1336AD1 | 4824 | 7508676 | RHEEM SALES COMPANY, INC. | RA1336AJ1 | AC | Split System: Air-Cooled Condensing Unit, Coil with Blower | RA1336AJ1 |  | RCF3624MTAM | 12 | 14.5 | Yes | Yes | 2015-02-05 |  | 0
FALSE | RA1318AJ1 | 4821 | 7507506 | RHEEM SALES COMPANY, INC. | RA1318AJ1 | AC | Split System: Air-Cooled Condensing Unit, Coil with Blower | RA1318AJ1 |  | RCFL-H*2417 | 12 | 14.5 | Yes | Yes | 2015-02-05 |  | 0
FALSE | RA1660AC1 | 4920 | 7944285 | RHEEM SALES COMPANY, INC. | RA1660AC1 | AC | Split System: Air-Cooled Condensing Unit, Coil with Blower | RA1660AC1 |  | RCF6024STAM | 13 | 15.5 | Yes | Yes | 2015-02-05 |  | 1
FALSE | RA1448AD1 | 4762 | 7600571 | RHEEM SALES COMPANY, INC. | RA1448AC1 | AC | Split System: Air-Cooled Condensing Unit, Coil with Blower | RA1448AC1 |  | RCF4824STAM | 12 | 14.5 | Yes | Yes | 2015-02-05 |  | 0
FALSE | RA1436AD1 | 4760 | 7600199 | RHEEM SALES COMPANY, INC. | RA1436AJ1 | AC | Split System: Air-Cooled Condensing Unit, Coil with Blower | RA1436AJ1 |  | RCF3624MTAM | 13 | 15.5 | Yes | Yes | 2015-02-05 |  | 1
FALSE | RA1636AJ1 | 4917 | 7942018 | RHEEM SALES COMPANY, INC. | RA1636AJ1 | AC | Split System: Air-Cooled Condensing Unit, Coil with Blower | RA1636AJ1 |  | RCFL-H*3621 | 13 | 15.5 | Yes | Yes | 2015-02-05 |  | 1
FALSE | RA1636AJ1 | 4917 | 7942155 | RHEEM SALES COMPANY, INC. | RA1636AJ1 | AC | Split System: Air-Cooled Condensing Unit, Coil with Blower | RA1636AJ1 |  | RCQD-3621 | 13 | 16 | Yes | Yes | 2015-02-05 |  | 2
FALSE | RA1330AJ1 | 4823 | 7507963 | RHEEM SALES COMPANY, INC. | RA1330AJ1 | AC | Split System: Air-Cooled Condensing Unit, Coil with Blower | RA1330AJ1 |  | RCF3624MTAM | 12.5 | 15.1 | Yes | Yes | 2015-02-05 |  | 1
FALSE | RA1636AJ1 | 4917 | 7941910 | RHEEM SALES COMPANY, INC. | RA1636AJ1 | AC | Split System: Air-Cooled Condensing Unit, Coil with Blower | RA1636AJ1 |  | RCF3624HTAM | 13 | 16 | Yes | Yes | 2015-02-05 |  | 2
FALSE | RA1630AJ1 | 4916 | 7940994 | RHEEM SALES COMPANY, INC. | RA1630AJ1 | AC | Split System: Air-Cooled Condensing Unit, Coil with Blower | RA1630AJ1 |  | RCF3621STAM | 13 | 16 | Yes | Yes | 2015-02-05 |  | 2
FALSE | RA1436AD1 | 4760 | 7944988 | RHEEM SALES COMPANY, INC. | RA1436AC1 | AC | Split System: Air-Cooled Condensing Unit, Coil with Blower | RA1436AC1 |  | RCF3617STAM | 12.5 | 15 | Yes | Yes | 2015-02-05 |  | 1
FALSE | RA1642AJ1 | 4918 | 7942556 | RHEEM SALES COMPANY, INC. | RA1642AC1 | AC | Split System: Air-Cooled Condensing Unit, Coil with Blower | RA1642AC1 |  | RHLL-HM4821 | 13 | 15.5 | Yes | Yes | 2015-02-05 |  | 1
FALSE | RA1448AD1 | 4762 | 7492199 | RHEEM SALES COMPANY, INC. | RA1448AC1 | AC | Split System: Air-Cooled Condensing Unit, Coil with Blower | RA1448AC1 |  | RCF4824HTAM | 12 | 14.5 | Yes | Yes | 2015-02-05 |  | 0
FALSE | RA1648AJ1 | 4919 | 7943527 | RHEEM SALES COMPANY, INC. | RA1648AJ1 | AC | Split System: Air-Cooled Condensing Unit, Coil with Blower | RA1648AJ1 |  | RCQD-4824 | 13 | 15.5 | Yes | Yes | 2015-02-05 |  | 1
FALSE | RA1418AJ1 | 4757 | 7490729 | RHEEM SALES COMPANY, INC. | RA1418AJ1 | AC | Split System: Air-Cooled Condensing Unit, Coil with Blower | RA1418AJ1 |  | RH1V2417STAN | 13 | 16 | Yes | Yes | 2015-02-05 |  | 2
FALSE | RA1642AJ1 | 4918 | 7942237 | RHEEM SALES COMPANY, INC. | RA1642AC1 | AC | Split System: Air-Cooled Condensing Unit, Coil with Blower | RA1642AC1 |  | RCF4821STAM | 12.5 | 15.1 | Yes | Yes | 2015-02-05 |  | 1
FALSE | RA1430AJ1 | 4759 | 7599658 | RHEEM SALES COMPANY, INC. | RA1430AJ1 | AC | Split System: Air-Cooled Condensing Unit, Coil with Blower | RA1430AJ1 |  | RCFL-H*3821 | 13 | 15.5 | Yes | Yes | 2015-02-05 |  | 1
FALSE | RA1642AJ1 | 4918 | 7942668 | RHEEM SALES COMPANY, INC. | RA1642AJ1 | AC | Split System: Air-Cooled Condensing Unit, Coil with Blower | RA1642AJ1 |  | RCF4824STAM | 13 | 16 | Yes | Yes | 2015-02-05 |  | 2
FALSE | RA1624AJ1 | 4915 | 7940806 | RHEEM SALES COMPANY, INC. | RA1624AJ1 | AC | Split System: Air-Cooled Condensing Unit, Coil with Blower | RA1624AJ1 |  | RCFN-H*2417 | 13 | 16 | Yes | Yes | 2015-02-05 |  | 2
FALSE | RA1430AJ1 | 4759 | 7491187 | RHEEM SALES COMPANY, INC. | RA1430AJ1 | AC | Split System: Air-Cooled Condensing Unit, Coil with Blower | RA1430AJ1 |  | RCFL-H*3824 | 13 | 16 | Yes | Yes | 2015-02-05 |  | 2
FALSE | RA1636AJ1 | 4917 | 7941483 | RHEEM SALES COMPANY, INC. | RA1636AC1 | AC | Split System: Air-Cooled Condensing Unit, Coil with Blower | RA1636AC1 |  | RCF3624HTAM | 13 | 16 | Yes | Yes | 2015-02-05 |  | 2
FALSE | RA1324AJ1 | 4822 | 7507816 | RHEEM SALES COMPANY, INC. | RA1324AJ1 | AC | Split System: Air-Cooled Condensing Unit, Coil with Blower | RA1324AJ1 |  | RCFN-H*2421 | 12 | 14.5 | Yes | Yes | 2015-02-05 |  | 0
FALSE | RA1442AD1 | 4761 | 7600484 | RHEEM SALES COMPANY, INC. | RA1442AD1 | AC | Split System: Air-Cooled Condensing Unit, Coil with Blower | RA1442AD1 |  | RCFN-H*4824 | 12.5 | 15.1 | Yes | Yes | 2015-02-05 |  | 1
FALSE | RA1660AC1 | 4920 | 7943935 | RHEEM SALES COMPANY, INC. | RA1660AC1 | AC | Split System: Air-Cooled Condensing Unit, Coil with Blower | RA1660AC1 |  | RH1T6024STAN | 13 | 16 | Yes | Yes | 2015-02-05 |  | 2
FALSE | RA1436AD1 | 4760 | 7491447 | RHEEM SALES COMPANY, INC. | RA1436AC1 | AC | Split System: Air-Cooled Condensing Unit, Coil with Blower | RA1436AC1 |  | RCFL-H*3824 | 13 | 15.5 | Yes | Yes | 2015-02-05 |  | 1
FALSE | RA1436AD1 | 4760 | 7599755 | RHEEM SALES COMPANY, INC. | RA1436AD1 | AC | Split System: Air-Cooled Condensing Unit, Coil with Blower | RA1436AD1 |  | RCF3617STAM | 12 | 14.5 | Yes | Yes | 2015-02-05 |  | 0
FALSE | RA1318AJ1 | 4821 | 7507433 | RHEEM SALES COMPANY, INC. | RA1318AJ1 | AC | Split System: Air-Cooled Condensing Unit, Coil with Blower | RA1318AJ1 |  | RCF2417MTAM | 12 | 14.5 | Yes | Yes | 2015-02-05 |  | 0
FALSE | RA1430AJ1 | 4759 | 7944965 | RHEEM SALES COMPANY, INC. | RA1430AJ1 | AC | Split System: Air-Cooled Condensing Unit, Coil with Blower | RA1430AJ1 |  | RCF3621MTAM | 13 | 16 | Yes | Yes | 2015-02-05 |  | 2
FALSE | RA1460AD1 | 4763 | 7492675 | RHEEM SALES COMPANY, INC. | RA1460AJ1 | AC | Split System: Air-Cooled Condensing Unit, Coil with Blower | RA1460AJ1 |  | RH2T6024STAN | 12 | 14.5 | Yes | Yes | 2015-02-05 |  | 0
FALSE | RA1442AD1 | 4761 | 7601521 | RHEEM SALES COMPANY, INC. | RA1442AJ1 | AC | Split System: Air-Cooled Condensing Unit, Coil with Blower | RA1442AJ1 |  | RCFL-H*4821 | 12 | 14.5 | Yes | Yes | 2015-02-05 |  | 0
FALSE | RA1336AD1 | 4824 | 7508911 | RHEEM SALES COMPANY, INC. | RA1336AJ1 | AC | Split System: Air-Cooled Condensing Unit, Coil with Blower | RA1336AJ1 |  | RH1V3621MTAN | 12 | 14.5 | Yes | Yes | 2015-02-05 |  | 0
FALSE | RA1318AJ1 | 4821 | 7507586 | RHEEM SALES COMPANY, INC. | RA1318AJ1 | AC | Split System: Air-Cooled Condensing Unit, Coil with Blower | RA1318AJ1 |  | RCFN-H*2421 | 12 | 14.5 | Yes | Yes | 2015-02-05 |  | 0
FALSE | RA1648AJ1 | 4919 | 7943502 | RHEEM SALES COMPANY, INC. | RA1648AJ1 | AC | Split System: Air-Cooled Condensing Unit, Coil Alone | RA1648AJ1 |  | RCQD-4821+RXMD-C04 | 12.5 | 15.1 | Yes | Yes | 2015-02-05 |  | 1
FALSE | RA1330AJ1 | 4823 | 7982358 | RHEEM SALES COMPANY, INC. | RA1330AJ1 | AC | Split System: Air-Cooled Condensing Unit, Coil with Blower | RA1330AJ1 |  | RCFN-H*3624 | 12.5 | 15.1 | Yes | Yes | 2015-02-05 |  | 1
FALSE | RA1630AJ1 | 4916 | 7941292 | RHEEM SALES COMPANY, INC. | RA1630AJ1 | AC | Split System: Air-Cooled Condensing Unit, Coil with Blower | RA1630AJ1 |  | RCQD-3621 | 13 | 16 | Yes | Yes | 2015-02-05 |  | 2
FALSE | RA1436AD1 | 4760 | 7491648 | RHEEM SALES COMPANY, INC. | RA1436AJ1 | AC | Split System: Air-Cooled Condensing Unit, Coil with Blower | RA1436AJ1 |  | RCFL-H*3617 | 12 | 14.5 | Yes | Yes | 2015-02-05 |  | 0
FALSE | RA1630AJ1 | 4916 | 7941166 | RHEEM SALES COMPANY, INC. | RA1630AJ1 | AC | Split System: Air-Cooled Condensing Unit, Coil with Blower | RA1630AJ1 |  | RCFL-H*3821 | 13 | 16 | Yes | Yes | 2015-02-05 |  | 2
FALSE | RA1436AD1 | 4760 | 7491495 | RHEEM SALES COMPANY, INC. | RA1436AC1 | AC | Split System: Air-Cooled Condensing Unit, Coil with Blower | RA1436AC1 |  | RCQD-3624 | 13 | 16 | Yes | Yes | 2015-02-05 |  | 2
FALSE | RA1424AJ1 | 4758 | 7607061 | RHEEM SALES COMPANY, INC. | RA1424AJ1 | AC | Split System: Air-Cooled Condensing Unit, Coil with Blower | RA1424AJ1 |  | RCFN-H*2421 | 13 | 15.5 | Yes | Yes | 2015-02-05 |  | 1
FALSE | RA1430AJ1 | 4759 | 7491017 | RHEEM SALES COMPANY, INC. | RA1430AJ1 | AC | Split System: Air-Cooled Condensing Unit, Coil with Blower | RA1430AJ1 |  | RCF3621STAM | 12.5 | 15.1 | Yes | Yes | 2015-02-05 |  | 1
FALSE | RA1436AD1 | 4760 | 7491600 | RHEEM SALES COMPANY, INC. | RA1436AJ1 | AC | Split System: Air-Cooled Condensing Unit, Coil with Blower | RA1436AJ1 |  | RCF3621STAM | 12.5 | 15 | Yes | Yes | 2015-02-05 |  | 1
FALSE | RA1318AJ1 | 4821 | 7507599 | RHEEM SALES COMPANY, INC. | RA1318AJ1 | AC | Split System: Air-Cooled Condensing Unit, Coil with Blower | RA1318AJ1 |  | RCQD-2417 | 12.5 | 15.1 | Yes | Yes | 2015-02-05 |  | 1
FALSE | RA1336AD1 | 4824 | 7508436 | RHEEM SALES COMPANY, INC. | RA1336AC1 | AC | Split System: Air-Cooled Condensing Unit, Coil with Blower | RA1336AC1 |  | RCFL-H*3824 | 12 | 14.5 | Yes | Yes | 2015-02-05 |  | 0
FALSE | RA1442AD1 | 4761 | 7492125 | RHEEM SALES COMPANY, INC. | RA1442AJ1 | AC | Split System: Air-Cooled Condensing Unit, Coil with Blower | RA1442AJ1 |  | RCFL-H*4824 | 12 | 14.5 | Yes | Yes | 2015-02-05 |  | 0
FALSE | RA1618AJ1 | 4914 | 7940477 | RHEEM SALES COMPANY, INC. | RA1618AJ1 | AC | Split System: Air-Cooled Condensing Unit, Coil with Blower | RA1618AJ1 |  | RCFL-H*2621 | 13 | 16 | Yes | Yes | 2015-02-05 |  | 2
FALSE | RA1436AD1 | 4760 | 7599715 | RHEEM SALES COMPANY, INC. | RA1436AC1 | AC | Split System: Air-Cooled Condensing Unit, Coil with Blower | RA1436AC1 |  | RCFL-H*3821 | 12.5 | 15.1 | Yes | Yes | 2015-02-05 |  | 1
FALSE | RA1418AJ1 | 4757 | 7490604 | RHEEM SALES COMPANY, INC. | RA1418AJ1 | AC | Split System: Air-Cooled Condensing Unit, Coil with Blower | RA1418AJ1 |  | RCFL-A*2417 | 13 | 15.5 | Yes | Yes | 2015-02-05 |  | 1
FALSE | RA1436AD1 | 4760 | 7601487 | RHEEM SALES COMPANY, INC. | RA1436AJ1 | AC | Split System: Air-Cooled Condensing Unit, Coil with Blower | RA1436AJ1 |  | RCQD-3621 | 13 | 16 | Yes | Yes | 2015-02-05 |  | 2
FALSE | RA1342AD1 | 4827 | 7511771 | RHEEM SALES COMPANY, INC. | RA1342AC1 | AC | Split System: Air-Cooled Condensing Unit, Coil with Blower | RA1342AC1 |  | RCFN-H*4824 | 12 | 14.5 | Yes | Yes | 2015-02-05 |  | 0
FALSE | RA1424AJ1 | 4758 | 7490873 | RHEEM SALES COMPANY, INC. | RA1424AJ1 | AC | Split System: Air-Cooled Condensing Unit, Coil with Blower | RA1424AJ1 |  | RCFL-H*2621 | 13 | 15.5 | Yes | Yes | 2015-02-05 |  | 1
FALSE | RA1318AJ1 | 4821 | 7507546 | RHEEM SALES COMPANY, INC. | RA1318AJ1 | AC | Split System: Air-Cooled Condensing Unit, Coil with Blower | RA1318AJ1 |  | RCFL-H*2621 | 12 | 14.5 | Yes | Yes | 2015-02-05 |  | 0
FALSE | RA1336AD1 | 4824 | 7508311 | RHEEM SALES COMPANY, INC. | RA1336AC1 | AC | Split System: Air-Cooled Condensing Unit, Coil with Blower | RA1336AC1 |  | RCF3624MTAM | 12 | 14.5 | Yes | Yes | 2015-02-05 |  | 0
FALSE | RA1630AJ1 | 4916 | 7944020 | RHEEM SALES COMPANY, INC. | RA1630AJ1 | AC | Split System: Air-Cooled Condensing Unit, Coil with Blower | RA1630AJ1 |  | RCF3617STAM | 13 | 16 | Yes | Yes | 2015-02-05 |  | 2
FALSE | RA1630AJ1 | 4916 | 7941168 | RHEEM SALES COMPANY, INC. | RA1630AJ1 | AC | Split System: Air-Cooled Condensing Unit, Coil with Blower | RA1630AJ1 |  | RCFL-H*3821 | 13 | 16 | Yes | Yes | 2015-02-05 |  | 2
FALSE | RA1624AJ1 | 4915 | 7940798 | RHEEM SALES COMPANY, INC. | RA1624AJ1 | AC | Split System: Air-Cooled Condensing Unit, Coil with Blower | RA1624AJ1 |  | RCFL-H*2621 | 13 | 16 | Yes | Yes | 2015-02-05 |  | 2
FALSE | RA1636AJ1 | 4917 | 7942059 | RHEEM SALES COMPANY, INC. | RA1636AJ1 | AC | Split System: Air-Cooled Condensing Unit, Coil with Blower | RA1636AJ1 |  | RCFL-H*3821 | 13 | 16 | Yes | Yes | 2015-02-05 |  | 2
FALSE | RA1418AJ1 | 4757 | 7490668 | RHEEM SALES COMPANY, INC. | RA1418AJ1 | AC | Split System: Air-Cooled Condensing Unit, Coil with Blower | RA1418AJ1 |  | RCFL-H*2621 | 13 | 16 | Yes | Yes | 2015-02-05 |  | 2
FALSE | RA1636AJ1 | 4917 | 7941995 | RHEEM SALES COMPANY, INC. | RA1636AJ1 | AC | Split System: Air-Cooled Condensing Unit, Coil with Blower | RA1636AJ1 |  | RCFL-H*3617 | 13 | 15.5 | Yes | Yes | 2015-02-05 |  | 1
FALSE | RA1442AD1 | 4761 | 7600311 | RHEEM SALES COMPANY, INC. | RA1442AD1 | AC | Split System: Air-Cooled Condensing Unit, Coil with Blower | RA1442AD1 |  | RCF4821STAM | 12.5 | 15 | Yes | Yes | 2015-02-05 |  | 1
FALSE | RA1642AJ1 | 4918 | 7942383 | RHEEM SALES COMPANY, INC. | RA1642AC1 | AC | Split System: Air-Cooled Condensing Unit, Coil with Blower | RA1642AC1 |  | RCFL-H*4821 | 13 | 15.5 | Yes | Yes | 2015-02-05 |  | 1
FALSE | RA1448AD1 | 4762 | 7492202 | RHEEM SALES COMPANY, INC. | RA1448AC1 | AC | Split System: Air-Cooled Condensing Unit, Coil with Blower | RA1448AC1 |  | RCF4824HTAM | 12 | 14.5 | Yes | Yes | 2015-02-05 |  | 0
FALSE | RA1618AJ1 | 4914 | 7940534 | RHEEM SALES COMPANY, INC. | RA1618AJ1 | AC | Split System: Air-Cooled Condensing Unit, Coil with Blower | RA1618AJ1 |  | RCFN-H*2421 | 13 | 16 | Yes | Yes | 2015-02-05 |  | 2
FALSE | RA1630AJ1 | 4916 | 7941139 | RHEEM SALES COMPANY, INC. | RA1630AJ1 | AC | Split System: Air-Cooled Condensing Unit, Coil with Blower | RA1630AJ1 |  | RCFL-H*3621 | 13 | 16 | Yes | Yes | 2015-02-05 |  | 2
FALSE | RA1318AJ1 | 4821 | 7507446 | RHEEM SALES COMPANY, INC. | RA1318AJ1 | AC | Split System: Air-Cooled Condensing Unit, Coil with Blower | RA1318AJ1 |  | RCF2417STAM | 12 | 14.5 | Yes | Yes | 2015-02-05 |  | 0
FALSE | RA1436AD1 | 4760 | 7600174 | RHEEM SALES COMPANY, INC. | RA1436AJ1 | AC | Split System: Air-Cooled Condensing Unit, Coil with Blower | RA1436AJ1 |  | RCF3617STAM | 12.5 | 15 | Yes | Yes | 2015-02-05 |  | 1
FALSE | RA1460AD1 | 4763 | 7945191 | RHEEM SALES COMPANY, INC. | RA1460AC1 | AC | Split System: Air-Cooled Condensing Unit, Coil with Blower | RA1460AC1 |  | RCF6024STAM | 12 | 14.5 | Yes | Yes | 2015-02-05 |  | 0
FALSE | RA1636AJ1 | 4917 | 7942191 | RHEEM SALES COMPANY, INC. | RA1636AJ1 | AC | Split System: Air-Cooled Condensing Unit, Coil with Blower | RA1636AJ1 |  | RCQD-3624 | 13 | 16 | Yes | Yes | 2015-02-05 |  | 2
FALSE | RA1630AJ1 | 4916 | 7941154 | RHEEM SALES COMPANY, INC. | RA1630AJ1 | AC | Split System: Air-Cooled Condensing Unit, Coil with Blower | RA1630AJ1 |  | RCFL-H*3621 | 13 | 16 | Yes | Yes | 2015-02-05 |  | 2
FALSE | RA1648AJ1 | 4919 | 7943096 | RHEEM SALES COMPANY, INC. | RA1648AC1 | AC | Split System: Air-Cooled Condensing Unit, Coil with Blower | RA1648AC1 |  | RCFL-H*4824 | 12.5 | 15.1 | Yes | Yes | 2015-02-05 |  | 1
FALSE | RA1448AD1 | 4762 | 7492197 | RHEEM SALES COMPANY, INC. | RA1448AC1 | AC | Split System: Air-Cooled Condensing Unit, Coil with Blower | RA1448AC1 |  | RCF4824HTAM | 12.5 | 15 | Yes | Yes | 2015-02-05 |  | 1
FALSE | RA1442AD1 | 4761 | 7601508 | RHEEM SALES COMPANY, INC. | RA1442AD1 | AC | Split System: Air-Cooled Condensing Unit, Coil with Blower | RA1442AD1 |  | RCF4824STAM | 12 | 14.5 | Yes | Yes | 2015-02-05 |  | 0
FALSE | RA1318AJ1 | 4821 | 7983186 | RHEEM SALES COMPANY, INC. | RA1318AJ1 | AC | Split System: Air-Cooled Condensing Unit, Coil with Blower | RA1318AJ1 |  | RCF2421MTAM | 12 | 14.5 | Yes | Yes | 2015-02-05 |  | 0
FALSE | RA1424AJ1 | 4758 | 7490753 | RHEEM SALES COMPANY, INC. | RA1424AJ1 | AC | Split System: Air-Cooled Condensing Unit, Coil with Blower | RA1424AJ1 |  | RCF2417MTAM | 12.5 | 15.1 | Yes | Yes | 2015-02-05 |  | 1
FALSE | RA1648AJ1 | 4919 | 7943466 | RHEEM SALES COMPANY, INC. | RA1648AJ1 | AC | Split System: Air-Cooled Condensing Unit, Coil with Blower | RA1648AJ1 |  | RCFN-H*4824 | 13 | 16 | Yes | Yes | 2015-02-05 |  | 2
FALSE | RA1636AJ1 | 4917 | 7944068 | RHEEM SALES COMPANY, INC. | RA1636AC1 | AC | Split System: Air-Cooled Condensing Unit, Coil with Blower | RA1636AC1 |  | RCF3617STAM | 13 | 15.5 | Yes | Yes | 2015-02-05 |  | 1
FALSE | RA1642AJ1 | 4918 | 7942320 | RHEEM SALES COMPANY, INC. | RA1642AC1 | AC | Split System: Air-Cooled Condensing Unit, Coil with Blower | RA1642AC1 |  | RCF4824STAM | 13 | 15.5 | Yes | Yes | 2015-02-05 |  | 1
FALSE | RA1336AD1 | 4824 | 7508802 | RHEEM SALES COMPANY, INC. | RA1336AJ1 | AC | Split System: Air-Cooled Condensing Unit, Coil with Blower | RA1336AJ1 |  | RCFL-H*3824 | 12 | 14.5 | Yes | Yes | 2015-02-05 |  | 0
FALSE | RA1624AJ1 | 4915 | 7940749 | RHEEM SALES COMPANY, INC. | RA1624AJ1 | AC | Split System: Air-Cooled Condensing Unit, Coil with Blower | RA1624AJ1 |  | RCFL-H*2617 | 13 | 16 | Yes | Yes | 2015-02-05 |  | 2
FALSE | RA1642AJ1 | 4918 | 7942488 | RHEEM SALES COMPANY, INC. | RA1642AC1 | AC | Split System: Air-Cooled Condensing Unit, Coil with Blower | RA1642AC1 |  | RCQD-4821 | 12.5 | 15 | Yes | Yes | 2015-02-05 |  | 1
FALSE | RA1642AJ1 | 4918 | 7942738 | RHEEM SALES COMPANY, INC. | RA1642AJ1 | AC | Split System: Air-Cooled Condensing Unit, Coil with Blower | RA1642AJ1 |  | RCFL-H*4824 | 13 | 16 | Yes | Yes | 2015-02-05 |  | 2
FALSE | RA1442AD1 | 4761 | 7492139 | RHEEM SALES COMPANY, INC. | RA1442AJ1 | AC | Split System: Air-Cooled Condensing Unit, Coil with Blower | RA1442AJ1 |  | RCFN-H*4824 | 13 | 15.5 | Yes | Yes | 2015-02-05 |  | 1
FALSE | RA1318AJ1 | 4821 | 7507496 | RHEEM SALES COMPANY, INC. | RA1318AJ1 | AC | Split System: Air-Cooled Condensing Unit, Coil with Blower | RA1318AJ1 |  | RCFL-H*2417 | 12 | 14.5 | Yes | Yes | 2015-02-05 |  | 0
FALSE | RA1630AJ1 | 4916 | 7941352 | RHEEM SALES COMPANY, INC. | RA1630AJ1 | AC | Split System: Air-Cooled Condensing Unit, Coil with Blower | RA1630AJ1 |  | RHLL-HM3821 | 13 | 16 | Yes | Yes | 2015-02-05 |  | 2
FALSE | RA1648AJ1 | 4919 | 7943125 | RHEEM SALES COMPANY, INC. | RA1648AC1 | AC | Split System: Air-Cooled Condensing Unit, Coil with Blower | RA1648AC1 |  | RCFN-H*4824 | 13 | 16 | Yes | Yes | 2015-02-05 |  | 2
FALSE | RA1624AJ1 | 4915 | 7940666 | RHEEM SALES COMPANY, INC. | RA1624AJ1 | AC | Split System: Air-Cooled Condensing Unit, Coil with Blower | RA1624AJ1 |  | RCF2421HTAM | 13 | 16 | Yes | Yes | 2015-02-05 |  | 2
FALSE | RA1624AJ1 | 4915 | 7940650 | RHEEM SALES COMPANY, INC. | RA1624AJ1 | AC | Split System: Air-Cooled Condensing Unit, Coil with Blower | RA1624AJ1 |  | RCF2421HTAM | 13 | 16 | Yes | Yes | 2015-02-05 |  | 2
FALSE | RA1648AJ1 | 4919 | 7943011 | RHEEM SALES COMPANY, INC. | RA1648AC1 | AC | Split System: Air-Cooled Condensing Unit, Coil with Blower | RA1648AC1 |  | RCFL-H*4821 | 13 | 15.5 | Yes | Yes | 2015-02-05 |  | 1
FALSE | RA1642AJ1 | 4918 | 7942838 | RHEEM SALES COMPANY, INC. | RA1642AJ1 | AC | Split System: Air-Cooled Condensing Unit, Coil with Blower | RA1642AJ1 |  | RCQD-4821 | 13 | 15.5 | Yes | Yes | 2015-02-05 |  | 1
FALSE | RA1436AD1 | 4760 | 7599923 | RHEEM SALES COMPANY, INC. | RA1436AD1 | AC | Split System: Air-Cooled Condensing Unit, Coil with Blower | RA1436AD1 |  | RCFL-H*3617 | 12 | 14.5 | Yes | Yes | 2015-02-05 |  | 0
FALSE | RA1418AJ1 | 4757 | 7490706 | RHEEM SALES COMPANY, INC. | RA1418AJ1 | AC | Split System: Air-Cooled Condensing Unit, Coil with Blower | RA1418AJ1 |  | RCFN-H*2421 | 13 | 15.5 | Yes | Yes | 2015-02-05 |  | 1
FALSE | RA1642AJ1 | 4918 | 7942736 | RHEEM SALES COMPANY, INC. | RA1642AJ1 | AC | Split System: Air-Cooled Condensing Unit, Coil with Blower | RA1642AJ1 |  | RCFL-H*4824 | 13 | 16 | Yes | Yes | 2015-02-05 |  | 2
FALSE | RA1648AJ1 | 4919 | 7943336 | RHEEM SALES COMPANY, INC. | RA1648AJ1 | AC | Split System: Air-Cooled Condensing Unit, Coil with Blower | RA1648AJ1 |  | RCFL-H*4821 | 12 | 14.5 | Yes | Yes | 2015-02-05 |  | 0
FALSE | RA1642AJ1 | 4918 | 7942578 | RHEEM SALES COMPANY, INC. | RA1642AJ1 | AC | Split System: Air-Cooled Condensing Unit, Coil with Blower | RA1642AJ1 |  | RCF4821STAM | 13 | 15.5 | Yes | Yes | 2015-02-05 |  | 1
FALSE | RA1442AD1 | 4761 | 7491837 | RHEEM SALES COMPANY, INC. | RA1442AC1 | AC | Split System: Air-Cooled Condensing Unit, Coil with Blower | RA1442AC1 |  | RCF4821STAM | 12 | 14.5 | Yes | Yes | 2015-02-05 |  | 0
FALSE | RA1318AJ1 | 4821 | 7507499 | RHEEM SALES COMPANY, INC. | RA1318AJ1 | AC | Split System: Air-Cooled Condensing Unit, Coil with Blower | RA1318AJ1 |  | RCFL-H*2417 | 12 | 14.5 | Yes | Yes | 2015-02-05 |  | 0
FALSE | RA1418AJ1 | 4757 | 7601317 | RHEEM SALES COMPANY, INC. | RA1418AJ1 | AC | Split System: Air-Cooled Condensing Unit, Coil with Blower | RA1418AJ1 |  | RCF2421HTAM | 13 | 16 | Yes | Yes | 2015-02-05 |  | 2
FALSE | RA1630AJ1 | 4916 | 7941338 | RHEEM SALES COMPANY, INC. | RA1630AJ1 | AC | Split System: Air-Cooled Condensing Unit, Coil with Blower | RA1630AJ1 |  | RCQD-3624 | 13 | 16 | Yes | Yes | 2015-02-05 |  | 2
FALSE | RA1642AJ1 | 4918 | 7942549 | RHEEM SALES COMPANY, INC. | RA1642AC1 | AC | Split System: Air-Cooled Condensing Unit, Coil with Blower | RA1642AC1 |  | RCQD-4824 | 13 | 16 | Yes | Yes | 2015-02-05 |  | 2
FALSE | RA1424AJ1 | 4758 | 7490871 | RHEEM SALES COMPANY, INC. | RA1424AJ1 | AC | Split System: Air-Cooled Condensing Unit, Coil with Blower | RA1424AJ1 |  | RCFL-H*2621 | 13 | 15.5 | Yes | Yes | 2015-02-05 |  | 1
FALSE | RA1418AJ1 | 4757 | 7490642 | RHEEM SALES COMPANY, INC. | RA1418AJ1 | AC | Split System: Air-Cooled Condensing Unit, Coil with Blower | RA1418AJ1 |  | RCFL-H*2617 | 13 | 15.5 | Yes | Yes | 2015-02-05 |  | 1
FALSE | RA1436AD1 | 4760 | 7491244 | RHEEM SALES COMPANY, INC. | RA1436AC1 | AC | Split System: Air-Cooled Condensing Unit, Coil with Blower | RA1436AC1 |  | RCF3617STAM | 12 | 14.5 | Yes | Yes | 2015-02-05 |  | 0
FALSE | RA1636AJ1 | 4917 | 7941494 | RHEEM SALES COMPANY, INC. | RA1636AC1 | AC | Split System: Air-Cooled Condensing Unit, Coil with Blower | RA1636AC1 |  | RCF3624HTAM | 13 | 16 | Yes | Yes | 2015-02-05 |  | 2
FALSE | RA1336AD1 | 4824 | 7508512 | RHEEM SALES COMPANY, INC. | RA1336AC1 | AC | Split System: Air-Cooled Condensing Unit, Coil with Blower | RA1336AC1 |  | RCQD-3621 | 12 | 14.5 | Yes | Yes | 2015-02-05 |  | 0
FALSE | RA1436AD1 | 4760 | 7599796 | RHEEM SALES COMPANY, INC. | RA1436AD1 | AC | Split System: Air-Cooled Condensing Unit, Coil with Blower | RA1436AD1 |  | RCF3621MTAM | 13 | 16 | Yes | Yes | 2015-02-05 |  | 2
FALSE | RA1642AJ1 | 4918 | 7942654 | RHEEM SALES COMPANY, INC. | RA1642AJ1 | AC | Split System: Air-Cooled Condensing Unit, Coil with Blower | RA1642AJ1 |  | RCF4824STAM | 12.5 | 15.1 | Yes | Yes | 2015-02-05 |  | 1
FALSE | RA1430AJ1 | 4759 | 7491142 | RHEEM SALES COMPANY, INC. | RA1430AJ1 | AC | Split System: Air-Cooled Condensing Unit, Coil with Blower | RA1430AJ1 |  | RCFL-H*3821 | 13 | 15.5 | Yes | Yes | 2015-02-05 |  | 1
FALSE | RA1630AJ1 | 4916 | 7941129 | RHEEM SALES COMPANY, INC. | RA1630AJ1 | AC | Split System: Air-Cooled Condensing Unit, Coil with Blower | RA1630AJ1 |  | RCFL-H*3621 | 13 | 16 | Yes | Yes | 2015-02-05 |  | 2
FALSE | RA1442AD1 | 4761 | 7492108 | RHEEM SALES COMPANY, INC. | RA1442AJ1 | AC | Split System: Air-Cooled Condensing Unit, Coil with Blower | RA1442AJ1 |  | RCFL-H*4824 | 12 | 14.5 | Yes | Yes | 2015-02-05 |  | 0
FALSE | RA1424AJ1 | 4758 | 7490966 | RHEEM SALES COMPANY, INC. | RA1424AJ1 | AC | Split System: Air-Cooled Condensing Unit, Coil with Blower | RA1424AJ1 |  | RH2T2421MTAN | 12.5 | 15 | Yes | Yes | 2015-02-05 |  | 1
FALSE | RA1430AJ1 | 4759 | 7491112 | RHEEM SALES COMPANY, INC. | RA1430AJ1 | AC | Split System: Air-Cooled Condensing Unit, Coil with Blower | RA1430AJ1 |  | RCFL-H*3621 | 13 | 15.5 | Yes | Yes | 2015-02-05 |  | 1
FALSE | RA1636AJ1 | 4917 | 7942117 | RHEEM SALES COMPANY, INC. | RA1636AJ1 | AC | Split System: Air-Cooled Condensing Unit, Coil with Blower | RA1636AJ1 |  | RCFL-H*3824 | 13 | 16 | Yes | Yes | 2015-02-05 |  | 2
FALSE | RA1436AD1 | 4760 | 7600195 | RHEEM SALES COMPANY, INC. | RA1436AJ1 | AC | Split System: Air-Cooled Condensing Unit, Coil with Blower | RA1436AJ1 |  | RCF3624HTAM | 13 | 16 | Yes | Yes | 2015-02-05 |  | 2
FALSE | RA1636AJ1 | 4917 | 7941920 | RHEEM SALES COMPANY, INC. | RA1636AJ1 | AC | Split System: Air-Cooled Condensing Unit, Coil with Blower | RA1636AJ1 |  | RCF3624HTAM | 13 | 16 | Yes | Yes | 2015-02-05 |  | 2
FALSE | RA1636AJ1 | 4917 | 7941895 | RHEEM SALES COMPANY, INC. | RA1636AJ1 | AC | Split System: Air-Cooled Condensing Unit, Coil with Blower | RA1636AJ1 |  | RCF3621STAM | 13 | 15.5 | Yes | Yes | 2015-02-05 |  | 1
FALSE | RA1442AD1 | 4761 | 7492155 | RHEEM SALES COMPANY, INC. | RA1442AJ1 | AC | Split System: Air-Cooled Condensing Unit, Coil with Blower | RA1442AJ1 |  | RCFN-H*4824 | 12.5 | 15.1 | Yes | Yes | 2015-02-05 |  | 1
FALSE | RA1430AJ1 | 4759 | 7944972 | RHEEM SALES COMPANY, INC. | RA1430AJ1 | AC | Split System: Air-Cooled Condensing Unit, Coil with Blower | RA1430AJ1 |  | RCF3621STAM | 13 | 15.5 | Yes | Yes | 2015-02-05 |  | 1
FALSE | RA1436AD1 | 4760 | 7599733 | RHEEM SALES COMPANY, INC. | RA1436AD1 | AC | Split System: Air-Cooled Condensing Unit, Coil with Blower | RA1436AD1 |  | RBHP-21 | 13 | 15.5 | Yes | Yes | 2015-02-05 |  | 1
FALSE | RA1660AC1 | 4920 | 7944288 | RHEEM SALES COMPANY, INC. | RA1660AC1 | AC | Split System: Air-Cooled Condensing Unit, Coil with Blower | RA1660AC1 |  | RCF6024STAM | 13 | 15.5 | Yes | Yes | 2015-02-05 |  | 1
FALSE | RA1642AJ1 | 4918 | 7942251 | RHEEM SALES COMPANY, INC. | RA1642AC1 | AC | Split System: Air-Cooled Condensing Unit, Coil with Blower | RA1642AC1 |  | RCF4821STAM | 13 | 15.5 | Yes | Yes | 2015-02-05 |  | 1
FALSE | RA1648AJ1 | 4919 | 7943476 | RHEEM SALES COMPANY, INC. | RA1648AJ1 | AC | Split System: Air-Cooled Condensing Unit, Coil with Blower | RA1648AJ1 |  | RCQD-4821 | 13 | 15.5 | Yes | Yes | 2015-02-05 |  | 1
FALSE | RA1336AD1 | 4824 | 7982433 | RHEEM SALES COMPANY, INC. | RA1336AJ1 | AC | Split System: Air-Cooled Condensing Unit, Coil with Blower | RA1336AJ1 |  | RCF3621MTAM | 12 | 14.5 | Yes | Yes | 2015-02-05 |  | 0
FALSE | RA1648AJ1 | 4919 | 7943281 | RHEEM SALES COMPANY, INC. | RA1648AJ1 | AC | Split System: Air-Cooled Condensing Unit, Coil with Blower | RA1648AJ1 |  | RCF4824HTAM | 13 | 16 | Yes | Yes | 2015-02-05 |  | 2
FALSE | RA1460AD1 | 4763 | 7600907 | RHEEM SALES COMPANY, INC. | RA1460AC1 | AC | Split System: Air-Cooled Condensing Unit, Coil with Blower | RA1460AC1 |  | RCF6024HTAM | 12 | 14.5 | Yes | Yes | 2015-02-05 |  | 0
FALSE | RA1642AJ1 | 4918 | 7942749 | RHEEM SALES COMPANY, INC. | RA1642AJ1 | AC | Split System: Air-Cooled Condensing Unit, Coil with Blower | RA1642AJ1 |  | RCFL-H*4824 | 13 | 15.5 | Yes | Yes | 2015-02-05 |  | 1
FALSE | RA1418AJ1 | 4757 | 7490693 | RHEEM SALES COMPANY, INC. | RA1418AJ1 | AC | Split System: Air-Cooled Condensing Unit, Coil with Blower | RA1418AJ1 |  | RCFN-H*2421 | 13 | 16 | Yes | Yes | 2015-02-05 |  | 2
FALSE | RA1418AJ1 | 4757 | 7490721 | RHEEM SALES COMPANY, INC. | RA1418AJ1 | AC | Split System: Air-Cooled Condensing Unit, Coil with Blower | RA1418AJ1 |  | RCQD-2417 | 13 | 16 | Yes | Yes | 2015-02-05 |  | 2
FALSE | RA1442AD1 | 4761 | 7600551 | RHEEM SALES COMPANY, INC. | RA1442AJ1 | AC | Split System: Air-Cooled Condensing Unit, Coil with Blower | RA1442AJ1 |  | RCFN-H*4824 | 13 | 15.5 | Yes | Yes | 2015-02-05 |  | 1
FALSE | RA1636AJ1 | 4917 | 7942126 | RHEEM SALES COMPANY, INC. | RA1636AJ1 | AC | Split System: Air-Cooled Condensing Unit, Coil with Blower | RA1636AJ1 |  | RCFL-H*3824 | 13 | 16 | Yes | Yes | 2015-02-05 |  | 2
FALSE | RA1448AD1 | 4762 | 7945177 | RHEEM SALES COMPANY, INC. | RA1448AJ1 | AC | Split System: Air-Cooled Condensing Unit, Coil with Blower | RA1448AJ1 |  | RCF4824STAM | 12.5 | 15.1 | Yes | Yes | 2015-02-05 |  | 1
FALSE | RA1318AJ1 | 4821 | 7507469 | RHEEM SALES COMPANY, INC. | RA1318AJ1 | AC | Split System: Air-Cooled Condensing Unit, Coil with Blower | RA1318AJ1 |  | RCF2421HTAM | 12.5 | 15 | Yes | Yes | 2015-02-05 |  | 1
FALSE | RA1648AJ1 | 4919 | 7943536 | RHEEM SALES COMPANY, INC. | RA1648AJ1 | AC | Split System: Air-Cooled Condensing Unit, Coil with Blower | RA1648AJ1 |  | RH1T4824STAN | 13 | 16 | Yes | Yes | 2015-02-05 |  | 2
FALSE | RA1636AJ1 | 4917 | 7942021 | RHEEM SALES COMPANY, INC. | RA1636AJ1 | AC | Split System: Air-Cooled Condensing Unit, Coil with Blower | RA1636AJ1 |  | RCFL-H*3621 | 13 | 15.5 | Yes | Yes | 2015-02-05 |  | 1
FALSE | RA1336AD1 | 4824 | 7983426 | RHEEM SALES COMPANY, INC. | RA1336AJ1 | AC | Split System: Air-Cooled Condensing Unit, Coil with Blower | RA1336AJ1 |  | RCF3624MTAM | 12 | 14.5 | Yes | Yes | 2015-02-05 |  | 0
FALSE | RA1442AD1 | 4761 | 7492041 | RHEEM SALES COMPANY, INC. | RA1442AJ1 | AC | Split System: Air-Cooled Condensing Unit, Coil with Blower | RA1442AJ1 |  | RCF4824HTAM | 12.5 | 15.1 | Yes | Yes | 2015-02-05 |  | 1
FALSE | RA1336AD1 | 4824 | 7508681 | RHEEM SALES COMPANY, INC. | RA1336AJ1 | AC | Split System: Air-Cooled Condensing Unit, Coil with Blower | RA1336AJ1 |  | RCF3624MTAM | 12 | 14.5 | Yes | Yes | 2015-02-05 |  | 0
FALSE | RA1442AD1 | 4761 | 7491963 | RHEEM SALES COMPANY, INC. | RA1442AC1 | AC | Split System: Air-Cooled Condensing Unit, Coil with Blower | RA1442AC1 |  | RCFN-H*4824 | 13 | 15.5 | Yes | Yes | 2015-02-05 |  | 1
FALSE | RA1442AD1 | 4761 | 7600504 | RHEEM SALES COMPANY, INC. | RA1442AD1 | AC | Split System: Air-Cooled Condensing Unit, Coil with Blower | RA1442AD1 |  | RCFN-H*4824 | 12.5 | 15.1 | Yes | Yes | 2015-02-05 |  | 1
FALSE | RA1436AD1 | 4760 | 7491781 | RHEEM SALES COMPANY, INC. | RA1436AJ1 | AC | Split System: Air-Cooled Condensing Unit, Coil with Blower | RA1436AJ1 |  | RCQD-3621 | 13 | 16 | Yes | Yes | 2015-02-05 |  | 2
FALSE | RA1642AJ1 | 4918 | 7942883 | RHEEM SALES COMPANY, INC. | RA1642AJ1 | AC | Split System: Air-Cooled Condensing Unit, Coil with Blower | RA1642AJ1 |  | RCQD-4824 | 13 | 16 | Yes | Yes | 2015-02-05 |  | 2
FALSE | RA1648AJ1 | 4919 | 7943369 | RHEEM SALES COMPANY, INC. | RA1648AJ1 | AC | Split System: Air-Cooled Condensing Unit, Coil with Blower | RA1648AJ1 |  | RCFL-H*4821 | 13 | 15.5 | Yes | Yes | 2015-02-05 |  | 1
FALSE | RA1318AJ1 | 4821 | 7983168 | RHEEM SALES COMPANY, INC. | RA1318AJ1 | AC | Split System: Air-Cooled Condensing Unit, Coil with Blower | RA1318AJ1 |  | RCF2417HTAM | 12 | 14.5 | Yes | Yes | 2015-02-05 |  | 0
FALSE | RA1330AJ1 | 4823 | 7983260 | RHEEM SALES COMPANY, INC. | RA1330AJ1 | AC | Split System: Air-Cooled Condensing Unit, Coil with Blower | RA1330AJ1 |  | RCF3621MTAM | 12 | 14.5 | Yes | Yes | 2015-02-05 |  | 0
FALSE | RA1648AJ1 | 4919 | 7943288 | RHEEM SALES COMPANY, INC. | RA1648AJ1 | AC | Split System: Air-Cooled Condensing Unit, Coil with Blower | RA1648AJ1 |  | RCF4824HTAM | 13 | 16 | Yes | Yes | 2015-02-05 |  | 2
FALSE | RA1636AJ1 | 4917 | 7944072 | RHEEM SALES COMPANY, INC. | RA1636AC1 | AC | Split System: Air-Cooled Condensing Unit, Coil with Blower | RA1636AC1 |  | RCF3617STAM | 12.5 | 15.1 | Yes | Yes | 2015-02-05 |  | 1
FALSE | RA1448AD1 | 4762 | 7501166 | RHEEM SALES COMPANY, INC. | RA1448AC1 | AC | Split System: Air-Cooled Condensing Unit, Coil with Blower | RA1448AC1 |  | RCF4824HTAM | 12.5 | 15.1 | Yes | Yes | 2015-02-05 |  | 1
FALSE | RA1636AJ1 | 4917 | 7941506 | RHEEM SALES COMPANY, INC. | RA1636AC1 | AC | Split System: Air-Cooled Condensing Unit, Coil with Blower | RA1636AC1 |  | RCF3624MTAM | 13 | 16 | Yes | Yes | 2015-02-05 |  | 2
FALSE | RA1436AD1 | 4760 | 7491624 | RHEEM SALES COMPANY, INC. | RA1436AJ1 | AC | Split System: Air-Cooled Condensing Unit, Coil with Blower | RA1436AJ1 |  | RCF3624MTAM | 13 | 15.5 | Yes | Yes | 2015-02-05 |  | 1
FALSE | RA1436AD1 | 4760 | 7599708 | RHEEM SALES COMPANY, INC. | RA1436AC1 | AC | Split System: Air-Cooled Condensing Unit, Coil with Blower | RA1436AC1 |  | RCFL-H*3621 | 12.5 | 15 | Yes | Yes | 2015-02-05 |  | 1
FALSE | RA1442AD1 | 4761 | 7600369 | RHEEM SALES COMPANY, INC. | RA1442AD1 | AC | Split System: Air-Cooled Condensing Unit, Coil with Blower | RA1442AD1 |  | RCF4824STAM | 12.5 | 15 | Yes | Yes | 2015-02-05 |  | 1
FALSE | RA1448AD1 | 4762 | 7492404 | RHEEM SALES COMPANY, INC. | RA1448AJ1 | AC | Split System: Air-Cooled Condensing Unit, Coil with Blower | RA1448AJ1 |  | RCF4824HTAM | 12 | 14.5 | Yes | Yes | 2015-02-05 |  | 0
FALSE | RA1618AJ1 | 4914 | 7940409 | RHEEM SALES COMPANY, INC. | RA1618AJ1 | AC | Split System: Air-Cooled Condensing Unit, Coil with Blower | RA1618AJ1 |  | RCF2421MTAM | 13 | 16 | Yes | Yes | 2015-02-05 |  | 2
FALSE | RA1648AJ1 | 4919 | 7942920 | RHEEM SALES COMPANY, INC. | RA1648AC1 | AC | Split System: Air-Cooled Condensing Unit, Coil with Blower | RA1648AC1 |  | RCF4821STAM | 12.5 | 15.1 | Yes | Yes | 2015-02-05 |  | 1
FALSE | RA1648AJ1 | 4919 | 7943063 | RHEEM SALES COMPANY, INC. | RA1648AC1 | AC | Split System: Air-Cooled Condensing Unit, Coil with Blower | RA1648AC1 |  | RCFL-H*4824 | 13 | 16 | Yes | Yes | 2015-02-05 |  | 2
FALSE | RA1624AJ1 | 4915 | 7940657 | RHEEM SALES COMPANY, INC. | RA1624AJ1 | AC | Split System: Air-Cooled Condensing Unit, Coil with Blower | RA1624AJ1 |  | RCF2421HTAM | 13 | 16 | Yes | Yes | 2015-02-05 |  | 2
FALSE | RA1630AJ1 | 4916 | 7940970 | RHEEM SALES COMPANY, INC. | RA1630AJ1 | AC | Split System: Air-Cooled Condensing Unit, Coil with Blower | RA1630AJ1 |  | RCF3621MTAM | 13 | 16 | Yes | Yes | 2015-02-05 |  | 2
FALSE | RA1448AD1 | 4762 | 7501186 | RHEEM SALES COMPANY, INC. | RA1448AC1 | AC | Split System: Air-Cooled Condensing Unit, Coil with Blower | RA1448AC1 |  | RCFN-H*4824 | 12.5 | 15.1 | Yes | Yes | 2015-02-05 |  | 1
FALSE | RA1430AJ1 | 4759 | 7599656 | RHEEM SALES COMPANY, INC. | RA1430AJ1 | AC | Split System: Air-Cooled Condensing Unit, Coil with Blower | RA1430AJ1 |  | RCFL-H*3821 | 13 | 15.5 | Yes | Yes | 2015-02-05 |  | 1
FALSE | RA1330AJ1 | 4823 | 7507952 | RHEEM SALES COMPANY, INC. | RA1330AJ1 | AC | Split System: Air-Cooled Condensing Unit, Coil with Blower | RA1330AJ1 |  | RCF3624MTAM | 12.5 | 15.1 | Yes | Yes | 2015-02-05 |  | 1
FALSE | RA1636AJ1 | 4917 | 7941601 | RHEEM SALES COMPANY, INC. | RA1636AC1 | AC | Split System: Air-Cooled Condensing Unit, Coil with Blower | RA1636AC1 |  | RCFL-H*3621 | 13 | 15.5 | Yes | Yes | 2015-02-05 |  | 1
FALSE | RA1636AJ1 | 4917 | 7941706 | RHEEM SALES COMPANY, INC. | RA1636AC1 | AC | Split System: Air-Cooled Condensing Unit, Coil with Blower | RA1636AC1 |  | RCQD-3621 | 13 | 16 | Yes | Yes | 2015-02-05 |  | 2
FALSE | RA1336AD1 | 4824 | 7982447 | RHEEM SALES COMPANY, INC. | RA1336AJ1 | AC | Split System: Air-Cooled Condensing Unit, Coil with Blower | RA1336AJ1 |  | RCF3624HTAM | 13 | 15.5 | Yes | Yes | 2015-02-05 |  | 1
FALSE | RA1636AJ1 | 4917 | 7941500 | RHEEM SALES COMPANY, INC. | RA1636AC1 | AC | Split System: Air-Cooled Condensing Unit, Coil with Blower | RA1636AC1 |  | RCF3624HTAM | 13 | 16 | Yes | Yes | 2015-02-05 |  | 2
FALSE | RA1336AD1 | 4824 | 7508465 | RHEEM SALES COMPANY, INC. | RA1336AC1 | AC | Split System: Air-Cooled Condensing Unit, Coil with Blower | RA1336AC1 |  | RCFN-H*3624 | 12 | 14.5 | Yes | Yes | 2015-02-05 |  | 0
FALSE | RA1418AJ1 | 4757 | 7490685 | RHEEM SALES COMPANY, INC. | RA1418AJ1 | AC | Split System: Air-Cooled Condensing Unit, Coil with Blower | RA1418AJ1 |  | RCFN-H*2417 | 13 | 16 | Yes | Yes | 2015-02-05 |  | 2
FALSE | RA1630AJ1 | 4916 | 7941281 | RHEEM SALES COMPANY, INC. | RA1630AJ1 | AC | Split System: Air-Cooled Condensing Unit, Coil with Blower | RA1630AJ1 |  | RCQD-3621 | 13 | 16 | Yes | Yes | 2015-02-05 |  | 2
FALSE | RA1636AJ1 | 4917 | 7942040 | RHEEM SALES COMPANY, INC. | RA1636AJ1 | AC | Split System: Air-Cooled Condensing Unit, Coil with Blower | RA1636AJ1 |  | RCFL-H*3621 | 13 | 15.5 | Yes | Yes | 2015-02-05 |  | 1
FALSE | RA1418AJ1 | 4757 | 7490637 | RHEEM SALES COMPANY, INC. | RA1418AJ1 | AC | Split System: Air-Cooled Condensing Unit, Coil with Blower | RA1418AJ1 |  | RCFL-H*2617 | 13 | 16 | Yes | Yes | 2015-02-05 |  | 2
FALSE | RA1624AJ1 | 4915 | 7940872 | RHEEM SALES COMPANY, INC. | RA1624AJ1 | AC | Split System: Air-Cooled Condensing Unit, Coil with Blower | RA1624AJ1 |  | RCQD-2417 | 13 | 16 | Yes | Yes | 2015-02-05 |  | 2
FALSE | RA1648AJ1 | 4919 | 7943204 | RHEEM SALES COMPANY, INC. | RA1648AC1 | AC | Split System: Air-Cooled Condensing Unit, Coil with Blower | RA1648AC1 |  | RCQD-4824 | 13 | 16 | Yes | Yes | 2015-02-05 |  | 2
FALSE | RA1618AJ1 | 4914 | 7940551 | RHEEM SALES COMPANY, INC. | RA1618AJ1 | AC | Split System: Air-Cooled Condensing Unit, Coil with Blower | RA1618AJ1 |  | RCQD-2417 | 13 | 16 | Yes | Yes | 2015-02-05 |  | 2
FALSE | RA1436AD1 | 4760 | 7491247 | RHEEM SALES COMPANY, INC. | RA1436AC1 | AC | Split System: Air-Cooled Condensing Unit, Coil with Blower | RA1436AC1 |  | RCF3617STAM | 12 | 14.5 | Yes | Yes | 2015-02-05 |  | 0
FALSE | RA1448AD1 | 4762 | 7492304 | RHEEM SALES COMPANY, INC. | RA1448AC1 | AC | Split System: Air-Cooled Condensing Unit, Coil with Blower | RA1448AC1 |  | RCFN-H*4824 | 12.5 | 15.1 | Yes | Yes | 2015-02-05 |  | 1
FALSE | RA1424AJ1 | 4758 | 7500963 | RHEEM SALES COMPANY, INC. | RA1424AJ1 | AC | Split System: Air-Cooled Condensing Unit, Coil with Blower | RA1424AJ1 |  | RCFL-H*2617 | 13 | 15.5 | Yes | Yes | 2015-02-05 |  | 1
FALSE | RA1648AJ1 | 4919 | 7943014 | RHEEM SALES COMPANY, INC. | RA1648AC1 | AC | Split System: Air-Cooled Condensing Unit, Coil with Blower | RA1648AC1 |  | RCFL-H*4821 | 13 | 16 | Yes | Yes | 2015-02-05 |  | 2
FALSE | RA1324AJ1 | 4822 | 7507801 | RHEEM SALES COMPANY, INC. | RA1324AJ1 | AC | Split System: Air-Cooled Condensing Unit, Coil with Blower | RA1324AJ1 |  | RCFN-H*2417 | 12 | 14.5 | Yes | Yes | 2015-02-05 |  | 0
FALSE | RA1442AD1 | 4761 | 7492126 | RHEEM SALES COMPANY, INC. | RA1442AJ1 | AC | Split System: Air-Cooled Condensing Unit, Coil with Blower | RA1442AJ1 |  | RCFL-H*4824 | 12 | 14.5 | Yes | Yes | 2015-02-05 |  | 0
FALSE | RA1436AD1 | 4760 | 7599969 | RHEEM SALES COMPANY, INC. | RA1436AD1 | AC | Split System: Air-Cooled Condensing Unit, Coil with Blower | RA1436AD1 |  | RCFL-H*3621 | 12 | 14.5 | Yes | Yes | 2015-02-05 |  | 0
FALSE | RA1642AJ1 | 4918 | 7942861 | RHEEM SALES COMPANY, INC. | RA1642AJ1 | AC | Split System: Air-Cooled Condensing Unit, Coil with Blower | RA1642AJ1 |  | RCQD-4824 | 12.5 | 15.1 | Yes | Yes | 2015-02-05 |  | 1
FALSE | RA1660AC1 | 4920 | 7944293 | RHEEM SALES COMPANY, INC. | RA1660AJ1 | AC | Split System: Air-Cooled Condensing Unit, Coil with Blower | RA1660AJ1 |  | RCF6024HTAM | 13 | 15.5 | Yes | Yes | 2015-02-05 |  | 1
FALSE | RA1636AJ1 | 4917 | 7942178 | RHEEM SALES COMPANY, INC. | RA1636AJ1 | AC | Split System: Air-Cooled Condensing Unit, Coil with Blower | RA1636AJ1 |  | RCQD-3624 | 13 | 16 | Yes | Yes | 2015-02-05 |  | 2
FALSE | RA1436AD1 | 4760 | 7491612 | RHEEM SALES COMPANY, INC. | RA1436AJ1 | AC | Split System: Air-Cooled Condensing Unit, Coil with Blower | RA1436AJ1 |  | RCF3624HTAM | 13 | 16 | Yes | Yes | 2015-02-05 |  | 2
FALSE | RA1442AD1 | 4761 | 7600356 | RHEEM SALES COMPANY, INC. | RA1442AD1 | AC | Split System: Air-Cooled Condensing Unit, Coil with Blower | RA1442AD1 |  | RCF4824STAM | 12.5 | 15.1 | Yes | Yes | 2015-02-05 |  | 1
FALSE | RA1436AD1 | 4760 | 7599700 | RHEEM SALES COMPANY, INC. | RA1436AC1 | AC | Split System: Air-Cooled Condensing Unit, Coil with Blower | RA1436AC1 |  | RCF3624MTAM | 13 | 16 | Yes | Yes | 2015-02-05 |  | 2
FALSE | RA1418AJ1 | 4757 | 7490701 | RHEEM SALES COMPANY, INC. | RA1418AJ1 | AC | Split System: Air-Cooled Condensing Unit, Coil with Blower | RA1418AJ1 |  | RCFN-H*2421 | 13 | 16 | Yes | Yes | 2015-02-05 |  | 2
FALSE | RA1436AD1 | 4760 | 7600224 | RHEEM SALES COMPANY, INC. | RA1436AJ1 | AC | Split System: Air-Cooled Condensing Unit, Coil with Blower | RA1436AJ1 |  | RCFL-H*3824 | 13 | 16 | Yes | Yes | 2015-02-05 |  | 2
FALSE | RA1636AJ1 | 4917 | 7941610 | RHEEM SALES COMPANY, INC. | RA1636AC1 | AC | Split System: Air-Cooled Condensing Unit, Coil with Blower | RA1636AC1 |  | RCFL-H*3621 | 12.5 | 15.1 | Yes | Yes | 2015-02-05 |  | 1
FALSE | RA1442AD1 | 4761 | 7491954 | RHEEM SALES COMPANY, INC. | RA1442AC1 | AC | Split System: Air-Cooled Condensing Unit, Coil with Blower | RA1442AC1 |  | RCFL-H*4824 | 12 | 14.5 | Yes | Yes | 2015-02-05 |  | 0
FALSE | RA1436AD1 | 4760 | 7501073 | RHEEM SALES COMPANY, INC. | RA1436AJ1 | AC | Split System: Air-Cooled Condensing Unit, Coil with Blower | RA1436AJ1 |  | RCF3624HTAM | 13 | 16 | Yes | Yes | 2015-02-05 |  | 2
FALSE | RA1618AJ1 | 4914 | 7940325 | RHEEM SALES COMPANY, INC. | RA1618AJ1 | AC | Split System: Air-Cooled Condensing Unit, Coil with Blower | RA1618AJ1 |  | RCF2417MTAM | 13 | 16 | Yes | Yes | 2015-02-05 |  | 2
FALSE | RA1648AJ1 | 4919 | 7943487 | RHEEM SALES COMPANY, INC. | RA1648AJ1 | AC | Split System: Air-Cooled Condensing Unit, Coil with Blower | RA1648AJ1 |  | RCQD-4821 | 13 | 15.5 | Yes | Yes | 2015-02-05 |  | 1
FALSE | RA1430AJ1 | 4759 | 7491120 | RHEEM SALES COMPANY, INC. | RA1430AJ1 | AC | Split System: Air-Cooled Condensing Unit, Coil with Blower | RA1430AJ1 |  | RCFL-H*3621 | 13 | 15.5 | Yes | Yes | 2015-02-05 |  | 1
FALSE | RA1448AD1 | 4762 | 7600590 | RHEEM SALES COMPANY, INC. | RA1448AC1 | AC | Split System: Air-Cooled Condensing Unit, Coil with Blower | RA1448AC1 |  | RCQD-4824 | 12.5 | 15.1 | Yes | Yes | 2015-02-05 |  | 1
FALSE | RA1618AJ1 | 4914 | 7940427 | RHEEM SALES COMPANY, INC. | RA1618AJ1 | AC | Split System: Air-Cooled Condensing Unit, Coil with Blower | RA1618AJ1 |  | RCFL-H*2417 | 13 | 16 | Yes | Yes | 2015-02-05 |  | 2
FALSE | RA1660AC1 | 4920 | 7944276 | RHEEM SALES COMPANY, INC. | RA1660AC1 | AC | Split System: Air-Cooled Condensing Unit, Coil with Blower | RA1660AC1 |  | RCF6024HTAM | 12.5 | 15.1 | Yes | Yes | 2015-02-05 |  | 1
FALSE | RA1436AD1 | 4760 | 7599684 | RHEEM SALES COMPANY, INC. | RA1436AC1 | AC | Split System: Air-Cooled Condensing Unit, Coil with Blower | RA1436AC1 |  | RCF3621STAM | 12.5 | 15.1 | Yes | Yes | 2015-02-05 |  | 1
FALSE | RA1642AJ1 | 4918 | 7942823 | RHEEM SALES COMPANY, INC. | RA1642AJ1 | AC | Split System: Air-Cooled Condensing Unit, Coil with Blower | RA1642AJ1 |  | RCQD-4821 | 13 | 16 | Yes | Yes | 2015-02-05 |  | 2
FALSE | RA1636AJ1 | 4917 | 7941542 | RHEEM SALES COMPANY, INC. | RA1636AC1 | AC | Split System: Air-Cooled Condensing Unit, Coil with Blower | RA1636AC1 |  | RCFL-H*3617 | 12.5 | 15.1 | Yes | Yes | 2015-02-05 |  | 1
FALSE | RA1624AJ1 | 4915 | 7940671 | RHEEM SALES COMPANY, INC. | RA1624AJ1 | AC | Split System: Air-Cooled Condensing Unit, Coil with Blower | RA1624AJ1 |  | RCF2421HTAM | 13 | 16 | Yes | Yes | 2015-02-05 |  | 2
FALSE | RA1436AD1 | 4760 | 7599814 | RHEEM SALES COMPANY, INC. | RA1436AD1 | AC | Split System: Air-Cooled Condensing Unit, Coil with Blower | RA1436AD1 |  | RCF3621STAM | 12 | 14.5 | Yes | Yes | 2015-02-05 |  | 0
FALSE | RA1430AJ1 | 4759 | 7599648 | RHEEM SALES COMPANY, INC. | RA1430AJ1 | AC | Split System: Air-Cooled Condensing Unit, Coil with Blower | RA1430AJ1 |  | RCFL-H*3621 | 13 | 15.5 | Yes | Yes | 2015-02-05 |  | 1
FALSE | RA1642AJ1 | 4918 | 7942877 | RHEEM SALES COMPANY, INC. | RA1642AJ1 | AC | Split System: Air-Cooled Condensing Unit, Coil with Blower | RA1642AJ1 |  | RCQD-4824 | 13 | 15.5 | Yes | Yes | 2015-02-05 |  | 1
FALSE | RA1660AC1 | 4920 | 7943674 | RHEEM SALES COMPANY, INC. | RA1660AJ1 | AC | Split System: Air-Cooled Condensing Unit, Coil with Blower | RA1660AJ1 |  | RCFN-H*6024 | 12.5 | 15.1 | Yes | Yes | 2015-02-05 |  | 1
FALSE | RA1436AD1 | 4760 | 7491768 | RHEEM SALES COMPANY, INC. | RA1436AJ1 | AC | Split System: Air-Cooled Condensing Unit, Coil with Blower | RA1436AJ1 |  | RCQD-3621 | 13 | 15.5 | Yes | Yes | 2015-02-05 |  | 1
FALSE | RA1436AD1 | 4760 | 7601449 | RHEEM SALES COMPANY, INC. | RA1436AD1 | AC | Split System: Air-Cooled Condensing Unit, Coil with Blower | RA1436AD1 |  | RCFL-H*3821 | 13 | 15.5 | Yes | Yes | 2015-02-05 |  | 1
FALSE | RA1624AJ1 | 4915 | 7943980 | RHEEM SALES COMPANY, INC. | RA1624AJ1 | AC | Split System: Air-Cooled Condensing Unit, Coil with Blower | RA1624AJ1 |  | RCF2417HTAM | 13 | 16 | Yes | Yes | 2015-02-05 |  | 2
FALSE | RA1418AJ1 | 4757 | 7490720 | RHEEM SALES COMPANY, INC. | RA1418AJ1 | AC | Split System: Air-Cooled Condensing Unit, Coil with Blower | RA1418AJ1 |  | RCQD-2417 | 13 | 16 | Yes | Yes | 2015-02-05 |  | 2
FALSE | RA1648AJ1 | 4919 | 7942942 | RHEEM SALES COMPANY, INC. | RA1648AC1 | AC | Split System: Air-Cooled Condensing Unit, Coil with Blower | RA1648AC1 |  | RCF4824HTAM | 13 | 16 | Yes | Yes | 2015-02-05 |  | 2
FALSE | RA1430AJ1 | 4759 | 7491148 | RHEEM SALES COMPANY, INC. | RA1430AJ1 | AC | Split System: Air-Cooled Condensing Unit, Coil with Blower | RA1430AJ1 |  | RCFL-H*3821 | 13 | 15.5 | Yes | Yes | 2015-02-05 |  | 1
FALSE | RA1424AJ1 | 4758 | 7944950 | RHEEM SALES COMPANY, INC. | RA1424AJ1 | AC | Split System: Air-Cooled Condensing Unit, Coil with Blower | RA1424AJ1 |  | RCF2421MTAM | 12.5 | 15.1 | Yes | Yes | 2015-02-05 |  | 1
FALSE | RA1424AJ1 | 4758 | 7607055 | RHEEM SALES COMPANY, INC. | RA1424AJ1 | AC | Split System: Air-Cooled Condensing Unit, Coil with Blower | RA1424AJ1 |  | RCF2421MTAM | 12.5 | 15.1 | Yes | Yes | 2015-02-05 |  | 1
FALSE | RA1436AD1 | 4760 | 7599811 | RHEEM SALES COMPANY, INC. | RA1436AD1 | AC | Split System: Air-Cooled Condensing Unit, Coil with Blower | RA1436AD1 |  | RCF3621STAM | 12 | 14.5 | Yes | Yes | 2015-02-05 |  | 0
FALSE | RA1442AD1 | 4761 | 7491873 | RHEEM SALES COMPANY, INC. | RA1442AC1 | AC | Split System: Air-Cooled Condensing Unit, Coil with Blower | RA1442AC1 |  | RCF4824STAM | 12 | 14.5 | Yes | Yes | 2015-02-05 |  | 0
FALSE | RA1436AD1 | 4760 | 7491498 | RHEEM SALES COMPANY, INC. | RA1436AC1 | AC | Split System: Air-Cooled Condensing Unit, Coil with Blower | RA1436AC1 |  | RCQD-3624 | 13 | 16 | Yes | Yes | 2015-02-05 |  | 2
FALSE | RA1436AD1 | 4760 | 7600093 | RHEEM SALES COMPANY, INC. | RA1436AD1 | AC | Split System: Air-Cooled Condensing Unit, Coil with Blower | RA1436AD1 |  | RCQD-3621 | 13 | 16 | Yes | Yes | 2015-02-05 |  | 2
FALSE | RA1660AC1 | 4920 | 7943578 | RHEEM SALES COMPANY, INC. | RA1660AJ1 | AC | Split System: Air-Cooled Condensing Unit, Coil with Blower | RA1660AJ1 |  | RCF6024STAM | 13 | 15.5 | Yes | Yes | 2015-02-05 |  | 1
FALSE | RA1442AD1 | 4761 | 7600282 | RHEEM SALES COMPANY, INC. | RA1442AD1 | AC | Split System: Air-Cooled Condensing Unit, Coil with Blower | RA1442AD1 |  | RCF4821STAM | 12 | 14.5 | Yes | Yes | 2015-02-05 |  | 0
FALSE | RA1436AD1 | 4760 | 7599825 | RHEEM SALES COMPANY, INC. | RA1436AD1 | AC | Split System: Air-Cooled Condensing Unit, Coil with Blower | RA1436AD1 |  | RCF3621STAM | 12 | 14.5 | Yes | Yes | 2015-02-05 |  | 0
FALSE | RA1630AJ1 | 4916 | 7941327 | RHEEM SALES COMPANY, INC. | RA1630AJ1 | AC | Split System: Air-Cooled Condensing Unit, Coil with Blower | RA1630AJ1 |  | RCQD-3624 | 13 | 16 | Yes | Yes | 2015-02-05 |  | 2
FALSE | RA1618AJ1 | 4914 | 7940429 | RHEEM SALES COMPANY, INC. | RA1618AJ1 | AC | Split System: Air-Cooled Condensing Unit, Coil with Blower | RA1618AJ1 |  | RCFL-H*2417 | 13 | 16 | Yes | Yes | 2015-02-05 |  | 2
FALSE | RA1448AD1 | 4762 | 7492518 | RHEEM SALES COMPANY, INC. | RA1448AJ1 | AC | Split System: Air-Cooled Condensing Unit, Coil with Blower | RA1448AJ1 |  | RCQD-4821 | 12 | 14.5 | Yes | Yes | 2015-02-05 |  | 0
FALSE | RA1436AD1 | 4760 | 7491401 | RHEEM SALES COMPANY, INC. | RA1436AC1 | AC | Split System: Air-Cooled Condensing Unit, Coil with Blower | RA1436AC1 |  | RCFL-H*3621 | 12 | 14.5 | Yes | Yes | 2015-02-05 |  | 0
FALSE | RA1418AJ1 | 4757 | 7490522 | RHEEM SALES COMPANY, INC. | RA1418AJ1 | AC | Split System: Air-Cooled Condensing Unit, Coil with Blower | RA1418AJ1 |  | RCF2417HTAM | 13 | 16 | Yes | Yes | 2015-02-05 |  | 2
FALSE | RA1442AD1 | 4761 | 7600332 | RHEEM SALES COMPANY, INC. | RA1442AD1 | AC | Split System: Air-Cooled Condensing Unit, Coil with Blower | RA1442AD1 |  | RCF4824HTAM | 12.5 | 15.1 | Yes | Yes | 2015-02-05 |  | 1
FALSE | RA1636AJ1 | 4917 | 7941361 | RHEEM SALES COMPANY, INC. | RA1636AC1 | AC | Split System: Air-Cooled Condensing Unit, Coil with Blower | RA1636AC1 |  | RCF3617STAM | 12.5 | 15.1 | Yes | Yes | 2015-02-05 |  | 1
FALSE | RA1448AD1 | 4762 | 7945170 | RHEEM SALES COMPANY, INC. | RA1448AJ1 | AC | Split System: Air-Cooled Condensing Unit, Coil with Blower | RA1448AJ1 |  | RCF4824HTAM | 12.5 | 15 | Yes | Yes | 2015-02-05 |  | 1
FALSE | RA1660AC1 | 4920 | 7943941 | RHEEM SALES COMPANY, INC. | RA1660AC1 | AC | Split System: Air-Cooled Condensing Unit, Coil with Blower | RA1660AC1 |  | RHML-HM6024 | 13 | 16 | Yes | Yes | 2015-02-05 |  | 2
FALSE | RA1448AD1 | 4762 | 7600877 | RHEEM SALES COMPANY, INC. | RA1448AJ1 | AC | Split System: Air-Cooled Condensing Unit, Coil with Blower | RA1448AJ1 |  | RCF4824HTAM | 12.5 | 15.1 | Yes | Yes | 2015-02-05 |  | 1
FALSE | RA1642AJ1 | 4918 | 7942802 | RHEEM SALES COMPANY, INC. | RA1642AJ1 | AC | Split System: Air-Cooled Condensing Unit, Coil with Blower | RA1642AJ1 |  | RCFN-H*4824 | 13 | 16 | Yes | Yes | 2015-02-05 |  | 2
FALSE | RA1418AJ1 | 4757 | 7490730 | RHEEM SALES COMPANY, INC. | RA1418AJ1 | AC | Split System: Air-Cooled Condensing Unit, Coil with Blower | RA1418AJ1 |  | RH2T2421MTAN | 13 | 16 | Yes | Yes | 2015-02-05 |  | 2
FALSE | RA1436AD1 | 4760 | 7491254 | RHEEM SALES COMPANY, INC. | RA1436AC1 | AC | Split System: Air-Cooled Condensing Unit, Coil with Blower | RA1436AC1 |  | RCF3621MTAM | 12.5 | 15.1 | Yes | Yes | 2015-02-06 |  | 1
FALSE | RA1418AJ1 | 4757 | 7599550 | RHEEM SALES COMPANY, INC. | RA1418AJ1 | AC | Split System: Air-Cooled Condensing Unit, Coil with Blower | RA1418AJ1 |  | RCFN-H*2421 | 13 | 16 | Yes | Yes | 2015-02-06 |  | 2
FALSE | RA1336AD1 | 4824 | 7508580 | RHEEM SALES COMPANY, INC. | RA1336AJ1 | AC | Split System: Air-Cooled Condensing Unit, Coil with Blower | RA1336AJ1 |  | RCF3621MTAM | 12 | 14.5 | Yes | Yes | 2015-02-06 |  | 0
FALSE | RA1324AJ1 | 4822 | 7983235 | RHEEM SALES COMPANY, INC. | RA1324AJ1 | AC | Split System: Air-Cooled Condensing Unit, Coil with Blower | RA1324AJ1 |  | RCF2421MTAM | 12 | 14.5 | Yes | Yes | 2015-02-06 |  | 0
FALSE | RA1648AJ1 | 4919 | 7943156 | RHEEM SALES COMPANY, INC. | RA1648AC1 | AC | Split System: Air-Cooled Condensing Unit, Coil with Blower | RA1648AC1 |  | RCQD-4821 | 13 | 15.5 | Yes | Yes | 2015-02-06 |  | 1
FALSE | RA1660AC1 | 4920 | 7943771 | RHEEM SALES COMPANY, INC. | RA1660AC1 | AC | Split System: Air-Cooled Condensing Unit, Coil with Blower | RA1660AC1 |  | RCF6024HTAM | 13 | 15.5 | Yes | Yes | 2015-02-06 |  | 1
FALSE | RA1642AJ1 | 4918 | 7942667 | RHEEM SALES COMPANY, INC. | RA1642AJ1 | AC | Split System: Air-Cooled Condensing Unit, Coil with Blower | RA1642AJ1 |  | RCF4824STAM | 13 | 15.5 | Yes | Yes | 2015-02-06 |  | 1
FALSE | RA1642AJ1 | 4918 | 7942849 | RHEEM SALES COMPANY, INC. | RA1642AJ1 | AC | Split System: Air-Cooled Condensing Unit, Coil with Blower | RA1642AJ1 |  | RCQD-4821 | 13 | 15.5 | Yes | Yes | 2015-02-06 |  | 1
FALSE | RA1424AJ1 | 4758 | 7490785 | RHEEM SALES COMPANY, INC. | RA1424AJ1 | AC | Split System: Air-Cooled Condensing Unit, Coil with Blower | RA1424AJ1 |  | RCF2421HTAM | 12.5 | 15.1 | Yes | Yes | 2015-02-06 |  | 1
FALSE | RA1618AJ1 | 4914 | 7940473 | RHEEM SALES COMPANY, INC. | RA1618AJ1 | AC | Split System: Air-Cooled Condensing Unit, Coil with Blower | RA1618AJ1 |  | RCFL-H*2621 | 13 | 16 | Yes | Yes | 2015-02-06 |  | 2
FALSE | RA1630AJ1 | 4916 | 7941269 | RHEEM SALES COMPANY, INC. | RA1630AJ1 | AC | Split System: Air-Cooled Condensing Unit, Coil with Blower | RA1630AJ1 |  | RCFN-H*3624 | 13 | 16 | Yes | Yes | 2015-02-06 |  | 2
FALSE | RA1330AJ1 | 4823 | 7508121 | RHEEM SALES COMPANY, INC. | RA1330AJ1 | AC | Split System: Air-Cooled Condensing Unit, Coil with Blower | RA1330AJ1 |  | RCFN-H*3624 | 12.5 | 15.1 | Yes | Yes | 2015-02-06 |  | 1
FALSE | RA1430AJ1 | 4759 | 7491113 | RHEEM SALES COMPANY, INC. | RA1430AJ1 | AC | Split System: Air-Cooled Condensing Unit, Coil with Blower | RA1430AJ1 |  | RCFL-H*3621 | 13 | 15.5 | Yes | Yes | 2015-02-06 |  | 1
FALSE | RA1618AJ1 | 4914 | 7940397 | RHEEM SALES COMPANY, INC. | RA1618AJ1 | AC | Split System: Air-Cooled Condensing Unit, Coil with Blower | RA1618AJ1 |  | RCF2421MTAM | 13 | 16 | Yes | Yes | 2015-02-06 |  | 2
FALSE | RA1336AD1 | 4824 | 7508660 | RHEEM SALES COMPANY, INC. | RA1336AJ1 | AC | Split System: Air-Cooled Condensing Unit, Coil with Blower | RA1336AJ1 |  | RCF3624HTAM | 12 | 14.5 | Yes | Yes | 2015-02-06 |  | 0
FALSE | RA1318AJ1 | 4821 | 7507424 | RHEEM SALES COMPANY, INC. | RA1318AJ1 | AC | Split System: Air-Cooled Condensing Unit, Coil with Blower | RA1318AJ1 |  | RCF2417MTAM | 12 | 14.5 | Yes | Yes | 2015-02-06 |  | 0
FALSE | RA1318AJ1 | 4821 | 7507517 | RHEEM SALES COMPANY, INC. | RA1318AJ1 | AC | Split System: Air-Cooled Condensing Unit, Coil with Blower | RA1318AJ1 |  | RCFL-H*2617 | 12.5 | 15 | Yes | Yes | 2015-02-06 |  | 1
FALSE | RA1648AJ1 | 4919 | 7942978 | RHEEM SALES COMPANY, INC. | RA1648AC1 | AC | Split System: Air-Cooled Condensing Unit, Coil with Blower | RA1648AC1 |  | RCF4824STAM | 12.5 | 15.1 | Yes | Yes | 2015-02-06 |  | 1
FALSE | RA1636AJ1 | 4917 | 7941401 | RHEEM SALES COMPANY, INC. | RA1636AC1 | AC | Split System: Air-Cooled Condensing Unit, Coil with Blower | RA1636AC1 |  | RCF3621MTAM | 13 | 16 | Yes | Yes | 2015-02-06 |  | 2
FALSE | RA1642AJ1 | 4918 | 7942308 | RHEEM SALES COMPANY, INC. | RA1642AC1 | AC | Split System: Air-Cooled Condensing Unit, Coil with Blower | RA1642AC1 |  | RCF4824STAM | 13 | 15.5 | Yes | Yes | 2015-02-06 |  | 1
FALSE | RA1636AJ1 | 4917 | 7941594 | RHEEM SALES COMPANY, INC. | RA1636AC1 | AC | Split System: Air-Cooled Condensing Unit, Coil with Blower | RA1636AC1 |  | RCFL-H*3621 | 13 | 15.5 | Yes | Yes | 2015-02-06 |  | 1
FALSE | RA1318AJ1 | 4821 | 7507572 | RHEEM SALES COMPANY, INC. | RA1318AJ1 | AC | Split System: Air-Cooled Condensing Unit, Coil with Blower | RA1318AJ1 |  | RCFN-H*2421 | 12 | 14.5 | Yes | Yes | 2015-02-06 |  | 0
FALSE | RA1636AJ1 | 4917 | 7942174 | RHEEM SALES COMPANY, INC. | RA1636AJ1 | AC | Split System: Air-Cooled Condensing Unit, Coil with Blower | RA1636AJ1 |  | RCQD-3621 | 13 | 16 | Yes | Yes | 2015-02-06 |  | 2
FALSE | RA1636AJ1 | 4917 | 7942217 | RHEEM SALES COMPANY, INC. | RA1636AJ1 | AC | Split System: Air-Cooled Condensing Unit, Coil with Blower | RA1636AJ1 |  | RHLL-HM3617 | 13 | 15.5 | Yes | Yes | 2015-02-06 |  | 1
FALSE | RA1436AD1 | 4760 | 7491664 | RHEEM SALES COMPANY, INC. | RA1436AJ1 | AC | Split System: Air-Cooled Condensing Unit, Coil with Blower | RA1436AJ1 |  | RCFL-H*3621 | 12 | 14.5 | Yes | Yes | 2015-02-06 |  | 0
FALSE | RA1442AD1 | 4761 | 7600433 | RHEEM SALES COMPANY, INC. | RA1442AD1 | AC | Split System: Air-Cooled Condensing Unit, Coil with Blower | RA1442AD1 |  | RCFL-H*4824 | 12 | 14.5 | Yes | Yes | 2015-02-06 |  | 0
FALSE | RA1442AD1 | 4761 | 7945113 | RHEEM SALES COMPANY, INC. | RA1442AD1 | AC | Split System: Air-Cooled Condensing Unit, Coil with Blower | RA1442AD1 |  | RCF4824STAM | 12.5 | 15.1 | Yes | Yes | 2015-02-06 |  | 1
FALSE | RA1636AJ1 | 4917 | 7941752 | RHEEM SALES COMPANY, INC. | RA1636AC1 | AC | Split System: Air-Cooled Condensing Unit, Coil with Blower | RA1636AC1 |  | RCQD-3624 | 13 | 16 | Yes | Yes | 2015-02-06 |  | 2
FALSE | RA1624AJ1 | 4915 | 7940668 | RHEEM SALES COMPANY, INC. | RA1624AJ1 | AC | Split System: Air-Cooled Condensing Unit, Coil with Blower | RA1624AJ1 |  | RCF2421HTAM | 13 | 16 | Yes | Yes | 2015-02-06 |  | 2
FALSE | RA1436AD1 | 4760 | 7501038 | RHEEM SALES COMPANY, INC. | RA1436AC1 | AC | Split System: Air-Cooled Condensing Unit, Coil with Blower | RA1436AC1 |  | RCFL-H*3621 | 12.5 | 15.1 | Yes | Yes | 2015-02-06 |  | 1
FALSE | RA1618AJ1 | 4914 | 7940472 | RHEEM SALES COMPANY, INC. | RA1618AJ1 | AC | Split System: Air-Cooled Condensing Unit, Coil with Blower | RA1618AJ1 |  | RCFL-H*2621 | 13 | 16 | Yes | Yes | 2015-02-06 |  | 2
FALSE | RA1636AJ1 | 4917 | 7942139 | RHEEM SALES COMPANY, INC. | RA1636AJ1 | AC | Split System: Air-Cooled Condensing Unit, Coil with Blower | RA1636AJ1 |  | RCQD-3621 | 13 | 16 | Yes | Yes | 2015-02-06 |  | 2
FALSE | RA1648AJ1 | 4919 | 7943018 | RHEEM SALES COMPANY, INC. | RA1648AC1 | AC | Split System: Air-Cooled Condensing Unit, Coil with Blower | RA1648AC1 |  | RCFL-H*4821 | 12 | 14.5 | Yes | Yes | 2015-02-06 |  | 0
FALSE | RA1648AJ1 | 4919 | 7943312 | RHEEM SALES COMPANY, INC. | RA1648AJ1 | AC | Split System: Air-Cooled Condensing Unit, Coil with Blower | RA1648AJ1 |  | RCF4824STAM | 13 | 15.5 | Yes | Yes | 2015-02-06 |  | 1
FALSE | RA1648AJ1 | 4919 | 7943423 | RHEEM SALES COMPANY, INC. | RA1648AJ1 | AC | Split System: Air-Cooled Condensing Unit, Coil with Blower | RA1648AJ1 |  | RCFL-H*4824 | 13 | 15.5 | Yes | Yes | 2015-02-06 |  | 1
FALSE | RA1418AJ1 | 4757 | 7490607 | RHEEM SALES COMPANY, INC. | RA1418AJ1 | AC | Split System: Air-Cooled Condensing Unit, Coil with Blower | RA1418AJ1 |  | RCFL-A*2417 | 13 | 15.5 | Yes | Yes | 2015-02-06 |  | 1
FALSE | RA1330AJ1 | 4823 | 7982356 | RHEEM SALES COMPANY, INC. | RA1330AJ1 | AC | Split System: Air-Cooled Condensing Unit, Coil with Blower | RA1330AJ1 |  | RCFL-H*3824 | 12.5 | 15 | Yes | Yes | 2015-02-06 |  | 1
FALSE | RA1642AJ1 | 4918 | 7942538 | RHEEM SALES COMPANY, INC. | RA1642AC1 | AC | Split System: Air-Cooled Condensing Unit, Coil with Blower | RA1642AC1 |  | RCQD-4824 | 13 | 16 | Yes | Yes | 2015-02-06 |  | 2
FALSE | RA1630AJ1 | 4916 | 7941244 | RHEEM SALES COMPANY, INC. | RA1630AJ1 | AC | Split System: Air-Cooled Condensing Unit, Coil with Blower | RA1630AJ1 |  | RCFN-H*3624 | 13 | 16 | Yes | Yes | 2015-02-06 |  | 2
FALSE | RA1642AJ1 | 4918 | 7942809 | RHEEM SALES COMPANY, INC. | RA1642AJ1 | AC | Split System: Air-Cooled Condensing Unit, Coil with Blower | RA1642AJ1 |  | RCFN-H*4824 | 13 | 16 | Yes | Yes | 2015-02-06 |  | 2
FALSE | RA1660AC1 | 4920 | 7943556 | RHEEM SALES COMPANY, INC. | RA1660AJ1 | AC | Split System: Air-Cooled Condensing Unit, Coil with Blower | RA1660AJ1 |  | RCF6024HTAM | 13 | 15.5 | Yes | Yes | 2015-02-06 |  | 1
FALSE | RA1430AJ1 | 4759 | 7491010 | RHEEM SALES COMPANY, INC. | RA1430AJ1 | AC | Split System: Air-Cooled Condensing Unit, Coil with Blower | RA1430AJ1 |  | RCF3621MTAM | 13 | 16 | Yes | Yes | 2015-02-06 |  | 2
FALSE | RA1636AJ1 | 4917 | 7942120 | RHEEM SALES COMPANY, INC. | RA1636AJ1 | AC | Split System: Air-Cooled Condensing Unit, Coil with Blower | RA1636AJ1 |  | RCFL-H*3824 | 13 | 16 | Yes | Yes | 2015-02-06 |  | 2
FALSE | RA1436AD1 | 4760 | 7599842 | RHEEM SALES COMPANY, INC. | RA1436AD1 | AC | Split System: Air-Cooled Condensing Unit, Coil with Blower | RA1436AD1 |  | RCF3624HTAM | 13 | 16 | Yes | Yes | 2015-02-06 |  | 2
FALSE | RA1630AJ1 | 4916 | 7940992 | RHEEM SALES COMPANY, INC. | RA1630AJ1 | AC | Split System: Air-Cooled Condensing Unit, Coil with Blower | RA1630AJ1 |  | RCF3621STAM | 13 | 16 | Yes | Yes | 2015-02-06 |  | 2
FALSE | RA1624AJ1 | 4915 | 7940890 | RHEEM SALES COMPANY, INC. | RA1624AJ1 | AC | Split System: Air-Cooled Condensing Unit, Coil with Blower | RA1624AJ1 |  | RH1P2417STAN | 12.2 | 14.5 | Yes | Yes | 2015-02-06 |  | 0
FALSE | RA1418AJ1 | 4757 | 7490525 | RHEEM SALES COMPANY, INC. | RA1418AJ1 | AC | Split System: Air-Cooled Condensing Unit, Coil with Blower | RA1418AJ1 |  | RCF2417HTAM | 13 | 16 | Yes | Yes | 2015-02-06 |  | 2
FALSE | RA1424AJ1 | 4758 | 7490830 | RHEEM SALES COMPANY, INC. | RA1424AJ1 | AC | Split System: Air-Cooled Condensing Unit, Coil with Blower | RA1424AJ1 |  | RCF2421MTAM | 12.5 | 15.1 | Yes | Yes | 2015-02-06 |  | 1
FALSE | RA1660AC1 | 4920 | 7943889 | RHEEM SALES COMPANY, INC. | RA1660AC1 | AC | Split System: Air-Cooled Condensing Unit, Coil with Blower | RA1660AC1 |  | RCFN-H*6024 | 12.5 | 15.1 | Yes | Yes | 2015-02-06 |  | 1
FALSE | RA1442AD1 | 4761 | 7600554 | RHEEM SALES COMPANY, INC. | RA1442AJ1 | AC | Split System: Air-Cooled Condensing Unit, Coil with Blower | RA1442AJ1 |  | RCFN-H*4824 | 13 | 16 | Yes | Yes | 2015-02-06 |  | 2
FALSE | RA1636AJ1 | 4917 | 7941505 | RHEEM SALES COMPANY, INC. | RA1636AC1 | AC | Split System: Air-Cooled Condensing Unit, Coil with Blower | RA1636AC1 |  | RCF3624MTAM | 13 | 16 | Yes | Yes | 2015-02-06 |  | 2
FALSE | RA1436AD1 | 4760 | 7600090 | RHEEM SALES COMPANY, INC. | RA1436AD1 | AC | Split System: Air-Cooled Condensing Unit, Coil with Blower | RA1436AD1 |  | RCFL-H*3824 | 13 | 15.5 | Yes | Yes | 2015-02-06 |  | 1
FALSE | RA1660AC1 | 4920 | 7943834 | RHEEM SALES COMPANY, INC. | RA1660AC1 | AC | Split System: Air-Cooled Condensing Unit, Coil with Blower | RA1660AC1 |  | RCFL-H*6024 | 13 | 16 | Yes | Yes | 2015-02-06 |  | 2
FALSE | RA1336AD1 | 4824 | 7508475 | RHEEM SALES COMPANY, INC. | RA1336AC1 | AC | Split System: Air-Cooled Condensing Unit, Coil with Blower | RA1336AC1 |  | RCFN-H*3624 | 12.5 | 15.1 | Yes | Yes | 2015-02-06 |  | 1
FALSE | RA1336AD1 | 4824 | 7508651 | RHEEM SALES COMPANY, INC. | RA1336AJ1 | AC | Split System: Air-Cooled Condensing Unit, Coil with Blower | RA1336AJ1 |  | RCF3624HTAM | 12 | 14.5 | Yes | Yes | 2015-02-06 |  | 0
FALSE | RA1436AD1 | 4760 | 7600086 | RHEEM SALES COMPANY, INC. | RA1436AD1 | AC | Split System: Air-Cooled Condensing Unit, Coil with Blower | RA1436AD1 |  | RCFL-H*3824 | 13 | 15.5 | Yes | Yes | 2015-02-06 |  | 1
FALSE | RA1330AJ1 | 4823 | 7508057 | RHEEM SALES COMPANY, INC. | RA1330AJ1 | AC | Split System: Air-Cooled Condensing Unit, Coil with Blower | RA1330AJ1 |  | RCFL-H*3821 | 12 | 14.5 | Yes | Yes | 2015-02-06 |  | 0
FALSE | RA1636AJ1 | 4917 | 7942165 | RHEEM SALES COMPANY, INC. | RA1636AJ1 | AC | Split System: Air-Cooled Condensing Unit, Coil with Blower | RA1636AJ1 |  | RCQD-3621 | 13 | 16 | Yes | Yes | 2015-02-06 |  | 2
FALSE | RA1624AJ1 | 4915 | 7940853 | RHEEM SALES COMPANY, INC. | RA1624AJ1 | AC | Split System: Air-Cooled Condensing Unit, Coil with Blower | RA1624AJ1 |  | RCFN-H*2421 | 13 | 16 | Yes | Yes | 2015-02-06 |  | 2
FALSE | RA1648AJ1 | 4919 | 7943458 | RHEEM SALES COMPANY, INC. | RA1648AJ1 | AC | Split System: Air-Cooled Condensing Unit, Coil with Blower | RA1648AJ1 |  | RCFN-H*4824 | 13 | 16 | Yes | Yes | 2015-02-06 |  | 2
FALSE | RA1336AD1 | 4824 | 7508808 | RHEEM SALES COMPANY, INC. | RA1336AJ1 | AC | Split System: Air-Cooled Condensing Unit, Coil with Blower | RA1336AJ1 |  | RCFL-H*3824 | 12 | 14.5 | Yes | Yes | 2015-02-06 |  | 0
FALSE | RA1636AJ1 | 4917 | 7944165 | RHEEM SALES COMPANY, INC. | RA1636AJ1 | AC | Split System: Air-Cooled Condensing Unit, Coil with Blower | RA1636AJ1 |  | RCF3624HTAM | 13 | 16 | Yes | Yes | 2015-02-06 |  | 2
FALSE | RA1618AJ1 | 4914 | 7943967 | RHEEM SALES COMPANY, INC. | RA1618AJ1 | AC | Split System: Air-Cooled Condensing Unit, Coil with Blower | RA1618AJ1 |  | RCF2421HTAM | 13 | 16 | Yes | Yes | 2015-02-06 |  | 2
FALSE | RA1436AD1 | 4760 | 7491394 | RHEEM SALES COMPANY, INC. | RA1436AC1 | AC | Split System: Air-Cooled Condensing Unit, Coil with Blower | RA1436AC1 |  | RCFL-H*3621 | 12.5 | 15.1 | Yes | Yes | 2015-02-06 |  | 1
FALSE | RA1418AJ1 | 4757 | 7599527 | RHEEM SALES COMPANY, INC. | RA1418AJ1 | AC | Split System: Air-Cooled Condensing Unit, Coil with Blower | RA1418AJ1 |  | RCF2421MTAM | 13 | 16 | Yes | Yes | 2015-02-06 |  | 2
FALSE | RA1642AJ1 | 4918 | 7942568 | RHEEM SALES COMPANY, INC. | RA1642AJ1 | AC | Split System: Air-Cooled Condensing Unit, Coil with Blower | RA1642AJ1 |  | RCF4821STAM | 13 | 15.5 | Yes | Yes | 2015-02-06 |  | 1
FALSE | RA1630AJ1 | 4916 | 7941159 | RHEEM SALES COMPANY, INC. | RA1630AJ1 | AC | Split System: Air-Cooled Condensing Unit, Coil with Blower | RA1630AJ1 |  | RCFL-H*3821 | 13 | 16 | Yes | Yes | 2015-02-06 |  | 2
FALSE | RA1636AJ1 | 4917 | 7941865 | RHEEM SALES COMPANY, INC. | RA1636AJ1 | AC | Split System: Air-Cooled Condensing Unit, Coil with Blower | RA1636AJ1 |  | RCF3621STAM | 13 | 15.5 | Yes | Yes | 2015-02-06 |  | 1
FALSE | RA1648AJ1 | 4919 | 7943039 | RHEEM SALES COMPANY, INC. | RA1648AC1 | AC | Split System: Air-Cooled Condensing Unit, Coil with Blower | RA1648AC1 |  | RCFL-H*4821 | 13 | 15.5 | Yes | Yes | 2015-02-06 |  | 1
FALSE | RA1442AD1 | 4761 | 7600544 | RHEEM SALES COMPANY, INC. | RA1442AJ1 | AC | Split System: Air-Cooled Condensing Unit, Coil with Blower | RA1442AJ1 |  | RCFL-H*4821 | 12 | 14.5 | Yes | Yes | 2015-02-06 |  | 0
FALSE | RA1624AJ1 | 4915 | 7940689 | RHEEM SALES COMPANY, INC. | RA1624AJ1 | AC | Split System: Air-Cooled Condensing Unit, Coil with Blower | RA1624AJ1 |  | RCF2421MTAM | 13 | 15.5 | Yes | Yes | 2015-02-06 |  | 1
FALSE | RA1430AJ1 | 4759 | 7491125 | RHEEM SALES COMPANY, INC. | RA1430AJ1 | AC | Split System: Air-Cooled Condensing Unit, Coil with Blower | RA1430AJ1 |  | RCFL-H*3621 | 12.5 | 15.1 | Yes | Yes | 2015-02-06 |  | 1
FALSE | RA1642AJ1 | 4918 | 7942440 | RHEEM SALES COMPANY, INC. | RA1642AC1 | AC | Split System: Air-Cooled Condensing Unit, Coil with Blower | RA1642AC1 |  | RCFN-H*4824 | 13 | 16 | Yes | Yes | 2015-02-06 |  | 2
FALSE | RA1460AD1 | 4763 | 7492664 | RHEEM SALES COMPANY, INC. | RA1460AJ1 | AC | Split System: Air-Cooled Condensing Unit, Coil with Blower | RA1460AJ1 |  | RCFN-H*6024 | 12 | 14.5 | Yes | Yes | 2015-02-06 |  | 0
FALSE | RA1436AD1 | 4760 | 7600010 | RHEEM SALES COMPANY, INC. | RA1436AD1 | AC | Split System: Air-Cooled Condensing Unit, Coil with Blower | RA1436AD1 |  | RCFL-H*3821 | 13 | 15.5 | Yes | Yes | 2015-02-06 |  | 1
FALSE | RA1436AD1 | 4760 | 7600208 | RHEEM SALES COMPANY, INC. | RA1436AJ1 | AC | Split System: Air-Cooled Condensing Unit, Coil with Blower | RA1436AJ1 |  | RCFL-H*3621 | 12.5 | 15.1 | Yes | Yes | 2015-02-06 |  | 1
FALSE | RA1618AJ1 | 4914 | 7940341 | RHEEM SALES COMPANY, INC. | RA1618AJ1 | AC | Split System: Air-Cooled Condensing Unit, Coil with Blower | RA1618AJ1 |  | RCF2417STAM | 13 | 16 | Yes | Yes | 2015-02-06 |  | 2
FALSE | RA1418AJ1 | 4757 | 7490677 | RHEEM SALES COMPANY, INC. | RA1418AJ1 | AC | Split System: Air-Cooled Condensing Unit, Coil with Blower | RA1418AJ1 |  | RCFN-H*2417 | 13 | 16 | Yes | Yes | 2015-02-06 |  | 2
FALSE | RA1436AD1 | 4760 | 7599896 | RHEEM SALES COMPANY, INC. | RA1436AD1 | AC | Split System: Air-Cooled Condensing Unit, Coil with Blower | RA1436AD1 |  | RCF3624MTAM | 13 | 16 | Yes | Yes | 2015-02-06 |  | 2
FALSE | RA1436AD1 | 4760 | 7491311 | RHEEM SALES COMPANY, INC. | RA1436AC1 | AC | Split System: Air-Cooled Condensing Unit, Coil with Blower | RA1436AC1 |  | RCF3624HTAM | 13 | 16 | Yes | Yes | 2015-02-06 |  | 2
FALSE | RA1642AJ1 | 4918 | 7942892 | RHEEM SALES COMPANY, INC. | RA1642AJ1 | AC | Split System: Air-Cooled Condensing Unit, Coil with Blower | RA1642AJ1 |  | RHML-HM4824 | 13 | 16 | Yes | Yes | 2015-02-06 |  | 2
FALSE | RA1442AD1 | 4761 | 7491904 | RHEEM SALES COMPANY, INC. | RA1442AC1 | AC | Split System: Air-Cooled Condensing Unit, Coil with Blower | RA1442AC1 |  | RCFL-H*4821 | 12 | 14.5 | Yes | Yes | 2015-02-06 |  | 0
FALSE | RA1318AJ1 | 4821 | 7982152 | RHEEM SALES COMPANY, INC. | RA1318AJ1 | AC | Split System: Air-Cooled Condensing Unit, Coil with Blower | RA1318AJ1 |  | RCF2417MTAM | 12 | 14.5 | Yes | Yes | 2015-02-06 |  | 0
FALSE | RA1636AJ1 | 4917 | 7941797 | RHEEM SALES COMPANY, INC. | RA1636AJ1 | AC | Split System: Air-Cooled Condensing Unit, Coil with Blower | RA1636AJ1 |  | RCF3617STAM | 12.2 | 14.5 | Yes | Yes | 2015-02-06 |  | 0
FALSE | RA1418AJ1 | 4757 | 7599526 | RHEEM SALES COMPANY, INC. | RA1418AJ1 | AC | Split System: Air-Cooled Condensing Unit, Coil with Blower | RA1418AJ1 |  | RCF2421MTAM | 13 | 16 | Yes | Yes | 2015-02-06 |  | 2
FALSE | RA1648AJ1 | 4919 | 7943044 | RHEEM SALES COMPANY, INC. | RA1648AC1 | AC | Split System: Air-Cooled Condensing Unit, Coil with Blower | RA1648AC1 |  | RCFL-H*4821 | 12 | 14.5 | Yes | Yes | 2015-02-06 |  | 0
FALSE | RA1460AD1 | 4763 | 7945215 | RHEEM SALES COMPANY, INC. | RA1460AJ1 | AC | Split System: Air-Cooled Condensing Unit, Coil with Blower | RA1460AJ1 |  | RCF6024STAM | 12 | 14.5 | Yes | Yes | 2015-02-06 |  | 0
FALSE | RA1624AJ1 | 4915 | 7940738 | RHEEM SALES COMPANY, INC. | RA1624AJ1 | AC | Split System: Air-Cooled Condensing Unit, Coil with Blower | RA1624AJ1 |  | RCFL-H*2417 | 13 | 15.5 | Yes | Yes | 2015-02-06 |  | 1
FALSE | RA1660AC1 | 4920 | 7943592 | RHEEM SALES COMPANY, INC. | RA1660AJ1 | AC | Split System: Air-Cooled Condensing Unit, Coil with Blower | RA1660AJ1 |  | RCF6024STAM | 12.5 | 15.1 | Yes | Yes | 2015-02-06 |  | 1
FALSE | RA1636AJ1 | 4917 | 7944169 | RHEEM SALES COMPANY, INC. | RA1636AJ1 | AC | Split System: Air-Cooled Condensing Unit, Coil with Blower | RA1636AJ1 |  | RCF3624MTAM | 13 | 16 | Yes | Yes | 2015-02-06 |  | 2
FALSE | RA1648AJ1 | 4919 | 7943289 | RHEEM SALES COMPANY, INC. | RA1648AJ1 | AC | Split System: Air-Cooled Condensing Unit, Coil with Blower | RA1648AJ1 |  | RCF4824HTAM | 13 | 16 | Yes | Yes | 2015-02-06 |  | 2
FALSE | RA1436AD1 | 4760 | 7491609 | RHEEM SALES COMPANY, INC. | RA1436AJ1 | AC | Split System: Air-Cooled Condensing Unit, Coil with Blower | RA1436AJ1 |  | RCF3624HTAM | 13 | 16 | Yes | Yes | 2015-02-06 |  | 2
FALSE | RA1442AD1 | 4761 | 7492106 | RHEEM SALES COMPANY, INC. | RA1442AJ1 | AC | Split System: Air-Cooled Condensing Unit, Coil with Blower | RA1442AJ1 |  | RCFL-H*4824 | 12 | 14.5 | Yes | Yes | 2015-02-06 |  | 0
FALSE | RA1324AJ1 | 4822 | 7507753 | RHEEM SALES COMPANY, INC. | RA1324AJ1 | AC | Split System: Air-Cooled Condensing Unit, Coil with Blower | RA1324AJ1 |  | RCFL-H*2617 | 12 | 14.5 | Yes | Yes | 2015-02-06 |  | 0
FALSE | RA1436AD1 | 4760 | 7491490 | RHEEM SALES COMPANY, INC. | RA1436AC1 | AC | Split System: Air-Cooled Condensing Unit, Coil with Blower | RA1436AC1 |  | RCQD-3621 | 13 | 16 | Yes | Yes | 2015-02-06 |  | 2
FALSE | RA1648AJ1 | 4919 | 7943079 | RHEEM SALES COMPANY, INC. | RA1648AC1 | AC | Split System: Air-Cooled Condensing Unit, Coil with Blower | RA1648AC1 |  | RCFL-H*4824 | 13 | 15.5 | Yes | Yes | 2015-02-06 |  | 1
FALSE | RA1448AD1 | 4762 | 7600834 | RHEEM SALES COMPANY, INC. | RA1448AD1 | AC | Split System: Air-Cooled Condensing Unit, Coil with Blower | RA1448AD1 |  | RCQD-4824 | 12 | 14.5 | Yes | Yes | 2015-02-06 |  | 0
FALSE | RA1436AD1 | 4760 | 7491396 | RHEEM SALES COMPANY, INC. | RA1436AC1 | AC | Split System: Air-Cooled Condensing Unit, Coil with Blower | RA1436AC1 |  | RCFL-H*3621 | 12 | 14.5 | Yes | Yes | 2015-02-06 |  | 0
FALSE | RA1336AD1 | 4824 | 7508656 | RHEEM SALES COMPANY, INC. | RA1336AJ1 | AC | Split System: Air-Cooled Condensing Unit, Coil with Blower | RA1336AJ1 |  | RCF3624HTAM | 12.5 | 15.1 | Yes | Yes | 2015-02-06 |  | 1
FALSE | RA1424AJ1 | 4758 | 7490918 | RHEEM SALES COMPANY, INC. | RA1424AJ1 | AC | Split System: Air-Cooled Condensing Unit, Coil with Blower | RA1424AJ1 |  | RCFN-H*2421 | 12.5 | 15.1 | Yes | Yes | 2015-02-06 |  | 1
FALSE | RA1324AJ1 | 4822 | 7982306 | RHEEM SALES COMPANY, INC. | RA1324AJ1 | AC | Split System: Air-Cooled Condensing Unit, Coil with Blower | RA1324AJ1 |  | RCFN-H*2421 | 12 | 14.5 | Yes | Yes | 2015-02-06 |  | 0
FALSE | RA1642AJ1 | 4918 | 7942479 | RHEEM SALES COMPANY, INC. | RA1642AC1 | AC | Split System: Air-Cooled Condensing Unit, Coil with Blower | RA1642AC1 |  | RCFN-H*4824 | 13 | 16 | Yes | Yes | 2015-02-06 |  | 2
FALSE | RA1648AJ1 | 4919 | 7943329 | RHEEM SALES COMPANY, INC. | RA1648AJ1 | AC | Split System: Air-Cooled Condensing Unit, Coil with Blower | RA1648AJ1 |  | RCF4824STAM | 13 | 16 | Yes | Yes | 2015-02-06 |  | 2
FALSE | RA1424AJ1 | 4758 | 7490950 | RHEEM SALES COMPANY, INC. | RA1424AJ1 | AC | Split System: Air-Cooled Condensing Unit, Coil with Blower | RA1424AJ1 |  | RCQD-2417 | 13 | 15.5 | Yes | Yes | 2015-02-06 |  | 1
FALSE | RA1336AD1 | 4824 | 7508856 | RHEEM SALES COMPANY, INC. | RA1336AJ1 | AC | Split System: Air-Cooled Condensing Unit, Coil with Blower | RA1336AJ1 |  | RCQD-3621 | 12.5 | 15 | Yes | Yes | 2015-02-06 |  | 1
FALSE | RA1436AD1 | 4760 | 7601426 | RHEEM SALES COMPANY, INC. | RA1436AC1 | AC | Split System: Air-Cooled Condensing Unit, Coil with Blower | RA1436AC1 |  | RCQD-3624 | 13 | 16 | Yes | Yes | 2015-02-06 |  | 2
FALSE | RA1442AD1 | 4761 | 7491982 | RHEEM SALES COMPANY, INC. | RA1442AC1 | AC | Split System: Air-Cooled Condensing Unit, Coil with Blower | RA1442AC1 |  | RCFN-H*4824 | 12.5 | 15.1 | Yes | Yes | 2015-02-06 |  | 1
FALSE | RA1636AJ1 | 4917 | 7941409 | RHEEM SALES COMPANY, INC. | RA1636AC1 | AC | Split System: Air-Cooled Condensing Unit, Coil with Blower | RA1636AC1 |  | RCF3621MTAM | 13 | 16 | Yes | Yes | 2015-02-06 |  | 2
FALSE | RA1636AJ1 | 4917 | 7942001 | RHEEM SALES COMPANY, INC. | RA1636AJ1 | AC | Split System: Air-Cooled Condensing Unit, Coil with Blower | RA1636AJ1 |  | RCFL-H*3621 | 13 | 15.5 | Yes | Yes | 2015-02-06 |  | 1
FALSE | RA1436AD1 | 4760 | 7599921 | RHEEM SALES COMPANY, INC. | RA1436AD1 | AC | Split System: Air-Cooled Condensing Unit, Coil with Blower | RA1436AD1 |  | RCFL-H*3617 | 12.5 | 15.1 | Yes | Yes | 2015-02-06 |  | 1
FALSE | RA1442AD1 | 4761 | 7600388 | RHEEM SALES COMPANY, INC. | RA1442AD1 | AC | Split System: Air-Cooled Condensing Unit, Coil with Blower | RA1442AD1 |  | RCFL-H*4821 | 12 | 14.5 | Yes | Yes | 2015-02-06 |  | 0
FALSE | RA1318AJ1 | 4821 | 7507420 | RHEEM SALES COMPANY, INC. | RA1318AJ1 | AC | Split System: Air-Cooled Condensing Unit, Coil with Blower | RA1318AJ1 |  | RCF2417HTAM | 12.5 | 15 | Yes | Yes | 2015-02-06 |  | 1
FALSE | RA1436AD1 | 4760 | 7491268 | RHEEM SALES COMPANY, INC. | RA1436AC1 | AC | Split System: Air-Cooled Condensing Unit, Coil with Blower | RA1436AC1 |  | RCF3621MTAM | 13 | 15.5 | Yes | Yes | 2015-02-06 |  | 1
FALSE | RA1642AJ1 | 4918 | 7942252 | RHEEM SALES COMPANY, INC. | RA1642AC1 | AC | Split System: Air-Cooled Condensing Unit, Coil with Blower | RA1642AC1 |  | RCF4821STAM | 13 | 15.5 | Yes | Yes | 2015-02-06 |  | 1
FALSE | RA1660AC1 | 4920 | 7943778 | RHEEM SALES COMPANY, INC. | RA1660AC1 | AC | Split System: Air-Cooled Condensing Unit, Coil with Blower | RA1660AC1 |  | RCF6024HTAM | 12.5 | 15.1 | Yes | Yes | 2015-02-06 |  | 1
FALSE | RA1636AJ1 | 4917 | 7941832 | RHEEM SALES COMPANY, INC. | RA1636AJ1 | AC | Split System: Air-Cooled Condensing Unit, Coil with Blower | RA1636AJ1 |  | RCF3621MTAM | 13 | 16 | Yes | Yes | 2015-02-06 |  | 2
FALSE | RA1630AJ1 | 4916 | 7944024 | RHEEM SALES COMPANY, INC. | RA1630AJ1 | AC | Split System: Air-Cooled Condensing Unit, Coil with Blower | RA1630AJ1 |  | RCF3621MTAM | 13 | 16 | Yes | Yes | 2015-02-06 |  | 2
FALSE | RA1424AJ1 | 4758 | 7599603 | RHEEM SALES COMPANY, INC. | RA1424AJ1 | AC | Split System: Air-Cooled Condensing Unit, Coil with Blower | RA1424AJ1 |  | RCFN-H*2421 | 13 | 15.5 | Yes | Yes | 2015-02-06 |  | 1
FALSE | RA1442AD1 | 4761 | 7600525 | RHEEM SALES COMPANY, INC. | RA1442AJ1 | AC | Split System: Air-Cooled Condensing Unit, Coil with Blower | RA1442AJ1 |  | RCF4821STAM | 12 | 14.5 | Yes | Yes | 2015-02-06 |  | 0
FALSE | RA1336AD1 | 4824 | 7508524 | RHEEM SALES COMPANY, INC. | RA1336AC1 | AC | Split System: Air-Cooled Condensing Unit, Coil with Blower | RA1336AC1 |  | RCQD-3624 | 12 | 14.5 | Yes | Yes | 2015-02-06 |  | 0
FALSE | RA1324AJ1 | 4822 | 7982290 | RHEEM SALES COMPANY, INC. | RA1324AJ1 | AC | Split System: Air-Cooled Condensing Unit, Coil with Blower | RA1324AJ1 |  | RCFL-H*2617 | 12 | 14.5 | Yes | Yes | 2015-02-06 |  | 0
FALSE | RA1318AJ1 | 4821 | 7507601 | RHEEM SALES COMPANY, INC. | RA1318AJ1 | AC | Split System: Air-Cooled Condensing Unit, Coil with Blower | RA1318AJ1 |  | RCQD-2417 | 12.5 | 15 | Yes | Yes | 2015-02-06 |  | 1
FALSE | RA1636AJ1 | 4917 | 7941637 | RHEEM SALES COMPANY, INC. | RA1636AC1 | AC | Split System: Air-Cooled Condensing Unit, Coil with Blower | RA1636AC1 |  | RCFL-H*3821 | 13 | 15.5 | Yes | Yes | 2015-02-06 |  | 1
FALSE | RA1442AD1 | 4761 | 7492162 | RHEEM SALES COMPANY, INC. | RA1442AJ1 | AC | Split System: Air-Cooled Condensing Unit, Coil with Blower | RA1442AJ1 |  | RH1T4824STAN | 12.5 | 15 | Yes | Yes | 2015-02-06 |  | 1
FALSE | RA1336AD1 | 4824 | 7508912 | RHEEM SALES COMPANY, INC. | RA1336AJ1 | AC | Split System: Air-Cooled Condensing Unit, Coil with Blower | RA1336AJ1 |  | RH2V3624HTAC | 12.5 | 15 | Yes | Yes | 2015-02-06 |  | 1
FALSE | RA1336AD1 | 4824 | 7508306 | RHEEM SALES COMPANY, INC. | RA1336AC1 | AC | Split System: Air-Cooled Condensing Unit, Coil with Blower | RA1336AC1 |  | RCF3624MTAM | 12 | 14.5 | Yes | Yes | 2015-02-06 |  | 0
FALSE | RA1318AJ1 | 4821 | 7507604 | RHEEM SALES COMPANY, INC. | RA1318AJ1 | AC | Split System: Air-Cooled Condensing Unit, Coil with Blower | RA1318AJ1 |  | RH1T2417STAN | 12 | 14.5 | Yes | Yes | 2015-02-06 |  | 0
FALSE | RA1442AD1 | 4761 | 7945123 | RHEEM SALES COMPANY, INC. | RA1442AJ1 | AC | Split System: Air-Cooled Condensing Unit, Coil with Blower | RA1442AJ1 |  | RCF4824HTAM | 13 | 15.5 | Yes | Yes | 2015-02-06 |  | 1
FALSE | RA1442AD1 | 4761 | 7492032 | RHEEM SALES COMPANY, INC. | RA1442AJ1 | AC | Split System: Air-Cooled Condensing Unit, Coil with Blower | RA1442AJ1 |  | RCF4824HTAM | 12.5 | 15.1 | Yes | Yes | 2015-02-06 |  | 1
FALSE | RA1424AJ1 | 4758 | 7490806 | RHEEM SALES COMPANY, INC. | RA1424AJ1 | AC | Split System: Air-Cooled Condensing Unit, Coil with Blower | RA1424AJ1 |  | RCF2421MTAM | 12.5 | 15.1 | Yes | Yes | 2015-02-06 |  | 1
FALSE | RA1636AJ1 | 4917 | 7941468 | RHEEM SALES COMPANY, INC. | RA1636AC1 | AC | Split System: Air-Cooled Condensing Unit, Coil with Blower | RA1636AC1 |  | RCF3621STAM | 13 | 15.5 | Yes | Yes | 2015-02-06 |  | 1
FALSE | RA1642AJ1 | 4918 | 7942447 | RHEEM SALES COMPANY, INC. | RA1642AC1 | AC | Split System: Air-Cooled Condensing Unit, Coil with Blower | RA1642AC1 |  | RCFN-H*4824 | 13 | 16 | Yes | Yes | 2015-02-06 |  | 2
FALSE | RA1630AJ1 | 4916 | 7940907 | RHEEM SALES COMPANY, INC. | RA1630AJ1 | AC | Split System: Air-Cooled Condensing Unit, Coil with Blower | RA1630AJ1 |  | RCF3617STAM | 13 | 16 | Yes | Yes | 2015-02-06 |  | 2
FALSE | RA1630AJ1 | 4916 | 7941018 | RHEEM SALES COMPANY, INC. | RA1630AJ1 | AC | Split System: Air-Cooled Condensing Unit, Coil Alone | RA1630AJ1 |  | RCF3621STAM+RXMD-C04 | 12.2 | 14.5 | Yes | Yes | 2015-02-06 |  | 0
FALSE | RA1430AJ1 | 4759 | 7491206 | RHEEM SALES COMPANY, INC. | RA1430AJ1 | AC | Split System: Air-Cooled Condensing Unit, Coil with Blower | RA1430AJ1 |  | RCFN-H*3624 | 13 | 16 | Yes | Yes | 2015-02-06 |  | 2
FALSE | RA1624AJ1 | 4915 | 7940684 | RHEEM SALES COMPANY, INC. | RA1624AJ1 | AC | Split System: Air-Cooled Condensing Unit, Coil with Blower | RA1624AJ1 |  | RCF2421MTAM | 13 | 16 | Yes | Yes | 2015-02-06 |  | 2
FALSE | RA1436AD1 | 4760 | 7601453 | RHEEM SALES COMPANY, INC. | RA1436AD1 | AC | Split System: Air-Cooled Condensing Unit, Coil with Blower | RA1436AD1 |  | RCQD-3621 | 13 | 15.5 | Yes | Yes | 2015-02-06 |  | 1
FALSE | RA1424AJ1 | 4758 | 7490862 | RHEEM SALES COMPANY, INC. | RA1424AJ1 | AC | Split System: Air-Cooled Condensing Unit, Coil with Blower | RA1424AJ1 |  | RCFL-H*2617 | 12.5 | 15.1 | Yes | Yes | 2015-02-06 |  | 1
FALSE | RA1424AJ1 | 4758 | 7490784 | RHEEM SALES COMPANY, INC. | RA1424AJ1 | AC | Split System: Air-Cooled Condensing Unit, Coil with Blower | RA1424AJ1 |  | RCF2421HTAM | 12.5 | 15.1 | Yes | Yes | 2015-02-06 |  | 1
FALSE | RA1324AJ1 | 4822 | 7507841 | RHEEM SALES COMPANY, INC. | RA1324AJ1 | AC | Split System: Air-Cooled Condensing Unit, Coil with Blower | RA1324AJ1 |  | RHML-HM2421 | 12 | 14.5 | Yes | Yes | 2015-02-06 |  | 0
FALSE | RA1642AJ1 | 4918 | 7942609 | RHEEM SALES COMPANY, INC. | RA1642AJ1 | AC | Split System: Air-Cooled Condensing Unit, Coil with Blower | RA1642AJ1 |  | RCF4824HTAM | 13 | 16 | Yes | Yes | 2015-02-06 |  | 2
FALSE | RA1642AJ1 | 4918 | 7942775 | RHEEM SALES COMPANY, INC. | RA1642AJ1 | AC | Split System: Air-Cooled Condensing Unit, Coil with Blower | RA1642AJ1 |  | RCFN-H*4824 | 13 | 16 | Yes | Yes | 2015-02-06 |  | 2
FALSE | RA1636AJ1 | 4917 | 7944166 | RHEEM SALES COMPANY, INC. | RA1636AJ1 | AC | Split System: Air-Cooled Condensing Unit, Coil with Blower | RA1636AJ1 |  | RCF3624HTAM | 13 | 16 | Yes | Yes | 2015-02-06 |  | 2
FALSE | RA1430AJ1 | 4759 | 7491040 | RHEEM SALES COMPANY, INC. | RA1430AJ1 | AC | Split System: Air-Cooled Condensing Unit, Coil with Blower | RA1430AJ1 |  | RCF3624HTAM | 13 | 16 | Yes | Yes | 2015-02-06 |  | 2
FALSE | RA1648AJ1 | 4919 | 7943003 | RHEEM SALES COMPANY, INC. | RA1648AC1 | AC | Split System: Air-Cooled Condensing Unit, Coil with Blower | RA1648AC1 |  | RCF4824STAM | 13 | 16 | Yes | Yes | 2015-02-06 |  | 2
FALSE | RA1436AD1 | 4760 | 7600044 | RHEEM SALES COMPANY, INC. | RA1436AD1 | AC | Split System: Air-Cooled Condensing Unit, Coil with Blower | RA1436AD1 |  | RCFL-H*3821 | 13 | 16 | Yes | Yes | 2015-02-06 |  | 2
FALSE | RA1642AJ1 | 4918 | 7942281 | RHEEM SALES COMPANY, INC. | RA1642AC1 | AC | Split System: Air-Cooled Condensing Unit, Coil with Blower | RA1642AC1 |  | RCF4824HTAM | 13 | 15.5 | Yes | Yes | 2015-02-06 |  | 1
FALSE | RA1336AD1 | 4824 | 7508459 | RHEEM SALES COMPANY, INC. | RA1336AC1 | AC | Split System: Air-Cooled Condensing Unit, Coil with Blower | RA1336AC1 |  | RCFN-H*3624 | 12.5 | 15.1 | Yes | Yes | 2015-02-06 |  | 1
FALSE | RA1330AJ1 | 4823 | 7507947 | RHEEM SALES COMPANY, INC. | RA1330AJ1 | AC | Split System: Air-Cooled Condensing Unit, Coil with Blower | RA1330AJ1 |  | RCF3624HTAM | 13 | 15.5 | Yes | Yes | 2015-02-06 |  | 1
FALSE | RA1336AD1 | 4824 | 7508461 | RHEEM SALES COMPANY, INC. | RA1336AC1 | AC | Split System: Air-Cooled Condensing Unit, Coil with Blower | RA1336AC1 |  | RCFN-H*3624 | 12 | 14.5 | Yes | Yes | 2015-02-06 |  | 0
FALSE | RA1624AJ1 | 4915 | 7940595 | RHEEM SALES COMPANY, INC. | RA1624AJ1 | AC | Split System: Air-Cooled Condensing Unit, Coil with Blower | RA1624AJ1 |  | RCF2417HTAM | 13 | 16 | Yes | Yes | 2015-02-06 |  | 2
FALSE | RA1660AC1 | 4920 | 7943787 | RHEEM SALES COMPANY, INC. | RA1660AC1 | AC | Split System: Air-Cooled Condensing Unit, Coil with Blower | RA1660AC1 |  | RCF6024HTAM | 12.5 | 15.1 | Yes | Yes | 2015-02-06 |  | 1
FALSE | RA1424AJ1 | 4758 | 7601359 | RHEEM SALES COMPANY, INC. | RA1424AJ1 | AC | Split System: Air-Cooled Condensing Unit, Coil with Blower | RA1424AJ1 |  | RCFN-H*2417 | 12.5 | 15.1 | Yes | Yes | 2015-02-06 |  | 1
FALSE | RA1448AD1 | 4762 | 7600871 | RHEEM SALES COMPANY, INC. | RA1448AJ1 | AC | Split System: Air-Cooled Condensing Unit, Coil with Blower | RA1448AJ1 |  | RCF4821STAM | 12.5 | 15.1 | Yes | Yes | 2015-02-06 |  | 1
FALSE | RA1418AJ1 | 4757 | 7490602 | RHEEM SALES COMPANY, INC. | RA1418AJ1 | AC | Split System: Air-Cooled Condensing Unit, Coil with Blower | RA1418AJ1 |  | RCFL-A*2417 | 12.5 | 15.1 | Yes | Yes | 2015-02-06 |  | 1
FALSE | RA1424AJ1 | 4758 | 7601341 | RHEEM SALES COMPANY, INC. | RA1424AJ1 | AC | Split System: Air-Cooled Condensing Unit, Coil with Blower | RA1424AJ1 |  | RCF2417STAM | 12.5 | 15.1 | Yes | Yes | 2015-02-06 |  | 1
FALSE | RA1430AJ1 | 4759 | 7500977 | RHEEM SALES COMPANY, INC. | RA1430AJ1 | AC | Split System: Air-Cooled Condensing Unit, Coil with Blower | RA1430AJ1 |  | RCF3621STAM | 12.5 | 15.1 | Yes | Yes | 2015-02-06 |  | 1
FALSE | RA1318AJ1 | 4821 | 7507466 | RHEEM SALES COMPANY, INC. | RA1318AJ1 | AC | Split System: Air-Cooled Condensing Unit, Coil with Blower | RA1318AJ1 |  | RCF2421HTAM | 12 | 14.5 | Yes | Yes | 2015-02-06 |  | 0
FALSE | RA1436AD1 | 4760 | 7491778 | RHEEM SALES COMPANY, INC. | RA1436AJ1 | AC | Split System: Air-Cooled Condensing Unit, Coil with Blower | RA1436AJ1 |  | RCQD-3621 | 13 | 16 | Yes | Yes | 2015-02-06 |  | 2
FALSE | RA1436AD1 | 4760 | 7491615 | RHEEM SALES COMPANY, INC. | RA1436AJ1 | AC | Split System: Air-Cooled Condensing Unit, Coil with Blower | RA1436AJ1 |  | RCF3624HTAM | 13 | 16 | Yes | Yes | 2015-02-06 |  | 2
FALSE | RA1436AD1 | 4760 | 7600059 | RHEEM SALES COMPANY, INC. | RA1436AD1 | AC | Split System: Air-Cooled Condensing Unit, Coil with Blower | RA1436AD1 |  | RCFL-H*3824 | 13 | 16 | Yes | Yes | 2015-02-06 |  | 2
FALSE | RA1630AJ1 | 4916 | 7941245 | RHEEM SALES COMPANY, INC. | RA1630AJ1 | AC | Split System: Air-Cooled Condensing Unit, Coil with Blower | RA1630AJ1 |  | RCFN-H*3624 | 13 | 16 | Yes | Yes | 2015-02-06 |  | 2
FALSE | RA1424AJ1 | 4758 | 7490799 | RHEEM SALES COMPANY, INC. | RA1424AJ1 | AC | Split System: Air-Cooled Condensing Unit, Coil with Blower | RA1424AJ1 |  | RCF2421HTAM | 12.5 | 15.1 | Yes | Yes | 2015-02-06 |  | 1
FALSE | RA1448AD1 | 4762 | 7492297 | RHEEM SALES COMPANY, INC. | RA1448AC1 | AC | Split System: Air-Cooled Condensing Unit, Coil with Blower | RA1448AC1 |  | RCFN-H*4824 | 12.5 | 15 | Yes | Yes | 2015-02-06 |  | 1
FALSE | RA1330AJ1 | 4823 | 7508105 | RHEEM SALES COMPANY, INC. | RA1330AJ1 | AC | Split System: Air-Cooled Condensing Unit, Coil with Blower | RA1330AJ1 |  | RCFN-H*3624 | 13 | 15.5 | Yes | Yes | 2015-02-06 |  | 1
FALSE | RA1448AD1 | 4762 | 7492185 | RHEEM SALES COMPANY, INC. | RA1448AC1 | AC | Split System: Air-Cooled Condensing Unit, Coil with Blower | RA1448AC1 |  | RCF4821STAM | 12 | 14.5 | Yes | Yes | 2015-02-06 |  | 0
FALSE | RA1336AD1 | 4824 | 7982511 | RHEEM SALES COMPANY, INC. | RA1336AJ1 | AC | Split System: Air-Cooled Condensing Unit, Coil with Blower | RA1336AJ1 |  | RCQD-3624 | 12.5 | 15.1 | Yes | Yes | 2015-02-06 |  | 1
FALSE | RA1424AJ1 | 4758 | 7490957 | RHEEM SALES COMPANY, INC. | RA1424AJ1 | AC | Split System: Air-Cooled Condensing Unit, Coil with Blower | RA1424AJ1 |  | RCQD-2417 | 13 | 15.5 | Yes | Yes | 2015-02-06 |  | 1
FALSE | RA1642AJ1 | 4918 | 7942244 | RHEEM SALES COMPANY, INC. | RA1642AC1 | AC | Split System: Air-Cooled Condensing Unit, Coil with Blower | RA1642AC1 |  | RCF4821STAM | 13 | 15.5 | Yes | Yes | 2015-02-06 |  | 1
FALSE | RA1424AJ1 | 4758 | 7601344 | RHEEM SALES COMPANY, INC. | RA1424AJ1 | AC | Split System: Air-Cooled Condensing Unit, Coil with Blower | RA1424AJ1 |  | RCF2421HTAM | 12.5 | 15.1 | Yes | Yes | 2015-02-06 |  | 1
FALSE | RA1618AJ1 | 4914 | 7940459 | RHEEM SALES COMPANY, INC. | RA1618AJ1 | AC | Split System: Air-Cooled Condensing Unit, Coil Alone | RA1618AJ1 |  | RCFL-H*2617+RXMD-C04 | 12.2 | 14.5 | Yes | Yes | 2015-02-06 |  | 0
FALSE | RA1636AJ1 | 4917 | 7941980 | RHEEM SALES COMPANY, INC. | RA1636AJ1 | AC | Split System: Air-Cooled Condensing Unit, Coil with Blower | RA1636AJ1 |  | RCFL-H*3617 | 12.5 | 15.1 | Yes | Yes | 2015-02-06 |  | 1
FALSE | RA1630AJ1 | 4916 | 7940929 | RHEEM SALES COMPANY, INC. | RA1630AJ1 | AC | Split System: Air-Cooled Condensing Unit, Coil with Blower | RA1630AJ1 |  | RCF3617STAM | 13 | 16 | Yes | Yes | 2015-02-06 |  | 2
FALSE | RA1648AJ1 | 4919 | 7943034 | RHEEM SALES COMPANY, INC. | RA1648AC1 | AC | Split System: Air-Cooled Condensing Unit, Coil with Blower | RA1648AC1 |  | RCFL-H*4821 | 12.5 | 15.1 | Yes | Yes | 2015-02-06 |  | 1
FALSE | RA1436AD1 | 4760 | 7491393 | RHEEM SALES COMPANY, INC. | RA1436AC1 | AC | Split System: Air-Cooled Condensing Unit, Coil with Blower | RA1436AC1 |  | RCFL-H*3621 | 12.5 | 15.1 | Yes | Yes | 2015-02-06 |  | 1
FALSE | RA1430AJ1 | 4759 | 7599635 | RHEEM SALES COMPANY, INC. | RA1430AJ1 | AC | Split System: Air-Cooled Condensing Unit, Coil with Blower | RA1430AJ1 |  | RCF3624HTAM | 13 | 16 | Yes | Yes | 2015-02-06 |  | 2
FALSE | RA1624AJ1 | 4915 | 7940871 | RHEEM SALES COMPANY, INC. | RA1624AJ1 | AC | Split System: Air-Cooled Condensing Unit, Coil with Blower | RA1624AJ1 |  | RCQD-2417 | 13 | 16 | Yes | Yes | 2015-02-06 |  | 2
FALSE | RA1436AD1 | 4760 | 7491727 | RHEEM SALES COMPANY, INC. | RA1436AJ1 | AC | Split System: Air-Cooled Condensing Unit, Coil with Blower | RA1436AJ1 |  | RCFL-H*3821 | 12.5 | 15.1 | Yes | Yes | 2015-02-06 |  | 1
FALSE | RA1648AJ1 | 4919 | 7944245 | RHEEM SALES COMPANY, INC. | RA1648AC1 | AC | Split System: Air-Cooled Condensing Unit, Coil with Blower | RA1648AC1 |  | RCF4824STAM | 13 | 15.5 | Yes | Yes | 2015-02-06 |  | 1
FALSE | RA1648AJ1 | 4919 | 7943313 | RHEEM SALES COMPANY, INC. | RA1648AJ1 | AC | Split System: Air-Cooled Condensing Unit, Coil with Blower | RA1648AJ1 |  | RCF4824STAM | 13 | 15.5 | Yes | Yes | 2015-02-06 |  | 1
FALSE | RA1448AD1 | 4762 | 7600771 | RHEEM SALES COMPANY, INC. | RA1448AD1 | AC | Split System: Air-Cooled Condensing Unit, Coil with Blower | RA1448AD1 |  | RCFN-H*4824 | 13 | 15.5 | Yes | Yes | 2015-02-06 |  | 1
FALSE | RA1648AJ1 | 4919 | 7944235 | RHEEM SALES COMPANY, INC. | RA1648AC1 | AC | Split System: Air-Cooled Condensing Unit, Coil with Blower | RA1648AC1 |  | RCF4821STAM | 13 | 15.5 | Yes | Yes | 2015-02-06 |  | 1
FALSE | RA1436AD1 | 4760 | 7501034 | RHEEM SALES COMPANY, INC. | RA1436AC1 | AC | Split System: Air-Cooled Condensing Unit, Coil with Blower | RA1436AC1 |  | RCFL-H*3617 | 12.5 | 15.1 | Yes | Yes | 2015-02-06 |  | 1
FALSE | RA1648AJ1 | 4919 | 7943272 | RHEEM SALES COMPANY, INC. | RA1648AJ1 | AC | Split System: Air-Cooled Condensing Unit, Coil with Blower | RA1648AJ1 |  | RCF4824HTAM | 13 | 16 | Yes | Yes | 2015-02-06 |  | 2
FALSE | RA1442AD1 | 4761 | 7600366 | RHEEM SALES COMPANY, INC. | RA1442AD1 | AC | Split System: Air-Cooled Condensing Unit, Coil with Blower | RA1442AD1 |  | RCF4824STAM | 12 | 14.5 | Yes | Yes | 2015-02-06 |  | 0
FALSE | RA1630AJ1 | 4916 | 7941012 | RHEEM SALES COMPANY, INC. | RA1630AJ1 | AC | Split System: Air-Cooled Condensing Unit, Coil with Blower | RA1630AJ1 |  | RCF3621STAM | 13 | 16 | Yes | Yes | 2015-02-06 |  | 2
FALSE | RA1424AJ1 | 4758 | 7490841 | RHEEM SALES COMPANY, INC. | RA1424AJ1 | AC | Split System: Air-Cooled Condensing Unit, Coil with Blower | RA1424AJ1 |  | RCFL-H*2417 | 12.5 | 15.1 | Yes | Yes | 2015-02-06 |  | 1
FALSE | RA1430AJ1 | 4759 | 7491006 | RHEEM SALES COMPANY, INC. | RA1430AJ1 | AC | Split System: Air-Cooled Condensing Unit, Coil with Blower | RA1430AJ1 |  | RCF3621MTAM | 13 | 16 | Yes | Yes | 2015-02-06 |  | 2
FALSE | RA1442AD1 | 4761 | 7501138 | RHEEM SALES COMPANY, INC. | RA1442AJ1 | AC | Split System: Air-Cooled Condensing Unit, Coil with Blower | RA1442AJ1 |  | RCF4824HTAM | 13 | 15.5 | Yes | Yes | 2015-02-06 |  | 1
FALSE | RA1436AD1 | 4760 | 7600103 | RHEEM SALES COMPANY, INC. | RA1436AD1 | AC | Split System: Air-Cooled Condensing Unit, Coil with Blower | RA1436AD1 |  | RCQD-3621 | 13 | 16 | Yes | Yes | 2015-02-06 |  | 2
FALSE | RA1436AD1 | 4760 | 7501061 | RHEEM SALES COMPANY, INC. | RA1436AJ1 | AC | Split System: Air-Cooled Condensing Unit, Coil with Blower | RA1436AJ1 |  | RCF3621MTAM | 13 | 16 | Yes | Yes | 2015-02-06 |  | 2
FALSE | RA1436AD1 | 4760 | 7599772 | RHEEM SALES COMPANY, INC. | RA1436AD1 | AC | Split System: Air-Cooled Condensing Unit, Coil with Blower | RA1436AD1 |  | RCF3621MTAM | 12.5 | 15.1 | Yes | Yes | 2015-02-06 |  | 1
FALSE | RA1648AJ1 | 4919 | 7943145 | RHEEM SALES COMPANY, INC. | RA1648AC1 | AC | Split System: Air-Cooled Condensing Unit, Coil with Blower | RA1648AC1 |  | RCQD-4821 | 13 | 16 | Yes | Yes | 2015-02-06 |  | 2
FALSE | RA1436AD1 | 4760 | 7491429 | RHEEM SALES COMPANY, INC. | RA1436AC1 | AC | Split System: Air-Cooled Condensing Unit, Coil with Blower | RA1436AC1 |  | RCFL-H*3821 | 13 | 15.5 | Yes | Yes | 2015-02-06 |  | 1
FALSE | RA1430AJ1 | 4759 | 7500986 | RHEEM SALES COMPANY, INC. | RA1430AJ1 | AC | Split System: Air-Cooled Condensing Unit, Coil with Blower | RA1430AJ1 |  | RCF3624MTAM | 13 | 16 | Yes | Yes | 2015-02-06 |  | 2
FALSE | RA1436AD1 | 4760 | 7599699 | RHEEM SALES COMPANY, INC. | RA1436AC1 | AC | Split System: Air-Cooled Condensing Unit, Coil with Blower | RA1436AC1 |  | RCF3624MTAM | 13 | 16 | Yes | Yes | 2015-02-06 |  | 2
FALSE | RA1448AD1 | 4762 | 7492312 | RHEEM SALES COMPANY, INC. | RA1448AC1 | AC | Split System: Air-Cooled Condensing Unit, Coil with Blower | RA1448AC1 |  | RCFN-H*4824 | 12 | 14.5 | Yes | Yes | 2015-02-06 |  | 0
FALSE | RA1436AD1 | 4760 | 7491751 | RHEEM SALES COMPANY, INC. | RA1436AJ1 | AC | Split System: Air-Cooled Condensing Unit, Coil with Blower | RA1436AJ1 |  | RCFL-H*3824 | 13 | 15.5 | Yes | Yes | 2015-02-06 |  | 1
FALSE | RA1642AJ1 | 4918 | 7942298 | RHEEM SALES COMPANY, INC. | RA1642AC1 | AC | Split System: Air-Cooled Condensing Unit, Coil with Blower | RA1642AC1 |  | RCF4824HTAM | 13 | 16 | Yes | Yes | 2015-02-06 |  | 2
FALSE | RA1660AC1 | 4920 | 7943785 | RHEEM SALES COMPANY, INC. | RA1660AC1 | AC | Split System: Air-Cooled Condensing Unit, Coil with Blower | RA1660AC1 |  | RCF6024HTAM | 12.5 | 15.1 | Yes | Yes | 2015-02-06 |  | 1
FALSE | RA1430AJ1 | 4759 | 7599650 | RHEEM SALES COMPANY, INC. | RA1430AJ1 | AC | Split System: Air-Cooled Condensing Unit, Coil with Blower | RA1430AJ1 |  | RCFL-H*3621 | 13 | 15.5 | Yes | Yes | 2015-02-06 |  | 1
FALSE | RA1648AJ1 | 4919 | 7942945 | RHEEM SALES COMPANY, INC. | RA1648AC1 | AC | Split System: Air-Cooled Condensing Unit, Coil with Blower | RA1648AC1 |  | RCF4824HTAM | 13 | 16 | Yes | Yes | 2015-02-06 |  | 2
FALSE | RA1460AD1 | 4763 | 7601031 | RHEEM SALES COMPANY, INC. | RA1460AD1 | AC | Split System: Air-Cooled Condensing Unit, Coil with Blower | RA1460AD1 |  | RH1T6024STAN | 12 | 14.5 | Yes | Yes | 2015-02-06 |  | 0
FALSE | RA1436AD1 | 4760 | 7601457 | RHEEM SALES COMPANY, INC. | RA1436AD1 | AC | Split System: Air-Cooled Condensing Unit, Coil with Blower | RA1436AD1 |  | RCQD-3624 | 13 | 16 | Yes | Yes | 2015-02-06 |  | 2
FALSE | RA1442AD1 | 4761 | 7601519 | RHEEM SALES COMPANY, INC. | RA1442AJ1 | AC | Split System: Air-Cooled Condensing Unit, Coil with Blower | RA1442AJ1 |  | RCF4824STAM | 12 | 14.5 | Yes | Yes | 2015-02-06 |  | 0
FALSE | RA1436AD1 | 4760 | 7600068 | RHEEM SALES COMPANY, INC. | RA1436AD1 | AC | Split System: Air-Cooled Condensing Unit, Coil with Blower | RA1436AD1 |  | RCFL-H*3824 | 13 | 15.5 | Yes | Yes | 2015-02-06 |  | 1
FALSE | RA1636AJ1 | 4917 | 7941385 | RHEEM SALES COMPANY, INC. | RA1636AC1 | AC | Split System: Air-Cooled Condensing Unit, Coil with Blower | RA1636AC1 |  | RCF3621MTAM | 13 | 16 | Yes | Yes | 2015-02-06 |  | 2
FALSE | RA1648AJ1 | 4919 | 7943386 | RHEEM SALES COMPANY, INC. | RA1648AJ1 | AC | Split System: Air-Cooled Condensing Unit, Coil with Blower | RA1648AJ1 |  | RCFL-H*4824 | 13 | 16 | Yes | Yes | 2015-02-06 |  | 2
FALSE | RA1636AJ1 | 4917 | 7941395 | RHEEM SALES COMPANY, INC. | RA1636AC1 | AC | Split System: Air-Cooled Condensing Unit, Coil with Blower | RA1636AC1 |  | RCF3621MTAM | 13 | 15.5 | Yes | Yes | 2015-02-06 |  | 1
FALSE | RA1436AD1 | 4760 | 7491586 | RHEEM SALES COMPANY, INC. | RA1436AJ1 | AC | Split System: Air-Cooled Condensing Unit, Coil with Blower | RA1436AJ1 |  | RCF3621STAM | 12 | 14.5 | Yes | Yes | 2015-02-06 |  | 0
FALSE | RA1648AJ1 | 4919 | 7943068 | RHEEM SALES COMPANY, INC. | RA1648AC1 | AC | Split System: Air-Cooled Condensing Unit, Coil with Blower | RA1648AC1 |  | RCFL-H*4824 | 12.5 | 15.1 | Yes | Yes | 2015-02-06 |  | 1
FALSE | RA1436AD1 | 4760 | 7945041 | RHEEM SALES COMPANY, INC. | RA1436AD1 | AC | Split System: Air-Cooled Condensing Unit, Coil with Blower | RA1436AD1 |  | RCF3624MTAM | 13 | 15.5 | Yes | Yes | 2015-02-06 |  | 1
FALSE | RA1448AD1 | 4762 | 7501188 | RHEEM SALES COMPANY, INC. | RA1448AC1 | AC | Split System: Air-Cooled Condensing Unit, Coil with Blower | RA1448AC1 |  | RCFN-H*4824 | 13 | 15.5 | Yes | Yes | 2015-02-06 |  | 1
FALSE | RA1642AJ1 | 4918 | 7942345 | RHEEM SALES COMPANY, INC. | RA1642AC1 | AC | Split System: Air-Cooled Condensing Unit, Coil with Blower | RA1642AC1 |  | RCFL-H*4821 | 13 | 15.5 | Yes | Yes | 2015-02-06 |  | 1
FALSE | RA1436AD1 | 4760 | 7599880 | RHEEM SALES COMPANY, INC. | RA1436AD1 | AC | Split System: Air-Cooled Condensing Unit, Coil with Blower | RA1436AD1 |  | RCF3624MTAM | 13 | 15.5 | Yes | Yes | 2015-02-06 |  | 1
FALSE | RA1636AJ1 | 4917 | 7941851 | RHEEM SALES COMPANY, INC. | RA1636AJ1 | AC | Split System: Air-Cooled Condensing Unit, Coil with Blower | RA1636AJ1 |  | RCF3621MTAM | 13 | 16 | Yes | Yes | 2015-02-06 |  | 2
FALSE | RA1648AJ1 | 4919 | 7943135 | RHEEM SALES COMPANY, INC. | RA1648AC1 | AC | Split System: Air-Cooled Condensing Unit, Coil with Blower | RA1648AC1 |  | RCFN-H*4824 | 13 | 16 | Yes | Yes | 2015-02-06 |  | 2
FALSE | RA1336AD1 | 4824 | 7508498 | RHEEM SALES COMPANY, INC. | RA1336AC1 | AC | Split System: Air-Cooled Condensing Unit, Coil with Blower | RA1336AC1 |  | RCQD-3621 | 12 | 14.5 | Yes | Yes | 2015-02-06 |  | 0
FALSE | RA1442AD1 | 4761 | 7600325 | RHEEM SALES COMPANY, INC. | RA1442AD1 | AC | Split System: Air-Cooled Condensing Unit, Coil with Blower | RA1442AD1 |  | RCF4824HTAM | 13 | 15.5 | Yes | Yes | 2015-02-06 |  | 1
FALSE | RA1624AJ1 | 4915 | 7940678 | RHEEM SALES COMPANY, INC. | RA1624AJ1 | AC | Split System: Air-Cooled Condensing Unit, Coil with Blower | RA1624AJ1 |  | RCF2421HTAM | 13 | 16 | Yes | Yes | 2015-02-06 |  | 2
FALSE | RA1636AJ1 | 4917 | 7941770 | RHEEM SALES COMPANY, INC. | RA1636AC1 | AC | Split System: Air-Cooled Condensing Unit, Coil with Blower | RA1636AC1 |  | RF1T3624MTAN | 13 | 16 | Yes | Yes | 2015-02-06 |  | 2
FALSE | RA1448AD1 | 4762 | 7600896 | RHEEM SALES COMPANY, INC. | RA1448AJ1 | AC | Split System: Air-Cooled Condensing Unit, Coil with Blower | RA1448AJ1 |  | RCFN-H*4824 | 13 | 15.5 | Yes | Yes | 2015-02-06 |  | 1
FALSE | RA1624AJ1 | 4915 | 7940786 | RHEEM SALES COMPANY, INC. | RA1624AJ1 | AC | Split System: Air-Cooled Condensing Unit, Coil with Blower | RA1624AJ1 |  | RCFL-H*2621 | 13 | 16 | Yes | Yes | 2015-02-06 |  | 2
FALSE | RA1436AD1 | 4760 | 7601435 | RHEEM SALES COMPANY, INC. | RA1436AD1 | AC | Split System: Air-Cooled Condensing Unit, Coil with Blower | RA1436AD1 |  | RCF3621STAM | 12.5 | 15 | Yes | Yes | 2015-02-06 |  | 1
FALSE | RA1330AJ1 | 4823 | 7982352 | RHEEM SALES COMPANY, INC. | RA1330AJ1 | AC | Split System: Air-Cooled Condensing Unit, Coil with Blower | RA1330AJ1 |  | RCFL-H*3821 | 12 | 14.5 | Yes | Yes | 2015-02-06 |  | 0
FALSE | RA1448AD1 | 4762 | 7945153 | RHEEM SALES COMPANY, INC. | RA1448AD1 | AC | Split System: Air-Cooled Condensing Unit, Coil with Blower | RA1448AD1 |  | RCF4821STAM | 12 | 14.5 | Yes | Yes | 2015-02-06 |  | 0
FALSE | RA1330AJ1 | 4823 | 7508089 | RHEEM SALES COMPANY, INC. | RA1330AJ1 | AC | Split System: Air-Cooled Condensing Unit, Coil with Blower | RA1330AJ1 |  | RCFL-H*3824 | 12 | 14.5 | Yes | Yes | 2015-02-06 |  | 0
FALSE | RA1442AD1 | 4761 | 7600473 | RHEEM SALES COMPANY, INC. | RA1442AD1 | AC | Split System: Air-Cooled Condensing Unit, Coil with Blower | RA1442AD1 |  | RCFN-H*4824 | 13 | 16 | Yes | Yes | 2015-02-06 |  | 2
FALSE | RA1648AJ1 | 4919 | 7943158 | RHEEM SALES COMPANY, INC. | RA1648AC1 | AC | Split System: Air-Cooled Condensing Unit, Coil with Blower | RA1648AC1 |  | RCQD-4821 | 13 | 16 | Yes | Yes | 2015-02-06 |  | 2
FALSE | RA1648AJ1 | 4919 | 7943330 | RHEEM SALES COMPANY, INC. | RA1648AJ1 | AC | Split System: Air-Cooled Condensing Unit, Coil Alone | RA1648AJ1 |  | RCF4824STAM+RXMD-C04 | 12.5 | 15.1 | Yes | Yes | 2015-02-06 |  | 1
FALSE | RA1442AD1 | 4761 | 7492006 | RHEEM SALES COMPANY, INC. | RA1442AJ1 | AC | Split System: Air-Cooled Condensing Unit, Coil with Blower | RA1442AJ1 |  | RCF4821STAM | 12 | 14.5 | Yes | Yes | 2015-02-06 |  | 0
FALSE | RA1336AD1 | 4824 | 7508917 | RHEEM SALES COMPANY, INC. | RA1336AJ1 | AC | Split System: Air-Cooled Condensing Unit, Coil with Blower | RA1336AJ1 |  | RHML-HM3621 | 12 | 14.5 | Yes | Yes | 2015-02-06 |  | 0
FALSE | RA1448AD1 | 4762 | 7600586 | RHEEM SALES COMPANY, INC. | RA1448AC1 | AC | Split System: Air-Cooled Condensing Unit, Coil with Blower | RA1448AC1 |  | RCFN-H*4824 | 13 | 15.5 | Yes | Yes | 2015-02-06 |  | 1
FALSE | RA1630AJ1 | 4916 | 7941005 | RHEEM SALES COMPANY, INC. | RA1630AJ1 | AC | Split System: Air-Cooled Condensing Unit, Coil with Blower | RA1630AJ1 |  | RCF3621STAM | 13 | 16 | Yes | Yes | 2015-02-06 |  | 2
FALSE | RA1630AJ1 | 4916 | 7941050 | RHEEM SALES COMPANY, INC. | RA1630AJ1 | AC | Split System: Air-Cooled Condensing Unit, Coil with Blower | RA1630AJ1 |  | RCF3624MTAM | 13 | 16 | Yes | Yes | 2015-02-06 |  | 2
FALSE | RA1624AJ1 | 4915 | 7944007 | RHEEM SALES COMPANY, INC. | RA1624AJ1 | AC | Split System: Air-Cooled Condensing Unit, Coil with Blower | RA1624AJ1 |  | RCF2421MTAM | 13 | 16 | Yes | Yes | 2015-02-06 |  | 2
FALSE | RA1648AJ1 | 4919 | 7942900 | RHEEM SALES COMPANY, INC. | RA1648AC1 | AC | Split System: Air-Cooled Condensing Unit, Coil with Blower | RA1648AC1 |  | RCF4821STAM | 12.5 | 15.1 | Yes | Yes | 2015-02-06 |  | 1
FALSE | RA1660AC1 | 4920 | 7943577 | RHEEM SALES COMPANY, INC. | RA1660AJ1 | AC | Split System: Air-Cooled Condensing Unit, Coil with Blower | RA1660AJ1 |  | RCF6024STAM | 13 | 15.5 | Yes | Yes | 2015-02-06 |  | 1
FALSE | RA1636AJ1 | 4917 | 7941978 | RHEEM SALES COMPANY, INC. | RA1636AJ1 | AC | Split System: Air-Cooled Condensing Unit, Coil with Blower | RA1636AJ1 |  | RCFL-H*3617 | 12.5 | 15 | Yes | Yes | 2015-02-06 |  | 1
FALSE | RA1448AD1 | 4762 | 7492307 | RHEEM SALES COMPANY, INC. | RA1448AC1 | AC | Split System: Air-Cooled Condensing Unit, Coil with Blower | RA1448AC1 |  | RCFN-H*4824 | 12.5 | 15.1 | Yes | Yes | 2015-02-06 |  | 1
FALSE | RA1330AJ1 | 4823 | 7508160 | RHEEM SALES COMPANY, INC. | RA1330AJ1 | AC | Split System: Air-Cooled Condensing Unit, Coil with Blower | RA1330AJ1 |  | RCQD-3624 | 12.5 | 15.1 | Yes | Yes | 2015-02-06 |  | 1
FALSE | RA1424AJ1 | 4758 | 7490916 | RHEEM SALES COMPANY, INC. | RA1424AJ1 | AC | Split System: Air-Cooled Condensing Unit, Coil with Blower | RA1424AJ1 |  | RCFN-H*2421 | 12.5 | 15.1 | Yes | Yes | 2015-02-06 |  | 1
FALSE | RA1430AJ1 | 4759 | 7491176 | RHEEM SALES COMPANY, INC. | RA1430AJ1 | AC | Split System: Air-Cooled Condensing Unit, Coil with Blower | RA1430AJ1 |  | RCFL-H*3824 | 13 | 15.5 | Yes | Yes | 2015-02-06 |  | 1
FALSE | RA1636AJ1 | 4917 | 7942146 | RHEEM SALES COMPANY, INC. | RA1636AJ1 | AC | Split System: Air-Cooled Condensing Unit, Coil with Blower | RA1636AJ1 |  | RCQD-3621 | 13 | 16 | Yes | Yes | 2015-02-06 |  | 2
FALSE | RA1636AJ1 | 4917 | 7941986 | RHEEM SALES COMPANY, INC. | RA1636AJ1 | AC | Split System: Air-Cooled Condensing Unit, Coil with Blower | RA1636AJ1 |  | RCFL-H*3617 | 12.5 | 15.1 | Yes | Yes | 2015-02-06 |  | 1
FALSE | RA1436AD1 | 4760 | 7599860 | RHEEM SALES COMPANY, INC. | RA1436AD1 | AC | Split System: Air-Cooled Condensing Unit, Coil with Blower | RA1436AD1 |  | RCF3624HTAM | 13 | 16 | Yes | Yes | 2015-02-06 |  | 2
FALSE | RA1642AJ1 | 4918 | 7942588 | RHEEM SALES COMPANY, INC. | RA1642AJ1 | AC | Split System: Air-Cooled Condensing Unit, Coil with Blower | RA1642AJ1 |  | RCF4821STAM | 13 | 15.5 | Yes | Yes | 2015-02-06 |  | 1
FALSE | RA1642AJ1 | 4918 | 7942242 | RHEEM SALES COMPANY, INC. | RA1642AC1 | AC | Split System: Air-Cooled Condensing Unit, Coil with Blower | RA1642AC1 |  | RCF4821STAM | 13 | 15.5 | Yes | Yes | 2015-02-06 |  | 1
FALSE | RA1636AJ1 | 4917 | 7941809 | RHEEM SALES COMPANY, INC. | RA1636AJ1 | AC | Split System: Air-Cooled Condensing Unit, Coil with Blower | RA1636AJ1 |  | RCF3617STAM | 12.5 | 15.1 | Yes | Yes | 2015-02-06 |  | 1
FALSE | RA1660AC1 | 4920 | 7943773 | RHEEM SALES COMPANY, INC. | RA1660AC1 | AC | Split System: Air-Cooled Condensing Unit, Coil with Blower | RA1660AC1 |  | RCF6024HTAM | 12.5 | 15.1 | Yes | Yes | 2015-02-06 |  | 1
FALSE | RA1648AJ1 | 4919 | 7943136 | RHEEM SALES COMPANY, INC. | RA1648AC1 | AC | Split System: Air-Cooled Condensing Unit, Coil with Blower | RA1648AC1 |  | RCFN-H*4824 | 13 | 16 | Yes | Yes | 2015-02-06 |  | 2
FALSE | RA1624AJ1 | 4915 | 7940819 | RHEEM SALES COMPANY, INC. | RA1624AJ1 | AC | Split System: Air-Cooled Condensing Unit, Coil with Blower | RA1624AJ1 |  | RCFN-H*2417 | 13 | 16 | Yes | Yes | 2015-02-06 |  | 2
FALSE | RA1630AJ1 | 4916 | 7940935 | RHEEM SALES COMPANY, INC. | RA1630AJ1 | AC | Split System: Air-Cooled Condensing Unit, Coil with Blower | RA1630AJ1 |  | RCF3621MTAM | 13 | 16 | Yes | Yes | 2015-02-06 |  | 2
FALSE | RA1642AJ1 | 4918 | 7942663 | RHEEM SALES COMPANY, INC. | RA1642AJ1 | AC | Split System: Air-Cooled Condensing Unit, Coil with Blower | RA1642AJ1 |  | RCF4824STAM | 13 | 16 | Yes | Yes | 2015-02-06 |  | 2
FALSE | RA1660AC1 | 4920 | 7944279 | RHEEM SALES COMPANY, INC. | RA1660AC1 | AC | Split System: Air-Cooled Condensing Unit, Coil with Blower | RA1660AC1 |  | RCF6024HTAM | 13 | 16 | Yes | Yes | 2015-02-06 |  | 2
FALSE | RA1636AJ1 | 4917 | 7941743 | RHEEM SALES COMPANY, INC. | RA1636AC1 | AC | Split System: Air-Cooled Condensing Unit, Coil with Blower | RA1636AC1 |  | RCQD-3624 | 13 | 16 | Yes | Yes | 2015-02-06 |  | 2
FALSE | RA1618AJ1 | 4914 | 7940561 | RHEEM SALES COMPANY, INC. | RA1618AJ1 | AC | Split System: Air-Cooled Condensing Unit, Coil Alone | RA1618AJ1 |  | RCQD-2417+RXMD-C04 | 12.5 | 15.1 | Yes | Yes | 2015-02-06 |  | 1
FALSE | RA1630AJ1 | 4916 | 7941330 | RHEEM SALES COMPANY, INC. | RA1630AJ1 | AC | Split System: Air-Cooled Condensing Unit, Coil with Blower | RA1630AJ1 |  | RCQD-3624 | 13 | 16 | Yes | Yes | 2015-02-06 |  | 2
FALSE | RA1660AC1 | 4920 | 7943873 | RHEEM SALES COMPANY, INC. | RA1660AC1 | AC | Split System: Air-Cooled Condensing Unit, Coil with Blower | RA1660AC1 |  | RCFN-H*6024 | 13 | 15.5 | Yes | Yes | 2015-02-06 |  | 1
FALSE | RA1636AJ1 | 4917 | 7941523 | RHEEM SALES COMPANY, INC. | RA1636AC1 | AC | Split System: Air-Cooled Condensing Unit, Coil with Blower | RA1636AC1 |  | RCF3624MTAM | 13 | 16 | Yes | Yes | 2015-02-06 |  | 2
FALSE | RA1648AJ1 | 4919 | 7943380 | RHEEM SALES COMPANY, INC. | RA1648AJ1 | AC | Split System: Air-Cooled Condensing Unit, Coil with Blower | RA1648AJ1 |  | RCFL-H*4821 | 13 | 15.5 | Yes | Yes | 2015-02-06 |  | 1
FALSE | RA1436AD1 | 4760 | 7491474 | RHEEM SALES COMPANY, INC. | RA1436AC1 | AC | Split System: Air-Cooled Condensing Unit, Coil with Blower | RA1436AC1 |  | RCQD-3621 | 12.5 | 15.1 | Yes | Yes | 2015-02-06 |  | 1
FALSE | RA1648AJ1 | 4919 | 7943347 | RHEEM SALES COMPANY, INC. | RA1648AJ1 | AC | Split System: Air-Cooled Condensing Unit, Coil with Blower | RA1648AJ1 |  | RCFL-H*4821 | 13 | 15.5 | Yes | Yes | 2015-02-06 |  | 1
FALSE | RA1660AC1 | 4920 | 7943587 | RHEEM SALES COMPANY, INC. | RA1660AJ1 | AC | Split System: Air-Cooled Condensing Unit, Coil with Blower | RA1660AJ1 |  | RCF6024STAM | 12.5 | 15.1 | Yes | Yes | 2015-02-06 |  | 1
FALSE | RA1442AD1 | 4761 | 7491886 | RHEEM SALES COMPANY, INC. | RA1442AC1 | AC | Split System: Air-Cooled Condensing Unit, Coil with Blower | RA1442AC1 |  | RCF4824STAM | 12.5 | 15 | Yes | Yes | 2015-02-06 |  | 1
FALSE | RA1630AJ1 | 4916 | 7941192 | RHEEM SALES COMPANY, INC. | RA1630AJ1 | AC | Split System: Air-Cooled Condensing Unit, Coil with Blower | RA1630AJ1 |  | RCFL-H*3821 | 13 | 16 | Yes | Yes | 2015-02-06 |  | 2
FALSE | RA1430AJ1 | 4759 | 7491026 | RHEEM SALES COMPANY, INC. | RA1430AJ1 | AC | Split System: Air-Cooled Condensing Unit, Coil with Blower | RA1430AJ1 |  | RCF3621STAM | 13 | 15.5 | Yes | Yes | 2015-02-06 |  | 1
FALSE | RA1448AD1 | 4762 | 7501165 | RHEEM SALES COMPANY, INC. | RA1448AC1 | AC | Split System: Air-Cooled Condensing Unit, Coil with Blower | RA1448AC1 |  | RCF4824HTAM | 13 | 15.5 | Yes | Yes | 2015-02-06 |  | 1
FALSE | RA1442AD1 | 4761 | 7945089 | RHEEM SALES COMPANY, INC. | RA1442AC1 | AC | Split System: Air-Cooled Condensing Unit, Coil with Blower | RA1442AC1 |  | RCF4824HTAM | 13 | 15.5 | Yes | Yes | 2015-02-06 |  | 1
FALSE | RA1448AD1 | 4762 | 7945137 | RHEEM SALES COMPANY, INC. | RA1448AC1 | AC | Split System: Air-Cooled Condensing Unit, Coil with Blower | RA1448AC1 |  | RCF4821STAM | 12 | 14.5 | Yes | Yes | 2015-02-06 |  | 0
FALSE | RA1430AJ1 | 4759 | 7491063 | RHEEM SALES COMPANY, INC. | RA1430AJ1 | AC | Split System: Air-Cooled Condensing Unit, Coil with Blower | RA1430AJ1 |  | RCF3624MTAM | 13 | 16 | Yes | Yes | 2015-02-06 |  | 2
FALSE | RA1636AJ1 | 4917 | 7941502 | RHEEM SALES COMPANY, INC. | RA1636AC1 | AC | Split System: Air-Cooled Condensing Unit, Coil Alone | RA1636AC1 |  | RCF3624HTAM+RXMD-C04 | 12.5 | 15.1 | Yes | Yes | 2015-02-06 |  | 1
FALSE | RA1636AJ1 | 4917 | 7944160 | RHEEM SALES COMPANY, INC. | RA1636AJ1 | AC | Split System: Air-Cooled Condensing Unit, Coil with Blower | RA1636AJ1 |  | RCF3624HTAM | 13 | 16 | Yes | Yes | 2015-02-06 |  | 2
FALSE | RA1442AD1 | 4761 | 7501116 | RHEEM SALES COMPANY, INC. | RA1442AC1 | AC | Split System: Air-Cooled Condensing Unit, Coil with Blower | RA1442AC1 |  | RCFL-H*4821 | 12 | 14.5 | Yes | Yes | 2015-02-06 |  | 0
FALSE | RA1336AD1 | 4824 | 7508536 | RHEEM SALES COMPANY, INC. | RA1336AC1 | AC | Split System: Air-Cooled Condensing Unit, Coil with Blower | RA1336AC1 |  | RCQD-3624 | 12 | 14.5 | Yes | Yes | 2015-02-06 |  | 0
FALSE | RA1424AJ1 | 4758 | 7490850 | RHEEM SALES COMPANY, INC. | RA1424AJ1 | AC | Split System: Air-Cooled Condensing Unit, Coil with Blower | RA1424AJ1 |  | RCFL-H*2617 | 12.5 | 15.1 | Yes | Yes | 2015-02-06 |  | 1
FALSE | RA1448AD1 | 4762 | 7501190 | RHEEM SALES COMPANY, INC. | RA1448AC1 | AC | Split System: Air-Cooled Condensing Unit, Coil with Blower | RA1448AC1 |  | RCQD-4824 | 12.5 | 15.1 | Yes | Yes | 2015-02-06 |  | 1
FALSE | RA1660AC1 | 4920 | 7943561 | RHEEM SALES COMPANY, INC. | RA1660AJ1 | AC | Split System: Air-Cooled Condensing Unit, Coil with Blower | RA1660AJ1 |  | RCF6024HTAM | 12.5 | 15.1 | Yes | Yes | 2015-02-06 |  | 1
FALSE | RA1460AD1 | 4763 | 7492587 | RHEEM SALES COMPANY, INC. | RA1460AC1 | AC | Split System: Air-Cooled Condensing Unit, Coil with Blower | RA1460AC1 |  | RCF6024STAM | 12 | 14.5 | Yes | Yes | 2015-02-06 |  | 0
FALSE | RA1660AC1 | 4920 | 7943826 | RHEEM SALES COMPANY, INC. | RA1660AC1 | AC | Split System: Air-Cooled Condensing Unit, Coil with Blower | RA1660AC1 |  | RCFL-H*6024 | 13 | 15.5 | Yes | Yes | 2015-02-06 |  | 1
FALSE | RA1436AD1 | 4760 | 7491595 | RHEEM SALES COMPANY, INC. | RA1436AJ1 | AC | Split System: Air-Cooled Condensing Unit, Coil with Blower | RA1436AJ1 |  | RCF3621STAM | 12.5 | 15 | Yes | Yes | 2015-02-06 |  | 1
FALSE | RA1442AD1 | 4761 | 7492013 | RHEEM SALES COMPANY, INC. | RA1442AJ1 | AC | Split System: Air-Cooled Condensing Unit, Coil with Blower | RA1442AJ1 |  | RCF4821STAM | 12.5 | 15 | Yes | Yes | 2015-02-06 |  | 1
FALSE | RA1642AJ1 | 4918 | 7942769 | RHEEM SALES COMPANY, INC. | RA1642AJ1 | AC | Split System: Air-Cooled Condensing Unit, Coil with Blower | RA1642AJ1 |  | RCFL-H*4824 | 12.5 | 15.1 | Yes | Yes | 2015-02-06 |  | 1
FALSE | RA1648AJ1 | 4919 | 7943307 | RHEEM SALES COMPANY, INC. | RA1648AJ1 | AC | Split System: Air-Cooled Condensing Unit, Coil with Blower | RA1648AJ1 |  | RCF4824STAM | 13 | 15.5 | Yes | Yes | 2015-02-06 |  | 1
FALSE | RA1636AJ1 | 4917 | 7941716 | RHEEM SALES COMPANY, INC. | RA1636AC1 | AC | Split System: Air-Cooled Condensing Unit, Coil with Blower | RA1636AC1 |  | RCQD-3621 | 13 | 16 | Yes | Yes | 2015-02-06 |  | 2
FALSE | RA1636AJ1 | 4917 | 7941754 | RHEEM SALES COMPANY, INC. | RA1636AC1 | AC | Split System: Air-Cooled Condensing Unit, Coil with Blower | RA1636AC1 |  | RCQD-3624 | 13 | 16 | Yes | Yes | 2015-02-06 |  | 2
FALSE | RA1636AJ1 | 4917 | 7944173 | RHEEM SALES COMPANY, INC. | RA1636AJ1 | AC | Split System: Air-Cooled Condensing Unit, Coil with Blower | RA1636AJ1 |  | RCF3624MTAM | 13 | 16 | Yes | Yes | 2015-02-06 |  | 2
FALSE | RA1436AD1 | 4760 | 7600083 | RHEEM SALES COMPANY, INC. | RA1436AD1 | AC | Split System: Air-Cooled Condensing Unit, Coil with Blower | RA1436AD1 |  | RCFL-H*3824 | 13 | 15.5 | Yes | Yes | 2015-02-06 |  | 1
FALSE | RA1436AD1 | 4760 | 7600042 | RHEEM SALES COMPANY, INC. | RA1436AD1 | AC | Split System: Air-Cooled Condensing Unit, Coil with Blower | RA1436AD1 |  | RCFL-H*3821 | 12.5 | 15 | Yes | Yes | 2015-02-06 |  | 1
FALSE | RA1418AJ1 | 4757 | 7601325 | RHEEM SALES COMPANY, INC. | RA1418AJ1 | AC | Split System: Air-Cooled Condensing Unit, Coil with Blower | RA1418AJ1 |  | RCFL-H*2617 | 13 | 15.5 | Yes | Yes | 2015-02-06 |  | 1
FALSE | RA1436AD1 | 4760 | 7491521 | RHEEM SALES COMPANY, INC. | RA1436AC1 | AC | Split System: Air-Cooled Condensing Unit, Coil with Blower | RA1436AC1 |  | RHKL-HM3821 | 13 | 15.5 | Yes | Yes | 2015-02-06 |  | 1
FALSE | RA1630AJ1 | 4916 | 7944036 | RHEEM SALES COMPANY, INC. | RA1630AJ1 | AC | Split System: Air-Cooled Condensing Unit, Coil with Blower | RA1630AJ1 |  | RCF3621STAM | 13 | 16 | Yes | Yes | 2015-02-06 |  | 2
FALSE | RA1330AJ1 | 4823 | 7982364 | RHEEM SALES COMPANY, INC. | RA1330AJ1 | AC | Split System: Air-Cooled Condensing Unit, Coil with Blower | RA1330AJ1 |  | RCQD-3621 | 12.5 | 15.1 | Yes | Yes | 2015-02-06 |  | 1
FALSE | RA1336AD1 | 4824 | 7508473 | RHEEM SALES COMPANY, INC. | RA1336AC1 | AC | Split System: Air-Cooled Condensing Unit, Coil with Blower | RA1336AC1 |  | RCFN-H*3624 | 12.5 | 15.1 | Yes | Yes | 2015-02-06 |  | 1
FALSE | RA1336AD1 | 4824 | 7983384 | RHEEM SALES COMPANY, INC. | RA1336AJ1 | AC | Split System: Air-Cooled Condensing Unit, Coil with Blower | RA1336AJ1 |  | RCF3621MTAM | 12 | 14.5 | Yes | Yes | 2015-02-06 |  | 0
FALSE | RA1448AD1 | 4762 | 7600670 | RHEEM SALES COMPANY, INC. | RA1448AD1 | AC | Split System: Air-Cooled Condensing Unit, Coil with Blower | RA1448AD1 |  | RCF4824STAM | 12 | 14.5 | Yes | Yes | 2015-02-06 |  | 0
FALSE | RA1636AJ1 | 4917 | 7941450 | RHEEM SALES COMPANY, INC. | RA1636AC1 | AC | Split System: Air-Cooled Condensing Unit, Coil with Blower | RA1636AC1 |  | RCF3621STAM | 12.5 | 15.1 | Yes | Yes | 2015-02-06 |  | 1
FALSE | RA1448AD1 | 4762 | 7600640 | RHEEM SALES COMPANY, INC. | RA1448AD1 | AC | Split System: Air-Cooled Condensing Unit, Coil with Blower | RA1448AD1 |  | RCF4824HTAM | 12 | 14.5 | Yes | Yes | 2015-02-06 |  | 0
FALSE | RA1618AJ1 | 4914 | 7940476 | RHEEM SALES COMPANY, INC. | RA1618AJ1 | AC | Split System: Air-Cooled Condensing Unit, Coil with Blower | RA1618AJ1 |  | RCFL-H*2621 | 13 | 16 | Yes | Yes | 2015-02-06 |  | 2
FALSE | RA1642AJ1 | 4918 | 7944218 | RHEEM SALES COMPANY, INC. | RA1642AJ1 | AC | Split System: Air-Cooled Condensing Unit, Coil with Blower | RA1642AJ1 |  | RCF4824HTAM | 13 | 16 | Yes | Yes | 2015-02-06 |  | 2
FALSE | RA1442AD1 | 4761 | 7600272 | RHEEM SALES COMPANY, INC. | RA1442AD1 | AC | Split System: Air-Cooled Condensing Unit, Coil with Blower | RA1442AD1 |  | RBHP-24 | 12.5 | 15 | Yes | Yes | 2015-02-06 |  | 1
FALSE | RA1642AJ1 | 4918 | 7944205 | RHEEM SALES COMPANY, INC. | RA1642AJ1 | AC | Split System: Air-Cooled Condensing Unit, Coil with Blower | RA1642AJ1 |  | RCF4821STAM | 13 | 15.5 | Yes | Yes | 2015-02-06 |  | 1
FALSE | RA1430AJ1 | 4759 | 7491171 | RHEEM SALES COMPANY, INC. | RA1430AJ1 | AC | Split System: Air-Cooled Condensing Unit, Coil with Blower | RA1430AJ1 |  | RCFL-H*3824 | 13 | 15.5 | Yes | Yes | 2015-02-06 |  | 1
FALSE | RA1442AD1 | 4761 | 7600423 | RHEEM SALES COMPANY, INC. | RA1442AD1 | AC | Split System: Air-Cooled Condensing Unit, Coil with Blower | RA1442AD1 |  | RCFL-H*4821 | 12 | 14.5 | Yes | Yes | 2015-02-06 |  | 0
FALSE | RA1618AJ1 | 4914 | 7940513 | RHEEM SALES COMPANY, INC. | RA1618AJ1 | AC | Split System: Air-Cooled Condensing Unit, Coil with Blower | RA1618AJ1 |  | RCFN-H*2421 | 13 | 16 | Yes | Yes | 2015-02-06 |  | 2
FALSE | RA1436AD1 | 4760 | 7945039 | RHEEM SALES COMPANY, INC. | RA1436AD1 | AC | Split System: Air-Cooled Condensing Unit, Coil with Blower | RA1436AD1 |  | RCF3624HTAM | 13 | 16 | Yes | Yes | 2015-02-06 |  | 2
FALSE | RA1442AD1 | 4761 | 7501123 | RHEEM SALES COMPANY, INC. | RA1442AC1 | AC | Split System: Air-Cooled Condensing Unit, Coil with Blower | RA1442AC1 |  | RCFL-H*4824 | 12.5 | 15.1 | Yes | Yes | 2015-02-06 |  | 1
FALSE | RA1436AD1 | 4760 | 7600206 | RHEEM SALES COMPANY, INC. | RA1436AJ1 | AC | Split System: Air-Cooled Condensing Unit, Coil with Blower | RA1436AJ1 |  | RCFL-H*3617 | 12.5 | 15 | Yes | Yes | 2015-02-06 |  | 1
FALSE | RA1642AJ1 | 4918 | 7944195 | RHEEM SALES COMPANY, INC. | RA1642AC1 | AC | Split System: Air-Cooled Condensing Unit, Coil with Blower | RA1642AC1 |  | RCF4824STAM | 13 | 15.5 | Yes | Yes | 2015-02-06 |  | 1
FALSE | RA1442AD1 | 4761 | 7491971 | RHEEM SALES COMPANY, INC. | RA1442AC1 | AC | Split System: Air-Cooled Condensing Unit, Coil with Blower | RA1442AC1 |  | RCFN-H*4824 | 13 | 15.5 | Yes | Yes | 2015-02-06 |  | 1
FALSE | RA1430AJ1 | 4759 | 7599628 | RHEEM SALES COMPANY, INC. | RA1430AJ1 | AC | Split System: Air-Cooled Condensing Unit, Coil with Blower | RA1430AJ1 |  | RCF3621STAM | 12.5 | 15.1 | Yes | Yes | 2015-02-06 |  | 1
FALSE | RA1436AD1 | 4760 | 7491724 | RHEEM SALES COMPANY, INC. | RA1436AJ1 | AC | Split System: Air-Cooled Condensing Unit, Coil with Blower | RA1436AJ1 |  | RCFL-H*3821 | 13 | 15.5 | Yes | Yes | 2015-02-06 |  | 1
FALSE | RA1636AJ1 | 4917 | 7942024 | RHEEM SALES COMPANY, INC. | RA1636AJ1 | AC | Split System: Air-Cooled Condensing Unit, Coil with Blower | RA1636AJ1 |  | RCFL-H*3621 | 12.5 | 15.1 | Yes | Yes | 2015-02-06 |  | 1
FALSE | RA1436AD1 | 4760 | 7600073 | RHEEM SALES COMPANY, INC. | RA1436AD1 | AC | Split System: Air-Cooled Condensing Unit, Coil with Blower | RA1436AD1 |  | RCFL-H*3824 | 13 | 15.5 | Yes | Yes | 2015-02-06 |  | 1
FALSE | RA1424AJ1 | 4758 | 7490767 | RHEEM SALES COMPANY, INC. | RA1424AJ1 | AC | Split System: Air-Cooled Condensing Unit, Coil with Blower | RA1424AJ1 |  | RCF2417STAM | 12.5 | 15.1 | Yes | Yes | 2015-02-06 |  | 1
FALSE | RA1636AJ1 | 4917 | 7941773 | RHEEM SALES COMPANY, INC. | RA1636AC1 | AC | Split System: Air-Cooled Condensing Unit, Coil with Blower | RA1636AC1 |  | RH1T3617STAN | 13 | 16 | Yes | Yes | 2015-02-06 |  | 2
FALSE | RA1436AD1 | 4760 | 7599714 | RHEEM SALES COMPANY, INC. | RA1436AC1 | AC | Split System: Air-Cooled Condensing Unit, Coil with Blower | RA1436AC1 |  | RCFL-H*3821 | 13 | 15.5 | Yes | Yes | 2015-02-06 |  | 1
FALSE | RA1330AJ1 | 4823 | 7508165 | RHEEM SALES COMPANY, INC. | RA1330AJ1 | AC | Split System: Air-Cooled Condensing Unit, Coil with Blower | RA1330AJ1 |  | RCQD-3624 | 12.5 | 15.1 | Yes | Yes | 2015-02-06 |  | 1
FALSE | RA1436AD1 | 4760 | 7491476 | RHEEM SALES COMPANY, INC. | RA1436AC1 | AC | Split System: Air-Cooled Condensing Unit, Coil with Blower | RA1436AC1 |  | RCQD-3621 | 13 | 16 | Yes | Yes | 2015-02-06 |  | 2
FALSE | RA1424AJ1 | 4758 | 7599580 | RHEEM SALES COMPANY, INC. | RA1424AJ1 | AC | Split System: Air-Cooled Condensing Unit, Coil with Blower | RA1424AJ1 |  | RCF2421MTAM | 13 | 15.5 | Yes | Yes | 2015-02-06 |  | 1
FALSE | RA1624AJ1 | 4915 | 7940604 | RHEEM SALES COMPANY, INC. | RA1624AJ1 | AC | Split System: Air-Cooled Condensing Unit, Coil with Blower | RA1624AJ1 |  | RCF2417MTAM | 13 | 16 | Yes | Yes | 2015-02-06 |  | 2
FALSE | RA1630AJ1 | 4916 | 7941016 | RHEEM SALES COMPANY, INC. | RA1630AJ1 | AC | Split System: Air-Cooled Condensing Unit, Coil with Blower | RA1630AJ1 |  | RCF3621STAM | 13 | 16 | Yes | Yes | 2015-02-06 |  | 2
FALSE | RA1460AD1 | 4763 | 7945203 | RHEEM SALES COMPANY, INC. | RA1460AD1 | AC | Split System: Air-Cooled Condensing Unit, Coil with Blower | RA1460AD1 |  | RCF6024STAM | 12 | 14.5 | Yes | Yes | 2015-02-06 |  | 0
FALSE | RA1442AD1 | 4761 | 7600318 | RHEEM SALES COMPANY, INC. | RA1442AD1 | AC | Split System: Air-Cooled Condensing Unit, Coil with Blower | RA1442AD1 |  | RCF4824HTAM | 13 | 15.5 | Yes | Yes | 2015-02-06 |  | 1
FALSE | RA1336AD1 | 4824 | 7983353 | RHEEM SALES COMPANY, INC. | RA1336AC1 | AC | Split System: Air-Cooled Condensing Unit, Coil with Blower | RA1336AC1 |  | RCF3624HTAM | 12.5 | 15 | Yes | Yes | 2015-02-06 |  | 1
FALSE | RA1330AJ1 | 4823 | 7507965 | RHEEM SALES COMPANY, INC. | RA1330AJ1 | AC | Split System: Air-Cooled Condensing Unit, Coil with Blower | RA1330AJ1 |  | RCF3624MTAM | 12.5 | 15.1 | Yes | Yes | 2015-02-06 |  | 1
FALSE | RA1648AJ1 | 4919 | 7943437 | RHEEM SALES COMPANY, INC. | RA1648AJ1 | AC | Split System: Air-Cooled Condensing Unit, Coil with Blower | RA1648AJ1 |  | RCFN-H*4824 | 13 | 16 | Yes | Yes | 2015-02-06 |  | 2
FALSE | RA1630AJ1 | 4916 | 7941083 | RHEEM SALES COMPANY, INC. | RA1630AJ1 | AC | Split System: Air-Cooled Condensing Unit, Coil with Blower | RA1630AJ1 |  | RCFL-H*3617 | 13 | 16 | Yes | Yes | 2015-02-06 |  | 2
FALSE | RA1436AD1 | 4760 | 7600043 | RHEEM SALES COMPANY, INC. | RA1436AD1 | AC | Split System: Air-Cooled Condensing Unit, Coil with Blower | RA1436AD1 |  | RCFL-H*3821 | 12.5 | 15.1 | Yes | Yes | 2015-02-06 |  | 1
FALSE | RA1642AJ1 | 4918 | 7942387 | RHEEM SALES COMPANY, INC. | RA1642AC1 | AC | Split System: Air-Cooled Condensing Unit, Coil with Blower | RA1642AC1 |  | RCFL-H*4821 | 12.5 | 15.1 | Yes | Yes | 2015-02-06 |  | 1
FALSE | RA1660AC1 | 4920 | 7943652 | RHEEM SALES COMPANY, INC. | RA1660AJ1 | AC | Split System: Air-Cooled Condensing Unit, Coil with Blower | RA1660AJ1 |  | RCFN-H*6024 | 13 | 15.5 | Yes | Yes | 2015-02-06 |  | 1
FALSE | RA1442AD1 | 4761 | 7945108 | RHEEM SALES COMPANY, INC. | RA1442AD1 | AC | Split System: Air-Cooled Condensing Unit, Coil with Blower | RA1442AD1 |  | RCF4824HTAM | 13 | 15.5 | Yes | Yes | 2015-02-06 |  | 1
FALSE | RA1418AJ1 | 4757 | 7599525 | RHEEM SALES COMPANY, INC. | RA1418AJ1 | AC | Split System: Air-Cooled Condensing Unit, Coil with Blower | RA1418AJ1 |  | RCF2421MTAM | 13 | 16 | Yes | Yes | 2015-02-06 |  | 2
FALSE | RA1436AD1 | 4760 | 7491279 | RHEEM SALES COMPANY, INC. | RA1436AC1 | AC | Split System: Air-Cooled Condensing Unit, Coil with Blower | RA1436AC1 |  | RCF3621MTAM | 13 | 15.5 | Yes | Yes | 2015-02-06 |  | 1
FALSE | RA1630AJ1 | 4916 | 7941291 | RHEEM SALES COMPANY, INC. | RA1630AJ1 | AC | Split System: Air-Cooled Condensing Unit, Coil with Blower | RA1630AJ1 |  | RCQD-3621 | 13 | 16 | Yes | Yes | 2015-02-06 |  | 2
FALSE | RA1636AJ1 | 4917 | 7941867 | RHEEM SALES COMPANY, INC. | RA1636AJ1 | AC | Split System: Air-Cooled Condensing Unit, Coil with Blower | RA1636AJ1 |  | RCF3621STAM | 13 | 15.5 | Yes | Yes | 2015-02-06 |  | 1
FALSE | RA1618AJ1 | 4914 | 7940310 | RHEEM SALES COMPANY, INC. | RA1618AJ1 | AC | Split System: Air-Cooled Condensing Unit, Coil with Blower | RA1618AJ1 |  | RCF2417HTAM | 13 | 16 | Yes | Yes | 2015-02-06 |  | 2
FALSE | RA1318AJ1 | 4821 | 7982171 | RHEEM SALES COMPANY, INC. | RA1318AJ1 | AC | Split System: Air-Cooled Condensing Unit, Coil with Blower | RA1318AJ1 |  | RCF2421HTAM | 12 | 14.5 | Yes | Yes | 2015-02-06 |  | 0
FALSE | RA1460AD1 | 4763 | 7600979 | RHEEM SALES COMPANY, INC. | RA1460AD1 | AC | Split System: Air-Cooled Condensing Unit, Coil with Blower | RA1460AD1 |  | RCFL-H*6024 | 12 | 14.5 | Yes | Yes | 2015-02-06 |  | 0
FALSE | RA1648AJ1 | 4919 | 7944230 | RHEEM SALES COMPANY, INC. | RA1648AC1 | AC | Split System: Air-Cooled Condensing Unit, Coil with Blower | RA1648AC1 |  | RCF4821STAM | 12.5 | 15.1 | Yes | Yes | 2015-02-06 |  | 1
FALSE | RA1648AJ1 | 4919 | 7943140 | RHEEM SALES COMPANY, INC. | RA1648AC1 | AC | Split System: Air-Cooled Condensing Unit, Coil with Blower | RA1648AC1 |  | RCFN-H*4824 | 13 | 16 | Yes | Yes | 2015-02-06 |  | 2
FALSE | RA1460AD1 | 4763 | 7945211 | RHEEM SALES COMPANY, INC. | RA1460AJ1 | AC | Split System: Air-Cooled Condensing Unit, Coil with Blower | RA1460AJ1 |  | RCF6024HTAM | 12 | 14.5 | Yes | Yes | 2015-02-06 |  | 0
FALSE | RA1648AJ1 | 4919 | 7943047 | RHEEM SALES COMPANY, INC. | RA1648AC1 | AC | Split System: Air-Cooled Condensing Unit, Coil with Blower | RA1648AC1 |  | RCFL-H*4821 | 13 | 15.5 | Yes | Yes | 2015-02-06 |  | 1
FALSE | RA1442AD1 | 4761 | 7492050 | RHEEM SALES COMPANY, INC. | RA1442AJ1 | AC | Split System: Air-Cooled Condensing Unit, Coil with Blower | RA1442AJ1 |  | RCF4824STAM | 12 | 14.5 | Yes | Yes | 2015-02-06 |  | 0
FALSE | RA1648AJ1 | 4919 | 7942966 | RHEEM SALES COMPANY, INC. | RA1648AC1 | AC | Split System: Air-Cooled Condensing Unit, Coil with Blower | RA1648AC1 |  | RCF4824HTAM | 13 | 16 | Yes | Yes | 2015-02-06 |  | 2
FALSE | RA1648AJ1 | 4919 | 7943060 | RHEEM SALES COMPANY, INC. | RA1648AC1 | AC | Split System: Air-Cooled Condensing Unit, Coil with Blower | RA1648AC1 |  | RCFL-H*4824 | 13 | 16 | Yes | Yes | 2015-02-06 |  | 2
FALSE | RA1418AJ1 | 4757 | 7490617 | RHEEM SALES COMPANY, INC. | RA1418AJ1 | AC | Split System: Air-Cooled Condensing Unit, Coil with Blower | RA1418AJ1 |  | RCFL-H*2417 | 13 | 15.5 | Yes | Yes | 2015-02-06 |  | 1
FALSE | RA1630AJ1 | 4916 | 7941140 | RHEEM SALES COMPANY, INC. | RA1630AJ1 | AC | Split System: Air-Cooled Condensing Unit, Coil with Blower | RA1630AJ1 |  | RCFL-H*3621 | 13 | 16 | Yes | Yes | 2015-02-06 |  | 2
FALSE | RA1324AJ1 | 4822 | 7983241 | RHEEM SALES COMPANY, INC. | RA1324AJ1 | AC | Split System: Air-Cooled Condensing Unit, Coil with Blower | RA1324AJ1 |  | RCF2421MTAM | 12 | 14.5 | Yes | Yes | 2015-02-06 |  | 0
FALSE | RA1336AD1 | 4824 | 7983391 | RHEEM SALES COMPANY, INC. | RA1336AJ1 | AC | Split System: Air-Cooled Condensing Unit, Coil with Blower | RA1336AJ1 |  | RCF3621MTAM | 12 | 14.5 | Yes | Yes | 2015-02-06 |  | 0
FALSE | RA1642AJ1 | 4918 | 7942682 | RHEEM SALES COMPANY, INC. | RA1642AJ1 | AC | Split System: Air-Cooled Condensing Unit, Coil with Blower | RA1642AJ1 |  | RCFL-H*4821 | 13 | 16 | Yes | Yes | 2015-02-06 |  | 2
FALSE | RA1436AD1 | 4760 | 7600126 | RHEEM SALES COMPANY, INC. | RA1436AD1 | AC | Split System: Air-Cooled Condensing Unit, Coil Alone | RA1436AD1 |  | RCQD-3621+RXMD-C04 | 12 | 14.5 | Yes | Yes | 2015-02-06 |  | 0
FALSE | RA1636AJ1 | 4917 | 7942108 | RHEEM SALES COMPANY, INC. | RA1636AJ1 | AC | Split System: Air-Cooled Condensing Unit, Coil with Blower | RA1636AJ1 |  | RCFL-H*3824 | 13 | 16 | Yes | Yes | 2015-02-06 |  | 2
FALSE | RA1430AJ1 | 4759 | 7491123 | RHEEM SALES COMPANY, INC. | RA1430AJ1 | AC | Split System: Air-Cooled Condensing Unit, Coil with Blower | RA1430AJ1 |  | RCFL-H*3621 | 13 | 15.5 | Yes | Yes | 2015-02-06 |  | 1
FALSE | RA1436AD1 | 4760 | 7599876 | RHEEM SALES COMPANY, INC. | RA1436AD1 | AC | Split System: Air-Cooled Condensing Unit, Coil with Blower | RA1436AD1 |  | RCF3624MTAM | 13 | 16 | Yes | Yes | 2015-02-06 |  | 2
FALSE | RA1618AJ1 | 4914 | 7940299 | RHEEM SALES COMPANY, INC. | RA1618AJ1 | AC | Split System: Air-Cooled Condensing Unit, Coil with Blower | RA1618AJ1 |  | RCF2417HTAM | 13 | 16 | Yes | Yes | 2015-02-06 |  | 2
FALSE | RA1424AJ1 | 4758 | 7490775 | RHEEM SALES COMPANY, INC. | RA1424AJ1 | AC | Split System: Air-Cooled Condensing Unit, Coil with Blower | RA1424AJ1 |  | RCF2417STAM | 12.5 | 15.1 | Yes | Yes | 2015-02-06 |  | 1
FALSE | RA1418AJ1 | 4757 | 7490521 | RHEEM SALES COMPANY, INC. | RA1418AJ1 | AC | Split System: Air-Cooled Condensing Unit, Coil with Blower | RA1418AJ1 |  | RCF2417HTAM | 13 | 16 | Yes | Yes | 2015-02-06 |  | 2
FALSE | RA1436AD1 | 4760 | 7491566 | RHEEM SALES COMPANY, INC. | RA1436AJ1 | AC | Split System: Air-Cooled Condensing Unit, Coil with Blower | RA1436AJ1 |  | RCF3621MTAM | 13 | 16 | Yes | Yes | 2015-02-06 |  | 2
FALSE | RA1642AJ1 | 4918 | 7942706 | RHEEM SALES COMPANY, INC. | RA1642AJ1 | AC | Split System: Air-Cooled Condensing Unit, Coil with Blower | RA1642AJ1 |  | RCFL-H*4821 | 13 | 15.5 | Yes | Yes | 2015-02-06 |  | 1
FALSE | RA1660AC1 | 4920 | 7943909 | RHEEM SALES COMPANY, INC. | RA1660AC1 | AC | Split System: Air-Cooled Condensing Unit, Coil with Blower | RA1660AC1 |  | RCQD-6024 | 12.5 | 15.1 | Yes | Yes | 2015-02-06 |  | 1
FALSE | RA1442AD1 | 4761 | 7600365 | RHEEM SALES COMPANY, INC. | RA1442AD1 | AC | Split System: Air-Cooled Condensing Unit, Coil with Blower | RA1442AD1 |  | RCF4824STAM | 12 | 14.5 | Yes | Yes | 2015-02-06 |  | 0
FALSE | RA1336AD1 | 4824 | 7508288 | RHEEM SALES COMPANY, INC. | RA1336AC1 | AC | Split System: Air-Cooled Condensing Unit, Coil with Blower | RA1336AC1 |  | RCF3624HTAM | 12.5 | 15.1 | Yes | Yes | 2015-02-06 |  | 1
FALSE | RA1318AJ1 | 4821 | 7507584 | RHEEM SALES COMPANY, INC. | RA1318AJ1 | AC | Split System: Air-Cooled Condensing Unit, Coil with Blower | RA1318AJ1 |  | RCFN-H*2421 | 12.5 | 15.1 | Yes | Yes | 2015-02-06 |  | 1
FALSE | RA1636AJ1 | 4917 | 7941768 | RHEEM SALES COMPANY, INC. | RA1636AC1 | AC | Split System: Air-Cooled Condensing Unit, Coil Alone | RA1636AC1 |  | RCQD-3624+RXMD-C04 | 12.5 | 15.1 | Yes | Yes | 2015-02-06 |  | 1
FALSE | RA1642AJ1 | 4918 | 7942426 | RHEEM SALES COMPANY, INC. | RA1642AC1 | AC | Split System: Air-Cooled Condensing Unit, Coil with Blower | RA1642AC1 |  | RCFL-H*4824 | 13 | 15.5 | Yes | Yes | 2015-02-06 |  | 1
FALSE | RA1642AJ1 | 4918 | 7942671 | RHEEM SALES COMPANY, INC. | RA1642AJ1 | AC | Split System: Air-Cooled Condensing Unit, Coil with Blower | RA1642AJ1 |  | RCF4824STAM | 13 | 16 | Yes | Yes | 2015-02-06 |  | 2
FALSE | RA1442AD1 | 4761 | 7491876 | RHEEM SALES COMPANY, INC. | RA1442AC1 | AC | Split System: Air-Cooled Condensing Unit, Coil with Blower | RA1442AC1 |  | RCF4824STAM | 12 | 14.5 | Yes | Yes | 2015-02-06 |  | 0
FALSE | RA1436AD1 | 4760 | 7599809 | RHEEM SALES COMPANY, INC. | RA1436AD1 | AC | Split System: Air-Cooled Condensing Unit, Coil with Blower | RA1436AD1 |  | RCF3621STAM | 12.5 | 15.1 | Yes | Yes | 2015-02-06 |  | 1
FALSE | RA1636AJ1 | 4917 | 7941794 | RHEEM SALES COMPANY, INC. | RA1636AJ1 | AC | Split System: Air-Cooled Condensing Unit, Coil with Blower | RA1636AJ1 |  | RCF3617STAM | 13 | 15.5 | Yes | Yes | 2015-02-06 |  | 1
FALSE | RA1642AJ1 | 4918 | 7942675 | RHEEM SALES COMPANY, INC. | RA1642AJ1 | AC | Split System: Air-Cooled Condensing Unit, Coil with Blower | RA1642AJ1 |  | RCF4824STAM | 13 | 15.5 | Yes | Yes | 2015-02-06 |  | 1
FALSE | RA1460AD1 | 4763 | 7501253 | RHEEM SALES COMPANY, INC. | RA1460AJ1 | AC | Split System: Air-Cooled Condensing Unit, Coil with Blower | RA1460AJ1 |  | RCF6024STAM | 12 | 14.5 | Yes | Yes | 2015-02-06 |  | 0
FALSE | RA1418AJ1 | 4757 | 7599553 | RHEEM SALES COMPANY, INC. | RA1418AJ1 | AC | Split System: Air-Cooled Condensing Unit, Coil with Blower | RA1418AJ1 |  | RCQD-2417 | 13 | 16 | Yes | Yes | 2015-02-06 |  | 2
FALSE | RA1436AD1 | 4760 | 7491743 | RHEEM SALES COMPANY, INC. | RA1436AJ1 | AC | Split System: Air-Cooled Condensing Unit, Coil with Blower | RA1436AJ1 |  | RCFL-H*3824 | 13 | 15.5 | Yes | Yes | 2015-02-06 |  | 1
FALSE | RA1636AJ1 | 4917 | 7941729 | RHEEM SALES COMPANY, INC. | RA1636AC1 | AC | Split System: Air-Cooled Condensing Unit, Coil with Blower | RA1636AC1 |  | RCQD-3621 | 13 | 16 | Yes | Yes | 2015-02-06 |  | 2
FALSE | RA1436AD1 | 4760 | 7599686 | RHEEM SALES COMPANY, INC. | RA1436AC1 | AC | Split System: Air-Cooled Condensing Unit, Coil with Blower | RA1436AC1 |  | RCF3621STAM | 12.5 | 15 | Yes | Yes | 2015-02-06 |  | 1
FALSE | RA1648AJ1 | 4919 | 7943043 | RHEEM SALES COMPANY, INC. | RA1648AC1 | AC | Split System: Air-Cooled Condensing Unit, Coil with Blower | RA1648AC1 |  | RCFL-H*4821 | 13 | 15.5 | Yes | Yes | 2015-02-06 |  | 1
FALSE | RA1624AJ1 | 4915 | 7940669 | RHEEM SALES COMPANY, INC. | RA1624AJ1 | AC | Split System: Air-Cooled Condensing Unit, Coil with Blower | RA1624AJ1 |  | RCF2421HTAM | 13 | 16 | Yes | Yes | 2015-02-06 |  | 2
FALSE | RA1330AJ1 | 4823 | 7507954 | RHEEM SALES COMPANY, INC. | RA1330AJ1 | AC | Split System: Air-Cooled Condensing Unit, Coil with Blower | RA1330AJ1 |  | RCF3624MTAM | 12.5 | 15.1 | Yes | Yes | 2015-02-06 |  | 1
FALSE | RA1636AJ1 | 4917 | 7941960 | RHEEM SALES COMPANY, INC. | RA1636AJ1 | AC | Split System: Air-Cooled Condensing Unit, Coil with Blower | RA1636AJ1 |  | RCF3624MTAM | 13 | 16 | Yes | Yes | 2015-02-06 |  | 2
FALSE | RA1430AJ1 | 4759 | 7491159 | RHEEM SALES COMPANY, INC. | RA1430AJ1 | AC | Split System: Air-Cooled Condensing Unit, Coil with Blower | RA1430AJ1 |  | RCFL-H*3821 | 13 | 15.5 | Yes | Yes | 2015-02-06 |  | 1
FALSE | RA1618AJ1 | 4914 | 7940335 | RHEEM SALES COMPANY, INC. | RA1618AJ1 | AC | Split System: Air-Cooled Condensing Unit, Coil with Blower | RA1618AJ1 |  | RCF2417MTAM | 13 | 16 | Yes | Yes | 2015-02-06 |  | 2
FALSE | RA1436AD1 | 4760 | 7493652 | RHEEM SALES COMPANY, INC. | RA1436AJ1 | AC | Split System: Air-Cooled Condensing Unit, Coil Alone | RA1436AJ1 |  | RCQD-3621+RXMD-C04 | 12 | 14.5 | Yes | Yes | 2015-02-06 |  | 0
FALSE | RA1436AD1 | 4760 | 7599768 | RHEEM SALES COMPANY, INC. | RA1436AD1 | AC | Split System: Air-Cooled Condensing Unit, Coil with Blower | RA1436AD1 |  | RCF3621MTAM | 13 | 15.5 | Yes | Yes | 2015-02-06 |  | 1
FALSE | RA1624AJ1 | 4915 | 7940837 | RHEEM SALES COMPANY, INC. | RA1624AJ1 | AC | Split System: Air-Cooled Condensing Unit, Coil with Blower | RA1624AJ1 |  | RCFN-H*2421 | 13 | 16 | Yes | Yes | 2015-02-06 |  | 2
FALSE | RA1618AJ1 | 4914 | 7940379 | RHEEM SALES COMPANY, INC. | RA1618AJ1 | AC | Split System: Air-Cooled Condensing Unit, Coil with Blower | RA1618AJ1 |  | RCF2421HTAM | 13 | 16 | Yes | Yes | 2015-02-06 |  | 2
FALSE | RA1618AJ1 | 4914 | 7940412 | RHEEM SALES COMPANY, INC. | RA1618AJ1 | AC | Split System: Air-Cooled Condensing Unit, Coil with Blower | RA1618AJ1 |  | RCFL-H*2417 | 13 | 16 | Yes | Yes | 2015-02-06 |  | 2
FALSE | RA1424AJ1 | 4758 | 7599567 | RHEEM SALES COMPANY, INC. | RA1424AJ1 | AC | Split System: Air-Cooled Condensing Unit, Coil with Blower | RA1424AJ1 |  | RCF2417STAM | 12.5 | 15.1 | Yes | Yes | 2015-02-06 |  | 1
FALSE | RA1436AD1 | 4760 | 7600060 | RHEEM SALES COMPANY, INC. | RA1436AD1 | AC | Split System: Air-Cooled Condensing Unit, Coil with Blower | RA1436AD1 |  | RCFL-H*3824 | 13 | 15.5 | Yes | Yes | 2015-02-06 |  | 1
FALSE | RA1636AJ1 | 4917 | 7942043 | RHEEM SALES COMPANY, INC. | RA1636AJ1 | AC | Split System: Air-Cooled Condensing Unit, Coil with Blower | RA1636AJ1 |  | RCFL-H*3621 | 13 | 15.5 | Yes | Yes | 2015-02-06 |  | 1
FALSE | RA1424AJ1 | 4758 | 7500966 | RHEEM SALES COMPANY, INC. | RA1424AJ1 | AC | Split System: Air-Cooled Condensing Unit, Coil with Blower | RA1424AJ1 |  | RCFN-H*2417 | 13 | 15.5 | Yes | Yes | 2015-02-06 |  | 1
FALSE | RA1636AJ1 | 4917 | 7941742 | RHEEM SALES COMPANY, INC. | RA1636AC1 | AC | Split System: Air-Cooled Condensing Unit, Coil Alone | RA1636AC1 |  | RCQD-3621+RXMD-C04 | 12.5 | 15.1 | Yes | Yes | 2015-02-06 |  | 1
FALSE | RA1324AJ1 | 4822 | 7982278 | RHEEM SALES COMPANY, INC. | RA1324AJ1 | AC | Split System: Air-Cooled Condensing Unit, Coil with Blower | RA1324AJ1 |  | RCF2421MTAM | 12 | 14.5 | Yes | Yes | 2015-02-06 |  | 0
FALSE | RA1436AD1 | 4760 | 7491255 | RHEEM SALES COMPANY, INC. | RA1436AC1 | AC | Split System: Air-Cooled Condensing Unit, Coil with Blower | RA1436AC1 |  | RCF3621MTAM | 12.5 | 15.1 | Yes | Yes | 2015-02-06 |  | 1
FALSE | RA1436AD1 | 4760 | 7600112 | RHEEM SALES COMPANY, INC. | RA1436AD1 | AC | Split System: Air-Cooled Condensing Unit, Coil with Blower | RA1436AD1 |  | RCQD-3621 | 13 | 15.5 | Yes | Yes | 2015-02-06 |  | 1
FALSE | RA1630AJ1 | 4916 | 7941262 | RHEEM SALES COMPANY, INC. | RA1630AJ1 | AC | Split System: Air-Cooled Condensing Unit, Coil with Blower | RA1630AJ1 |  | RCFN-H*3624 | 13 | 16 | Yes | Yes | 2015-02-06 |  | 2
FALSE | RA1330AJ1 | 4823 | 7508063 | RHEEM SALES COMPANY, INC. | RA1330AJ1 | AC | Split System: Air-Cooled Condensing Unit, Coil with Blower | RA1330AJ1 |  | RCFL-H*3821 | 12 | 14.5 | Yes | Yes | 2015-02-06 |  | 0
FALSE | RA1660AC1 | 4920 | 7943821 | RHEEM SALES COMPANY, INC. | RA1660AC1 | AC | Split System: Air-Cooled Condensing Unit, Coil with Blower | RA1660AC1 |  | RCF6024STAM | 13 | 15.5 | Yes | Yes | 2015-02-06 |  | 1
FALSE | RA1436AD1 | 4760 | 7600104 | RHEEM SALES COMPANY, INC. | RA1436AD1 | AC | Split System: Air-Cooled Condensing Unit, Coil with Blower | RA1436AD1 |  | RCQD-3621 | 13 | 15.5 | Yes | Yes | 2015-02-06 |  | 1
FALSE | RA1636AJ1 | 4917 | 7941710 | RHEEM SALES COMPANY, INC. | RA1636AC1 | AC | Split System: Air-Cooled Condensing Unit, Coil with Blower | RA1636AC1 |  | RCQD-3621 | 13 | 16 | Yes | Yes | 2015-02-06 |  | 2
FALSE | RA1436AD1 | 4760 | 7491685 | RHEEM SALES COMPANY, INC. | RA1436AJ1 | AC | Split System: Air-Cooled Condensing Unit, Coil with Blower | RA1436AJ1 |  | RCFL-H*3621 | 12.5 | 15.1 | Yes | Yes | 2015-02-06 |  | 1
FALSE | RA1436AD1 | 4760 | 7599729 | RHEEM SALES COMPANY, INC. | RA1436AC1 | AC | Split System: Air-Cooled Condensing Unit, Coil with Blower | RA1436AC1 |  | RCQD-3621 | 13 | 15.5 | Yes | Yes | 2015-02-06 |  | 1
FALSE | RA1630AJ1 | 4916 | 7941028 | RHEEM SALES COMPANY, INC. | RA1630AJ1 | AC | Split System: Air-Cooled Condensing Unit, Coil with Blower | RA1630AJ1 |  | RCF3624HTAM | 13 | 16 | Yes | Yes | 2015-02-06 |  | 2
FALSE | RA1642AJ1 | 4918 | 7942225 | RHEEM SALES COMPANY, INC. | RA1642AC1 | AC | Split System: Air-Cooled Condensing Unit, Coil with Blower | RA1642AC1 |  | RCF4821STAM | 13 | 15.5 | Yes | Yes | 2015-02-06 |  | 1
FALSE | RA1336AD1 | 4824 | 7508280 | RHEEM SALES COMPANY, INC. | RA1336AC1 | AC | Split System: Air-Cooled Condensing Unit, Coil with Blower | RA1336AC1 |  | RCF3624HTAM | 12.5 | 15.1 | Yes | Yes | 2015-02-06 |  | 1
FALSE | RA1342AD1 | 4827 | 7512006 | RHEEM SALES COMPANY, INC. | RA1342AJ1 | AC | Split System: Air-Cooled Condensing Unit, Coil with Blower | RA1342AJ1 |  | RCFN-H*4824 | 12 | 14.5 | Yes | Yes | 2015-02-06 |  | 0
FALSE | RA1642AJ1 | 4918 | 7942842 | RHEEM SALES COMPANY, INC. | RA1642AJ1 | AC | Split System: Air-Cooled Condensing Unit, Coil with Blower | RA1642AJ1 |  | RCQD-4821 | 13 | 16 | Yes | Yes | 2015-02-06 |  | 2
FALSE | RA1318AJ1 | 4821 | 7507571 | RHEEM SALES COMPANY, INC. | RA1318AJ1 | AC | Split System: Air-Cooled Condensing Unit, Coil with Blower | RA1318AJ1 |  | RCFN-H*2421 | 12 | 14.5 | Yes | Yes | 2015-02-06 |  | 0
FALSE | RA1660AC1 | 4920 | 7943632 | RHEEM SALES COMPANY, INC. | RA1660AJ1 | AC | Split System: Air-Cooled Condensing Unit, Coil with Blower | RA1660AJ1 |  | RCFL-H*6024 | 13 | 15.5 | Yes | Yes | 2015-02-06 |  | 1
FALSE | RA1642AJ1 | 4918 | 7942395 | RHEEM SALES COMPANY, INC. | RA1642AC1 | AC | Split System: Air-Cooled Condensing Unit, Coil with Blower | RA1642AC1 |  | RCFL-H*4824 | 13 | 16 | Yes | Yes | 2015-02-06 |  | 2
FALSE | RA1660AC1 | 4920 | 7943904 | RHEEM SALES COMPANY, INC. | RA1660AC1 | AC | Split System: Air-Cooled Condensing Unit, Coil with Blower | RA1660AC1 |  | RCFN-H*6024 | 12.5 | 15.1 | Yes | Yes | 2015-02-06 |  | 1
FALSE | RA1436AD1 | 4760 | 7491582 | RHEEM SALES COMPANY, INC. | RA1436AJ1 | AC | Split System: Air-Cooled Condensing Unit, Coil with Blower | RA1436AJ1 |  | RCF3621STAM | 12 | 14.5 | Yes | Yes | 2015-02-06 |  | 0
FALSE | RA1436AD1 | 4760 | 7599743 | RHEEM SALES COMPANY, INC. | RA1436AD1 | AC | Split System: Air-Cooled Condensing Unit, Coil with Blower | RA1436AD1 |  | RCF3617STAM | 12 | 14.5 | Yes | Yes | 2015-02-06 |  | 0
FALSE | RA1660AC1 | 4920 | 7943651 | RHEEM SALES COMPANY, INC. | RA1660AJ1 | AC | Split System: Air-Cooled Condensing Unit, Coil with Blower | RA1660AJ1 |  | RCFN-H*6024 | 13 | 16 | Yes | Yes | 2015-02-06 |  | 2
FALSE | RA1330AJ1 | 4823 | 7982360 | RHEEM SALES COMPANY, INC. | RA1330AJ1 | AC | Split System: Air-Cooled Condensing Unit, Coil with Blower | RA1330AJ1 |  | RCFN-H*3624 | 12.5 | 15.1 | Yes | Yes | 2015-02-06 |  | 1
FALSE | RA1336AD1 | 4824 | 7508314 | RHEEM SALES COMPANY, INC. | RA1336AC1 | AC | Split System: Air-Cooled Condensing Unit, Coil with Blower | RA1336AC1 |  | RCF3624MTAM | 12 | 14.5 | Yes | Yes | 2015-02-06 |  | 0
FALSE | RA1630AJ1 | 4916 | 7941297 | RHEEM SALES COMPANY, INC. | RA1630AJ1 | AC | Split System: Air-Cooled Condensing Unit, Coil with Blower | RA1630AJ1 |  | RCQD-3621 | 13 | 16 | Yes | Yes | 2015-02-06 |  | 2
FALSE | RA1430AJ1 | 4759 | 7501009 | RHEEM SALES COMPANY, INC. | RA1430AJ1 | AC | Split System: Air-Cooled Condensing Unit, Coil with Blower | RA1430AJ1 |  | RCFN-H*3624 | 13 | 16 | Yes | Yes | 2015-02-06 |  | 2
FALSE | RA1642AJ1 | 4918 | 7942267 | RHEEM SALES COMPANY, INC. | RA1642AC1 | AC | Split System: Air-Cooled Condensing Unit, Coil with Blower | RA1642AC1 |  | RCF4821STAM | 13 | 15.5 | Yes | Yes | 2015-02-06 |  | 1
FALSE | RA1642AJ1 | 4918 | 7942511 | RHEEM SALES COMPANY, INC. | RA1642AC1 | AC | Split System: Air-Cooled Condensing Unit, Coil with Blower | RA1642AC1 |  | RCQD-4821 | 13 | 16 | Yes | Yes | 2015-02-06 |  | 2
FALSE | RA1318AJ1 | 4821 | 7507556 | RHEEM SALES COMPANY, INC. | RA1318AJ1 | AC | Split System: Air-Cooled Condensing Unit, Coil with Blower | RA1318AJ1 |  | RCFN-H*2417 | 12 | 14.5 | Yes | Yes | 2015-02-06 |  | 0
FALSE | RA1642AJ1 | 4918 | 7942817 | RHEEM SALES COMPANY, INC. | RA1642AJ1 | AC | Split System: Air-Cooled Condensing Unit, Coil Alone | RA1642AJ1 |  | RCFN-H*4824+RXMD-C04 | 12.5 | 15.1 | Yes | Yes | 2015-02-06 |  | 1
FALSE | RA1630AJ1 | 4916 | 7941340 | RHEEM SALES COMPANY, INC. | RA1630AJ1 | AC | Split System: Air-Cooled Condensing Unit, Coil Alone | RA1630AJ1 |  | RCQD-3624+RXMD-C04 | 12.5 | 15.1 | Yes | Yes | 2015-02-06 |  | 1
FALSE | RA1624AJ1 | 4915 | 7940611 | RHEEM SALES COMPANY, INC. | RA1624AJ1 | AC | Split System: Air-Cooled Condensing Unit, Coil with Blower | RA1624AJ1 |  | RCF2417MTAM | 13 | 16 | Yes | Yes | 2015-02-06 |  | 2
FALSE | RA1642AJ1 | 4918 | 7942826 | RHEEM SALES COMPANY, INC. | RA1642AJ1 | AC | Split System: Air-Cooled Condensing Unit, Coil with Blower | RA1642AJ1 |  | RCQD-4821 | 12.5 | 15.1 | Yes | Yes | 2015-02-06 |  | 1
FALSE | RA1324AJ1 | 4822 | 7507613 | RHEEM SALES COMPANY, INC. | RA1324AJ1 | AC | Split System: Air-Cooled Condensing Unit, Coil with Blower | RA1324AJ1 |  | RCF2417HTAM | 12 | 14.5 | Yes | Yes | 2015-02-06 |  | 0
FALSE | RA1642AJ1 | 4918 | 7942275 | RHEEM SALES COMPANY, INC. | RA1642AC1 | AC | Split System: Air-Cooled Condensing Unit, Coil with Blower | RA1642AC1 |  | RCF4824HTAM | 13 | 16 | Yes | Yes | 2015-02-06 |  | 2
FALSE | RA1324AJ1 | 4822 | 7507831 | RHEEM SALES COMPANY, INC. | RA1324AJ1 | AC | Split System: Air-Cooled Condensing Unit, Coil with Blower | RA1324AJ1 |  | RCFN-H*2421 | 12 | 14.5 | Yes | Yes | 2015-02-06 |  | 0
FALSE | RA1324AJ1 | 4822 | 7507780 | RHEEM SALES COMPANY, INC. | RA1324AJ1 | AC | Split System: Air-Cooled Condensing Unit, Coil with Blower | RA1324AJ1 |  | RCFL-H*2621 | 12 | 14.5 | Yes | Yes | 2015-02-06 |  | 0
FALSE | RA1436AD1 | 4760 | 7599965 | RHEEM SALES COMPANY, INC. | RA1436AD1 | AC | Split System: Air-Cooled Condensing Unit, Coil with Blower | RA1436AD1 |  | RCFL-H*3621 | 12 | 14.5 | Yes | Yes | 2015-02-06 |  | 0
FALSE | RA1648AJ1 | 4919 | 7943164 | RHEEM SALES COMPANY, INC. | RA1648AC1 | AC | Split System: Air-Cooled Condensing Unit, Coil with Blower | RA1648AC1 |  | RCQD-4821 | 12.5 | 15.1 | Yes | Yes | 2015-02-06 |  | 1
FALSE | RA1630AJ1 | 4916 | 7940942 | RHEEM SALES COMPANY, INC. | RA1630AJ1 | AC | Split System: Air-Cooled Condensing Unit, Coil with Blower | RA1630AJ1 |  | RCF3621MTAM | 13 | 16 | Yes | Yes | 2015-02-06 |  | 2
FALSE | RA1436AD1 | 4760 | 7599748 | RHEEM SALES COMPANY, INC. | RA1436AD1 | AC | Split System: Air-Cooled Condensing Unit, Coil with Blower | RA1436AD1 |  | RCF3617STAM | 12 | 14.5 | Yes | Yes | 2015-02-06 |  | 0
FALSE | RA1436AD1 | 4760 | 7491329 | RHEEM SALES COMPANY, INC. | RA1436AC1 | AC | Split System: Air-Cooled Condensing Unit, Coil with Blower | RA1436AC1 |  | RCF3624HTAM | 13 | 16 | Yes | Yes | 2015-02-06 |  | 2
FALSE | RA1442AD1 | 4761 | 7491938 | RHEEM SALES COMPANY, INC. | RA1442AC1 | AC | Split System: Air-Cooled Condensing Unit, Coil with Blower | RA1442AC1 |  | RCFL-H*4824 | 12 | 14.5 | Yes | Yes | 2015-02-06 |  | 0
FALSE | RA1660AC1 | 4920 | 7944303 | RHEEM SALES COMPANY, INC. | RA1660AJ1 | AC | Split System: Air-Cooled Condensing Unit, Coil with Blower | RA1660AJ1 |  | RCF6024STAM | 13 | 16 | Yes | Yes | 2015-02-06 |  | 2
FALSE | RA1630AJ1 | 4916 | 7940925 | RHEEM SALES COMPANY, INC. | RA1630AJ1 | AC | Split System: Air-Cooled Condensing Unit, Coil with Blower | RA1630AJ1 |  | RCF3617STAM | 13 | 16 | Yes | Yes | 2015-02-06 |  | 2
FALSE | RA1318AJ1 | 4821 | 7507585 | RHEEM SALES COMPANY, INC. | RA1318AJ1 | AC | Split System: Air-Cooled Condensing Unit, Coil with Blower | RA1318AJ1 |  | RCFN-H*2421 | 12.5 | 15.1 | Yes | Yes | 2015-02-06 |  | 1
FALSE | RA1424AJ1 | 4758 | 7599587 | RHEEM SALES COMPANY, INC. | RA1424AJ1 | AC | Split System: Air-Cooled Condensing Unit, Coil with Blower | RA1424AJ1 |  | RCFL-H*2617 | 13 | 15.5 | Yes | Yes | 2015-02-06 |  | 1
FALSE | RA1436AD1 | 4760 | 7501095 | RHEEM SALES COMPANY, INC. | RA1436AJ1 | AC | Split System: Air-Cooled Condensing Unit, Coil with Blower | RA1436AJ1 |  | RCFL-H*3824 | 13 | 15.5 | Yes | Yes | 2015-02-06 |  | 1
FALSE | RA1436AD1 | 4760 | 7600069 | RHEEM SALES COMPANY, INC. | RA1436AD1 | AC | Split System: Air-Cooled Condensing Unit, Coil with Blower | RA1436AD1 |  | RCFL-H*3824 | 13 | 15.5 | Yes | Yes | 2015-02-06 |  | 1
FALSE | RA1636AJ1 | 4917 | 7941488 | RHEEM SALES COMPANY, INC. | RA1636AC1 | AC | Split System: Air-Cooled Condensing Unit, Coil with Blower | RA1636AC1 |  | RCF3624HTAM | 13 | 16 | Yes | Yes | 2015-02-06 |  | 2
FALSE | RA1660AC1 | 4920 | 7943841 | RHEEM SALES COMPANY, INC. | RA1660AC1 | AC | Split System: Air-Cooled Condensing Unit, Coil with Blower | RA1660AC1 |  | RCFL-H*6024 | 13 | 15.5 | Yes | Yes | 2015-02-06 |  | 1
FALSE | RA1336AD1 | 4824 | 7508836 | RHEEM SALES COMPANY, INC. | RA1336AJ1 | AC | Split System: Air-Cooled Condensing Unit, Coil with Blower | RA1336AJ1 |  | RCFN-H*3624 | 12.5 | 15.1 | Yes | Yes | 2015-02-06 |  | 1
FALSE | RA1324AJ1 | 4822 | 7507822 | RHEEM SALES COMPANY, INC. | RA1324AJ1 | AC | Split System: Air-Cooled Condensing Unit, Coil with Blower | RA1324AJ1 |  | RCFN-H*2421 | 12 | 14.5 | Yes | Yes | 2015-02-06 |  | 0
FALSE | RA1436AD1 | 4760 | 7491593 | RHEEM SALES COMPANY, INC. | RA1436AJ1 | AC | Split System: Air-Cooled Condensing Unit, Coil with Blower | RA1436AJ1 |  | RCF3621STAM | 12.5 | 15.1 | Yes | Yes | 2015-02-06 |  | 1
FALSE | RA1618AJ1 | 4914 | 7940313 | RHEEM SALES COMPANY, INC. | RA1618AJ1 | AC | Split System: Air-Cooled Condensing Unit, Coil with Blower | RA1618AJ1 |  | RCF2417HTAM | 13 | 16 | Yes | Yes | 2015-02-06 |  | 2
FALSE | RA1630AJ1 | 4916 | 7941089 | RHEEM SALES COMPANY, INC. | RA1630AJ1 | AC | Split System: Air-Cooled Condensing Unit, Coil with Blower | RA1630AJ1 |  | RCFL-H*3617 | 13 | 16 | Yes | Yes | 2015-02-06 |  | 2
FALSE | RA1642AJ1 | 4918 | 7942854 | RHEEM SALES COMPANY, INC. | RA1642AJ1 | AC | Split System: Air-Cooled Condensing Unit, Coil with Blower | RA1642AJ1 |  | RCQD-4821 | 13 | 16 | Yes | Yes | 2015-02-06 |  | 2
FALSE | RA1436AD1 | 4760 | 7491679 | RHEEM SALES COMPANY, INC. | RA1436AJ1 | AC | Split System: Air-Cooled Condensing Unit, Coil with Blower | RA1436AJ1 |  | RCFL-H*3621 | 12.5 | 15.1 | Yes | Yes | 2015-02-06 |  | 1
FALSE | RA1436AD1 | 4760 | 7600184 | RHEEM SALES COMPANY, INC. | RA1436AJ1 | AC | Split System: Air-Cooled Condensing Unit, Coil with Blower | RA1436AJ1 |  | RCF3621STAM | 12 | 14.5 | Yes | Yes | 2015-02-06 |  | 0
FALSE | RA1630AJ1 | 4916 | 7941302 | RHEEM SALES COMPANY, INC. | RA1630AJ1 | AC | Split System: Air-Cooled Condensing Unit, Coil with Blower | RA1630AJ1 |  | RCQD-3621 | 13 | 16 | Yes | Yes | 2015-02-06 |  | 2
FALSE | RA1642AJ1 | 4918 | 7942837 | RHEEM SALES COMPANY, INC. | RA1642AJ1 | AC | Split System: Air-Cooled Condensing Unit, Coil with Blower | RA1642AJ1 |  | RCQD-4821 | 13 | 15.5 | Yes | Yes | 2015-02-06 |  | 1
FALSE | RA1636AJ1 | 4917 | 7941417 | RHEEM SALES COMPANY, INC. | RA1636AC1 | AC | Split System: Air-Cooled Condensing Unit, Coil with Blower | RA1636AC1 |  | RCF3621MTAM | 13 | 16 | Yes | Yes | 2015-02-06 |  | 2
FALSE | RA1418AJ1 | 4757 | 7606958 | RHEEM SALES COMPANY, INC. | RA1418AJ1 | AC | Split System: Air-Cooled Condensing Unit, Coil with Blower | RA1418AJ1 |  | RCFN-H*2421 | 13 | 15.5 | Yes | Yes | 2015-02-06 |  | 1
FALSE | RA1424AJ1 | 4758 | 7601360 | RHEEM SALES COMPANY, INC. | RA1424AJ1 | AC | Split System: Air-Cooled Condensing Unit, Coil with Blower | RA1424AJ1 |  | RCFN-H*2417 | 13 | 15.5 | Yes | Yes | 2015-02-06 |  | 1
FALSE | RA1330AJ1 | 4823 | 7508043 | RHEEM SALES COMPANY, INC. | RA1330AJ1 | AC | Split System: Air-Cooled Condensing Unit, Coil with Blower | RA1330AJ1 |  | RCFL-H*3821 | 12 | 14.5 | Yes | Yes | 2015-02-06 |  | 0
FALSE | RA1660AC1 | 4920 | 7943885 | RHEEM SALES COMPANY, INC. | RA1660AC1 | AC | Split System: Air-Cooled Condensing Unit, Coil with Blower | RA1660AC1 |  | RCFN-H*6024 | 12.5 | 15.1 | Yes | Yes | 2015-02-06 |  | 1
FALSE | RA1618AJ1 | 4914 | 7943973 | RHEEM SALES COMPANY, INC. | RA1618AJ1 | AC | Split System: Air-Cooled Condensing Unit, Coil with Blower | RA1618AJ1 |  | RCF2421MTAM | 13 | 16 | Yes | Yes | 2015-02-06 |  | 2
FALSE | RA1424AJ1 | 4758 | 7490929 | RHEEM SALES COMPANY, INC. | RA1424AJ1 | AC | Split System: Air-Cooled Condensing Unit, Coil with Blower | RA1424AJ1 |  | RCFN-H*2421 | 13 | 15.5 | Yes | Yes | 2015-02-06 |  | 1
FALSE | RA1442AD1 | 4761 | 7491939 | RHEEM SALES COMPANY, INC. | RA1442AC1 | AC | Split System: Air-Cooled Condensing Unit, Coil with Blower | RA1442AC1 |  | RCFL-H*4824 | 12 | 14.5 | Yes | Yes | 2015-02-06 |  | 0
FALSE | RA1448AD1 | 4762 | 7492396 | RHEEM SALES COMPANY, INC. | RA1448AJ1 | AC | Split System: Air-Cooled Condensing Unit, Coil with Blower | RA1448AJ1 |  | RCF4824HTAM | 12.5 | 15 | Yes | Yes | 2015-02-06 |  | 1
FALSE | RA1636AJ1 | 4917 | 7942009 | RHEEM SALES COMPANY, INC. | RA1636AJ1 | AC | Split System: Air-Cooled Condensing Unit, Coil with Blower | RA1636AJ1 |  | RCFL-H*3621 | 13 | 16 | Yes | Yes | 2015-02-06 |  | 2
FALSE | RA1436AD1 | 4760 | 7501072 | RHEEM SALES COMPANY, INC. | RA1436AJ1 | AC | Split System: Air-Cooled Condensing Unit, Coil with Blower | RA1436AJ1 |  | RCF3624HTAM | 13 | 16 | Yes | Yes | 2015-02-06 |  | 2
FALSE | RA1636AJ1 | 4917 | 7941928 | RHEEM SALES COMPANY, INC. | RA1636AJ1 | AC | Split System: Air-Cooled Condensing Unit, Coil with Blower | RA1636AJ1 |  | RCF3624HTAM | 13 | 16 | Yes | Yes | 2015-02-06 |  | 2
FALSE | RA1618AJ1 | 4914 | 7940461 | RHEEM SALES COMPANY, INC. | RA1618AJ1 | AC | Split System: Air-Cooled Condensing Unit, Coil with Blower | RA1618AJ1 |  | RCFL-H*2621 | 13 | 16 | Yes | Yes | 2015-02-06 |  | 2
FALSE | RA1442AD1 | 4761 | 7600256 | RHEEM SALES COMPANY, INC. | RA1442AC1 | AC | Split System: Air-Cooled Condensing Unit, Coil with Blower | RA1442AC1 |  | RCFL-H*4821 | 12 | 14.5 | Yes | Yes | 2015-02-06 |  | 0
FALSE | RA1442AD1 | 4761 | 7945097 | RHEEM SALES COMPANY, INC. | RA1442AD1 | AC | Split System: Air-Cooled Condensing Unit, Coil with Blower | RA1442AD1 |  | RCF4821STAM | 12 | 14.5 | Yes | Yes | 2015-02-06 |  | 0
FALSE | RA1424AJ1 | 4758 | 7490809 | RHEEM SALES COMPANY, INC. | RA1424AJ1 | AC | Split System: Air-Cooled Condensing Unit, Coil with Blower | RA1424AJ1 |  | RCF2421MTAM | 12.5 | 15.1 | Yes | Yes | 2015-02-06 |  | 1
FALSE | RA1636AJ1 | 4917 | 7941898 | RHEEM SALES COMPANY, INC. | RA1636AJ1 | AC | Split System: Air-Cooled Condensing Unit, Coil with Blower | RA1636AJ1 |  | RCF3621STAM | 13 | 15.5 | Yes | Yes | 2015-02-06 |  | 1
FALSE | RA1624AJ1 | 4915 | 7940885 | RHEEM SALES COMPANY, INC. | RA1624AJ1 | AC | Split System: Air-Cooled Condensing Unit, Coil with Blower | RA1624AJ1 |  | RCQD-2417 | 13 | 16 | Yes | Yes | 2015-02-06 |  | 2
FALSE | RA1642AJ1 | 4918 | 7942414 | RHEEM SALES COMPANY, INC. | RA1642AC1 | AC | Split System: Air-Cooled Condensing Unit, Coil with Blower | RA1642AC1 |  | RCFL-H*4824 | 13 | 15.5 | Yes | Yes | 2015-02-06 |  | 1
FALSE | RA1636AJ1 | 4917 | 7941817 | RHEEM SALES COMPANY, INC. | RA1636AJ1 | AC | Split System: Air-Cooled Condensing Unit, Coil with Blower | RA1636AJ1 |  | RCF3621MTAM | 13 | 16 | Yes | Yes | 2015-02-06 |  | 2
FALSE | RA1424AJ1 | 4758 | 7490825 | RHEEM SALES COMPANY, INC. | RA1424AJ1 | AC | Split System: Air-Cooled Condensing Unit, Coil with Blower | RA1424AJ1 |  | RCF2421MTAM | 12.5 | 15.1 | Yes | Yes | 2015-02-06 |  | 1
FALSE | RA1336AD1 | 4824 | 7508897 | RHEEM SALES COMPANY, INC. | RA1336AJ1 | AC | Split System: Air-Cooled Condensing Unit, Coil with Blower | RA1336AJ1 |  | RCQD-3624 | 12 | 14.5 | Yes | Yes | 2015-02-06 |  | 0
FALSE | RA1336AD1 | 4824 | 7508509 | RHEEM SALES COMPANY, INC. | RA1336AC1 | AC | Split System: Air-Cooled Condensing Unit, Coil with Blower | RA1336AC1 |  | RCQD-3621 | 12 | 14.5 | Yes | Yes | 2015-02-06 |  | 0
FALSE | RA1618AJ1 | 4914 | 7940328 | RHEEM SALES COMPANY, INC. | RA1618AJ1 | AC | Split System: Air-Cooled Condensing Unit, Coil with Blower | RA1618AJ1 |  | RCF2417MTAM | 13 | 16 | Yes | Yes | 2015-02-06 |  | 2
FALSE | RA1648AJ1 | 4919 | 7943113 | RHEEM SALES COMPANY, INC. | RA1648AC1 | AC | Split System: Air-Cooled Condensing Unit, Coil with Blower | RA1648AC1 |  | RCFN-H*4824 | 13 | 16 | Yes | Yes | 2015-02-06 |  | 2
FALSE | RA1636AJ1 | 4917 | 7942102 | RHEEM SALES COMPANY, INC. | RA1636AJ1 | AC | Split System: Air-Cooled Condensing Unit, Coil with Blower | RA1636AJ1 |  | RCFL-H*3824 | 13 | 16 | Yes | Yes | 2015-02-06 |  | 2
FALSE | RA1436AD1 | 4760 | 7491426 | RHEEM SALES COMPANY, INC. | RA1436AC1 | AC | Split System: Air-Cooled Condensing Unit, Coil with Blower | RA1436AC1 |  | RCFL-H*3821 | 12.5 | 15.1 | Yes | Yes | 2015-02-06 |  | 1
FALSE | RA1624AJ1 | 4915 | 7943978 | RHEEM SALES COMPANY, INC. | RA1624AJ1 | AC | Split System: Air-Cooled Condensing Unit, Coil with Blower | RA1624AJ1 |  | RCF2417HTAM | 13 | 16 | Yes | Yes | 2015-02-06 |  | 2
FALSE | RA1424AJ1 | 4758 | 7490864 | RHEEM SALES COMPANY, INC. | RA1424AJ1 | AC | Split System: Air-Cooled Condensing Unit, Coil with Blower | RA1424AJ1 |  | RCFL-H*2617 | 13 | 15.5 | Yes | Yes | 2015-02-06 |  | 1
FALSE | RA1424AJ1 | 4758 | 7599599 | RHEEM SALES COMPANY, INC. | RA1424AJ1 | AC | Split System: Air-Cooled Condensing Unit, Coil with Blower | RA1424AJ1 |  | RCFN-H*2417 | 13 | 15.5 | Yes | Yes | 2015-02-06 |  | 1
FALSE | RA1436AD1 | 4760 | 7491369 | RHEEM SALES COMPANY, INC. | RA1436AC1 | AC | Split System: Air-Cooled Condensing Unit, Coil with Blower | RA1436AC1 |  | RCFL-H*3617 | 12.5 | 15.1 | Yes | Yes | 2015-02-06 |  | 1
FALSE | RA1318AJ1 | 4821 | 7507583 | RHEEM SALES COMPANY, INC. | RA1318AJ1 | AC | Split System: Air-Cooled Condensing Unit, Coil with Blower | RA1318AJ1 |  | RCFN-H*2421 | 12 | 14.5 | Yes | Yes | 2015-02-06 |  | 0
FALSE | RA1442AD1 | 4761 | 7501128 | RHEEM SALES COMPANY, INC. | RA1442AC1 | AC | Split System: Air-Cooled Condensing Unit, Coil with Blower | RA1442AC1 |  | RCFN-H*4824 | 13 | 16 | Yes | Yes | 2015-02-06 |  | 2
FALSE | RA1642AJ1 | 4918 | 7942377 | RHEEM SALES COMPANY, INC. | RA1642AC1 | AC | Split System: Air-Cooled Condensing Unit, Coil with Blower | RA1642AC1 |  | RCFL-H*4821 | 12.2 | 14.5 | Yes | Yes | 2015-02-06 |  | 0
FALSE | RA1636AJ1 | 4917 | 7941689 | RHEEM SALES COMPANY, INC. | RA1636AC1 | AC | Split System: Air-Cooled Condensing Unit, Coil with Blower | RA1636AC1 |  | RCFL-H*3824 | 13 | 16 | Yes | Yes | 2015-02-06 |  | 2
FALSE | RA1648AJ1 | 4919 | 7942937 | RHEEM SALES COMPANY, INC. | RA1648AC1 | AC | Split System: Air-Cooled Condensing Unit, Coil with Blower | RA1648AC1 |  | RCF4824HTAM | 13 | 16 | Yes | Yes | 2015-02-06 |  | 2
FALSE | RA1630AJ1 | 4916 | 7941170 | RHEEM SALES COMPANY, INC. | RA1630AJ1 | AC | Split System: Air-Cooled Condensing Unit, Coil with Blower | RA1630AJ1 |  | RCFL-H*3821 | 13 | 16 | Yes | Yes | 2015-02-06 |  | 2
FALSE | RA1624AJ1 | 4915 | 7940770 | RHEEM SALES COMPANY, INC. | RA1624AJ1 | AC | Split System: Air-Cooled Condensing Unit, Coil with Blower | RA1624AJ1 |  | RCFL-H*2621 | 13 | 16 | Yes | Yes | 2015-02-06 |  | 2
FALSE | RA1660AC1 | 4920 | 7943551 | RHEEM SALES COMPANY, INC. | RA1660AJ1 | AC | Split System: Air-Cooled Condensing Unit, Coil with Blower | RA1660AJ1 |  | RCF6024HTAM | 12.5 | 15.1 | Yes | Yes | 2015-02-06 |  | 1
FALSE | RA1430AJ1 | 4759 | 7491147 | RHEEM SALES COMPANY, INC. | RA1430AJ1 | AC | Split System: Air-Cooled Condensing Unit, Coil with Blower | RA1430AJ1 |  | RCFL-H*3821 | 13 | 15.5 | Yes | Yes | 2015-02-06 |  | 1
FALSE | RA1330AJ1 | 4823 | 7508184 | RHEEM SALES COMPANY, INC. | RA1330AJ1 | AC | Split System: Air-Cooled Condensing Unit, Coil with Blower | RA1330AJ1 |  | RHKL-HM3821 | 12 | 14.5 | Yes | Yes | 2015-02-06 |  | 0
FALSE | RA1618AJ1 | 4914 | 7940492 | RHEEM SALES COMPANY, INC. | RA1618AJ1 | AC | Split System: Air-Cooled Condensing Unit, Coil with Blower | RA1618AJ1 |  | RCFN-H*2417 | 13 | 16 | Yes | Yes | 2015-02-06 |  | 2
FALSE | RA1318AJ1 | 4821 | 7982155 | RHEEM SALES COMPANY, INC. | RA1318AJ1 | AC | Split System: Air-Cooled Condensing Unit, Coil with Blower | RA1318AJ1 |  | RCF2417MTAM | 12 | 14.5 | Yes | Yes | 2015-02-06 |  | 0
FALSE | RA1330AJ1 | 4823 | 7508145 | RHEEM SALES COMPANY, INC. | RA1330AJ1 | AC | Split System: Air-Cooled Condensing Unit, Coil with Blower | RA1330AJ1 |  | RCQD-3621 | 12.5 | 15.1 | Yes | Yes | 2015-02-06 |  | 1
FALSE | RA1330AJ1 | 4823 | 7508122 | RHEEM SALES COMPANY, INC. | RA1330AJ1 | AC | Split System: Air-Cooled Condensing Unit, Coil with Blower | RA1330AJ1 |  | RCFN-H*3624 | 12.5 | 15.1 | Yes | Yes | 2015-02-06 |  | 1
FALSE | RA1442AD1 | 4761 | 7491946 | RHEEM SALES COMPANY, INC. | RA1442AC1 | AC | Split System: Air-Cooled Condensing Unit, Coil with Blower | RA1442AC1 |  | RCFL-H*4824 | 12.5 | 15.1 | Yes | Yes | 2015-02-06 |  | 1
FALSE | RA1648AJ1 | 4919 | 7943083 | RHEEM SALES COMPANY, INC. | RA1648AC1 | AC | Split System: Air-Cooled Condensing Unit, Coil with Blower | RA1648AC1 |  | RCFL-H*4824 | 13 | 15.5 | Yes | Yes | 2015-02-06 |  | 1
FALSE | RA1624AJ1 | 4915 | 7940862 | RHEEM SALES COMPANY, INC. | RA1624AJ1 | AC | Split System: Air-Cooled Condensing Unit, Coil with Blower | RA1624AJ1 |  | RCFN-H*2421 | 13 | 16 | Yes | Yes | 2015-02-06 |  | 2
FALSE | RA1418AJ1 | 4757 | 7601335 | RHEEM SALES COMPANY, INC. | RA1418AJ1 | AC | Split System: Air-Cooled Condensing Unit, Coil with Blower | RA1418AJ1 |  | RCQD-2417 | 13 | 16 | Yes | Yes | 2015-02-06 |  | 2
FALSE | RA1648AJ1 | 4919 | 7942907 | RHEEM SALES COMPANY, INC. | RA1648AC1 | AC | Split System: Air-Cooled Condensing Unit, Coil with Blower | RA1648AC1 |  | RCF4821STAM | 12.5 | 15.1 | Yes | Yes | 2015-02-06 |  | 1
FALSE | RA1418AJ1 | 4757 | 7490569 | RHEEM SALES COMPANY, INC. | RA1418AJ1 | AC | Split System: Air-Cooled Condensing Unit, Coil with Blower | RA1418AJ1 |  | RCF2421HTAM | 13 | 16 | Yes | Yes | 2015-02-06 |  | 2
FALSE | RA1424AJ1 | 4758 | 7490804 | RHEEM SALES COMPANY, INC. | RA1424AJ1 | AC | Split System: Air-Cooled Condensing Unit, Coil with Blower | RA1424AJ1 |  | RCF2421HTAM | 12.5 | 15.1 | Yes | Yes | 2015-02-06 |  | 1
FALSE | RA1436AD1 | 4760 | 7600094 | RHEEM SALES COMPANY, INC. | RA1436AD1 | AC | Split System: Air-Cooled Condensing Unit, Coil with Blower | RA1436AD1 |  | RCQD-3621 | 13 | 15.5 | Yes | Yes | 2015-02-06 |  | 1
FALSE | RA1642AJ1 | 4918 | 7942421 | RHEEM SALES COMPANY, INC. | RA1642AC1 | AC | Split System: Air-Cooled Condensing Unit, Coil with Blower | RA1642AC1 |  | RCFL-H*4824 | 13 | 15.5 | Yes | Yes | 2015-02-06 |  | 1
FALSE | RA1418AJ1 | 4757 | 7490555 | RHEEM SALES COMPANY, INC. | RA1418AJ1 | AC | Split System: Air-Cooled Condensing Unit, Coil with Blower | RA1418AJ1 |  | RCF2417STAM | 13 | 16 | Yes | Yes | 2015-02-06 |  | 2
FALSE | RA1448AD1 | 4762 | 7600870 | RHEEM SALES COMPANY, INC. | RA1448AJ1 | AC | Split System: Air-Cooled Condensing Unit, Coil with Blower | RA1448AJ1 |  | RCF4821STAM | 12 | 14.5 | Yes | Yes | 2015-02-06 |  | 0
FALSE | RA1424AJ1 | 4758 | 7490815 | RHEEM SALES COMPANY, INC. | RA1424AJ1 | AC | Split System: Air-Cooled Condensing Unit, Coil with Blower | RA1424AJ1 |  | RCF2421MTAM | 13 | 15.5 | Yes | Yes | 2015-02-06 |  | 1
FALSE | RA1424AJ1 | 4758 | 7599610 | RHEEM SALES COMPANY, INC. | RA1424AJ1 | AC | Split System: Air-Cooled Condensing Unit, Coil with Blower | RA1424AJ1 |  | RCQD-2417 | 13 | 16 | Yes | Yes | 2015-02-06 |  | 2
FALSE | RA1618AJ1 | 4914 | 7940537 | RHEEM SALES COMPANY, INC. | RA1618AJ1 | AC | Split System: Air-Cooled Condensing Unit, Coil with Blower | RA1618AJ1 |  | RCFN-H*2421 | 13 | 16 | Yes | Yes | 2015-02-06 |  | 2
FALSE | RA1618AJ1 | 4914 | 7940354 | RHEEM SALES COMPANY, INC. | RA1618AJ1 | AC | Split System: Air-Cooled Condensing Unit, Coil with Blower | RA1618AJ1 |  | RCF2417STAM | 13 | 16 | Yes | Yes | 2015-02-06 |  | 2
FALSE | RA1660AC1 | 4920 | 7943836 | RHEEM SALES COMPANY, INC. | RA1660AC1 | AC | Split System: Air-Cooled Condensing Unit, Coil with Blower | RA1660AC1 |  | RCFL-H*6024 | 12.5 | 15.1 | Yes | Yes | 2015-02-06 |  | 1
FALSE | RA1624AJ1 | 4915 | 7940690 | RHEEM SALES COMPANY, INC. | RA1624AJ1 | AC | Split System: Air-Cooled Condensing Unit, Coil with Blower | RA1624AJ1 |  | RCF2421MTAM | 13 | 16 | Yes | Yes | 2015-02-06 |  | 2
FALSE | RA1318AJ1 | 4821 | 7507444 | RHEEM SALES COMPANY, INC. | RA1318AJ1 | AC | Split System: Air-Cooled Condensing Unit, Coil with Blower | RA1318AJ1 |  | RCF2417STAM | 12 | 14.5 | Yes | Yes | 2015-02-06 |  | 0
FALSE | RA1642AJ1 | 4918 | 7942525 | RHEEM SALES COMPANY, INC. | RA1642AC1 | AC | Split System: Air-Cooled Condensing Unit, Coil with Blower | RA1642AC1 |  | RCQD-4824 | 12.5 | 15.1 | Yes | Yes | 2015-02-06 |  | 1
FALSE | RA1424AJ1 | 4758 | 7490751 | RHEEM SALES COMPANY, INC. | RA1424AJ1 | AC | Split System: Air-Cooled Condensing Unit, Coil with Blower | RA1424AJ1 |  | RCF2417MTAM | 12.5 | 15.1 | Yes | Yes | 2015-02-06 |  | 1
FALSE | RA1436AD1 | 4760 | 7600063 | RHEEM SALES COMPANY, INC. | RA1436AD1 | AC | Split System: Air-Cooled Condensing Unit, Coil with Blower | RA1436AD1 |  | RCFL-H*3824 | 13 | 15.5 | Yes | Yes | 2015-02-06 |  | 1
FALSE | RA1442AD1 | 4761 | 7492100 | RHEEM SALES COMPANY, INC. | RA1442AJ1 | AC | Split System: Air-Cooled Condensing Unit, Coil with Blower | RA1442AJ1 |  | RCFL-H*4821 | 12 | 14.5 | Yes | Yes | 2015-02-06 |  | 0
FALSE | RA1436AD1 | 4760 | 7491245 | RHEEM SALES COMPANY, INC. | RA1436AC1 | AC | Split System: Air-Cooled Condensing Unit, Coil with Blower | RA1436AC1 |  | RCF3617STAM | 12 | 14.5 | Yes | Yes | 2015-02-06 |  | 0
FALSE | RA1442AD1 | 4761 | 7492122 | RHEEM SALES COMPANY, INC. | RA1442AJ1 | AC | Split System: Air-Cooled Condensing Unit, Coil with Blower | RA1442AJ1 |  | RCFL-H*4824 | 12 | 14.5 | Yes | Yes | 2015-02-06 |  | 0
FALSE | RA1660AC1 | 4920 | 7943717 | RHEEM SALES COMPANY, INC. | RA1660AJ1 | AC | Split System: Air-Cooled Condensing Unit, Coil with Blower | RA1660AJ1 |  | RH2V6024HTAC | 13 | 15.5 | Yes | Yes | 2015-02-06 |  | 1
FALSE | RA1436AD1 | 4760 | 7491276 | RHEEM SALES COMPANY, INC. | RA1436AC1 | AC | Split System: Air-Cooled Condensing Unit, Coil with Blower | RA1436AC1 |  | RCF3621MTAM | 13 | 15.5 | Yes | Yes | 2015-02-06 |  | 1
FALSE | RA1642AJ1 | 4918 | 7942539 | RHEEM SALES COMPANY, INC. | RA1642AC1 | AC | Split System: Air-Cooled Condensing Unit, Coil with Blower | RA1642AC1 |  | RCQD-4824 | 13 | 16 | Yes | Yes | 2015-02-06 |  | 2
FALSE | RA1448AD1 | 4762 | 7492329 | RHEEM SALES COMPANY, INC. | RA1448AC1 | AC | Split System: Air-Cooled Condensing Unit, Coil with Blower | RA1448AC1 |  | RCQD-4821 | 12.5 | 15 | Yes | Yes | 2015-02-06 |  | 1
FALSE | RA1442AD1 | 4761 | 7600344 | RHEEM SALES COMPANY, INC. | RA1442AD1 | AC | Split System: Air-Cooled Condensing Unit, Coil with Blower | RA1442AD1 |  | RCF4824HTAM | 12.5 | 15.1 | Yes | Yes | 2015-02-06 |  | 1
FALSE | RA1436AD1 | 4760 | 7491659 | RHEEM SALES COMPANY, INC. | RA1436AJ1 | AC | Split System: Air-Cooled Condensing Unit, Coil with Blower | RA1436AJ1 |  | RCFL-H*3617 | 12.5 | 15.1 | Yes | Yes | 2015-02-06 |  | 1
FALSE | RA1330AJ1 | 4823 | 7508125 | RHEEM SALES COMPANY, INC. | RA1330AJ1 | AC | Split System: Air-Cooled Condensing Unit, Coil with Blower | RA1330AJ1 |  | RCFN-H*3624 | 13 | 15.5 | Yes | Yes | 2015-02-06 |  | 1
FALSE | RA1648AJ1 | 4919 | 7942970 | RHEEM SALES COMPANY, INC. | RA1648AC1 | AC | Split System: Air-Cooled Condensing Unit, Coil with Blower | RA1648AC1 |  | RCF4824STAM | 13 | 15.5 | Yes | Yes | 2015-02-06 |  | 1
FALSE | RA1424AJ1 | 4758 | 7490808 | RHEEM SALES COMPANY, INC. | RA1424AJ1 | AC | Split System: Air-Cooled Condensing Unit, Coil with Blower | RA1424AJ1 |  | RCF2421MTAM | 12.5 | 15.1 | Yes | Yes | 2015-02-06 |  | 1
FALSE | RA1660AC1 | 4920 | 7943811 | RHEEM SALES COMPANY, INC. | RA1660AC1 | AC | Split System: Air-Cooled Condensing Unit, Coil with Blower | RA1660AC1 |  | RCF6024STAM | 12.5 | 15.1 | Yes | Yes | 2015-02-06 |  | 1
FALSE | RA1430AJ1 | 4759 | 7944959 | RHEEM SALES COMPANY, INC. | RA1430AJ1 | AC | Split System: Air-Cooled Condensing Unit, Coil with Blower | RA1430AJ1 |  | RCF3617STAM | 12.5 | 15.1 | Yes | Yes | 2015-02-06 |  | 1
FALSE | RA1642AJ1 | 4918 | 7942227 | RHEEM SALES COMPANY, INC. | RA1642AC1 | AC | Split System: Air-Cooled Condensing Unit, Coil with Blower | RA1642AC1 |  | RCF4821STAM | 13 | 16 | Yes | Yes | 2015-02-06 |  | 2
FALSE | RA1448AD1 | 4762 | 7492436 | RHEEM SALES COMPANY, INC. | RA1448AJ1 | AC | Split System: Air-Cooled Condensing Unit, Coil with Blower | RA1448AJ1 |  | RCF4824STAM | 12 | 14.5 | Yes | Yes | 2015-02-06 |  | 0
FALSE | RA1442AD1 | 4761 | 7491861 | RHEEM SALES COMPANY, INC. | RA1442AC1 | AC | Split System: Air-Cooled Condensing Unit, Coil with Blower | RA1442AC1 |  | RCF4824HTAM | 13 | 15.5 | Yes | Yes | 2015-02-06 |  | 1
FALSE | RA1448AD1 | 4762 | 7492501 | RHEEM SALES COMPANY, INC. | RA1448AJ1 | AC | Split System: Air-Cooled Condensing Unit, Coil with Blower | RA1448AJ1 |  | RCFN-H*4824 | 13 | 15.5 | Yes | Yes | 2015-02-06 |  | 1
FALSE | RA1448AD1 | 4762 | 7492310 | RHEEM SALES COMPANY, INC. | RA1448AC1 | AC | Split System: Air-Cooled Condensing Unit, Coil with Blower | RA1448AC1 |  | RCFN-H*4824 | 12.5 | 15.1 | Yes | Yes | 2015-02-06 |  | 1
FALSE | RA1636AJ1 | 4917 | 7941940 | RHEEM SALES COMPANY, INC. | RA1636AJ1 | AC | Split System: Air-Cooled Condensing Unit, Coil with Blower | RA1636AJ1 |  | RCF3624MTAM | 13 | 16 | Yes | Yes | 2015-02-06 |  | 2
FALSE | RA1424AJ1 | 4758 | 7490788 | RHEEM SALES COMPANY, INC. | RA1424AJ1 | AC | Split System: Air-Cooled Condensing Unit, Coil with Blower | RA1424AJ1 |  | RCF2421HTAM | 13 | 15.5 | Yes | Yes | 2015-02-06 |  | 1
FALSE | RA1442AD1 | 4761 | 7492066 | RHEEM SALES COMPANY, INC. | RA1442AJ1 | AC | Split System: Air-Cooled Condensing Unit, Coil with Blower | RA1442AJ1 |  | RCF4824STAM | 12 | 14.5 | Yes | Yes | 2015-02-06 |  | 0
FALSE | RA1436AD1 | 4760 | 7600047 | RHEEM SALES COMPANY, INC. | RA1436AD1 | AC | Split System: Air-Cooled Condensing Unit, Coil with Blower | RA1436AD1 |  | RCFL-H*3821 | 13 | 15.5 | Yes | Yes | 2015-02-06 |  | 1
FALSE | RA1424AJ1 | 4758 | 7490880 | RHEEM SALES COMPANY, INC. | RA1424AJ1 | AC | Split System: Air-Cooled Condensing Unit, Coil with Blower | RA1424AJ1 |  | RCFL-H*2621 | 13 | 15.5 | Yes | Yes | 2015-02-06 |  | 1
FALSE | RA1436AD1 | 4760 | 7491746 | RHEEM SALES COMPANY, INC. | RA1436AJ1 | AC | Split System: Air-Cooled Condensing Unit, Coil with Blower | RA1436AJ1 |  | RCFL-H*3824 | 13 | 15.5 | Yes | Yes | 2015-02-06 |  | 1
FALSE | RA1648AJ1 | 4919 | 7943230 | RHEEM SALES COMPANY, INC. | RA1648AJ1 | AC | Split System: Air-Cooled Condensing Unit, Coil with Blower | RA1648AJ1 |  | RCF4821STAM | 13 | 15.5 | Yes | Yes | 2015-02-06 |  | 1
FALSE | RA1436AD1 | 4760 | 7600055 | RHEEM SALES COMPANY, INC. | RA1436AD1 | AC | Split System: Air-Cooled Condensing Unit, Coil with Blower | RA1436AD1 |  | RCFL-H*3824 | 13 | 15.5 | Yes | Yes | 2015-02-06 |  | 1
FALSE | RA1618AJ1 | 4914 | 7940329 | RHEEM SALES COMPANY, INC. | RA1618AJ1 | AC | Split System: Air-Cooled Condensing Unit, Coil with Blower | RA1618AJ1 |  | RCF2417MTAM | 13 | 16 | Yes | Yes | 2015-02-06 |  | 2
FALSE | RA1448AD1 | 4762 | 7501167 | RHEEM SALES COMPANY, INC. | RA1448AC1 | AC | Split System: Air-Cooled Condensing Unit, Coil with Blower | RA1448AC1 |  | RCF4824HTAM | 13 | 15.5 | Yes | Yes | 2015-02-06 |  | 1
FALSE | RA1660AC1 | 4920 | 7943911 | RHEEM SALES COMPANY, INC. | RA1660AC1 | AC | Split System: Air-Cooled Condensing Unit, Coil with Blower | RA1660AC1 |  | RCQD-6024 | 12 | 14.5 | Yes | Yes | 2015-02-06 |  | 0
FALSE | RA1436AD1 | 4760 | 7600012 | RHEEM SALES COMPANY, INC. | RA1436AD1 | AC | Split System: Air-Cooled Condensing Unit, Coil with Blower | RA1436AD1 |  | RCFL-H*3821 | 13 | 15.5 | Yes | Yes | 2015-02-06 |  | 1
FALSE | RA1442AD1 | 4761 | 7600421 | RHEEM SALES COMPANY, INC. | RA1442AD1 | AC | Split System: Air-Cooled Condensing Unit, Coil with Blower | RA1442AD1 |  | RCFL-H*4821 | 12 | 14.5 | Yes | Yes | 2015-02-06 |  | 0
FALSE | RA1448AD1 | 4762 | 7600865 | RHEEM SALES COMPANY, INC. | RA1448AD1 | AC | Split System: Air-Cooled Condensing Unit, Coil with Blower | RA1448AD1 |  | RHML-HM4824 | 13 | 15.5 | Yes | Yes | 2015-02-06 |  | 1
FALSE | RA1660AC1 | 4920 | 7943549 | RHEEM SALES COMPANY, INC. | RA1660AJ1 | AC | Split System: Air-Cooled Condensing Unit, Coil with Blower | RA1660AJ1 |  | RCF6024HTAM | 13 | 15.5 | Yes | Yes | 2015-02-06 |  | 1
FALSE | RA1618AJ1 | 4914 | 7940570 | RHEEM SALES COMPANY, INC. | RA1618AJ1 | AC | Split System: Air-Cooled Condensing Unit, Coil with Blower | RA1618AJ1 |  | RHLL-HM2417 | 13 | 16 | Yes | Yes | 2015-02-06 |  | 2
FALSE | RA1460AD1 | 4763 | 7600953 | RHEEM SALES COMPANY, INC. | RA1460AD1 | AC | Split System: Air-Cooled Condensing Unit, Coil with Blower | RA1460AD1 |  | RCF6024HTAM | 12 | 14.5 | Yes | Yes | 2015-02-06 |  | 0
FALSE | RA1436AD1 | 4760 | 7491489 | RHEEM SALES COMPANY, INC. | RA1436AC1 | AC | Split System: Air-Cooled Condensing Unit, Coil with Blower | RA1436AC1 |  | RCQD-3621 | 13 | 16 | Yes | Yes | 2015-02-06 |  | 2
FALSE | RA1618AJ1 | 4914 | 7940337 | RHEEM SALES COMPANY, INC. | RA1618AJ1 | AC | Split System: Air-Cooled Condensing Unit, Coil Alone | RA1618AJ1 |  | RCF2417MTAM+RXMD-C04 | 12.2 | 14.5 | Yes | Yes | 2015-02-06 |  | 0
FALSE | RA1648AJ1 | 4919 | 7943434 | RHEEM SALES COMPANY, INC. | RA1648AJ1 | AC | Split System: Air-Cooled Condensing Unit, Coil with Blower | RA1648AJ1 |  | RCFN-H*4824 | 13 | 16 | Yes | Yes | 2015-02-06 |  | 2
FALSE | RA1460AD1 | 4763 | 7601042 | RHEEM SALES COMPANY, INC. | RA1460AJ1 | AC | Split System: Air-Cooled Condensing Unit, Coil with Blower | RA1460AJ1 |  | RCF6024HTAM | 12 | 14.5 | Yes | Yes | 2015-02-06 |  | 0
FALSE | RA1418AJ1 | 4757 | 7944913 | RHEEM SALES COMPANY, INC. | RA1418AJ1 | AC | Split System: Air-Cooled Condensing Unit, Coil with Blower | RA1418AJ1 |  | RCF2417MTAM | 13 | 16 | Yes | Yes | 2015-02-06 |  | 2
FALSE | RA1630AJ1 | 4916 | 7941222 | RHEEM SALES COMPANY, INC. | RA1630AJ1 | AC | Split System: Air-Cooled Condensing Unit, Coil with Blower | RA1630AJ1 |  | RCFL-H*3824 | 13 | 16 | Yes | Yes | 2015-02-06 |  | 2
FALSE | RA1648AJ1 | 4919 | 7943188 | RHEEM SALES COMPANY, INC. | RA1648AC1 | AC | Split System: Air-Cooled Condensing Unit, Coil with Blower | RA1648AC1 |  | RCQD-4824 | 13 | 15.5 | Yes | Yes | 2015-02-06 |  | 1
FALSE | RA1448AD1 | 4762 | 7601540 | RHEEM SALES COMPANY, INC. | RA1448AC1 | AC | Split System: Air-Cooled Condensing Unit, Coil with Blower | RA1448AC1 |  | RCQD-4821 | 12 | 14.5 | Yes | Yes | 2015-02-06 |  | 0
FALSE | RA1660AC1 | 4920 | 7943886 | RHEEM SALES COMPANY, INC. | RA1660AC1 | AC | Split System: Air-Cooled Condensing Unit, Coil with Blower | RA1660AC1 |  | RCFN-H*6024 | 12.5 | 15.1 | Yes | Yes | 2015-02-06 |  | 1
FALSE | RA1418AJ1 | 4757 | 7490539 | RHEEM SALES COMPANY, INC. | RA1418AJ1 | AC | Split System: Air-Cooled Condensing Unit, Coil with Blower | RA1418AJ1 |  | RCF2417MTAM | 13 | 16 | Yes | Yes | 2015-02-06 |  | 2
FALSE | RA1436AD1 | 4760 | 7599783 | RHEEM SALES COMPANY, INC. | RA1436AD1 | AC | Split System: Air-Cooled Condensing Unit, Coil with Blower | RA1436AD1 |  | RCF3621MTAM | 13 | 15.5 | Yes | Yes | 2015-02-06 |  | 1
FALSE | RA1642AJ1 | 4918 | 7942362 | RHEEM SALES COMPANY, INC. | RA1642AC1 | AC | Split System: Air-Cooled Condensing Unit, Coil with Blower | RA1642AC1 |  | RCFL-H*4821 | 13 | 15.5 | Yes | Yes | 2015-02-06 |  | 1
FALSE | RA1648AJ1 | 4919 | 7942990 | RHEEM SALES COMPANY, INC. | RA1648AC1 | AC | Split System: Air-Cooled Condensing Unit, Coil with Blower | RA1648AC1 |  | RCF4824STAM | 13 | 16 | Yes | Yes | 2015-02-06 |  | 2
FALSE | RA1324AJ1 | 4822 | 7507699 | RHEEM SALES COMPANY, INC. | RA1324AJ1 | AC | Split System: Air-Cooled Condensing Unit, Coil with Blower | RA1324AJ1 |  | RCF2421MTAM | 12 | 14.5 | Yes | Yes | 2015-02-06 |  | 0
FALSE | RA1624AJ1 | 4915 | 7940816 | RHEEM SALES COMPANY, INC. | RA1624AJ1 | AC | Split System: Air-Cooled Condensing Unit, Coil with Blower | RA1624AJ1 |  | RCFN-H*2417 | 13 | 16 | Yes | Yes | 2015-02-06 |  | 2
FALSE | RA1330AJ1 | 4823 | 7507881 | RHEEM SALES COMPANY, INC. | RA1330AJ1 | AC | Split System: Air-Cooled Condensing Unit, Coil with Blower | RA1330AJ1 |  | RCF3621MTAM | 12 | 14.5 | Yes | Yes | 2015-02-06 |  | 0
FALSE | RA1660AC1 | 4920 | 7943770 | RHEEM SALES COMPANY, INC. | RA1660AC1 | AC | Split System: Air-Cooled Condensing Unit, Coil with Blower | RA1660AC1 |  | RCF6024HTAM | 13 | 15.5 | Yes | Yes | 2015-02-06 |  | 1
FALSE | RA1642AJ1 | 4918 | 7942526 | RHEEM SALES COMPANY, INC. | RA1642AC1 | AC | Split System: Air-Cooled Condensing Unit, Coil with Blower | RA1642AC1 |  | RCQD-4824 | 12.5 | 15.1 | Yes | Yes | 2015-02-06 |  | 1
FALSE | RA1460AD1 | 4763 | 7492632 | RHEEM SALES COMPANY, INC. | RA1460AJ1 | AC | Split System: Air-Cooled Condensing Unit, Coil with Blower | RA1460AJ1 |  | RCF6024HTAM | 12 | 14.5 | Yes | Yes | 2015-02-06 |  | 0
FALSE | RA1618AJ1 | 4914 | 7940542 | RHEEM SALES COMPANY, INC. | RA1618AJ1 | AC | Split System: Air-Cooled Condensing Unit, Coil Alone | RA1618AJ1 |  | RCFN-H*2421+RXMD-C04 | 12.2 | 14.5 | Yes | Yes | 2015-02-06 |  | 0
FALSE | RA1436AD1 | 4760 | 7601473 | RHEEM SALES COMPANY, INC. | RA1436AJ1 | AC | Split System: Air-Cooled Condensing Unit, Coil with Blower | RA1436AJ1 |  | RCFL-H*3617 | 12 | 14.5 | Yes | Yes | 2015-02-06 |  | 0
FALSE | RA1648AJ1 | 4919 | 7944247 | RHEEM SALES COMPANY, INC. | RA1648AC1 | AC | Split System: Air-Cooled Condensing Unit, Coil with Blower | RA1648AC1 |  | RCF4824STAM | 13 | 15.5 | Yes | Yes | 2015-02-06 |  | 1
FALSE | RA1436AD1 | 4760 | 7491514 | RHEEM SALES COMPANY, INC. | RA1436AC1 | AC | Split System: Air-Cooled Condensing Unit, Coil with Blower | RA1436AC1 |  | RCQD-3624 | 13 | 16 | Yes | Yes | 2015-02-06 |  | 2
FALSE | RA1424AJ1 | 4758 | 7490771 | RHEEM SALES COMPANY, INC. | RA1424AJ1 | AC | Split System: Air-Cooled Condensing Unit, Coil with Blower | RA1424AJ1 |  | RCF2417STAM | 12.5 | 15.1 | Yes | Yes | 2015-02-06 |  | 1
FALSE | RA1648AJ1 | 4919 | 7942924 | RHEEM SALES COMPANY, INC. | RA1648AC1 | AC | Split System: Air-Cooled Condensing Unit, Coil with Blower | RA1648AC1 |  | RCF4821STAM | 13 | 15.5 | Yes | Yes | 2015-02-06 |  | 1
FALSE | RA1436AD1 | 4760 | 7491735 | RHEEM SALES COMPANY, INC. | RA1436AJ1 | AC | Split System: Air-Cooled Condensing Unit, Coil with Blower | RA1436AJ1 |  | RCFL-H*3824 | 13 | 15.5 | Yes | Yes | 2015-02-06 |  | 1
FALSE | RA1436AD1 | 4760 | 7601424 | RHEEM SALES COMPANY, INC. | RA1436AC1 | AC | Split System: Air-Cooled Condensing Unit, Coil with Blower | RA1436AC1 |  | RCQD-3621 | 13 | 16 | Yes | Yes | 2015-02-06 |  | 2
FALSE | RA1636AJ1 | 4917 | 7941555 | RHEEM SALES COMPANY, INC. | RA1636AC1 | AC | Split System: Air-Cooled Condensing Unit, Coil with Blower | RA1636AC1 |  | RCFL-H*3617 | 12.5 | 15.1 | Yes | Yes | 2015-02-06 |  | 1
FALSE | RA1330AJ1 | 4823 | 7982351 | RHEEM SALES COMPANY, INC. | RA1330AJ1 | AC | Split System: Air-Cooled Condensing Unit, Coil with Blower | RA1330AJ1 |  | RCFL-H*3821 | 12 | 14.5 | Yes | Yes | 2015-02-06 |  | 0
FALSE | RA1636AJ1 | 4917 | 7944083 | RHEEM SALES COMPANY, INC. | RA1636AC1 | AC | Split System: Air-Cooled Condensing Unit, Coil with Blower | RA1636AC1 |  | RCF3621MTAM | 13 | 16 | Yes | Yes | 2015-02-06 |  | 2
FALSE | RA1442AD1 | 4761 | 7491915 | RHEEM SALES COMPANY, INC. | RA1442AC1 | AC | Split System: Air-Cooled Condensing Unit, Coil with Blower | RA1442AC1 |  | RCFL-H*4821 | 12.5 | 15.1 | Yes | Yes | 2015-02-06 |  | 1
FALSE | RA1448AD1 | 4762 | 7492305 | RHEEM SALES COMPANY, INC. | RA1448AC1 | AC | Split System: Air-Cooled Condensing Unit, Coil with Blower | RA1448AC1 |  | RCFN-H*4824 | 13 | 15.5 | Yes | Yes | 2015-02-06 |  | 1
FALSE | RA1460AD1 | 4763 | 7601017 | RHEEM SALES COMPANY, INC. | RA1460AD1 | AC | Split System: Air-Cooled Condensing Unit, Coil with Blower | RA1460AD1 |  | RCFN-H*6024 | 12 | 14.5 | Yes | Yes | 2015-02-06 |  | 0
FALSE | RA1448AD1 | 4762 | 7600645 | RHEEM SALES COMPANY, INC. | RA1448AD1 | AC | Split System: Air-Cooled Condensing Unit, Coil with Blower | RA1448AD1 |  | RCF4824HTAM | 12 | 14.5 | Yes | Yes | 2015-02-06 |  | 0
FALSE | RA1636AJ1 | 4917 | 7941447 | RHEEM SALES COMPANY, INC. | RA1636AC1 | AC | Split System: Air-Cooled Condensing Unit, Coil with Blower | RA1636AC1 |  | RCF3621STAM | 12.5 | 15.1 | Yes | Yes | 2015-02-06 |  | 1
FALSE | RA1660AC1 | 4920 | 7943929 | RHEEM SALES COMPANY, INC. | RA1660AC1 | AC | Split System: Air-Cooled Condensing Unit, Coil with Blower | RA1660AC1 |  | RCQD-6024 | 12.5 | 15.1 | Yes | Yes | 2015-02-06 |  | 1
FALSE | RA1336AD1 | 4824 | 7982375 | RHEEM SALES COMPANY, INC. | RA1336AC1 | AC | Split System: Air-Cooled Condensing Unit, Coil with Blower | RA1336AC1 |  | RCF3621MTAM | 12 | 14.5 | Yes | Yes | 2015-02-06 |  | 0
FALSE | RA1436AD1 | 4760 | 7501028 | RHEEM SALES COMPANY, INC. | RA1436AC1 | AC | Split System: Air-Cooled Condensing Unit, Coil with Blower | RA1436AC1 |  | RCF3624HTAM | 13 | 16 | Yes | Yes | 2015-02-06 |  | 2
FALSE | RA1642AJ1 | 4918 | 7942520 | RHEEM SALES COMPANY, INC. | RA1642AC1 | AC | Split System: Air-Cooled Condensing Unit, Coil Alone | RA1642AC1 |  | RCQD-4821+RXMD-C04 | 12.5 | 15 | Yes | Yes | 2015-02-06 |  | 1
FALSE | RA1342AD1 | 4827 | 7983489 | RHEEM SALES COMPANY, INC. | RA1342AJ1 | AC | Split System: Air-Cooled Condensing Unit, Coil with Blower | RA1342AJ1 |  | RCF4824HTAM | 12 | 14.5 | Yes | Yes | 2015-02-06 |  | 0
FALSE | RA1442AD1 | 4761 | 7491847 | RHEEM SALES COMPANY, INC. | RA1442AC1 | AC | Split System: Air-Cooled Condensing Unit, Coil with Blower | RA1442AC1 |  | RCF4824HTAM | 12 | 14.5 | Yes | Yes | 2015-02-06 |  | 0
FALSE | RA1636AJ1 | 4917 | 7941611 | RHEEM SALES COMPANY, INC. | RA1636AC1 | AC | Split System: Air-Cooled Condensing Unit, Coil with Blower | RA1636AC1 |  | RCFL-H*3621 | 13 | 15.5 | Yes | Yes | 2015-02-06 |  | 1
FALSE | RA1648AJ1 | 4919 | 7943255 | RHEEM SALES COMPANY, INC. | RA1648AJ1 | AC | Split System: Air-Cooled Condensing Unit, Coil with Blower | RA1648AJ1 |  | RCF4821STAM | 13 | 16 | Yes | Yes | 2015-02-06 |  | 2
FALSE | RA1442AD1 | 4761 | 7945121 | RHEEM SALES COMPANY, INC. | RA1442AJ1 | AC | Split System: Air-Cooled Condensing Unit, Coil with Blower | RA1442AJ1 |  | RCF4821STAM | 12 | 14.5 | Yes | Yes | 2015-02-06 |  | 0
FALSE | RA1642AJ1 | 4918 | 7942475 | RHEEM SALES COMPANY, INC. | RA1642AC1 | AC | Split System: Air-Cooled Condensing Unit, Coil with Blower | RA1642AC1 |  | RCFN-H*4824 | 13 | 16 | Yes | Yes | 2015-02-06 |  | 2
FALSE | RA1418AJ1 | 4757 | 7490557 | RHEEM SALES COMPANY, INC. | RA1418AJ1 | AC | Split System: Air-Cooled Condensing Unit, Coil with Blower | RA1418AJ1 |  | RCF2417STAM | 13 | 15.5 | Yes | Yes | 2015-02-06 |  | 1
FALSE | RA1436AD1 | 4760 | 7493645 | RHEEM SALES COMPANY, INC. | RA1436AC1 | AC | Split System: Air-Cooled Condensing Unit, Coil Alone | RA1436AC1 |  | RCQD-3624+RXMD-C04 | 12 | 14.5 | Yes | Yes | 2015-02-06 |  | 0
FALSE | RA1418AJ1 | 4757 | 7944911 | RHEEM SALES COMPANY, INC. | RA1418AJ1 | AC | Split System: Air-Cooled Condensing Unit, Coil with Blower | RA1418AJ1 |  | RCF2417HTAM | 13 | 16 | Yes | Yes | 2015-02-06 |  | 2
FALSE | RA1448AD1 | 4762 | 7600883 | RHEEM SALES COMPANY, INC. | RA1448AJ1 | AC | Split System: Air-Cooled Condensing Unit, Coil with Blower | RA1448AJ1 |  | RCF4824STAM | 12 | 14.5 | Yes | Yes | 2015-02-06 |  | 0
FALSE | RA1436AD1 | 4760 | 7601396 | RHEEM SALES COMPANY, INC. | RA1436AC1 | AC | Split System: Air-Cooled Condensing Unit, Coil with Blower | RA1436AC1 |  | RCF3617STAM | 12 | 14.5 | Yes | Yes | 2015-02-06 |  | 0
FALSE | RA1630AJ1 | 4916 | 7941090 | RHEEM SALES COMPANY, INC. | RA1630AJ1 | AC | Split System: Air-Cooled Condensing Unit, Coil with Blower | RA1630AJ1 |  | RCFL-H*3617 | 13 | 16 | Yes | Yes | 2015-02-06 |  | 2
FALSE | RA1636AJ1 | 4917 | 7941419 | RHEEM SALES COMPANY, INC. | RA1636AC1 | AC | Split System: Air-Cooled Condensing Unit, Coil with Blower | RA1636AC1 |  | RCF3621MTAM | 13 | 16 | Yes | Yes | 2015-02-06 |  | 2
FALSE | RA1648AJ1 | 4919 | 7943508 | RHEEM SALES COMPANY, INC. | RA1648AJ1 | AC | Split System: Air-Cooled Condensing Unit, Coil with Blower | RA1648AJ1 |  | RCQD-4824 | 13 | 15.5 | Yes | Yes | 2015-02-06 |  | 1
FALSE | RA1436AD1 | 4760 | 7491590 | RHEEM SALES COMPANY, INC. | RA1436AJ1 | AC | Split System: Air-Cooled Condensing Unit, Coil with Blower | RA1436AJ1 |  | RCF3621STAM | 12.5 | 15.1 | Yes | Yes | 2015-02-06 |  | 1
FALSE | RA1618AJ1 | 4914 | 7940376 | RHEEM SALES COMPANY, INC. | RA1618AJ1 | AC | Split System: Air-Cooled Condensing Unit, Coil with Blower | RA1618AJ1 |  | RCF2421HTAM | 13 | 16 | Yes | Yes | 2015-02-06 |  | 2
FALSE | RA1642AJ1 | 4918 | 7942313 | RHEEM SALES COMPANY, INC. | RA1642AC1 | AC | Split System: Air-Cooled Condensing Unit, Coil with Blower | RA1642AC1 |  | RCF4824STAM | 13 | 16 | Yes | Yes | 2015-02-06 |  | 2
FALSE | RA1424AJ1 | 4758 | 7490908 | RHEEM SALES COMPANY, INC. | RA1424AJ1 | AC | Split System: Air-Cooled Condensing Unit, Coil with Blower | RA1424AJ1 |  | RCFN-H*2417 | 13 | 15.5 | Yes | Yes | 2015-02-06 |  | 1
FALSE | RA1436AD1 | 4760 | 7600164 | RHEEM SALES COMPANY, INC. | RA1436AD1 | AC | Split System: Air-Cooled Condensing Unit, Coil with Blower | RA1436AD1 |  | RHKL-HM3821 | 13 | 15.5 | Yes | Yes | 2015-02-06 |  | 1
FALSE | RA1436AD1 | 4760 | 7491241 | RHEEM SALES COMPANY, INC. | RA1436AC1 | AC | Split System: Air-Cooled Condensing Unit, Coil with Blower | RA1436AC1 |  | RCF3617STAM | 12 | 14.5 | Yes | Yes | 2015-02-06 |  | 0
FALSE | RA1330AJ1 | 4823 | 7983292 | RHEEM SALES COMPANY, INC. | RA1330AJ1 | AC | Split System: Air-Cooled Condensing Unit, Coil with Blower | RA1330AJ1 |  | RCF3624HTAM | 13 | 15.5 | Yes | Yes | 2015-02-06 |  | 1
FALSE | RA1418AJ1 | 4757 | 7606941 | RHEEM SALES COMPANY, INC. | RA1418AJ1 | AC | Split System: Air-Cooled Condensing Unit, Coil with Blower | RA1418AJ1 |  | RCF2417MTAM | 13 | 16 | Yes | Yes | 2015-02-06 |  | 2
FALSE | RA1418AJ1 | 4757 | 7490700 | RHEEM SALES COMPANY, INC. | RA1418AJ1 | AC | Split System: Air-Cooled Condensing Unit, Coil with Blower | RA1418AJ1 |  | RCFN-H*2421 | 13 | 16 | Yes | Yes | 2015-02-06 |  | 2
FALSE | RA1636AJ1 | 4917 | 7942104 | RHEEM SALES COMPANY, INC. | RA1636AJ1 | AC | Split System: Air-Cooled Condensing Unit, Coil with Blower | RA1636AJ1 |  | RCFL-H*3824 | 13 | 16 | Yes | Yes | 2015-02-06 |  | 2
FALSE | RA1436AD1 | 4760 | 7491383 | RHEEM SALES COMPANY, INC. | RA1436AC1 | AC | Split System: Air-Cooled Condensing Unit, Coil with Blower | RA1436AC1 |  | RCFL-H*3621 | 12.5 | 15.1 | Yes | Yes | 2015-02-06 |  | 1
FALSE | RA1430AJ1 | 4759 | 7491021 | RHEEM SALES COMPANY, INC. | RA1430AJ1 | AC | Split System: Air-Cooled Condensing Unit, Coil with Blower | RA1430AJ1 |  | RCF3621STAM | 12.5 | 15.1 | Yes | Yes | 2015-02-06 |  | 1
FALSE | RA1336AD1 | 4824 | 7508503 | RHEEM SALES COMPANY, INC. | RA1336AC1 | AC | Split System: Air-Cooled Condensing Unit, Coil with Blower | RA1336AC1 |  | RCQD-3621 | 12 | 14.5 | Yes | Yes | 2015-02-06 |  | 0
FALSE | RA1648AJ1 | 4919 | 7943340 | RHEEM SALES COMPANY, INC. | RA1648AJ1 | AC | Split System: Air-Cooled Condensing Unit, Coil with Blower | RA1648AJ1 |  | RCFL-H*4821 | 13 | 16 | Yes | Yes | 2015-02-06 |  | 2
FALSE | RA1648AJ1 | 4919 | 7943040 | RHEEM SALES COMPANY, INC. | RA1648AC1 | AC | Split System: Air-Cooled Condensing Unit, Coil with Blower | RA1648AC1 |  | RCFL-H*4821 | 12.5 | 15.1 | Yes | Yes | 2015-02-06 |  | 1
FALSE | RA1430AJ1 | 4759 | 7491102 | RHEEM SALES COMPANY, INC. | RA1430AJ1 | AC | Split System: Air-Cooled Condensing Unit, Coil with Blower | RA1430AJ1 |  | RCFL-H*3621 | 12.5 | 15.1 | Yes | Yes | 2015-02-06 |  | 1
FALSE | RA1618AJ1 | 4914 | 7940536 | RHEEM SALES COMPANY, INC. | RA1618AJ1 | AC | Split System: Air-Cooled Condensing Unit, Coil with Blower | RA1618AJ1 |  | RCFN-H*2421 | 13 | 16 | Yes | Yes | 2015-02-06 |  | 2
FALSE | RA1642AJ1 | 4918 | 7942270 | RHEEM SALES COMPANY, INC. | RA1642AC1 | AC | Split System: Air-Cooled Condensing Unit, Coil with Blower | RA1642AC1 |  | RCF4824HTAM | 13 | 16 | Yes | Yes | 2015-02-06 |  | 2
FALSE | RA1642AJ1 | 4918 | 7942865 | RHEEM SALES COMPANY, INC. | RA1642AJ1 | AC | Split System: Air-Cooled Condensing Unit, Coil with Blower | RA1642AJ1 |  | RCQD-4824 | 13 | 16 | Yes | Yes | 2015-02-06 |  | 2
FALSE | RA1660AC1 | 4920 | 7943768 | RHEEM SALES COMPANY, INC. | RA1660AC1 | AC | Split System: Air-Cooled Condensing Unit, Coil with Blower | RA1660AC1 |  | RCF6024HTAM | 13 | 15.5 | Yes | Yes | 2015-02-06 |  | 1
FALSE | RA1436AD1 | 4760 | 7491662 | RHEEM SALES COMPANY, INC. | RA1436AJ1 | AC | Split System: Air-Cooled Condensing Unit, Coil with Blower | RA1436AJ1 |  | RCFL-H*3621 | 12 | 14.5 | Yes | Yes | 2015-02-06 |  | 0
FALSE | RA1660AC1 | 4920 | 7943566 | RHEEM SALES COMPANY, INC. | RA1660AJ1 | AC | Split System: Air-Cooled Condensing Unit, Coil with Blower | RA1660AJ1 |  | RCF6024HTAM | 12.5 | 15.1 | Yes | Yes | 2015-02-06 |  | 1
FALSE | RA1630AJ1 | 4916 | 7940961 | RHEEM SALES COMPANY, INC. | RA1630AJ1 | AC | Split System: Air-Cooled Condensing Unit, Coil with Blower | RA1630AJ1 |  | RCF3621MTAM | 13 | 16 | Yes | Yes | 2015-02-06 |  | 2
FALSE | RA1648AJ1 | 4919 | 7943535 | RHEEM SALES COMPANY, INC. | RA1648AJ1 | AC | Split System: Air-Cooled Condensing Unit, Coil with Blower | RA1648AJ1 |  | RH1T4821STAN | 13 | 16 | Yes | Yes | 2015-02-06 |  | 2
FALSE | RA1648AJ1 | 4919 | 7943349 | RHEEM SALES COMPANY, INC. | RA1648AJ1 | AC | Split System: Air-Cooled Condensing Unit, Coil with Blower | RA1648AJ1 |  | RCFL-H*4821 | 12.5 | 15.1 | Yes | Yes | 2015-02-06 |  | 1
FALSE | RA1424AJ1 | 4758 | 7601355 | RHEEM SALES COMPANY, INC. | RA1424AJ1 | AC | Split System: Air-Cooled Condensing Unit, Coil with Blower | RA1424AJ1 |  | RCFL-H*2621 | 12.5 | 15.1 | Yes | Yes | 2015-02-06 |  | 1
FALSE | RA1630AJ1 | 4916 | 7941286 | RHEEM SALES COMPANY, INC. | RA1630AJ1 | AC | Split System: Air-Cooled Condensing Unit, Coil with Blower | RA1630AJ1 |  | RCQD-3621 | 13 | 16 | Yes | Yes | 2015-02-06 |  | 2
FALSE | RA1336AD1 | 4824 | 7508788 | RHEEM SALES COMPANY, INC. | RA1336AJ1 | AC | Split System: Air-Cooled Condensing Unit, Coil with Blower | RA1336AJ1 |  | RCFL-H*3824 | 12 | 14.5 | Yes | Yes | 2015-02-06 |  | 0
FALSE | RA1442AD1 | 4761 | 7491921 | RHEEM SALES COMPANY, INC. | RA1442AC1 | AC | Split System: Air-Cooled Condensing Unit, Coil with Blower | RA1442AC1 |  | RCFL-H*4821 | 12 | 14.5 | Yes | Yes | 2015-02-06 |  | 0
FALSE | RA1436AD1 | 4760 | 7600144 | RHEEM SALES COMPANY, INC. | RA1436AD1 | AC | Split System: Air-Cooled Condensing Unit, Coil with Blower | RA1436AD1 |  | RCQD-3624 | 13 | 16 | Yes | Yes | 2015-02-06 |  | 2
FALSE | RA1642AJ1 | 4918 | 7942300 | RHEEM SALES COMPANY, INC. | RA1642AC1 | AC | Split System: Air-Cooled Condensing Unit, Coil with Blower | RA1642AC1 |  | RCF4824HTAM | 13 | 16 | Yes | Yes | 2015-02-06 |  | 2
FALSE | RA1442AD1 | 4761 | 7601514 | RHEEM SALES COMPANY, INC. | RA1442AD1 | AC | Split System: Air-Cooled Condensing Unit, Coil with Blower | RA1442AD1 |  | RCFN-H*4824 | 13 | 15.5 | Yes | Yes | 2015-02-06 |  | 1
FALSE | RA1448AD1 | 4762 | 7501161 | RHEEM SALES COMPANY, INC. | RA1448AC1 | AC | Split System: Air-Cooled Condensing Unit, Coil with Blower | RA1448AC1 |  | RCF4821STAM | 12 | 14.5 | Yes | Yes | 2015-02-06 |  | 0
FALSE | RA1436AD1 | 4760 | 7491471 | RHEEM SALES COMPANY, INC. | RA1436AC1 | AC | Split System: Air-Cooled Condensing Unit, Coil with Blower | RA1436AC1 |  | RCQD-3621 | 13 | 16 | Yes | Yes | 2015-02-06 |  | 2
FALSE | RA1630AJ1 | 4916 | 7941024 | RHEEM SALES COMPANY, INC. | RA1630AJ1 | AC | Split System: Air-Cooled Condensing Unit, Coil with Blower | RA1630AJ1 |  | RCF3624HTAM | 13 | 16 | Yes | Yes | 2015-02-06 |  | 2
FALSE | RA1642AJ1 | 4918 | 7942233 | RHEEM SALES COMPANY, INC. | RA1642AC1 | AC | Split System: Air-Cooled Condensing Unit, Coil with Blower | RA1642AC1 |  | RCF4821STAM | 13 | 16 | Yes | Yes | 2015-02-06 |  | 2
FALSE | RA1624AJ1 | 4915 | 7944010 | RHEEM SALES COMPANY, INC. | RA1624AJ1 | AC | Split System: Air-Cooled Condensing Unit, Coil with Blower | RA1624AJ1 |  | RCF2421MTAM | 13 | 16 | Yes | Yes | 2015-02-06 |  | 2
FALSE | RA1448AD1 | 4762 | 7492563 | RHEEM SALES COMPANY, INC. | RA1448AJ1 | AC | Split System: Air-Cooled Condensing Unit, Coil with Blower | RA1448AJ1 |  | RH2V4824HTAC | 13 | 15.5 | Yes | Yes | 2015-02-06 |  | 1
FALSE | RA1624AJ1 | 4915 | 7940773 | RHEEM SALES COMPANY, INC. | RA1624AJ1 | AC | Split System: Air-Cooled Condensing Unit, Coil with Blower | RA1624AJ1 |  | RCFL-H*2621 | 13 | 16 | Yes | Yes | 2015-02-06 |  | 2
FALSE | RA1448AD1 | 4762 | 7945145 | RHEEM SALES COMPANY, INC. | RA1448AC1 | AC | Split System: Air-Cooled Condensing Unit, Coil with Blower | RA1448AC1 |  | RCF4824STAM | 12.5 | 15.1 | Yes | Yes | 2015-02-06 |  | 1
FALSE | RA1330AJ1 | 4823 | 7508175 | RHEEM SALES COMPANY, INC. | RA1330AJ1 | AC | Split System: Air-Cooled Condensing Unit, Coil with Blower | RA1330AJ1 |  | RCQD-3624 | 12.5 | 15.1 | Yes | Yes | 2015-02-06 |  | 1
FALSE | RA1636AJ1 | 4917 | 7941535 | RHEEM SALES COMPANY, INC. | RA1636AC1 | AC | Split System: Air-Cooled Condensing Unit, Coil Alone | RA1636AC1 |  | RCF3624MTAM+RXMD-C04 | 12.5 | 15.1 | Yes | Yes | 2015-02-06 |  | 1
FALSE | RA1330AJ1 | 4823 | 7507941 | RHEEM SALES COMPANY, INC. | RA1330AJ1 | AC | Split System: Air-Cooled Condensing Unit, Coil with Blower | RA1330AJ1 |  | RCF3624HTAM | 13 | 15.5 | Yes | Yes | 2015-02-06 |  | 1
FALSE | RA1318AJ1 | 4821 | 7982144 | RHEEM SALES COMPANY, INC. | RA1318AJ1 | AC | Split System: Air-Cooled Condensing Unit, Coil with Blower | RA1318AJ1 |  | RCF2417HTAM | 12 | 14.5 | Yes | Yes | 2015-02-06 |  | 0
FALSE | RA1630AJ1 | 4916 | 7941045 | RHEEM SALES COMPANY, INC. | RA1630AJ1 | AC | Split System: Air-Cooled Condensing Unit, Coil with Blower | RA1630AJ1 |  | RCF3624HTAM | 13 | 16 | Yes | Yes | 2015-02-06 |  | 2
FALSE | RA1442AD1 | 4761 | 7492031 | RHEEM SALES COMPANY, INC. | RA1442AJ1 | AC | Split System: Air-Cooled Condensing Unit, Coil with Blower | RA1442AJ1 |  | RCF4824HTAM | 13 | 15.5 | Yes | Yes | 2015-02-06 |  | 1
FALSE | RA1430AJ1 | 4759 | 7500982 | RHEEM SALES COMPANY, INC. | RA1430AJ1 | AC | Split System: Air-Cooled Condensing Unit, Coil with Blower | RA1430AJ1 |  | RCF3624HTAM | 13 | 16 | Yes | Yes | 2015-02-06 |  | 2
FALSE | RA1448AD1 | 4762 | 7600796 | RHEEM SALES COMPANY, INC. | RA1448AD1 | AC | Split System: Air-Cooled Condensing Unit, Coil with Blower | RA1448AD1 |  | RCFN-H*4824 | 12.5 | 15.1 | Yes | Yes | 2015-02-06 |  | 1
FALSE | RA1330AJ1 | 4823 | 7508161 | RHEEM SALES COMPANY, INC. | RA1330AJ1 | AC | Split System: Air-Cooled Condensing Unit, Coil with Blower | RA1330AJ1 |  | RCQD-3624 | 12.5 | 15.1 | Yes | Yes | 2015-02-06 |  | 1
FALSE | RA1448AD1 | 4762 | 7492407 | RHEEM SALES COMPANY, INC. | RA1448AJ1 | AC | Split System: Air-Cooled Condensing Unit, Coil with Blower | RA1448AJ1 |  | RCF4824HTAM | 12.5 | 15.1 | Yes | Yes | 2015-02-06 |  | 1
FALSE | RA1424AJ1 | 4758 | 7601347 | RHEEM SALES COMPANY, INC. | RA1424AJ1 | AC | Split System: Air-Cooled Condensing Unit, Coil with Blower | RA1424AJ1 |  | RCF2421MTAM | 12.5 | 15.1 | Yes | Yes | 2015-02-06 |  | 1
FALSE | RA1642AJ1 | 4918 | 7942355 | RHEEM SALES COMPANY, INC. | RA1642AC1 | AC | Split System: Air-Cooled Condensing Unit, Coil with Blower | RA1642AC1 |  | RCFL-H*4821 | 12.5 | 15.1 | Yes | Yes | 2015-02-06 |  | 1
FALSE | RA1642AJ1 | 4918 | 7942875 | RHEEM SALES COMPANY, INC. | RA1642AJ1 | AC | Split System: Air-Cooled Condensing Unit, Coil with Blower | RA1642AJ1 |  | RCQD-4824 | 13 | 16 | Yes | Yes | 2015-02-06 |  | 2
FALSE | RA1636AJ1 | 4917 | 7941961 | RHEEM SALES COMPANY, INC. | RA1636AJ1 | AC | Split System: Air-Cooled Condensing Unit, Coil with Blower | RA1636AJ1 |  | RCF3624MTAM | 13 | 16 | Yes | Yes | 2015-02-06 |  | 2
FALSE | RA1460AD1 | 4763 | 7600909 | RHEEM SALES COMPANY, INC. | RA1460AC1 | AC | Split System: Air-Cooled Condensing Unit, Coil with Blower | RA1460AC1 |  | RCF6024HTAM | 12 | 14.5 | Yes | Yes | 2015-02-06 |  | 0
FALSE | RA1448AD1 | 4762 | 7492288 | RHEEM SALES COMPANY, INC. | RA1448AC1 | AC | Split System: Air-Cooled Condensing Unit, Coil with Blower | RA1448AC1 |  | RCFN-H*4824 | 12 | 14.5 | Yes | Yes | 2015-02-06 |  | 0
FALSE | RA1660AC1 | 4920 | 7943554 | RHEEM SALES COMPANY, INC. | RA1660AJ1 | AC | Split System: Air-Cooled Condensing Unit, Coil with Blower | RA1660AJ1 |  | RCF6024HTAM | 13 | 15.5 | Yes | Yes | 2015-02-06 |  | 1
FALSE | RA1418AJ1 | 4757 | 7490573 | RHEEM SALES COMPANY, INC. | RA1418AJ1 | AC | Split System: Air-Cooled Condensing Unit, Coil with Blower | RA1418AJ1 |  | RCF2421HTAM | 13 | 16 | Yes | Yes | 2015-02-06 |  | 2
FALSE | RA1636AJ1 | 4917 | 7941426 | RHEEM SALES COMPANY, INC. | RA1636AC1 | AC | Split System: Air-Cooled Condensing Unit, Coil with Blower | RA1636AC1 |  | RCF3621STAM | 12.5 | 15.1 | Yes | Yes | 2015-02-06 |  | 1
FALSE | RA1448AD1 | 4762 | 7492194 | RHEEM SALES COMPANY, INC. | RA1448AC1 | AC | Split System: Air-Cooled Condensing Unit, Coil with Blower | RA1448AC1 |  | RCF4824HTAM | 12 | 14.5 | Yes | Yes | 2015-02-06 |  | 0
FALSE | RA1342AD1 | 4827 | 7511608 | RHEEM SALES COMPANY, INC. | RA1342AC1 | AC | Split System: Air-Cooled Condensing Unit, Coil with Blower | RA1342AC1 |  | RCF4824HTAM | 12 | 14.5 | Yes | Yes | 2015-02-06 |  | 0
FALSE | RA1636AJ1 | 4917 | 7941528 | RHEEM SALES COMPANY, INC. | RA1636AC1 | AC | Split System: Air-Cooled Condensing Unit, Coil with Blower | RA1636AC1 |  | RCF3624MTAM | 13 | 16 | Yes | Yes | 2015-02-06 |  | 2
FALSE | RA1430AJ1 | 4759 | 7491153 | RHEEM SALES COMPANY, INC. | RA1430AJ1 | AC | Split System: Air-Cooled Condensing Unit, Coil with Blower | RA1430AJ1 |  | RCFL-H*3821 | 13 | 16 | Yes | Yes | 2015-02-06 |  | 2
FALSE | RA1330AJ1 | 4823 | 7508067 | RHEEM SALES COMPANY, INC. | RA1330AJ1 | AC | Split System: Air-Cooled Condensing Unit, Coil with Blower | RA1330AJ1 |  | RCFL-H*3821 | 12 | 14.5 | Yes | Yes | 2015-02-06 |  | 0
FALSE | RA1430AJ1 | 4759 | 7944969 | RHEEM SALES COMPANY, INC. | RA1430AJ1 | AC | Split System: Air-Cooled Condensing Unit, Coil with Blower | RA1430AJ1 |  | RCF3621STAM | 13 | 15.5 | Yes | Yes | 2015-02-06 |  | 1
FALSE | RA1660AC1 | 4920 | 7943650 | RHEEM SALES COMPANY, INC. | RA1660AJ1 | AC | Split System: Air-Cooled Condensing Unit, Coil with Blower | RA1660AJ1 |  | RCFN-H*6024 | 13 | 15.5 | Yes | Yes | 2015-02-06 |  | 1
FALSE | RA1618AJ1 | 4914 | 7940569 | RHEEM SALES COMPANY, INC. | RA1618AJ1 | AC | Split System: Air-Cooled Condensing Unit, Coil with Blower | RA1618AJ1 |  | RHKL-HM2417 | 13 | 16 | Yes | Yes | 2015-02-06 |  | 2
FALSE | RA1436AD1 | 4760 | 7491315 | RHEEM SALES COMPANY, INC. | RA1436AC1 | AC | Split System: Air-Cooled Condensing Unit, Coil with Blower | RA1436AC1 |  | RCF3624HTAM | 13 | 16 | Yes | Yes | 2015-02-06 |  | 2
FALSE | RA1648AJ1 | 4919 | 7943273 | RHEEM SALES COMPANY, INC. | RA1648AJ1 | AC | Split System: Air-Cooled Condensing Unit, Coil with Blower | RA1648AJ1 |  | RCF4824HTAM | 13 | 16 | Yes | Yes | 2015-02-06 |  | 2
FALSE | RA1660AC1 | 4920 | 7943876 | RHEEM SALES COMPANY, INC. | RA1660AC1 | AC | Split System: Air-Cooled Condensing Unit, Coil with Blower | RA1660AC1 |  | RCFN-H*6024 | 12.5 | 15.1 | Yes | Yes | 2015-02-06 |  | 1
FALSE | RA1442AD1 | 4761 | 7492146 | RHEEM SALES COMPANY, INC. | RA1442AJ1 | AC | Split System: Air-Cooled Condensing Unit, Coil with Blower | RA1442AJ1 |  | RCFN-H*4824 | 13 | 15.5 | Yes | Yes | 2015-02-06 |  | 1
FALSE | RA1318AJ1 | 4821 | 7507411 | RHEEM SALES COMPANY, INC. | RA1318AJ1 | AC | Split System: Air-Cooled Condensing Unit, Coil with Blower | RA1318AJ1 |  | RCF2417HTAM | 12 | 14.5 | Yes | Yes | 2015-02-06 |  | 0
FALSE | RA1436AD1 | 4760 | 7491631 | RHEEM SALES COMPANY, INC. | RA1436AJ1 | AC | Split System: Air-Cooled Condensing Unit, Coil with Blower | RA1436AJ1 |  | RCF3624MTAM | 13 | 16 | Yes | Yes | 2015-02-06 |  | 2
FALSE | RA1442AD1 | 4761 | 7600520 | RHEEM SALES COMPANY, INC. | RA1442AJ1 | AC | Split System: Air-Cooled Condensing Unit, Coil with Blower | RA1442AJ1 |  | RCF4821STAM | 12 | 14.5 | Yes | Yes | 2015-02-06 |  | 0
FALSE | RA1448AD1 | 4762 | 7600727 | RHEEM SALES COMPANY, INC. | RA1448AD1 | AC | Split System: Air-Cooled Condensing Unit, Coil with Blower | RA1448AD1 |  | RCFL-H*4824 | 12 | 14.5 | Yes | Yes | 2015-02-06 |  | 0
FALSE | RA1448AD1 | 4762 | 7600855 | RHEEM SALES COMPANY, INC. | RA1448AD1 | AC | Split System: Air-Cooled Condensing Unit, Coil with Blower | RA1448AD1 |  | RH1V4821STAN | 12.5 | 15 | Yes | Yes | 2015-02-06 |  | 1
FALSE | RA1330AJ1 | 4823 | 7508103 | RHEEM SALES COMPANY, INC. | RA1330AJ1 | AC | Split System: Air-Cooled Condensing Unit, Coil with Blower | RA1330AJ1 |  | RCFN-H*3624 | 12.5 | 15.1 | Yes | Yes | 2015-02-06 |  | 1
FALSE | RA1636AJ1 | 4917 | 7941906 | RHEEM SALES COMPANY, INC. | RA1636AJ1 | AC | Split System: Air-Cooled Condensing Unit, Coil with Blower | RA1636AJ1 |  | RCF3624HTAM | 13 | 16 | Yes | Yes | 2015-02-06 |  | 2
FALSE | RA1636AJ1 | 4917 | 7942075 | RHEEM SALES COMPANY, INC. | RA1636AJ1 | AC | Split System: Air-Cooled Condensing Unit, Coil with Blower | RA1636AJ1 |  | RCFL-H*3821 | 13 | 16 | Yes | Yes | 2015-02-06 |  | 2
FALSE | RA1442AD1 | 4761 | 7491961 | RHEEM SALES COMPANY, INC. | RA1442AC1 | AC | Split System: Air-Cooled Condensing Unit, Coil with Blower | RA1442AC1 |  | RCFN-H*4824 | 12.5 | 15.1 | Yes | Yes | 2015-02-06 |  | 1
FALSE | RA1642AJ1 | 4918 | 7942841 | RHEEM SALES COMPANY, INC. | RA1642AJ1 | AC | Split System: Air-Cooled Condensing Unit, Coil with Blower | RA1642AJ1 |  | RCQD-4821 | 13 | 16 | Yes | Yes | 2015-02-06 |  | 2
FALSE | RA1624AJ1 | 4915 | 7940870 | RHEEM SALES COMPANY, INC. | RA1624AJ1 | AC | Split System: Air-Cooled Condensing Unit, Coil with Blower | RA1624AJ1 |  | RCQD-2417 | 13 | 16 | Yes | Yes | 2015-02-06 |  | 2
FALSE | RA1642AJ1 | 4918 | 7942818 | RHEEM SALES COMPANY, INC. | RA1642AJ1 | AC | Split System: Air-Cooled Condensing Unit, Coil with Blower | RA1642AJ1 |  | RCQD-4821 | 13 | 16 | Yes | Yes | 2015-02-06 |  | 2
FALSE | RA1436AD1 | 4760 | 7491814 | RHEEM SALES COMPANY, INC. | RA1436AJ1 | AC | Split System: Air-Cooled Condensing Unit, Coil with Blower | RA1436AJ1 |  | RHML-HM3621 | 13 | 16 | Yes | Yes | 2015-02-06 |  | 2
FALSE | RA1430AJ1 | 4759 | 7601391 | RHEEM SALES COMPANY, INC. | RA1430AJ1 | AC | Split System: Air-Cooled Condensing Unit, Coil with Blower | RA1430AJ1 |  | RCFL-H*3824 | 13 | 15.5 | Yes | Yes | 2015-02-06 |  | 1
FALSE | RA1618AJ1 | 4914 | 7940416 | RHEEM SALES COMPANY, INC. | RA1618AJ1 | AC | Split System: Air-Cooled Condensing Unit, Coil with Blower | RA1618AJ1 |  | RCFL-H*2417 | 13 | 16 | Yes | Yes | 2015-02-06 |  | 2
FALSE | RA1448AD1 | 4762 | 7492399 | RHEEM SALES COMPANY, INC. | RA1448AJ1 | AC | Split System: Air-Cooled Condensing Unit, Coil with Blower | RA1448AJ1 |  | RCF4824HTAM | 12 | 14.5 | Yes | Yes | 2015-02-06 |  | 0
FALSE | RA1330AJ1 | 4823 | 7508090 | RHEEM SALES COMPANY, INC. | RA1330AJ1 | AC | Split System: Air-Cooled Condensing Unit, Coil with Blower | RA1330AJ1 |  | RCFL-H*3824 | 12 | 14.5 | Yes | Yes | 2015-02-06 |  | 0
FALSE | RA1442AD1 | 4761 | 7491879 | RHEEM SALES COMPANY, INC. | RA1442AC1 | AC | Split System: Air-Cooled Condensing Unit, Coil with Blower | RA1442AC1 |  | RCF4824STAM | 12 | 14.5 | Yes | Yes | 2015-02-06 |  | 0
FALSE | RA1642AJ1 | 4918 | 7942614 | RHEEM SALES COMPANY, INC. | RA1642AJ1 | AC | Split System: Air-Cooled Condensing Unit, Coil with Blower | RA1642AJ1 |  | RCF4824HTAM | 13 | 16 | Yes | Yes | 2015-02-06 |  | 2
FALSE | RA1642AJ1 | 4918 | 7942504 | RHEEM SALES COMPANY, INC. | RA1642AC1 | AC | Split System: Air-Cooled Condensing Unit, Coil with Blower | RA1642AC1 |  | RCQD-4821 | 12.5 | 15.1 | Yes | Yes | 2015-02-06 |  | 1
FALSE | RA1660AC1 | 4920 | 7944278 | RHEEM SALES COMPANY, INC. | RA1660AC1 | AC | Split System: Air-Cooled Condensing Unit, Coil with Blower | RA1660AC1 |  | RCF6024HTAM | 13 | 15.5 | Yes | Yes | 2015-02-06 |  | 1
FALSE | RA1418AJ1 | 4757 | 7490621 | RHEEM SALES COMPANY, INC. | RA1418AJ1 | AC | Split System: Air-Cooled Condensing Unit, Coil with Blower | RA1418AJ1 |  | RCFL-H*2417 | 13 | 15.5 | Yes | Yes | 2015-02-06 |  | 1
FALSE | RA1436AD1 | 4760 | 7491331 | RHEEM SALES COMPANY, INC. | RA1436AC1 | AC | Split System: Air-Cooled Condensing Unit, Coil with Blower | RA1436AC1 |  | RCF3624HTAM | 13 | 16 | Yes | Yes | 2015-02-06 |  | 2
FALSE | RA1436AD1 | 4760 | 7599979 | RHEEM SALES COMPANY, INC. | RA1436AD1 | AC | Split System: Air-Cooled Condensing Unit, Coil with Blower | RA1436AD1 |  | RCFL-H*3621 | 12.5 | 15.1 | Yes | Yes | 2015-02-06 |  | 1
FALSE | RA1636AJ1 | 4917 | 7941653 | RHEEM SALES COMPANY, INC. | RA1636AC1 | AC | Split System: Air-Cooled Condensing Unit, Coil with Blower | RA1636AC1 |  | RCFL-H*3821 | 13 | 15.5 | Yes | Yes | 2015-02-06 |  | 1
FALSE | RA1648AJ1 | 4919 | 7943409 | RHEEM SALES COMPANY, INC. | RA1648AJ1 | AC | Split System: Air-Cooled Condensing Unit, Coil with Blower | RA1648AJ1 |  | RCFL-H*4824 | 13 | 15.5 | Yes | Yes | 2015-02-06 |  | 1
FALSE | RA1330AJ1 | 4823 | 7983297 | RHEEM SALES COMPANY, INC. | RA1330AJ1 | AC | Split System: Air-Cooled Condensing Unit, Coil with Blower | RA1330AJ1 |  | RCF3624HTAM | 13 | 15.5 | Yes | Yes | 2015-02-06 |  | 1
FALSE | RA1660AC1 | 4920 | 7943719 | RHEEM SALES COMPANY, INC. | RA1660AJ1 | AC | Split System: Air-Cooled Condensing Unit, Coil with Blower | RA1660AJ1 |  | RHLL-HM6024 | 13 | 16 | Yes | Yes | 2015-02-06 |  | 2
FALSE | RA1336AD1 | 4824 | 7983435 | RHEEM SALES COMPANY, INC. | RA1336AJ1 | AC | Split System: Air-Cooled Condensing Unit, Coil with Blower | RA1336AJ1 |  | RCF3624MTAM | 12 | 14.5 | Yes | Yes | 2015-02-06 |  | 0
FALSE | RA1642AJ1 | 4918 | 7942732 | RHEEM SALES COMPANY, INC. | RA1642AJ1 | AC | Split System: Air-Cooled Condensing Unit, Coil with Blower | RA1642AJ1 |  | RCFL-H*4824 | 13 | 15.5 | Yes | Yes | 2015-02-06 |  | 1
FALSE | RA1618AJ1 | 4914 | 7940430 | RHEEM SALES COMPANY, INC. | RA1618AJ1 | AC | Split System: Air-Cooled Condensing Unit, Coil with Blower | RA1618AJ1 |  | RCFL-H*2417 | 13 | 16 | Yes | Yes | 2015-02-06 |  | 2
FALSE | RA1436AD1 | 4760 | 7491687 | RHEEM SALES COMPANY, INC. | RA1436AJ1 | AC | Split System: Air-Cooled Condensing Unit, Coil with Blower | RA1436AJ1 |  | RCFL-H*3621 | 12 | 14.5 | Yes | Yes | 2015-02-06 |  | 0
FALSE | RA1436AD1 | 4760 | 7945021 | RHEEM SALES COMPANY, INC. | RA1436AD1 | AC | Split System: Air-Cooled Condensing Unit, Coil with Blower | RA1436AD1 |  | RCF3621MTAM | 12.5 | 15.1 | Yes | Yes | 2015-02-06 |  | 1
FALSE | RA1324AJ1 | 4822 | 7507746 | RHEEM SALES COMPANY, INC. | RA1324AJ1 | AC | Split System: Air-Cooled Condensing Unit, Coil with Blower | RA1324AJ1 |  | RCFL-H*2617 | 12 | 14.5 | Yes | Yes | 2015-02-06 |  | 0
FALSE | RA1324AJ1 | 4822 | 7507698 | RHEEM SALES COMPANY, INC. | RA1324AJ1 | AC | Split System: Air-Cooled Condensing Unit, Coil with Blower | RA1324AJ1 |  | RCF2421MTAM | 12 | 14.5 | Yes | Yes | 2015-02-06 |  | 0
FALSE | RA1618AJ1 | 4914 | 7940560 | RHEEM SALES COMPANY, INC. | RA1618AJ1 | AC | Split System: Air-Cooled Condensing Unit, Coil with Blower | RA1618AJ1 |  | RCQD-2417 | 13 | 16 | Yes | Yes | 2015-02-06 |  | 2
FALSE | RA1642AJ1 | 4918 | 7942885 | RHEEM SALES COMPANY, INC. | RA1642AJ1 | AC | Split System: Air-Cooled Condensing Unit, Coil with Blower | RA1642AJ1 |  | RCQD-4824 | 13 | 16 | Yes | Yes | 2015-02-06 |  | 2
FALSE | RA1660AC1 | 4920 | 7943684 | RHEEM SALES COMPANY, INC. | RA1660AJ1 | AC | Split System: Air-Cooled Condensing Unit, Coil Alone | RA1660AJ1 |  | RCFN-H*6024+RXMD-C04 | 12.5 | 15.1 | Yes | Yes | 2015-02-06 |  | 1
FALSE | RA1436AD1 | 4760 | 7491425 | RHEEM SALES COMPANY, INC. | RA1436AC1 | AC | Split System: Air-Cooled Condensing Unit, Coil with Blower | RA1436AC1 |  | RCFL-H*3821 | 13 | 16 | Yes | Yes | 2015-02-06 |  | 2
FALSE | RA1336AD1 | 4824 | 7508476 | RHEEM SALES COMPANY, INC. | RA1336AC1 | AC | Split System: Air-Cooled Condensing Unit, Coil with Blower | RA1336AC1 |  | RCFN-H*3624 | 12.5 | 15.1 | Yes | Yes | 2015-02-06 |  | 1
FALSE | RA1648AJ1 | 4919 | 7943348 | RHEEM SALES COMPANY, INC. | RA1648AJ1 | AC | Split System: Air-Cooled Condensing Unit, Coil with Blower | RA1648AJ1 |  | RCFL-H*4821 | 12.5 | 15.1 | Yes | Yes | 2015-02-06 |  | 1
FALSE | RA1442AD1 | 4761 | 7600481 | RHEEM SALES COMPANY, INC. | RA1442AD1 | AC | Split System: Air-Cooled Condensing Unit, Coil with Blower | RA1442AD1 |  | RCFN-H*4824 | 13 | 15.5 | Yes | Yes | 2015-02-06 |  | 1
FALSE | RA1618AJ1 | 4914 | 7940339 | RHEEM SALES COMPANY, INC. | RA1618AJ1 | AC | Split System: Air-Cooled Condensing Unit, Coil with Blower | RA1618AJ1 |  | RCF2417STAM | 13 | 16 | Yes | Yes | 2015-02-06 |  | 2
FALSE | RA1430AJ1 | 4759 | 7491028 | RHEEM SALES COMPANY, INC. | RA1430AJ1 | AC | Split System: Air-Cooled Condensing Unit, Coil with Blower | RA1430AJ1 |  | RCF3621STAM | 13 | 15.5 | Yes | Yes | 2015-02-06 |  | 1
FALSE | RA1424AJ1 | 4758 | 7944941 | RHEEM SALES COMPANY, INC. | RA1424AJ1 | AC | Split System: Air-Cooled Condensing Unit, Coil with Blower | RA1424AJ1 |  | RCF2417STAM | 13 | 15.5 | Yes | Yes | 2015-02-06 |  | 1
FALSE | RA1336AD1 | 4824 | 7508307 | RHEEM SALES COMPANY, INC. | RA1336AC1 | AC | Split System: Air-Cooled Condensing Unit, Coil with Blower | RA1336AC1 |  | RCF3624MTAM | 12 | 14.5 | Yes | Yes | 2015-02-06 |  | 0
FALSE | RA1630AJ1 | 4916 | 7941169 | RHEEM SALES COMPANY, INC. | RA1630AJ1 | AC | Split System: Air-Cooled Condensing Unit, Coil with Blower | RA1630AJ1 |  | RCFL-H*3821 | 13 | 16 | Yes | Yes | 2015-02-06 |  | 2
FALSE | RA1648AJ1 | 4919 | 7943114 | RHEEM SALES COMPANY, INC. | RA1648AC1 | AC | Split System: Air-Cooled Condensing Unit, Coil with Blower | RA1648AC1 |  | RCFN-H*4824 | 13 | 16 | Yes | Yes | 2015-02-06 |  | 2
FALSE | RA1442AD1 | 4761 | 7492154 | RHEEM SALES COMPANY, INC. | RA1442AJ1 | AC | Split System: Air-Cooled Condensing Unit, Coil with Blower | RA1442AJ1 |  | RCFN-H*4824 | 13 | 15.5 | Yes | Yes | 2015-02-06 |  | 1
FALSE | RA1436AD1 | 4760 | 7601460 | RHEEM SALES COMPANY, INC. | RA1436AJ1 | AC | Split System: Air-Cooled Condensing Unit, Coil with Blower | RA1436AJ1 |  | RCF3617STAM | 12 | 14.5 | Yes | Yes | 2015-02-06 |  | 0
FALSE | RA1330AJ1 | 4823 | 7983288 | RHEEM SALES COMPANY, INC. | RA1330AJ1 | AC | Split System: Air-Cooled Condensing Unit, Coil with Blower | RA1330AJ1 |  | RCF3624HTAM | 13 | 15.5 | Yes | Yes | 2015-02-06 |  | 1
FALSE | RA1336AD1 | 4824 | 7508658 | RHEEM SALES COMPANY, INC. | RA1336AJ1 | AC | Split System: Air-Cooled Condensing Unit, Coil with Blower | RA1336AJ1 |  | RCF3624HTAM | 12 | 14.5 | Yes | Yes | 2015-02-06 |  | 0
FALSE | RA1436AD1 | 4760 | 7491780 | RHEEM SALES COMPANY, INC. | RA1436AJ1 | AC | Split System: Air-Cooled Condensing Unit, Coil with Blower | RA1436AJ1 |  | RCQD-3621 | 13 | 16 | Yes | Yes | 2015-02-06 |  | 2
FALSE | RA1642AJ1 | 4918 | 7942870 | RHEEM SALES COMPANY, INC. | RA1642AJ1 | AC | Split System: Air-Cooled Condensing Unit, Coil with Blower | RA1642AJ1 |  | RCQD-4824 | 13 | 15.5 | Yes | Yes | 2015-02-06 |  | 1
FALSE | RA1624AJ1 | 4915 | 7940739 | RHEEM SALES COMPANY, INC. | RA1624AJ1 | AC | Split System: Air-Cooled Condensing Unit, Coil with Blower | RA1624AJ1 |  | RCFL-H*2417 | 13 | 15.5 | Yes | Yes | 2015-02-06 |  | 1
FALSE | RA1648AJ1 | 4919 | 7943130 | RHEEM SALES COMPANY, INC. | RA1648AC1 | AC | Split System: Air-Cooled Condensing Unit, Coil with Blower | RA1648AC1 |  | RCFN-H*4824 | 13 | 16 | Yes | Yes | 2015-02-06 |  | 2
FALSE | RA1648AJ1 | 4919 | 7943238 | RHEEM SALES COMPANY, INC. | RA1648AJ1 | AC | Split System: Air-Cooled Condensing Unit, Coil with Blower | RA1648AJ1 |  | RCF4821STAM | 12.5 | 15.1 | Yes | Yes | 2015-02-06 |  | 1
FALSE | RA1436AD1 | 4760 | 7884982 | RHEEM SALES COMPANY, INC. | RA1436AD1 | AC | Split System: Air-Cooled Condensing Unit, Coil with Blower | RA1436AD1 |  | RF1T3624MTAN | 13 | 15.5 | Yes | Yes | 2015-02-06 |  | 1
FALSE | RA1636AJ1 | 4917 | 7941945 | RHEEM SALES COMPANY, INC. | RA1636AJ1 | AC | Split System: Air-Cooled Condensing Unit, Coil with Blower | RA1636AJ1 |  | RCF3624MTAM | 13 | 16 | Yes | Yes | 2015-02-06 |  | 2
FALSE | RA1648AJ1 | 4919 | 7942926 | RHEEM SALES COMPANY, INC. | RA1648AC1 | AC | Split System: Air-Cooled Condensing Unit, Coil with Blower | RA1648AC1 |  | RCF4821STAM | 13 | 15.5 | Yes | Yes | 2015-02-06 |  | 1
FALSE | RA1642AJ1 | 4918 | 7942372 | RHEEM SALES COMPANY, INC. | RA1642AC1 | AC | Split System: Air-Cooled Condensing Unit, Coil with Blower | RA1642AC1 |  | RCFL-H*4821 | 12.2 | 14.5 | Yes | Yes | 2015-02-06 |  | 0
FALSE | RA1436AD1 | 4760 | 7491347 | RHEEM SALES COMPANY, INC. | RA1436AC1 | AC | Split System: Air-Cooled Condensing Unit, Coil with Blower | RA1436AC1 |  | RCF3624MTAM | 13 | 15.5 | Yes | Yes | 2015-02-06 |  | 1
FALSE | RA1636AJ1 | 4917 | 7941604 | RHEEM SALES COMPANY, INC. | RA1636AC1 | AC | Split System: Air-Cooled Condensing Unit, Coil with Blower | RA1636AC1 |  | RCFL-H*3621 | 13 | 15.5 | Yes | Yes | 2015-02-06 |  | 1
FALSE | RA1336AD1 | 4824 | 7508679 | RHEEM SALES COMPANY, INC. | RA1336AJ1 | AC | Split System: Air-Cooled Condensing Unit, Coil with Blower | RA1336AJ1 |  | RCF3624MTAM | 12 | 14.5 | Yes | Yes | 2015-02-06 |  | 0
FALSE | RA1636AJ1 | 4917 | 7942185 | RHEEM SALES COMPANY, INC. | RA1636AJ1 | AC | Split System: Air-Cooled Condensing Unit, Coil with Blower | RA1636AJ1 |  | RCQD-3624 | 13 | 16 | Yes | Yes | 2015-02-06 |  | 2
FALSE | RA1448AD1 | 4762 | 7601537 | RHEEM SALES COMPANY, INC. | RA1448AC1 | AC | Split System: Air-Cooled Condensing Unit, Coil with Blower | RA1448AC1 |  | RCFN-H*4824 | 12.5 | 15.1 | Yes | Yes | 2015-02-06 |  | 1
FALSE | RA1660AC1 | 4920 | 7944286 | RHEEM SALES COMPANY, INC. | RA1660AC1 | AC | Split System: Air-Cooled Condensing Unit, Coil with Blower | RA1660AC1 |  | RCF6024STAM | 13 | 15.5 | Yes | Yes | 2015-02-06 |  | 1
FALSE | RA1436AD1 | 4760 | 7945036 | RHEEM SALES COMPANY, INC. | RA1436AD1 | AC | Split System: Air-Cooled Condensing Unit, Coil with Blower | RA1436AD1 |  | RCF3624HTAM | 13 | 16 | Yes | Yes | 2015-02-06 |  | 2
FALSE | RA1430AJ1 | 4759 | 7491051 | RHEEM SALES COMPANY, INC. | RA1430AJ1 | AC | Split System: Air-Cooled Condensing Unit, Coil with Blower | RA1430AJ1 |  | RCF3624HTAM | 13 | 16 | Yes | Yes | 2015-02-06 |  | 2
FALSE | RA1630AJ1 | 4916 | 7944040 | RHEEM SALES COMPANY, INC. | RA1630AJ1 | AC | Split System: Air-Cooled Condensing Unit, Coil with Blower | RA1630AJ1 |  | RCF3621STAM | 13 | 16 | Yes | Yes | 2015-02-06 |  | 2
FALSE | RA1660AC1 | 4920 | 7943902 | RHEEM SALES COMPANY, INC. | RA1660AC1 | AC | Split System: Air-Cooled Condensing Unit, Coil with Blower | RA1660AC1 |  | RCFN-H*6024 | 13 | 16 | Yes | Yes | 2015-02-06 |  | 2
FALSE | RA1648AJ1 | 4919 | 7944263 | RHEEM SALES COMPANY, INC. | RA1648AJ1 | AC | Split System: Air-Cooled Condensing Unit, Coil with Blower | RA1648AJ1 |  | RCF4824HTAM | 13 | 16 | Yes | Yes | 2015-02-06 |  | 2
FALSE | RA1636AJ1 | 4917 | 7941675 | RHEEM SALES COMPANY, INC. | RA1636AC1 | AC | Split System: Air-Cooled Condensing Unit, Coil with Blower | RA1636AC1 |  | RCFL-H*3824 | 13 | 15.5 | Yes | Yes | 2015-02-06 |  | 1
FALSE | RA1648AJ1 | 4919 | 7943317 | RHEEM SALES COMPANY, INC. | RA1648AJ1 | AC | Split System: Air-Cooled Condensing Unit, Coil with Blower | RA1648AJ1 |  | RCF4824STAM | 13 | 16 | Yes | Yes | 2015-02-06 |  | 2
FALSE | RA1636AJ1 | 4917 | 7941989 | RHEEM SALES COMPANY, INC. | RA1636AJ1 | AC | Split System: Air-Cooled Condensing Unit, Coil with Blower | RA1636AJ1 |  | RCFL-H*3617 | 12.5 | 15.1 | Yes | Yes | 2015-02-06 |  | 1
FALSE | RA1642AJ1 | 4918 | 7942808 | RHEEM SALES COMPANY, INC. | RA1642AJ1 | AC | Split System: Air-Cooled Condensing Unit, Coil with Blower | RA1642AJ1 |  | RCFN-H*4824 | 13 | 16 | Yes | Yes | 2015-02-06 |  | 2
FALSE | RA1436AD1 | 4760 | 7491443 | RHEEM SALES COMPANY, INC. | RA1436AC1 | AC | Split System: Air-Cooled Condensing Unit, Coil with Blower | RA1436AC1 |  | RCFL-H*3824 | 12.5 | 15.1 | Yes | Yes | 2015-02-06 |  | 1
FALSE | RA1330AJ1 | 4823 | 7508133 | RHEEM SALES COMPANY, INC. | RA1330AJ1 | AC | Split System: Air-Cooled Condensing Unit, Coil with Blower | RA1330AJ1 |  | RCQD-3621 | 12 | 14.5 | Yes | Yes | 2015-02-06 |  | 0
FALSE | RA1642AJ1 | 4918 | 7944206 | RHEEM SALES COMPANY, INC. | RA1642AJ1 | AC | Split System: Air-Cooled Condensing Unit, Coil with Blower | RA1642AJ1 |  | RCF4821STAM | 13 | 15.5 | Yes | Yes | 2015-02-06 |  | 1
FALSE | RA1442AD1 | 4761 | 7501143 | RHEEM SALES COMPANY, INC. | RA1442AJ1 | AC | Split System: Air-Cooled Condensing Unit, Coil with Blower | RA1442AJ1 |  | RCF4824STAM | 12.5 | 15.1 | Yes | Yes | 2015-02-06 |  | 1
FALSE | RA1442AD1 | 4761 | 7600465 | RHEEM SALES COMPANY, INC. | RA1442AD1 | AC | Split System: Air-Cooled Condensing Unit, Coil with Blower | RA1442AD1 |  | RCFL-H*4824 | 12 | 14.5 | Yes | Yes | 2015-02-06 |  | 0
FALSE | RA1330AJ1 | 4823 | 7983269 | RHEEM SALES COMPANY, INC. | RA1330AJ1 | AC | Split System: Air-Cooled Condensing Unit, Coil with Blower | RA1330AJ1 |  | RCF3621MTAM | 12 | 14.5 | Yes | Yes | 2015-02-06 |  | 0
TRUE | RA1624AJ1 | 4915 | 7940647 | RHEEM SALES COMPANY, INC. | RA1624AJ1 | AC | Split System: Air-Cooled Condensing Unit, Coil Alone | RA1624AJ1 |  | RCF2417STAM+RXMD-C04 | 12.2 | 14.5 | Yes | Yes | 2015-02-06 |  | 0
FALSE | RA1330AJ1 | 4823 | 7508099 | RHEEM SALES COMPANY, INC. | RA1330AJ1 | AC | Split System: Air-Cooled Condensing Unit, Coil with Blower | RA1330AJ1 |  | RCFN-H*3624 | 13 | 15.5 | Yes | Yes | 2015-02-06 |  | 1
FALSE | RA1642AJ1 | 4918 | 7942878 | RHEEM SALES COMPANY, INC. | RA1642AJ1 | AC | Split System: Air-Cooled Condensing Unit, Coil with Blower | RA1642AJ1 |  | RCQD-4824 | 13 | 16 | Yes | Yes | 2015-02-06 |  | 2
FALSE | RA1436AD1 | 4760 | 7491759 | RHEEM SALES COMPANY, INC. | RA1436AJ1 | AC | Split System: Air-Cooled Condensing Unit, Coil with Blower | RA1436AJ1 |  | RCQD-3621 | 13 | 15.5 | Yes | Yes | 2015-02-06 |  | 1
FALSE | RA1624AJ1 | 4915 | 7940747 | RHEEM SALES COMPANY, INC. | RA1624AJ1 | AC | Split System: Air-Cooled Condensing Unit, Coil with Blower | RA1624AJ1 |  | RCFL-H*2617 | 13 | 16 | Yes | Yes | 2015-02-06 |  | 2
FALSE | RA1442AD1 | 4761 | 7600376 | RHEEM SALES COMPANY, INC. | RA1442AD1 | AC | Split System: Air-Cooled Condensing Unit, Coil with Blower | RA1442AD1 |  | RCF4824STAM | 12 | 14.5 | Yes | Yes | 2015-02-06 |  | 0
FALSE | RA1436AD1 | 4760 | 7501045 | RHEEM SALES COMPANY, INC. | RA1436AC1 | AC | Split System: Air-Cooled Condensing Unit, Coil with Blower | RA1436AC1 |  | RCFL-H*3821 | 13 | 15.5 | Yes | Yes | 2015-02-06 |  | 1
FALSE | RA1642AJ1 | 4918 | 7942274 | RHEEM SALES COMPANY, INC. | RA1642AC1 | AC | Split System: Air-Cooled Condensing Unit, Coil with Blower | RA1642AC1 |  | RCF4824HTAM | 13 | 16 | Yes | Yes | 2015-02-06 |  | 2
FALSE | RA1436AD1 | 4760 | 7600067 | RHEEM SALES COMPANY, INC. | RA1436AD1 | AC | Split System: Air-Cooled Condensing Unit, Coil with Blower | RA1436AD1 |  | RCFL-H*3824 | 12.5 | 15.1 | Yes | Yes | 2015-02-06 |  | 1
FALSE | RA1618AJ1 | 4914 | 7940527 | RHEEM SALES COMPANY, INC. | RA1618AJ1 | AC | Split System: Air-Cooled Condensing Unit, Coil with Blower | RA1618AJ1 |  | RCFN-H*2421 | 13 | 16 | Yes | Yes | 2015-02-06 |  | 2
FALSE | RA1442AD1 | 4761 | 7491825 | RHEEM SALES COMPANY, INC. | RA1442AC1 | AC | Split System: Air-Cooled Condensing Unit, Coil with Blower | RA1442AC1 |  | RCF4821STAM | 12 | 14.5 | Yes | Yes | 2015-02-06 |  | 0
FALSE | RA1642AJ1 | 4918 | 7942845 | RHEEM SALES COMPANY, INC. | RA1642AJ1 | AC | Split System: Air-Cooled Condensing Unit, Coil with Blower | RA1642AJ1 |  | RCQD-4821 | 13 | 16 | Yes | Yes | 2015-02-06 |  | 2
FALSE | RA1642AJ1 | 4918 | 7942554 | RHEEM SALES COMPANY, INC. | RA1642AC1 | AC | Split System: Air-Cooled Condensing Unit, Coil with Blower | RA1642AC1 |  | RH1V4821STAN | 13 | 15.5 | Yes | Yes | 2015-02-06 |  | 1
FALSE | RA1624AJ1 | 4915 | 7940892 | RHEEM SALES COMPANY, INC. | RA1624AJ1 | AC | Split System: Air-Cooled Condensing Unit, Coil with Blower | RA1624AJ1 |  | RH1V2417STAN | 13 | 16 | Yes | Yes | 2015-02-06 |  | 2
FALSE | RA1424AJ1 | 4758 | 7599562 | RHEEM SALES COMPANY, INC. | RA1424AJ1 | AC | Split System: Air-Cooled Condensing Unit, Coil with Blower | RA1424AJ1 |  | RCF2417MTAM | 12.5 | 15.1 | Yes | Yes | 2015-02-06 |  | 1
FALSE | RA1636AJ1 | 4917 | 7941641 | RHEEM SALES COMPANY, INC. | RA1636AC1 | AC | Split System: Air-Cooled Condensing Unit, Coil with Blower | RA1636AC1 |  | RCFL-H*3821 | 13 | 16 | Yes | Yes | 2015-02-09 |  | 2
FALSE | RA1642AJ1 | 4918 | 7942523 | RHEEM SALES COMPANY, INC. | RA1642AC1 | AC | Split System: Air-Cooled Condensing Unit, Coil with Blower | RA1642AC1 |  | RCQD-4824 | 13 | 16 | Yes | Yes | 2015-02-09 |  | 2
FALSE | RA1642AJ1 | 4918 | 7942610 | RHEEM SALES COMPANY, INC. | RA1642AJ1 | AC | Split System: Air-Cooled Condensing Unit, Coil with Blower | RA1642AJ1 |  | RCF4824HTAM | 13 | 16 | Yes | Yes | 2015-02-09 |  | 2
FALSE | RA1630AJ1 | 4916 | 7944047 | RHEEM SALES COMPANY, INC. | RA1630AJ1 | AC | Split System: Air-Cooled Condensing Unit, Coil with Blower | RA1630AJ1 |  | RCF3624HTAM | 13 | 16 | Yes | Yes | 2015-02-09 |  | 2
FALSE | RA1648AJ1 | 4919 | 7943138 | RHEEM SALES COMPANY, INC. | RA1648AC1 | AC | Split System: Air-Cooled Condensing Unit, Coil with Blower | RA1648AC1 |  | RCFN-H*4824 | 13 | 15.5 | Yes | Yes | 2015-02-09 |  | 1
FALSE | RA1624AJ1 | 4915 | 7940846 | RHEEM SALES COMPANY, INC. | RA1624AJ1 | AC | Split System: Air-Cooled Condensing Unit, Coil with Blower | RA1624AJ1 |  | RCFN-H*2421 | 13 | 16 | Yes | Yes | 2015-02-09 |  | 2
FALSE | RA1436AD1 | 4760 | 7884989 | RHEEM SALES COMPANY, INC. | RA1436AJ1 | AC | Split System: Air-Cooled Condensing Unit, Coil with Blower | RA1436AJ1 |  | RF1T3624MTAN | 13 | 15.5 | Yes | Yes | 2015-02-09 |  | 1
FALSE | RA1430AJ1 | 4759 | 7491061 | RHEEM SALES COMPANY, INC. | RA1430AJ1 | AC | Split System: Air-Cooled Condensing Unit, Coil with Blower | RA1430AJ1 |  | RCF3624MTAM | 13 | 16 | Yes | Yes | 2015-02-09 |  | 2
FALSE | RA1448AD1 | 4762 | 7501198 | RHEEM SALES COMPANY, INC. | RA1448AJ1 | AC | Split System: Air-Cooled Condensing Unit, Coil with Blower | RA1448AJ1 |  | RCF4824HTAM | 13 | 15.5 | Yes | Yes | 2015-02-09 |  | 1
FALSE | RA1448AD1 | 4762 | 7600857 | RHEEM SALES COMPANY, INC. | RA1448AD1 | AC | Split System: Air-Cooled Condensing Unit, Coil with Blower | RA1448AD1 |  | RH2T4824MTAN | 13 | 15.5 | Yes | Yes | 2015-02-09 |  | 1
FALSE | RA1642AJ1 | 4918 | 7942840 | RHEEM SALES COMPANY, INC. | RA1642AJ1 | AC | Split System: Air-Cooled Condensing Unit, Coil with Blower | RA1642AJ1 |  | RCQD-4821 | 13 | 15.5 | Yes | Yes | 2015-02-09 |  | 1
FALSE | RA1324AJ1 | 4822 | 7507783 | RHEEM SALES COMPANY, INC. | RA1324AJ1 | AC | Split System: Air-Cooled Condensing Unit, Coil with Blower | RA1324AJ1 |  | RCFL-H*2621 | 12 | 14.5 | Yes | Yes | 2015-02-09 |  | 0
FALSE | RA1460AD1 | 4763 | 7600945 | RHEEM SALES COMPANY, INC. | RA1460AD1 | AC | Split System: Air-Cooled Condensing Unit, Coil with Blower | RA1460AD1 |  | RCF6024HTAM | 12 | 14.5 | Yes | Yes | 2015-02-09 |  | 0
FALSE | RA1424AJ1 | 4758 | 7599558 | RHEEM SALES COMPANY, INC. | RA1424AJ1 | AC | Split System: Air-Cooled Condensing Unit, Coil with Blower | RA1424AJ1 |  | RCF2417HTAM | 12.5 | 15.1 | Yes | Yes | 2015-02-09 |  | 1
FALSE | RA1630AJ1 | 4916 | 7940972 | RHEEM SALES COMPANY, INC. | RA1630AJ1 | AC | Split System: Air-Cooled Condensing Unit, Coil with Blower | RA1630AJ1 |  | RCF3621MTAM | 13 | 16 | Yes | Yes | 2015-02-09 |  | 2
FALSE | RA1442AD1 | 4761 | 7945082 | RHEEM SALES COMPANY, INC. | RA1442AC1 | AC | Split System: Air-Cooled Condensing Unit, Coil with Blower | RA1442AC1 |  | RCF4821STAM | 12.5 | 15 | Yes | Yes | 2015-02-09 |  | 1
FALSE | RA1442AD1 | 4761 | 7491859 | RHEEM SALES COMPANY, INC. | RA1442AC1 | AC | Split System: Air-Cooled Condensing Unit, Coil with Blower | RA1442AC1 |  | RCF4824HTAM | 13 | 15.5 | Yes | Yes | 2015-02-09 |  | 1
FALSE | RA1424AJ1 | 4758 | 7599585 | RHEEM SALES COMPANY, INC. | RA1424AJ1 | AC | Split System: Air-Cooled Condensing Unit, Coil with Blower | RA1424AJ1 |  | RCFL-H*2417 | 12.5 | 15.1 | Yes | Yes | 2015-02-09 |  | 1
FALSE | RA1336AD1 | 4824 | 7508234 | RHEEM SALES COMPANY, INC. | RA1336AC1 | AC | Split System: Air-Cooled Condensing Unit, Coil with Blower | RA1336AC1 |  | RCF3621MTAM | 12 | 14.5 | Yes | Yes | 2015-02-09 |  | 0
FALSE | RA1424AJ1 | 4758 | 7601349 | RHEEM SALES COMPANY, INC. | RA1424AJ1 | AC | Split System: Air-Cooled Condensing Unit, Coil with Blower | RA1424AJ1 |  | RCF2421MTAM | 12.5 | 15.1 | Yes | Yes | 2015-02-09 |  | 1
FALSE | RA1436AD1 | 4760 | 7600072 | RHEEM SALES COMPANY, INC. | RA1436AD1 | AC | Split System: Air-Cooled Condensing Unit, Coil with Blower | RA1436AD1 |  | RCFL-H*3824 | 13 | 15.5 | Yes | Yes | 2015-02-09 |  | 1
FALSE | RA1636AJ1 | 4917 | 7941526 | RHEEM SALES COMPANY, INC. | RA1636AC1 | AC | Split System: Air-Cooled Condensing Unit, Coil with Blower | RA1636AC1 |  | RCF3624MTAM | 13 | 16 | Yes | Yes | 2015-02-09 |  | 2
FALSE | RA1324AJ1 | 4822 | 7983222 | RHEEM SALES COMPANY, INC. | RA1324AJ1 | AC | Split System: Air-Cooled Condensing Unit, Coil with Blower | RA1324AJ1 |  | RCF2421HTAM | 12 | 14.5 | Yes | Yes | 2015-02-09 |  | 0
FALSE | RA1424AJ1 | 4758 | 7490831 | RHEEM SALES COMPANY, INC. | RA1424AJ1 | AC | Split System: Air-Cooled Condensing Unit, Coil with Blower | RA1424AJ1 |  | RCF2421MTAM | 13 | 16 | Yes | Yes | 2015-02-09 |  | 2
FALSE | RA1648AJ1 | 4919 | 7943187 | RHEEM SALES COMPANY, INC. | RA1648AC1 | AC | Split System: Air-Cooled Condensing Unit, Coil with Blower | RA1648AC1 |  | RCQD-4824 | 13 | 15.5 | Yes | Yes | 2015-02-09 |  | 1
FALSE | RA1660AC1 | 4920 | 7943813 | RHEEM SALES COMPANY, INC. | RA1660AC1 | AC | Split System: Air-Cooled Condensing Unit, Coil with Blower | RA1660AC1 |  | RCF6024STAM | 12.5 | 15.1 | Yes | Yes | 2015-02-09 |  | 1
FALSE | RA1642AJ1 | 4918 | 7942434 | RHEEM SALES COMPANY, INC. | RA1642AC1 | AC | Split System: Air-Cooled Condensing Unit, Coil with Blower | RA1642AC1 |  | RCFL-H*4824 | 13 | 15.5 | Yes | Yes | 2015-02-09 |  | 1
FALSE | RA1436AD1 | 4760 | 7491562 | RHEEM SALES COMPANY, INC. | RA1436AJ1 | AC | Split System: Air-Cooled Condensing Unit, Coil with Blower | RA1436AJ1 |  | RCF3621MTAM | 13 | 16 | Yes | Yes | 2015-02-09 |  | 2
FALSE | RA1448AD1 | 4762 | 7600575 | RHEEM SALES COMPANY, INC. | RA1448AC1 | AC | Split System: Air-Cooled Condensing Unit, Coil with Blower | RA1448AC1 |  | RCFL-H*4821 | 12 | 14.5 | Yes | Yes | 2015-02-09 |  | 0
FALSE | RA1342AD1 | 4827 | 7511789 | RHEEM SALES COMPANY, INC. | RA1342AC1 | AC | Split System: Air-Cooled Condensing Unit, Coil with Blower | RA1342AC1 |  | RHML-HM4824 | 12 | 14.5 | Yes | Yes | 2015-02-09 |  | 0
FALSE | RA1448AD1 | 4762 | 7600666 | RHEEM SALES COMPANY, INC. | RA1448AD1 | AC | Split System: Air-Cooled Condensing Unit, Coil with Blower | RA1448AD1 |  | RCF4824STAM | 12 | 14.5 | Yes | Yes | 2015-02-09 |  | 0
FALSE | RA1660AC1 | 4920 | 7943782 | RHEEM SALES COMPANY, INC. | RA1660AC1 | AC | Split System: Air-Cooled Condensing Unit, Coil with Blower | RA1660AC1 |  | RCF6024HTAM | 12.5 | 15.1 | Yes | Yes | 2015-02-09 |  | 1
FALSE | RA1660AC1 | 4920 | 7943898 | RHEEM SALES COMPANY, INC. | RA1660AC1 | AC | Split System: Air-Cooled Condensing Unit, Coil with Blower | RA1660AC1 |  | RCFN-H*6024 | 13 | 15.5 | Yes | Yes | 2015-02-09 |  | 1
FALSE | RA1424AJ1 | 4758 | 7944933 | RHEEM SALES COMPANY, INC. | RA1424AJ1 | AC | Split System: Air-Cooled Condensing Unit, Coil with Blower | RA1424AJ1 |  | RCF2417HTAM | 12.5 | 15.1 | Yes | Yes | 2015-02-09 |  | 1
FALSE | RA1436AD1 | 4760 | 7601482 | RHEEM SALES COMPANY, INC. | RA1436AJ1 | AC | Split System: Air-Cooled Condensing Unit, Coil with Blower | RA1436AJ1 |  | RCFL-H*3821 | 13 | 15.5 | Yes | Yes | 2015-02-09 |  | 1
FALSE | RA1642AJ1 | 4918 | 7942534 | RHEEM SALES COMPANY, INC. | RA1642AC1 | AC | Split System: Air-Cooled Condensing Unit, Coil with Blower | RA1642AC1 |  | RCQD-4824 | 13 | 15.5 | Yes | Yes | 2015-02-09 |  | 1
FALSE | RA1336AD1 | 4824 | 7983433 | RHEEM SALES COMPANY, INC. | RA1336AJ1 | AC | Split System: Air-Cooled Condensing Unit, Coil with Blower | RA1336AJ1 |  | RCF3624MTAM | 12.5 | 15 | Yes | Yes | 2015-02-09 |  | 1
FALSE | RA1636AJ1 | 4917 | 7944114 | RHEEM SALES COMPANY, INC. | RA1636AC1 | AC | Split System: Air-Cooled Condensing Unit, Coil with Blower | RA1636AC1 |  | RCF3621STAM | 12.5 | 15.1 | Yes | Yes | 2015-02-09 |  | 1
FALSE | RA1430AJ1 | 4759 | 7500987 | RHEEM SALES COMPANY, INC. | RA1430AJ1 | AC | Split System: Air-Cooled Condensing Unit, Coil with Blower | RA1430AJ1 |  | RCF3624MTAM | 13 | 16 | Yes | Yes | 2015-02-09 |  | 2
FALSE | RA1636AJ1 | 4917 | 7941476 | RHEEM SALES COMPANY, INC. | RA1636AC1 | AC | Split System: Air-Cooled Condensing Unit, Coil with Blower | RA1636AC1 |  | RCF3624HTAM | 13 | 16 | Yes | Yes | 2015-02-09 |  | 2
FALSE | RA1448AD1 | 4762 | 7600738 | RHEEM SALES COMPANY, INC. | RA1448AD1 | AC | Split System: Air-Cooled Condensing Unit, Coil with Blower | RA1448AD1 |  | RCFL-H*4824 | 12 | 14.5 | Yes | Yes | 2015-02-09 |  | 0
FALSE | RA1636AJ1 | 4917 | 7941815 | RHEEM SALES COMPANY, INC. | RA1636AJ1 | AC | Split System: Air-Cooled Condensing Unit, Coil with Blower | RA1636AJ1 |  | RCF3617STAM | 13 | 15.5 | Yes | Yes | 2015-02-09 |  | 1
FALSE | RA1436AD1 | 4760 | 7491428 | RHEEM SALES COMPANY, INC. | RA1436AC1 | AC | Split System: Air-Cooled Condensing Unit, Coil with Blower | RA1436AC1 |  | RCFL-H*3821 | 13 | 15.5 | Yes | Yes | 2015-02-09 |  | 1
FALSE | RA1636AJ1 | 4917 | 7942212 | RHEEM SALES COMPANY, INC. | RA1636AJ1 | AC | Split System: Air-Cooled Condensing Unit, Coil with Blower | RA1636AJ1 |  | RHAL-FR36P | 12.5 | 15 | Yes | Yes | 2015-02-09 |  | 1
FALSE | RA1330AJ1 | 4823 | 7508056 | RHEEM SALES COMPANY, INC. | RA1330AJ1 | AC | Split System: Air-Cooled Condensing Unit, Coil with Blower | RA1330AJ1 |  | RCFL-H*3821 | 12 | 14.5 | Yes | Yes | 2015-02-09 |  | 0
FALSE | RA1436AD1 | 4760 | 7599758 | RHEEM SALES COMPANY, INC. | RA1436AD1 | AC | Split System: Air-Cooled Condensing Unit, Coil with Blower | RA1436AD1 |  | RCF3621MTAM | 13 | 15.5 | Yes | Yes | 2015-02-09 |  | 1
FALSE | RA1660AC1 | 4920 | 7943550 | RHEEM SALES COMPANY, INC. | RA1660AJ1 | AC | Split System: Air-Cooled Condensing Unit, Coil with Blower | RA1660AJ1 |  | RCF6024HTAM | 13 | 15.5 | Yes | Yes | 2015-02-09 |  | 1
FALSE | RA1660AC1 | 4920 | 7943584 | RHEEM SALES COMPANY, INC. | RA1660AJ1 | AC | Split System: Air-Cooled Condensing Unit, Coil with Blower | RA1660AJ1 |  | RCF6024STAM | 13 | 16 | Yes | Yes | 2015-02-09 |  | 2
FALSE | RA1660AC1 | 4920 | 7943792 | RHEEM SALES COMPANY, INC. | RA1660AC1 | AC | Split System: Air-Cooled Condensing Unit, Coil with Blower | RA1660AC1 |  | RCF6024HTAM | 12.5 | 15.1 | Yes | Yes | 2015-02-09 |  | 1
FALSE | RA1336AD1 | 4824 | 7508649 | RHEEM SALES COMPANY, INC. | RA1336AJ1 | AC | Split System: Air-Cooled Condensing Unit, Coil with Blower | RA1336AJ1 |  | RCF3624HTAM | 12.5 | 15.1 | Yes | Yes | 2015-02-09 |  | 1
FALSE | RA1642AJ1 | 4918 | 7942700 | RHEEM SALES COMPANY, INC. | RA1642AJ1 | AC | Split System: Air-Cooled Condensing Unit, Coil with Blower | RA1642AJ1 |  | RCFL-H*4821 | 12.2 | 14.5 | Yes | Yes | 2015-02-09 |  | 0
FALSE | RA1448AD1 | 4762 | 7492360 | RHEEM SALES COMPANY, INC. | RA1448AC1 | AC | Split System: Air-Cooled Condensing Unit, Coil with Blower | RA1448AC1 |  | RH1T4824STAN | 12.5 | 15 | Yes | Yes | 2015-02-09 |  | 1
FALSE | RA1442AD1 | 4761 | 7491949 | RHEEM SALES COMPANY, INC. | RA1442AC1 | AC | Split System: Air-Cooled Condensing Unit, Coil with Blower | RA1442AC1 |  | RCFL-H*4824 | 12 | 14.5 | Yes | Yes | 2015-02-09 |  | 0
FALSE | RA1648AJ1 | 4919 | 7943506 | RHEEM SALES COMPANY, INC. | RA1648AJ1 | AC | Split System: Air-Cooled Condensing Unit, Coil with Blower | RA1648AJ1 |  | RCQD-4824 | 13 | 16 | Yes | Yes | 2015-02-09 |  | 2
FALSE | RA1448AD1 | 4762 | 7492493 | RHEEM SALES COMPANY, INC. | RA1448AJ1 | AC | Split System: Air-Cooled Condensing Unit, Coil with Blower | RA1448AJ1 |  | RCFN-H*4824 | 12 | 14.5 | Yes | Yes | 2015-02-09 |  | 0
FALSE | RA1660AC1 | 4920 | 7943616 | RHEEM SALES COMPANY, INC. | RA1660AJ1 | AC | Split System: Air-Cooled Condensing Unit, Coil with Blower | RA1660AJ1 |  | RCFL-H*6024 | 13 | 15.5 | Yes | Yes | 2015-02-09 |  | 1
FALSE | RA1630AJ1 | 4916 | 7941247 | RHEEM SALES COMPANY, INC. | RA1630AJ1 | AC | Split System: Air-Cooled Condensing Unit, Coil with Blower | RA1630AJ1 |  | RCFN-H*3624 | 13 | 16 | Yes | Yes | 2015-02-09 |  | 2
FALSE | RA1430AJ1 | 4759 | 7491119 | RHEEM SALES COMPANY, INC. | RA1430AJ1 | AC | Split System: Air-Cooled Condensing Unit, Coil with Blower | RA1430AJ1 |  | RCFL-H*3621 | 13 | 15.5 | Yes | Yes | 2015-02-09 |  | 1
FALSE | RA1330AJ1 | 4823 | 7507960 | RHEEM SALES COMPANY, INC. | RA1330AJ1 | AC | Split System: Air-Cooled Condensing Unit, Coil with Blower | RA1330AJ1 |  | RCF3624MTAM | 12.5 | 15 | Yes | Yes | 2015-02-09 |  | 1
FALSE | RA1442AD1 | 4761 | 7492161 | RHEEM SALES COMPANY, INC. | RA1442AJ1 | AC | Split System: Air-Cooled Condensing Unit, Coil with Blower | RA1442AJ1 |  | RH1T4821STAN | 12.5 | 15 | Yes | Yes | 2015-02-09 |  | 1
FALSE | RA1342AD1 | 4827 | 7511826 | RHEEM SALES COMPANY, INC. | RA1342AJ1 | AC | Split System: Air-Cooled Condensing Unit, Coil with Blower | RA1342AJ1 |  | RCF4824HTAM | 12 | 14.5 | Yes | Yes | 2015-02-09 |  | 0
FALSE | RA1648AJ1 | 4919 | 7942925 | RHEEM SALES COMPANY, INC. | RA1648AC1 | AC | Split System: Air-Cooled Condensing Unit, Coil with Blower | RA1648AC1 |  | RCF4821STAM | 13 | 15.5 | Yes | Yes | 2015-02-09 |  | 1
FALSE | RA1642AJ1 | 4918 | 7942723 | RHEEM SALES COMPANY, INC. | RA1642AJ1 | AC | Split System: Air-Cooled Condensing Unit, Coil with Blower | RA1642AJ1 |  | RCFL-H*4821 | 12.5 | 15.1 | Yes | Yes | 2015-02-09 |  | 1
FALSE | RA1448AD1 | 4762 | 7492174 | RHEEM SALES COMPANY, INC. | RA1448AC1 | AC | Split System: Air-Cooled Condensing Unit, Coil with Blower | RA1448AC1 |  | RCF4821STAM | 12 | 14.5 | Yes | Yes | 2015-02-09 |  | 0
FALSE | RA1436AD1 | 4760 | 7599871 | RHEEM SALES COMPANY, INC. | RA1436AD1 | AC | Split System: Air-Cooled Condensing Unit, Coil with Blower | RA1436AD1 |  | RCF3624HTAM | 13 | 16 | Yes | Yes | 2015-02-09 |  | 2
FALSE | RA1448AD1 | 4762 | 7492205 | RHEEM SALES COMPANY, INC. | RA1448AC1 | AC | Split System: Air-Cooled Condensing Unit, Coil with Blower | RA1448AC1 |  | RCF4824HTAM | 12 | 14.5 | Yes | Yes | 2015-02-09 |  | 0
FALSE | RA1618AJ1 | 4914 | 7940533 | RHEEM SALES COMPANY, INC. | RA1618AJ1 | AC | Split System: Air-Cooled Condensing Unit, Coil with Blower | RA1618AJ1 |  | RCFN-H*2421 | 13 | 16 | Yes | Yes | 2015-02-09 |  | 2
FALSE | RA1642AJ1 | 4918 | 7942517 | RHEEM SALES COMPANY, INC. | RA1642AC1 | AC | Split System: Air-Cooled Condensing Unit, Coil with Blower | RA1642AC1 |  | RCQD-4821 | 13 | 16 | Yes | Yes | 2015-02-09 |  | 2
FALSE | RA1448AD1 | 4762 | 7600788 | RHEEM SALES COMPANY, INC. | RA1448AD1 | AC | Split System: Air-Cooled Condensing Unit, Coil with Blower | RA1448AD1 |  | RCFN-H*4824 | 13 | 15.5 | Yes | Yes | 2015-02-09 |  | 1
FALSE | RA1436AD1 | 4760 | 7599878 | RHEEM SALES COMPANY, INC. | RA1436AD1 | AC | Split System: Air-Cooled Condensing Unit, Coil with Blower | RA1436AD1 |  | RCF3624MTAM | 13 | 15.5 | Yes | Yes | 2015-02-09 |  | 1
FALSE | RA1430AJ1 | 4759 | 7601374 | RHEEM SALES COMPANY, INC. | RA1430AJ1 | AC | Split System: Air-Cooled Condensing Unit, Coil with Blower | RA1430AJ1 |  | RCF3621STAM | 12.5 | 15.1 | Yes | Yes | 2015-02-09 |  | 1
FALSE | RA1436AD1 | 4760 | 7601443 | RHEEM SALES COMPANY, INC. | RA1436AD1 | AC | Split System: Air-Cooled Condensing Unit, Coil with Blower | RA1436AD1 |  | RCFL-H*3621 | 12 | 14.5 | Yes | Yes | 2015-02-09 |  | 0
FALSE | RA1430AJ1 | 4759 | 7599653 | RHEEM SALES COMPANY, INC. | RA1430AJ1 | AC | Split System: Air-Cooled Condensing Unit, Coil with Blower | RA1430AJ1 |  | RCFL-H*3821 | 13 | 15.5 | Yes | Yes | 2015-02-09 |  | 1
FALSE | RA1636AJ1 | 4917 | 7941862 | RHEEM SALES COMPANY, INC. | RA1636AJ1 | AC | Split System: Air-Cooled Condensing Unit, Coil with Blower | RA1636AJ1 |  | RCF3621STAM | 13 | 15.5 | Yes | Yes | 2015-02-09 |  | 1
FALSE | RA1642AJ1 | 4918 | 7942448 | RHEEM SALES COMPANY, INC. | RA1642AC1 | AC | Split System: Air-Cooled Condensing Unit, Coil with Blower | RA1642AC1 |  | RCFN-H*4824 | 13 | 16 | Yes | Yes | 2015-02-09 |  | 2
FALSE | RA1418AJ1 | 4757 | 7490547 | RHEEM SALES COMPANY, INC. | RA1418AJ1 | AC | Split System: Air-Cooled Condensing Unit, Coil with Blower | RA1418AJ1 |  | RCF2417STAM | 13 | 15.5 | Yes | Yes | 2015-02-09 |  | 1
FALSE | RA1418AJ1 | 4757 | 7490719 | RHEEM SALES COMPANY, INC. | RA1418AJ1 | AC | Split System: Air-Cooled Condensing Unit, Coil with Blower | RA1418AJ1 |  | RCQD-2417 | 13 | 16 | Yes | Yes | 2015-02-09 |  | 2
FALSE | RA1442AD1 | 4761 | 7491882 | RHEEM SALES COMPANY, INC. | RA1442AC1 | AC | Split System: Air-Cooled Condensing Unit, Coil with Blower | RA1442AC1 |  | RCF4824STAM | 12.5 | 15 | Yes | Yes | 2015-02-09 |  | 1
FALSE | RA1642AJ1 | 4918 | 7942773 | RHEEM SALES COMPANY, INC. | RA1642AJ1 | AC | Split System: Air-Cooled Condensing Unit, Coil Alone | RA1642AJ1 |  | RCFL-H*4824+RXMD-C04 | 12.2 | 14.5 | Yes | Yes | 2015-02-09 |  | 0
FALSE | RA1430AJ1 | 4759 | 7491232 | RHEEM SALES COMPANY, INC. | RA1430AJ1 | AC | Split System: Air-Cooled Condensing Unit, Coil with Blower | RA1430AJ1 |  | RHLL-HM3821 | 13 | 16 | Yes | Yes | 2015-02-09 |  | 2
FALSE | RA1436AD1 | 4760 | 7600100 | RHEEM SALES COMPANY, INC. | RA1436AD1 | AC | Split System: Air-Cooled Condensing Unit, Coil with Blower | RA1436AD1 |  | RCQD-3621 | 13 | 15.5 | Yes | Yes | 2015-02-09 |  | 1
FALSE | RA1448AD1 | 4762 | 7492195 | RHEEM SALES COMPANY, INC. | RA1448AC1 | AC | Split System: Air-Cooled Condensing Unit, Coil with Blower | RA1448AC1 |  | RCF4824HTAM | 12 | 14.5 | Yes | Yes | 2015-02-09 |  | 0
FALSE | RA1660AC1 | 4920 | 7943799 | RHEEM SALES COMPANY, INC. | RA1660AC1 | AC | Split System: Air-Cooled Condensing Unit, Coil with Blower | RA1660AC1 |  | RCF6024STAM | 13 | 15.5 | Yes | Yes | 2015-02-09 |  | 1
FALSE | RA1660AC1 | 4920 | 7943884 | RHEEM SALES COMPANY, INC. | RA1660AC1 | AC | Split System: Air-Cooled Condensing Unit, Coil with Blower | RA1660AC1 |  | RCFN-H*6024 | 13 | 15.5 | Yes | Yes | 2015-02-09 |  | 1
FALSE | RA1430AJ1 | 4759 | 7493633 | RHEEM SALES COMPANY, INC. | RA1430AJ1 | AC | Split System: Air-Cooled Condensing Unit, Coil with Blower | RA1430AJ1 |  | RBHP-21 | 13 | 16 | Yes | Yes | 2015-02-09 |  | 2
FALSE | RA1336AD1 | 4824 | 7508530 | RHEEM SALES COMPANY, INC. | RA1336AC1 | AC | Split System: Air-Cooled Condensing Unit, Coil with Blower | RA1336AC1 |  | RCQD-3624 | 12.5 | 15.1 | Yes | Yes | 2015-02-09 |  | 1
FALSE | RA1448AD1 | 4762 | 7600829 | RHEEM SALES COMPANY, INC. | RA1448AD1 | AC | Split System: Air-Cooled Condensing Unit, Coil with Blower | RA1448AD1 |  | RCQD-4824 | 12.5 | 15.1 | Yes | Yes | 2015-02-09 |  | 1
FALSE | RA1636AJ1 | 4917 | 7942145 | RHEEM SALES COMPANY, INC. | RA1636AJ1 | AC | Split System: Air-Cooled Condensing Unit, Coil with Blower | RA1636AJ1 |  | RCQD-3621 | 13 | 16 | Yes | Yes | 2015-02-09 |  | 2
FALSE | RA1642AJ1 | 4918 | 7942381 | RHEEM SALES COMPANY, INC. | RA1642AC1 | AC | Split System: Air-Cooled Condensing Unit, Coil with Blower | RA1642AC1 |  | RCFL-H*4821 | 12.5 | 15.1 | Yes | Yes | 2015-02-09 |  | 1
FALSE | RA1418AJ1 | 4757 | 7944917 | RHEEM SALES COMPANY, INC. | RA1418AJ1 | AC | Split System: Air-Cooled Condensing Unit, Coil with Blower | RA1418AJ1 |  | RCF2417STAM | 13 | 15.5 | Yes | Yes | 2015-02-09 |  | 1
FALSE | RA1418AJ1 | 4757 | 7490622 | RHEEM SALES COMPANY, INC. | RA1418AJ1 | AC | Split System: Air-Cooled Condensing Unit, Coil with Blower | RA1418AJ1 |  | RCFL-H*2417 | 13 | 15.5 | Yes | Yes | 2015-02-09 |  | 1
FALSE | RA1324AJ1 | 4822 | 7507627 | RHEEM SALES COMPANY, INC. | RA1324AJ1 | AC | Split System: Air-Cooled Condensing Unit, Coil with Blower | RA1324AJ1 |  | RCF2417HTAM | 12 | 14.5 | Yes | Yes | 2015-02-09 |  | 0
FALSE | RA1442AD1 | 4761 | 7600500 | RHEEM SALES COMPANY, INC. | RA1442AD1 | AC | Split System: Air-Cooled Condensing Unit, Coil with Blower | RA1442AD1 |  | RCFN-H*4824 | 13 | 15.5 | Yes | Yes | 2015-02-09 |  | 1
FALSE | RA1460AD1 | 4763 | 7945217 | RHEEM SALES COMPANY, INC. | RA1460AJ1 | AC | Split System: Air-Cooled Condensing Unit, Coil with Blower | RA1460AJ1 |  | RCF6024STAM | 12 | 14.5 | Yes | Yes | 2015-02-09 |  | 0
FALSE | RA1624AJ1 | 4915 | 7940797 | RHEEM SALES COMPANY, INC. | RA1624AJ1 | AC | Split System: Air-Cooled Condensing Unit, Coil with Blower | RA1624AJ1 |  | RCFL-H*2621 | 13 | 16 | Yes | Yes | 2015-02-09 |  | 2
FALSE | RA1636AJ1 | 4917 | 7941934 | RHEEM SALES COMPANY, INC. | RA1636AJ1 | AC | Split System: Air-Cooled Condensing Unit, Coil with Blower | RA1636AJ1 |  | RCF3624HTAM | 13 | 16 | Yes | Yes | 2015-02-09 |  | 2
FALSE | RA1436AD1 | 4760 | 7599778 | RHEEM SALES COMPANY, INC. | RA1436AD1 | AC | Split System: Air-Cooled Condensing Unit, Coil with Blower | RA1436AD1 |  | RCF3621MTAM | 13 | 15.5 | Yes | Yes | 2015-02-09 |  | 1
FALSE | RA1642AJ1 | 4918 | 7942240 | RHEEM SALES COMPANY, INC. | RA1642AC1 | AC | Split System: Air-Cooled Condensing Unit, Coil with Blower | RA1642AC1 |  | RCF4821STAM | 13 | 15.5 | Yes | Yes | 2015-02-09 |  | 1
FALSE | RA1442AD1 | 4761 | 7600293 | RHEEM SALES COMPANY, INC. | RA1442AD1 | AC | Split System: Air-Cooled Condensing Unit, Coil with Blower | RA1442AD1 |  | RCF4821STAM | 12 | 14.5 | Yes | Yes | 2015-02-09 |  | 0
FALSE | RA1448AD1 | 4762 | 7945179 | RHEEM SALES COMPANY, INC. | RA1448AJ1 | AC | Split System: Air-Cooled Condensing Unit, Coil with Blower | RA1448AJ1 |  | RCF4824STAM | 12.5 | 15.1 | Yes | Yes | 2015-02-09 |  | 1
FALSE | RA1648AJ1 | 4919 | 7943464 | RHEEM SALES COMPANY, INC. | RA1648AJ1 | AC | Split System: Air-Cooled Condensing Unit, Coil with Blower | RA1648AJ1 |  | RCFN-H*4824 | 13 | 15.5 | Yes | Yes | 2015-02-09 |  | 1
FALSE | RA1318AJ1 | 4821 | 7507449 | RHEEM SALES COMPANY, INC. | RA1318AJ1 | AC | Split System: Air-Cooled Condensing Unit, Coil with Blower | RA1318AJ1 |  | RCF2417STAM | 12 | 14.5 | Yes | Yes | 2015-02-09 |  | 0
FALSE | RA1448AD1 | 4762 | 7492334 | RHEEM SALES COMPANY, INC. | RA1448AC1 | AC | Split System: Air-Cooled Condensing Unit, Coil with Blower | RA1448AC1 |  | RCQD-4821 | 12 | 14.5 | Yes | Yes | 2015-02-09 |  | 0
FALSE | RA1418AJ1 | 4757 | 7599538 | RHEEM SALES COMPANY, INC. | RA1418AJ1 | AC | Split System: Air-Cooled Condensing Unit, Coil with Blower | RA1418AJ1 |  | RCFL-H*2617 | 13 | 16 | Yes | Yes | 2015-02-09 |  | 2
FALSE | RA1436AD1 | 4760 | 7501018 | RHEEM SALES COMPANY, INC. | RA1436AC1 | AC | Split System: Air-Cooled Condensing Unit, Coil with Blower | RA1436AC1 |  | RCF3621MTAM | 13 | 16 | Yes | Yes | 2015-02-09 |  | 2
FALSE | RA1448AD1 | 4762 | 7600798 | RHEEM SALES COMPANY, INC. | RA1448AD1 | AC | Split System: Air-Cooled Condensing Unit, Coil with Blower | RA1448AD1 |  | RCFN-H*4824 | 12 | 14.5 | Yes | Yes | 2015-02-09 |  | 0
FALSE | RA1636AJ1 | 4917 | 7941878 | RHEEM SALES COMPANY, INC. | RA1636AJ1 | AC | Split System: Air-Cooled Condensing Unit, Coil with Blower | RA1636AJ1 |  | RCF3621STAM | 12.5 | 15.1 | Yes | Yes | 2015-02-09 |  | 1
FALSE | RA1618AJ1 | 4914 | 7943948 | RHEEM SALES COMPANY, INC. | RA1618AJ1 | AC | Split System: Air-Cooled Condensing Unit, Coil with Blower | RA1618AJ1 |  | RCF2417HTAM | 13 | 16 | Yes | Yes | 2015-02-09 |  | 2
TRUE | RA1648AC1 | 4919 | 7943765 | RHEEM SALES COMPANY, INC. | RA1648AC1 | AC | Split System: Air-Cooled Condensing Unit, Coil Alone | RA1648AC1 |  | RCF4821MTAM+RXMD-C04 | 12.5 | 15.1 | Yes | Yes | 2015-02-09 |  | 1
FALSE | RA1436AD1 | 4760 | 7491779 | RHEEM SALES COMPANY, INC. | RA1436AJ1 | AC | Split System: Air-Cooled Condensing Unit, Coil with Blower | RA1436AJ1 |  | RCQD-3621 | 13 | 16 | Yes | Yes | 2015-02-09 |  | 2
FALSE | RA1436AD1 | 4760 | 7491507 | RHEEM SALES COMPANY, INC. | RA1436AC1 | AC | Split System: Air-Cooled Condensing Unit, Coil with Blower | RA1436AC1 |  | RCQD-3624 | 13 | 16 | Yes | Yes | 2015-02-09 |  | 2
FALSE | RA1436AD1 | 4760 | 7599681 | RHEEM SALES COMPANY, INC. | RA1436AC1 | AC | Split System: Air-Cooled Condensing Unit, Coil with Blower | RA1436AC1 |  | RCF3621MTAM | 13 | 15.5 | Yes | Yes | 2015-02-09 |  | 1
FALSE | RA1436AD1 | 4760 | 7945028 | RHEEM SALES COMPANY, INC. | RA1436AD1 | AC | Split System: Air-Cooled Condensing Unit, Coil with Blower | RA1436AD1 |  | RCF3621STAM | 12 | 14.5 | Yes | Yes | 2015-02-09 |  | 0
FALSE | RA1648AJ1 | 4919 | 7944268 | RHEEM SALES COMPANY, INC. | RA1648AJ1 | AC | Split System: Air-Cooled Condensing Unit, Coil with Blower | RA1648AJ1 |  | RCF4824STAM | 13 | 15.5 | Yes | Yes | 2015-02-09 |  | 1
FALSE | RA1330AJ1 | 4823 | 7507888 | RHEEM SALES COMPANY, INC. | RA1330AJ1 | AC | Split System: Air-Cooled Condensing Unit, Coil with Blower | RA1330AJ1 |  | RCF3621MTAM | 12.5 | 15.1 | Yes | Yes | 2015-02-09 |  | 1
FALSE | RA1642AJ1 | 4918 | 7942254 | RHEEM SALES COMPANY, INC. | RA1642AC1 | AC | Split System: Air-Cooled Condensing Unit, Coil with Blower | RA1642AC1 |  | RCF4821STAM | 12.5 | 15.1 | Yes | Yes | 2015-02-09 |  | 1
FALSE | RA1336AD1 | 4824 | 7508686 | RHEEM SALES COMPANY, INC. | RA1336AJ1 | AC | Split System: Air-Cooled Condensing Unit, Coil with Blower | RA1336AJ1 |  | RCF3624MTAM | 12 | 14.5 | Yes | Yes | 2015-02-09 |  | 0
FALSE | RA1636AJ1 | 4917 | 7941518 | RHEEM SALES COMPANY, INC. | RA1636AC1 | AC | Split System: Air-Cooled Condensing Unit, Coil with Blower | RA1636AC1 |  | RCF3624MTAM | 13 | 16 | Yes | Yes | 2015-02-09 |  | 2
FALSE | RA1618AJ1 | 4914 | 7940494 | RHEEM SALES COMPANY, INC. | RA1618AJ1 | AC | Split System: Air-Cooled Condensing Unit, Coil with Blower | RA1618AJ1 |  | RCFN-H*2417 | 13 | 16 | Yes | Yes | 2015-02-09 |  | 2
FALSE | RA1636AJ1 | 4917 | 7941996 | RHEEM SALES COMPANY, INC. | RA1636AJ1 | AC | Split System: Air-Cooled Condensing Unit, Coil with Blower | RA1636AJ1 |  | RCFL-H*3617 | 13 | 15.5 | Yes | Yes | 2015-02-09 |  | 1
FALSE | RA1648AJ1 | 4919 | 7942954 | RHEEM SALES COMPANY, INC. | RA1648AC1 | AC | Split System: Air-Cooled Condensing Unit, Coil with Blower | RA1648AC1 |  | RCF4824HTAM | 13 | 16 | Yes | Yes | 2015-02-09 |  | 2
FALSE | RA1436AD1 | 4760 | 7600163 | RHEEM SALES COMPANY, INC. | RA1436AD1 | AC | Split System: Air-Cooled Condensing Unit, Coil with Blower | RA1436AD1 |  | RHKL-HM3617 | 12.5 | 15 | Yes | Yes | 2015-02-09 |  | 1
FALSE | RA1636AJ1 | 4917 | 7941617 | RHEEM SALES COMPANY, INC. | RA1636AC1 | AC | Split System: Air-Cooled Condensing Unit, Coil with Blower | RA1636AC1 |  | RCFL-H*3821 | 13 | 16 | Yes | Yes | 2015-02-09 |  | 2
FALSE | RA1436AD1 | 4760 | 7600169 | RHEEM SALES COMPANY, INC. | RA1436AD1 | AC | Split System: Air-Cooled Condensing Unit, Coil with Blower | RA1436AD1 |  | RHPL-HM3821 | 13 | 15.5 | Yes | Yes | 2015-02-09 |  | 1
FALSE | RA1442AD1 | 4761 | 7600506 | RHEEM SALES COMPANY, INC. | RA1442AD1 | AC | Split System: Air-Cooled Condensing Unit, Coil with Blower | RA1442AD1 |  | RCFN-H*4824 | 13 | 15.5 | Yes | Yes | 2015-02-09 |  | 1
FALSE | RA1442AD1 | 4761 | 7501124 | RHEEM SALES COMPANY, INC. | RA1442AC1 | AC | Split System: Air-Cooled Condensing Unit, Coil with Blower | RA1442AC1 |  | RCFL-H*4824 | 12.5 | 15 | Yes | Yes | 2015-02-09 |  | 1
FALSE | RA1318AJ1 | 4821 | 7507535 | RHEEM SALES COMPANY, INC. | RA1318AJ1 | AC | Split System: Air-Cooled Condensing Unit, Coil with Blower | RA1318AJ1 |  | RCFL-H*2621 | 12.5 | 15.1 | Yes | Yes | 2015-02-09 |  | 1
FALSE | RA1624AJ1 | 4915 | 7940743 | RHEEM SALES COMPANY, INC. | RA1624AJ1 | AC | Split System: Air-Cooled Condensing Unit, Coil with Blower | RA1624AJ1 |  | RCFL-H*2617 | 13 | 16 | Yes | Yes | 2015-02-09 |  | 2
FALSE | RA1436AD1 | 4760 | 7599750 | RHEEM SALES COMPANY, INC. | RA1436AD1 | AC | Split System: Air-Cooled Condensing Unit, Coil with Blower | RA1436AD1 |  | RCF3617STAM | 12 | 14.5 | Yes | Yes | 2015-02-09 |  | 0
FALSE | RA1448AD1 | 4762 | 7600609 | RHEEM SALES COMPANY, INC. | RA1448AD1 | AC | Split System: Air-Cooled Condensing Unit, Coil with Blower | RA1448AD1 |  | RCF4821STAM | 12 | 14.5 | Yes | Yes | 2015-02-09 |  | 0
FALSE | RA1442AD1 | 4761 | 7492079 | RHEEM SALES COMPANY, INC. | RA1442AJ1 | AC | Split System: Air-Cooled Condensing Unit, Coil with Blower | RA1442AJ1 |  | RCFL-H*4821 | 12 | 14.5 | Yes | Yes | 2015-02-09 |  | 0
FALSE | RA1648AJ1 | 4919 | 7943299 | RHEEM SALES COMPANY, INC. | RA1648AJ1 | AC | Split System: Air-Cooled Condensing Unit, Coil with Blower | RA1648AJ1 |  | RCF4824STAM | 13 | 15.5 | Yes | Yes | 2015-02-09 |  | 1
FALSE | RA1436AD1 | 4760 | 7491436 | RHEEM SALES COMPANY, INC. | RA1436AC1 | AC | Split System: Air-Cooled Condensing Unit, Coil with Blower | RA1436AC1 |  | RCFL-H*3821 | 12.5 | 15.1 | Yes | Yes | 2015-02-09 |  | 1
FALSE | RA1636AJ1 | 4917 | 7941841 | RHEEM SALES COMPANY, INC. | RA1636AJ1 | AC | Split System: Air-Cooled Condensing Unit, Coil with Blower | RA1636AJ1 |  | RCF3621MTAM | 13 | 16 | Yes | Yes | 2015-02-09 |  | 2
FALSE | RA1636AJ1 | 4917 | 7941472 | RHEEM SALES COMPANY, INC. | RA1636AC1 | AC | Split System: Air-Cooled Condensing Unit, Coil with Blower | RA1636AC1 |  | RCF3624HTAM | 13 | 16 | Yes | Yes | 2015-02-09 |  | 2
FALSE | RA1624AJ1 | 4915 | 7943996 | RHEEM SALES COMPANY, INC. | RA1624AJ1 | AC | Split System: Air-Cooled Condensing Unit, Coil with Blower | RA1624AJ1 |  | RCF2421HTAM | 13 | 16 | Yes | Yes | 2015-02-09 |  | 2
FALSE | RA1642AJ1 | 4918 | 7942305 | RHEEM SALES COMPANY, INC. | RA1642AC1 | AC | Split System: Air-Cooled Condensing Unit, Coil Alone | RA1642AC1 |  | RCF4824HTAM+RXMD-C04 | 12.5 | 15.1 | Yes | Yes | 2015-02-09 |  | 1
FALSE | RA1436AD1 | 4760 | 7600129 | RHEEM SALES COMPANY, INC. | RA1436AD1 | AC | Split System: Air-Cooled Condensing Unit, Coil with Blower | RA1436AD1 |  | RCQD-3624 | 13 | 16 | Yes | Yes | 2015-02-09 |  | 2
FALSE | RA1318AJ1 | 4821 | 7507568 | RHEEM SALES COMPANY, INC. | RA1318AJ1 | AC | Split System: Air-Cooled Condensing Unit, Coil with Blower | RA1318AJ1 |  | RCFN-H*2421 | 12 | 14.5 | Yes | Yes | 2015-02-09 |  | 0
FALSE | RA1448AD1 | 4762 | 7492294 | RHEEM SALES COMPANY, INC. | RA1448AC1 | AC | Split System: Air-Cooled Condensing Unit, Coil with Blower | RA1448AC1 |  | RCFN-H*4824 | 12 | 14.5 | Yes | Yes | 2015-02-09 |  | 0
FALSE | RA1442AD1 | 4761 | 7600313 | RHEEM SALES COMPANY, INC. | RA1442AD1 | AC | Split System: Air-Cooled Condensing Unit, Coil with Blower | RA1442AD1 |  | RCF4824HTAM | 13 | 15.5 | Yes | Yes | 2015-02-09 |  | 1
FALSE | RA1648AJ1 | 4919 | 7943006 | RHEEM SALES COMPANY, INC. | RA1648AC1 | AC | Split System: Air-Cooled Condensing Unit, Coil with Blower | RA1648AC1 |  | RCFL-H*4821 | 13 | 15.5 | Yes | Yes | 2015-02-09 |  | 1
FALSE | RA1636AJ1 | 4917 | 7941753 | RHEEM SALES COMPANY, INC. | RA1636AC1 | AC | Split System: Air-Cooled Condensing Unit, Coil with Blower | RA1636AC1 |  | RCQD-3624 | 13 | 16 | Yes | Yes | 2015-02-09 |  | 2
FALSE | RA1624AJ1 | 4915 | 7940623 | RHEEM SALES COMPANY, INC. | RA1624AJ1 | AC | Split System: Air-Cooled Condensing Unit, Coil with Blower | RA1624AJ1 |  | RCF2417STAM | 13 | 16 | Yes | Yes | 2015-02-09 |  | 2
FALSE | RA1336AD1 | 4824 | 7508674 | RHEEM SALES COMPANY, INC. | RA1336AJ1 | AC | Split System: Air-Cooled Condensing Unit, Coil with Blower | RA1336AJ1 |  | RCF3624MTAM | 12 | 14.5 | Yes | Yes | 2015-02-09 |  | 0
FALSE | RA1648AJ1 | 4919 | 7943208 | RHEEM SALES COMPANY, INC. | RA1648AC1 | AC | Split System: Air-Cooled Condensing Unit, Coil with Blower | RA1648AC1 |  | RH1P4821STAN | 12 | 14.5 | Yes | Yes | 2015-02-09 |  | 0
FALSE | RA1436AD1 | 4760 | 7491349 | RHEEM SALES COMPANY, INC. | RA1436AC1 | AC | Split System: Air-Cooled Condensing Unit, Coil with Blower | RA1436AC1 |  | RCF3624MTAM | 13 | 15.5 | Yes | Yes | 2015-02-09 |  | 1
FALSE | RA1618AJ1 | 4914 | 7940443 | RHEEM SALES COMPANY, INC. | RA1618AJ1 | AC | Split System: Air-Cooled Condensing Unit, Coil with Blower | RA1618AJ1 |  | RCFL-H*2617 | 13 | 16 | Yes | Yes | 2015-02-09 |  | 2
FALSE | RA1648AJ1 | 4919 | 7943270 | RHEEM SALES COMPANY, INC. | RA1648AJ1 | AC | Split System: Air-Cooled Condensing Unit, Coil with Blower | RA1648AJ1 |  | RCF4824HTAM | 13 | 16 | Yes | Yes | 2015-02-09 |  | 2
FALSE | RA1642AJ1 | 4918 | 7942619 | RHEEM SALES COMPANY, INC. | RA1642AJ1 | AC | Split System: Air-Cooled Condensing Unit, Coil with Blower | RA1642AJ1 |  | RCF4824HTAM | 13 | 16 | Yes | Yes | 2015-02-09 |  | 2
FALSE | RA1430AJ1 | 4759 | 7491126 | RHEEM SALES COMPANY, INC. | RA1430AJ1 | AC | Split System: Air-Cooled Condensing Unit, Coil with Blower | RA1430AJ1 |  | RCFL-H*3621 | 13 | 15.5 | Yes | Yes | 2015-02-09 |  | 1
FALSE | RA1642AJ1 | 4918 | 7942779 | RHEEM SALES COMPANY, INC. | RA1642AJ1 | AC | Split System: Air-Cooled Condensing Unit, Coil with Blower | RA1642AJ1 |  | RCFN-H*4824 | 13 | 16 | Yes | Yes | 2015-02-09 |  | 2
FALSE | RA1618AJ1 | 4914 | 7943977 | RHEEM SALES COMPANY, INC. | RA1618AJ1 | AC | Split System: Air-Cooled Condensing Unit, Coil with Blower | RA1618AJ1 |  | RCF2421MTAM | 13 | 16 | Yes | Yes | 2015-02-09 |  | 2
FALSE | RA1336AD1 | 4824 | 7508309 | RHEEM SALES COMPANY, INC. | RA1336AC1 | AC | Split System: Air-Cooled Condensing Unit, Coil with Blower | RA1336AC1 |  | RCF3624MTAM | 12 | 14.5 | Yes | Yes | 2015-02-09 |  | 0
FALSE | RA1636AJ1 | 4917 | 7941445 | RHEEM SALES COMPANY, INC. | RA1636AC1 | AC | Split System: Air-Cooled Condensing Unit, Coil with Blower | RA1636AC1 |  | RCF3621STAM | 12.5 | 15 | Yes | Yes | 2015-02-09 |  | 1
FALSE | RA1648AJ1 | 4919 | 7943126 | RHEEM SALES COMPANY, INC. | RA1648AC1 | AC | Split System: Air-Cooled Condensing Unit, Coil with Blower | RA1648AC1 |  | RCFN-H*4824 | 13 | 16 | Yes | Yes | 2015-02-09 |  | 2
FALSE | RA1442AD1 | 4761 | 7491951 | RHEEM SALES COMPANY, INC. | RA1442AC1 | AC | Split System: Air-Cooled Condensing Unit, Coil with Blower | RA1442AC1 |  | RCFL-H*4824 | 12 | 14.5 | Yes | Yes | 2015-02-09 |  | 0
FALSE | RA1630AJ1 | 4916 | 7940944 | RHEEM SALES COMPANY, INC. | RA1630AJ1 | AC | Split System: Air-Cooled Condensing Unit, Coil with Blower | RA1630AJ1 |  | RCF3621MTAM | 13 | 16 | Yes | Yes | 2015-02-09 |  | 2
FALSE | RA1336AD1 | 4824 | 7983332 | RHEEM SALES COMPANY, INC. | RA1336AC1 | AC | Split System: Air-Cooled Condensing Unit, Coil with Blower | RA1336AC1 |  | RCF3621MTAM | 12 | 14.5 | Yes | Yes | 2015-02-09 |  | 0
FALSE | RA1648AJ1 | 4919 | 7943279 | RHEEM SALES COMPANY, INC. | RA1648AJ1 | AC | Split System: Air-Cooled Condensing Unit, Coil with Blower | RA1648AJ1 |  | RCF4824HTAM | 13 | 16 | Yes | Yes | 2015-02-09 |  | 2
FALSE | RA1448AD1 | 4762 | 7600799 | RHEEM SALES COMPANY, INC. | RA1448AD1 | AC | Split System: Air-Cooled Condensing Unit, Coil with Blower | RA1448AD1 |  | RCFN-H*4824 | 12.5 | 15.1 | Yes | Yes | 2015-02-09 |  | 1
FALSE | RA1318AJ1 | 4821 | 7983171 | RHEEM SALES COMPANY, INC. | RA1318AJ1 | AC | Split System: Air-Cooled Condensing Unit, Coil with Blower | RA1318AJ1 |  | RCF2417HTAM | 12 | 14.5 | Yes | Yes | 2015-02-09 |  | 0
FALSE | RA1418AJ1 | 4757 | 7599530 | RHEEM SALES COMPANY, INC. | RA1418AJ1 | AC | Split System: Air-Cooled Condensing Unit, Coil with Blower | RA1418AJ1 |  | RCFL-H*2417 | 13 | 15.5 | Yes | Yes | 2015-02-09 |  | 1
FALSE | RA1442AD1 | 4761 | 7492119 | RHEEM SALES COMPANY, INC. | RA1442AJ1 | AC | Split System: Air-Cooled Condensing Unit, Coil with Blower | RA1442AJ1 |  | RCFL-H*4824 | 12 | 14.5 | Yes | Yes | 2015-02-09 |  | 0
FALSE | RA1630AJ1 | 4916 | 7941228 | RHEEM SALES COMPANY, INC. | RA1630AJ1 | AC | Split System: Air-Cooled Condensing Unit, Coil with Blower | RA1630AJ1 |  | RCFL-H*3824 | 13 | 16 | Yes | Yes | 2015-02-09 |  | 2
FALSE | RA1448AD1 | 4762 | 7600838 | RHEEM SALES COMPANY, INC. | RA1448AD1 | AC | Split System: Air-Cooled Condensing Unit, Coil with Blower | RA1448AD1 |  | RCQD-4824 | 12 | 14.5 | Yes | Yes | 2015-02-09 |  | 0
FALSE | RA1642AJ1 | 4918 | 7942410 | RHEEM SALES COMPANY, INC. | RA1642AC1 | AC | Split System: Air-Cooled Condensing Unit, Coil with Blower | RA1642AC1 |  | RCFL-H*4824 | 12.5 | 15.1 | Yes | Yes | 2015-02-09 |  | 1
FALSE | RA1642AJ1 | 4918 | 7942741 | RHEEM SALES COMPANY, INC. | RA1642AJ1 | AC | Split System: Air-Cooled Condensing Unit, Coil with Blower | RA1642AJ1 |  | RCFL-H*4824 | 12.2 | 14.5 | Yes | Yes | 2015-02-09 |  | 0
FALSE | RA1436AD1 | 4760 | 7491524 | RHEEM SALES COMPANY, INC. | RA1436AC1 | AC | Split System: Air-Cooled Condensing Unit, Coil with Blower | RA1436AC1 |  | RHPL-HM3821 | 13 | 15.5 | Yes | Yes | 2015-02-09 |  | 1
FALSE | RA1642AJ1 | 4918 | 7942634 | RHEEM SALES COMPANY, INC. | RA1642AJ1 | AC | Split System: Air-Cooled Condensing Unit, Coil with Blower | RA1642AJ1 |  | RCF4824HTAM | 13 | 16 | Yes | Yes | 2015-02-09 |  | 2
FALSE | RA1636AJ1 | 4917 | 7941543 | RHEEM SALES COMPANY, INC. | RA1636AC1 | AC | Split System: Air-Cooled Condensing Unit, Coil with Blower | RA1636AC1 |  | RCFL-H*3617 | 12.5 | 15 | Yes | Yes | 2015-02-09 |  | 1
FALSE | RA1460AD1 | 4763 | 7945195 | RHEEM SALES COMPANY, INC. | RA1460AD1 | AC | Split System: Air-Cooled Condensing Unit, Coil with Blower | RA1460AD1 |  | RCF6024HTAM | 12 | 14.5 | Yes | Yes | 2015-02-09 |  | 0
FALSE | RA1442AD1 | 4761 | 7600456 | RHEEM SALES COMPANY, INC. | RA1442AD1 | AC | Split System: Air-Cooled Condensing Unit, Coil with Blower | RA1442AD1 |  | RCFL-H*4824 | 12.5 | 15.1 | Yes | Yes | 2015-02-09 |  | 1
FALSE | RA1448AD1 | 4762 | 7492206 | RHEEM SALES COMPANY, INC. | RA1448AC1 | AC | Split System: Air-Cooled Condensing Unit, Coil with Blower | RA1448AC1 |  | RCF4824HTAM | 12 | 14.5 | Yes | Yes | 2015-02-09 |  | 0
FALSE | RA1448AD1 | 4762 | 7492534 | RHEEM SALES COMPANY, INC. | RA1448AJ1 | AC | Split System: Air-Cooled Condensing Unit, Coil with Blower | RA1448AJ1 |  | RCQD-4821 | 12 | 14.5 | Yes | Yes | 2015-02-09 |  | 0
FALSE | RA1330AJ1 | 4823 | 7507877 | RHEEM SALES COMPANY, INC. | RA1330AJ1 | AC | Split System: Air-Cooled Condensing Unit, Coil with Blower | RA1330AJ1 |  | RCF3621MTAM | 12 | 14.5 | Yes | Yes | 2015-02-09 |  | 0
FALSE | RA1624AJ1 | 4915 | 7940769 | RHEEM SALES COMPANY, INC. | RA1624AJ1 | AC | Split System: Air-Cooled Condensing Unit, Coil Alone | RA1624AJ1 |  | RCFL-H*2617+RXMD-C04 | 12.2 | 14.5 | Yes | Yes | 2015-02-09 |  | 0
FALSE | RA1636AJ1 | 4917 | 7941700 | RHEEM SALES COMPANY, INC. | RA1636AC1 | AC | Split System: Air-Cooled Condensing Unit, Coil with Blower | RA1636AC1 |  | RCFL-H*3824 | 13 | 16 | Yes | Yes | 2015-02-09 |  | 2
FALSE | RA1648AJ1 | 4919 | 7943134 | RHEEM SALES COMPANY, INC. | RA1648AC1 | AC | Split System: Air-Cooled Condensing Unit, Coil with Blower | RA1648AC1 |  | RCFN-H*4824 | 13 | 16 | Yes | Yes | 2015-02-09 |  | 2
FALSE | RA1436AD1 | 4760 | 7601462 | RHEEM SALES COMPANY, INC. | RA1436AJ1 | AC | Split System: Air-Cooled Condensing Unit, Coil with Blower | RA1436AJ1 |  | RCF3621MTAM | 13 | 15.5 | Yes | Yes | 2015-02-09 |  | 1
FALSE | RA1436AD1 | 4760 | 7599992 | RHEEM SALES COMPANY, INC. | RA1436AD1 | AC | Split System: Air-Cooled Condensing Unit, Coil with Blower | RA1436AD1 |  | RCFL-H*3621 | 12 | 14.5 | Yes | Yes | 2015-02-09 |  | 0
FALSE | RA1660AC1 | 4920 | 7943819 | RHEEM SALES COMPANY, INC. | RA1660AC1 | AC | Split System: Air-Cooled Condensing Unit, Coil with Blower | RA1660AC1 |  | RCF6024STAM | 13 | 15.5 | Yes | Yes | 2015-02-09 |  | 1
FALSE | RA1448AD1 | 4762 | 7493660 | RHEEM SALES COMPANY, INC. | RA1448AC1 | AC | Split System: Air-Cooled Condensing Unit, Coil with Blower | RA1448AC1 |  | RBHP-24 | 12.5 | 15 | Yes | Yes | 2015-02-09 |  | 1
FALSE | RA1436AD1 | 4760 | 7601455 | RHEEM SALES COMPANY, INC. | RA1436AD1 | AC | Split System: Air-Cooled Condensing Unit, Coil with Blower | RA1436AD1 |  | RCQD-3621 | 13 | 16 | Yes | Yes | 2015-02-09 |  | 2
FALSE | RA1642AJ1 | 4918 | 7942356 | RHEEM SALES COMPANY, INC. | RA1642AC1 | AC | Split System: Air-Cooled Condensing Unit, Coil with Blower | RA1642AC1 |  | RCFL-H*4821 | 12.5 | 15 | Yes | Yes | 2015-02-09 |  | 1
FALSE | RA1624AJ1 | 4915 | 7940826 | RHEEM SALES COMPANY, INC. | RA1624AJ1 | AC | Split System: Air-Cooled Condensing Unit, Coil with Blower | RA1624AJ1 |  | RCFN-H*2417 | 13 | 16 | Yes | Yes | 2015-02-09 |  | 2
FALSE | RA1418AJ1 | 4757 | 7490559 | RHEEM SALES COMPANY, INC. | RA1418AJ1 | AC | Split System: Air-Cooled Condensing Unit, Coil with Blower | RA1418AJ1 |  | RCF2417STAM | 13 | 16 | Yes | Yes | 2015-02-09 |  | 2
FALSE | RA1436AD1 | 4760 | 7493641 | RHEEM SALES COMPANY, INC. | RA1436AC1 | AC | Split System: Air-Cooled Condensing Unit, Coil Alone | RA1436AC1 |  | RCF3624MTAM+RXMD-C04 | 12 | 14.5 | Yes | Yes | 2015-02-09 |  | 0
FALSE | RA1460AD1 | 4763 | 7601037 | RHEEM SALES COMPANY, INC. | RA1460AD1 | AC | Split System: Air-Cooled Condensing Unit, Coil with Blower | RA1460AD1 |  | RHPL-HM6024 | 12 | 14.5 | Yes | Yes | 2015-02-09 |  | 0
FALSE | RA1436AD1 | 4760 | 7491611 | RHEEM SALES COMPANY, INC. | RA1436AJ1 | AC | Split System: Air-Cooled Condensing Unit, Coil with Blower | RA1436AJ1 |  | RCF3624HTAM | 13 | 16 | Yes | Yes | 2015-02-09 |  | 2
FALSE | RA1636AJ1 | 4917 | 7941678 | RHEEM SALES COMPANY, INC. | RA1636AC1 | AC | Split System: Air-Cooled Condensing Unit, Coil with Blower | RA1636AC1 |  | RCFL-H*3824 | 13 | 15.5 | Yes | Yes | 2015-02-09 |  | 1
FALSE | RA1624AJ1 | 4915 | 7940851 | RHEEM SALES COMPANY, INC. | RA1624AJ1 | AC | Split System: Air-Cooled Condensing Unit, Coil with Blower | RA1624AJ1 |  | RCFN-H*2421 | 13 | 16 | Yes | Yes | 2015-02-09 |  | 2
FALSE | RA1424AJ1 | 4758 | 7601346 | RHEEM SALES COMPANY, INC. | RA1424AJ1 | AC | Split System: Air-Cooled Condensing Unit, Coil with Blower | RA1424AJ1 |  | RCF2421HTAM | 12.5 | 15.1 | Yes | Yes | 2015-02-09 |  | 1
FALSE | RA1336AD1 | 4824 | 7508510 | RHEEM SALES COMPANY, INC. | RA1336AC1 | AC | Split System: Air-Cooled Condensing Unit, Coil with Blower | RA1336AC1 |  | RCQD-3621 | 12 | 14.5 | Yes | Yes | 2015-02-09 |  | 0
FALSE | RA1430AJ1 | 4759 | 7491050 | RHEEM SALES COMPANY, INC. | RA1430AJ1 | AC | Split System: Air-Cooled Condensing Unit, Coil with Blower | RA1430AJ1 |  | RCF3624HTAM | 13 | 16 | Yes | Yes | 2015-02-09 |  | 2
FALSE | RA1442AD1 | 4761 | 7600284 | RHEEM SALES COMPANY, INC. | RA1442AD1 | AC | Split System: Air-Cooled Condensing Unit, Coil with Blower | RA1442AD1 |  | RCF4821STAM | 12.5 | 15 | Yes | Yes | 2015-02-09 |  | 1
FALSE | RA1642AJ1 | 4918 | 7942284 | RHEEM SALES COMPANY, INC. | RA1642AC1 | AC | Split System: Air-Cooled Condensing Unit, Coil with Blower | RA1642AC1 |  | RCF4824HTAM | 13 | 16 | Yes | Yes | 2015-02-09 |  | 2
FALSE | RA1436AD1 | 4760 | 7945053 | RHEEM SALES COMPANY, INC. | RA1436AJ1 | AC | Split System: Air-Cooled Condensing Unit, Coil with Blower | RA1436AJ1 |  | RCF3621MTAM | 13 | 15.5 | Yes | Yes | 2015-02-09 |  | 1
FALSE | RA1436AD1 | 4760 | 7599711 | RHEEM SALES COMPANY, INC. | RA1436AC1 | AC | Split System: Air-Cooled Condensing Unit, Coil with Blower | RA1436AC1 |  | RCFL-H*3621 | 12.5 | 15.1 | Yes | Yes | 2015-02-09 |  | 1
FALSE | RA1436AD1 | 4760 | 7601445 | RHEEM SALES COMPANY, INC. | RA1436AD1 | AC | Split System: Air-Cooled Condensing Unit, Coil with Blower | RA1436AD1 |  | RCFL-H*3621 | 12.5 | 15.1 | Yes | Yes | 2015-02-09 |  | 1
FALSE | RA1442AD1 | 4761 | 7492156 | RHEEM SALES COMPANY, INC. | RA1442AJ1 | AC | Split System: Air-Cooled Condensing Unit, Coil with Blower | RA1442AJ1 |  | RCFN-H*4824 | 12.5 | 15.1 | Yes | Yes | 2015-02-09 |  | 1
FALSE | RA1430AJ1 | 4759 | 7491198 | RHEEM SALES COMPANY, INC. | RA1430AJ1 | AC | Split System: Air-Cooled Condensing Unit, Coil with Blower | RA1430AJ1 |  | RCFN-H*3624 | 13 | 16 | Yes | Yes | 2015-02-09 |  | 2
FALSE | RA1460AD1 | 4763 | 7600913 | RHEEM SALES COMPANY, INC. | RA1460AC1 | AC | Split System: Air-Cooled Condensing Unit, Coil with Blower | RA1460AC1 |  | RCF6024STAM | 12 | 14.5 | Yes | Yes | 2015-02-09 |  | 0
FALSE | RA1336AD1 | 4824 | 7508537 | RHEEM SALES COMPANY, INC. | RA1336AC1 | AC | Split System: Air-Cooled Condensing Unit, Coil with Blower | RA1336AC1 |  | RCQD-3624 | 12 | 14.5 | Yes | Yes | 2015-02-09 |  | 0
FALSE | RA1430AJ1 | 4759 | 7491207 | RHEEM SALES COMPANY, INC. | RA1430AJ1 | AC | Split System: Air-Cooled Condensing Unit, Coil with Blower | RA1430AJ1 |  | RCFN-H*3624 | 13 | 16 | Yes | Yes | 2015-02-09 |  | 2
FALSE | RA1418AJ1 | 4757 | 7490723 | RHEEM SALES COMPANY, INC. | RA1418AJ1 | AC | Split System: Air-Cooled Condensing Unit, Coil with Blower | RA1418AJ1 |  | RCQD-2417 | 13 | 16 | Yes | Yes | 2015-02-09 |  | 2
FALSE | RA1436AD1 | 4760 | 7600008 | RHEEM SALES COMPANY, INC. | RA1436AD1 | AC | Split System: Air-Cooled Condensing Unit, Coil with Blower | RA1436AD1 |  | RCFL-H*3821 | 13 | 15.5 | Yes | Yes | 2015-02-09 |  | 1
FALSE | RA1442AD1 | 4761 | 7945107 | RHEEM SALES COMPANY, INC. | RA1442AD1 | AC | Split System: Air-Cooled Condensing Unit, Coil with Blower | RA1442AD1 |  | RCF4824HTAM | 13 | 15.5 | Yes | Yes | 2015-02-09 |  | 1
FALSE | RA1642AJ1 | 4918 | 7942542 | RHEEM SALES COMPANY, INC. | RA1642AC1 | AC | Split System: Air-Cooled Condensing Unit, Coil with Blower | RA1642AC1 |  | RCQD-4824 | 13 | 15.5 | Yes | Yes | 2015-02-09 |  | 1
FALSE | RA1324AJ1 | 4822 | 7982288 | RHEEM SALES COMPANY, INC. | RA1324AJ1 | AC | Split System: Air-Cooled Condensing Unit, Coil with Blower | RA1324AJ1 |  | RCFL-H*2617 | 12 | 14.5 | Yes | Yes | 2015-02-09 |  | 0
FALSE | RA1424AJ1 | 4758 | 7490769 | RHEEM SALES COMPANY, INC. | RA1424AJ1 | AC | Split System: Air-Cooled Condensing Unit, Coil with Blower | RA1424AJ1 |  | RCF2417STAM | 12.5 | 15.1 | Yes | Yes | 2015-02-09 |  | 1
FALSE | RA1636AJ1 | 4917 | 7941530 | RHEEM SALES COMPANY, INC. | RA1636AC1 | AC | Split System: Air-Cooled Condensing Unit, Coil with Blower | RA1636AC1 |  | RCF3624MTAM | 13 | 16 | Yes | Yes | 2015-02-09 |  | 2
FALSE | RA1330AJ1 | 4823 | 7508093 | RHEEM SALES COMPANY, INC. | RA1330AJ1 | AC | Split System: Air-Cooled Condensing Unit, Coil with Blower | RA1330AJ1 |  | RCFL-H*3824 | 12 | 14.5 | Yes | Yes | 2015-02-09 |  | 0
FALSE | RA1430AJ1 | 4759 | 7491138 | RHEEM SALES COMPANY, INC. | RA1430AJ1 | AC | Split System: Air-Cooled Condensing Unit, Coil with Blower | RA1430AJ1 |  | RCFL-H*3821 | 13 | 15.5 | Yes | Yes | 2015-02-09 |  | 1
FALSE | RA1660AC1 | 4920 | 7944307 | RHEEM SALES COMPANY, INC. | RA1660AJ1 | AC | Split System: Air-Cooled Condensing Unit, Coil with Blower | RA1660AJ1 |  | RCF6024STAM | 13 | 15.5 | Yes | Yes | 2015-02-09 |  | 1
FALSE | RA1336AD1 | 4824 | 7508903 | RHEEM SALES COMPANY, INC. | RA1336AJ1 | AC | Split System: Air-Cooled Condensing Unit, Coil with Blower | RA1336AJ1 |  | RCQD-3624 | 12 | 14.5 | Yes | Yes | 2015-02-09 |  | 0
FALSE | RA1636AJ1 | 4917 | 7941877 | RHEEM SALES COMPANY, INC. | RA1636AJ1 | AC | Split System: Air-Cooled Condensing Unit, Coil with Blower | RA1636AJ1 |  | RCF3621STAM | 12.5 | 15.1 | Yes | Yes | 2015-02-09 |  | 1
FALSE | RA1660AC1 | 4920 | 7943776 | RHEEM SALES COMPANY, INC. | RA1660AC1 | AC | Split System: Air-Cooled Condensing Unit, Coil with Blower | RA1660AC1 |  | RCF6024HTAM | 13 | 16 | Yes | Yes | 2015-02-09 |  | 2
FALSE | RA1636AJ1 | 4917 | 7941537 | RHEEM SALES COMPANY, INC. | RA1636AC1 | AC | Split System: Air-Cooled Condensing Unit, Coil with Blower | RA1636AC1 |  | RCFL-H*3617 | 13 | 15.5 | Yes | Yes | 2015-02-09 |  | 1
FALSE | RA1648AJ1 | 4919 | 7943396 | RHEEM SALES COMPANY, INC. | RA1648AJ1 | AC | Split System: Air-Cooled Condensing Unit, Coil with Blower | RA1648AJ1 |  | RCFL-H*4824 | 13 | 15.5 | Yes | Yes | 2015-02-09 |  | 1
FALSE | RA1442AD1 | 4761 | 7600321 | RHEEM SALES COMPANY, INC. | RA1442AD1 | AC | Split System: Air-Cooled Condensing Unit, Coil with Blower | RA1442AD1 |  | RCF4824HTAM | 13 | 15.5 | Yes | Yes | 2015-02-09 |  | 1
FALSE | RA1430AJ1 | 4759 | 7601393 | RHEEM SALES COMPANY, INC. | RA1430AJ1 | AC | Split System: Air-Cooled Condensing Unit, Coil with Blower | RA1430AJ1 |  | RCFN-H*3624 | 13 | 16 | Yes | Yes | 2015-02-09 |  | 2
FALSE | RA1442AD1 | 4761 | 7492015 | RHEEM SALES COMPANY, INC. | RA1442AJ1 | AC | Split System: Air-Cooled Condensing Unit, Coil with Blower | RA1442AJ1 |  | RCF4821STAM | 12 | 14.5 | Yes | Yes | 2015-02-09 |  | 0
FALSE | RA1442AD1 | 4761 | 7600547 | RHEEM SALES COMPANY, INC. | RA1442AJ1 | AC | Split System: Air-Cooled Condensing Unit, Coil with Blower | RA1442AJ1 |  | RCFL-H*4824 | 12 | 14.5 | Yes | Yes | 2015-02-09 |  | 0
FALSE | RA1624AJ1 | 4915 | 7940620 | RHEEM SALES COMPANY, INC. | RA1624AJ1 | AC | Split System: Air-Cooled Condensing Unit, Coil with Blower | RA1624AJ1 |  | RCF2417MTAM | 13 | 16 | Yes | Yes | 2015-02-09 |  | 2
FALSE | RA1636AJ1 | 4917 | 7941804 | RHEEM SALES COMPANY, INC. | RA1636AJ1 | AC | Split System: Air-Cooled Condensing Unit, Coil with Blower | RA1636AJ1 |  | RCF3617STAM | 12.5 | 15.1 | Yes | Yes | 2015-02-09 |  | 1
FALSE | RA1618AJ1 | 4914 | 7940344 | RHEEM SALES COMPANY, INC. | RA1618AJ1 | AC | Split System: Air-Cooled Condensing Unit, Coil with Blower | RA1618AJ1 |  | RCF2417STAM | 13 | 16 | Yes | Yes | 2015-02-09 |  | 2
FALSE | RA1448AD1 | 4762 | 7600890 | RHEEM SALES COMPANY, INC. | RA1448AJ1 | AC | Split System: Air-Cooled Condensing Unit, Coil with Blower | RA1448AJ1 |  | RCFL-H*4824 | 12 | 14.5 | Yes | Yes | 2015-02-09 |  | 0
FALSE | RA1430AJ1 | 4759 | 7490996 | RHEEM SALES COMPANY, INC. | RA1430AJ1 | AC | Split System: Air-Cooled Condensing Unit, Coil with Blower | RA1430AJ1 |  | RCF3621MTAM | 13 | 16 | Yes | Yes | 2015-02-09 |  | 2
FALSE | RA1648AJ1 | 4919 | 7943076 | RHEEM SALES COMPANY, INC. | RA1648AC1 | AC | Split System: Air-Cooled Condensing Unit, Coil with Blower | RA1648AC1 |  | RCFL-H*4824 | 13 | 15.5 | Yes | Yes | 2015-02-09 |  | 1
FALSE | RA1436AD1 | 4760 | 7599834 | RHEEM SALES COMPANY, INC. | RA1436AD1 | AC | Split System: Air-Cooled Condensing Unit, Coil with Blower | RA1436AD1 |  | RCF3621STAM | 12.5 | 15 | Yes | Yes | 2015-02-09 |  | 1
FALSE | RA1448AD1 | 4762 | 7600784 | RHEEM SALES COMPANY, INC. | RA1448AD1 | AC | Split System: Air-Cooled Condensing Unit, Coil with Blower | RA1448AD1 |  | RCFN-H*4824 | 12.5 | 15.1 | Yes | Yes | 2015-02-09 |  | 1
FALSE | RA1330AJ1 | 4823 | 7507870 | RHEEM SALES COMPANY, INC. | RA1330AJ1 | AC | Split System: Air-Cooled Condensing Unit, Coil with Blower | RA1330AJ1 |  | RCF3621MTAM | 12 | 14.5 | Yes | Yes | 2015-02-09 |  | 0
FALSE | RA1642AJ1 | 4918 | 7942239 | RHEEM SALES COMPANY, INC. | RA1642AC1 | AC | Split System: Air-Cooled Condensing Unit, Coil with Blower | RA1642AC1 |  | RCF4821STAM | 12.5 | 15.1 | Yes | Yes | 2015-02-09 |  | 1
FALSE | RA1336AD1 | 4824 | 7508531 | RHEEM SALES COMPANY, INC. | RA1336AC1 | AC | Split System: Air-Cooled Condensing Unit, Coil with Blower | RA1336AC1 |  | RCQD-3624 | 12 | 14.5 | Yes | Yes | 2015-02-09 |  | 0
FALSE | RA1436AD1 | 4760 | 7600061 | RHEEM SALES COMPANY, INC. | RA1436AD1 | AC | Split System: Air-Cooled Condensing Unit, Coil with Blower | RA1436AD1 |  | RCFL-H*3824 | 13 | 16 | Yes | Yes | 2015-02-09 |  | 2
FALSE | RA1436AD1 | 4760 | 7491455 | RHEEM SALES COMPANY, INC. | RA1436AC1 | AC | Split System: Air-Cooled Condensing Unit, Coil with Blower | RA1436AC1 |  | RCFL-H*3824 | 13 | 15.5 | Yes | Yes | 2015-02-09 |  | 1
FALSE | RA1424AJ1 | 4758 | 7607060 | RHEEM SALES COMPANY, INC. | RA1424AJ1 | AC | Split System: Air-Cooled Condensing Unit, Coil with Blower | RA1424AJ1 |  | RCFN-H*2417 | 13 | 15.5 | Yes | Yes | 2015-02-09 |  | 1
FALSE | RA1642AJ1 | 4918 | 7942552 | RHEEM SALES COMPANY, INC. | RA1642AC1 | AC | Split System: Air-Cooled Condensing Unit, Coil with Blower | RA1642AC1 |  | RH1P4221STAN | 12.2 | 14.5 | Yes | Yes | 2015-02-09 |  | 0
FALSE | RA1642AJ1 | 4918 | 7942680 | RHEEM SALES COMPANY, INC. | RA1642AJ1 | AC | Split System: Air-Cooled Condensing Unit, Coil with Blower | RA1642AJ1 |  | RCFL-H*4821 | 13 | 15.5 | Yes | Yes | 2015-02-09 |  | 1
FALSE | RA1324AJ1 | 4822 | 7507803 | RHEEM SALES COMPANY, INC. | RA1324AJ1 | AC | Split System: Air-Cooled Condensing Unit, Coil with Blower | RA1324AJ1 |  | RCFN-H*2417 | 12 | 14.5 | Yes | Yes | 2015-02-09 |  | 0
FALSE | RA1624AJ1 | 4915 | 7940582 | RHEEM SALES COMPANY, INC. | RA1624AJ1 | AC | Split System: Air-Cooled Condensing Unit, Coil with Blower | RA1624AJ1 |  | RCF2417HTAM | 13 | 15.5 | Yes | Yes | 2015-02-09 |  | 1
FALSE | RA1430AJ1 | 4759 | 7599618 | RHEEM SALES COMPANY, INC. | RA1430AJ1 | AC | Split System: Air-Cooled Condensing Unit, Coil with Blower | RA1430AJ1 |  | RCF3621MTAM | 13 | 16 | Yes | Yes | 2015-02-09 |  | 2
FALSE | RA1636AJ1 | 4917 | 7941827 | RHEEM SALES COMPANY, INC. | RA1636AJ1 | AC | Split System: Air-Cooled Condensing Unit, Coil with Blower | RA1636AJ1 |  | RCF3621MTAM | 13 | 16 | Yes | Yes | 2015-02-09 |  | 2
FALSE | RA1642AJ1 | 4918 | 7942624 | RHEEM SALES COMPANY, INC. | RA1642AJ1 | AC | Split System: Air-Cooled Condensing Unit, Coil with Blower | RA1642AJ1 |  | RCF4824HTAM | 13 | 16 | Yes | Yes | 2015-02-09 |  | 2
FALSE | RA1318AJ1 | 4821 | 7507484 | RHEEM SALES COMPANY, INC. | RA1318AJ1 | AC | Split System: Air-Cooled Condensing Unit, Coil with Blower | RA1318AJ1 |  | RCF2421MTAM | 12 | 14.5 | Yes | Yes | 2015-02-09 |  | 0
FALSE | RA1418AJ1 | 4757 | 7606952 | RHEEM SALES COMPANY, INC. | RA1418AJ1 | AC | Split System: Air-Cooled Condensing Unit, Coil with Blower | RA1418AJ1 |  | RCFL-H*2617 | 13 | 15.5 | Yes | Yes | 2015-02-09 |  | 1
FALSE | RA1618AJ1 | 4914 | 7940559 | RHEEM SALES COMPANY, INC. | RA1618AJ1 | AC | Split System: Air-Cooled Condensing Unit, Coil with Blower | RA1618AJ1 |  | RCQD-2417 | 13 | 16 | Yes | Yes | 2015-02-09 |  | 2
FALSE | RA1624AJ1 | 4915 | 7940829 | RHEEM SALES COMPANY, INC. | RA1624AJ1 | AC | Split System: Air-Cooled Condensing Unit, Coil with Blower | RA1624AJ1 |  | RCFN-H*2417 | 13 | 16 | Yes | Yes | 2015-02-09 |  | 2
FALSE | RA1618AJ1 | 4914 | 7943955 | RHEEM SALES COMPANY, INC. | RA1618AJ1 | AC | Split System: Air-Cooled Condensing Unit, Coil with Blower | RA1618AJ1 |  | RCF2417MTAM | 13 | 16 | Yes | Yes | 2015-02-09 |  | 2
FALSE | RA1436AD1 | 4760 | 7601466 | RHEEM SALES COMPANY, INC. | RA1436AJ1 | AC | Split System: Air-Cooled Condensing Unit, Coil with Blower | RA1436AJ1 |  | RCF3621STAM | 12 | 14.5 | Yes | Yes | 2015-02-09 |  | 0
FALSE | RA1630AJ1 | 4916 | 7941101 | RHEEM SALES COMPANY, INC. | RA1630AJ1 | AC | Split System: Air-Cooled Condensing Unit, Coil with Blower | RA1630AJ1 |  | RCFL-H*3617 | 13 | 16 | Yes | Yes | 2015-02-09 |  | 2
FALSE | RA1642AJ1 | 4918 | 7942259 | RHEEM SALES COMPANY, INC. | RA1642AC1 | AC | Split System: Air-Cooled Condensing Unit, Coil with Blower | RA1642AC1 |  | RCF4821STAM | 13 | 15.5 | Yes | Yes | 2015-02-09 |  | 1
FALSE | RA1330AJ1 | 4823 | 7508126 | RHEEM SALES COMPANY, INC. | RA1330AJ1 | AC | Split System: Air-Cooled Condensing Unit, Coil with Blower | RA1330AJ1 |  | RCFN-H*3624 | 13 | 15.5 | Yes | Yes | 2015-02-09 |  | 1
FALSE | RA1436AD1 | 4760 | 7599757 | RHEEM SALES COMPANY, INC. | RA1436AD1 | AC | Split System: Air-Cooled Condensing Unit, Coil with Blower | RA1436AD1 |  | RCF3617STAM | 12.5 | 15 | Yes | Yes | 2015-02-09 |  | 1
FALSE | RA1624AJ1 | 4915 | 7940581 | RHEEM SALES COMPANY, INC. | RA1624AJ1 | AC | Split System: Air-Cooled Condensing Unit, Coil with Blower | RA1624AJ1 |  | RCF2417HTAM | 13 | 16 | Yes | Yes | 2015-02-09 |  | 2
FALSE | RA1642AJ1 | 4918 | 7942226 | RHEEM SALES COMPANY, INC. | RA1642AC1 | AC | Split System: Air-Cooled Condensing Unit, Coil with Blower | RA1642AC1 |  | RCF4821STAM | 13 | 15.5 | Yes | Yes | 2015-02-09 |  | 1
FALSE | RA1336AD1 | 4824 | 7508851 | RHEEM SALES COMPANY, INC. | RA1336AJ1 | AC | Split System: Air-Cooled Condensing Unit, Coil with Blower | RA1336AJ1 |  | RCFN-H*3624 | 12.5 | 15 | Yes | Yes | 2015-02-09 |  | 1
FALSE | RA1618AJ1 | 4914 | 7940558 | RHEEM SALES COMPANY, INC. | RA1618AJ1 | AC | Split System: Air-Cooled Condensing Unit, Coil with Blower | RA1618AJ1 |  | RCQD-2417 | 13 | 16 | Yes | Yes | 2015-02-09 |  | 2
FALSE | RA1442AD1 | 4761 | 7601518 | RHEEM SALES COMPANY, INC. | RA1442AJ1 | AC | Split System: Air-Cooled Condensing Unit, Coil with Blower | RA1442AJ1 |  | RCF4824HTAM | 13 | 15.5 | Yes | Yes | 2015-02-09 |  | 1
FALSE | RA1636AJ1 | 4917 | 7941557 | RHEEM SALES COMPANY, INC. | RA1636AC1 | AC | Split System: Air-Cooled Condensing Unit, Coil with Blower | RA1636AC1 |  | RCFL-H*3617 | 12.5 | 15.1 | Yes | Yes | 2015-02-09 |  | 1
FALSE | RA1448AD1 | 4762 | 7600559 | RHEEM SALES COMPANY, INC. | RA1448AC1 | AC | Split System: Air-Cooled Condensing Unit, Coil with Blower | RA1448AC1 |  | RCF4821STAM | 12.5 | 15.1 | Yes | Yes | 2015-02-09 |  | 1
FALSE | RA1642AJ1 | 4918 | 7942357 | RHEEM SALES COMPANY, INC. | RA1642AC1 | AC | Split System: Air-Cooled Condensing Unit, Coil with Blower | RA1642AC1 |  | RCFL-H*4821 | 12.5 | 15 | Yes | Yes | 2015-02-09 |  | 1
FALSE | RA1648AJ1 | 4919 | 7944243 | RHEEM SALES COMPANY, INC. | RA1648AC1 | AC | Split System: Air-Cooled Condensing Unit, Coil with Blower | RA1648AC1 |  | RCF4824HTAM | 13 | 16 | Yes | Yes | 2015-02-09 |  | 2
FALSE | RA1330AJ1 | 4823 | 7508059 | RHEEM SALES COMPANY, INC. | RA1330AJ1 | AC | Split System: Air-Cooled Condensing Unit, Coil with Blower | RA1330AJ1 |  | RCFL-H*3821 | 12 | 14.5 | Yes | Yes | 2015-02-09 |  | 0
FALSE | RA1618AJ1 | 4914 | 7940391 | RHEEM SALES COMPANY, INC. | RA1618AJ1 | AC | Split System: Air-Cooled Condensing Unit, Coil with Blower | RA1618AJ1 |  | RCF2421MTAM | 13 | 16 | Yes | Yes | 2015-02-09 |  | 2
FALSE | RA1436AD1 | 4760 | 7601442 | RHEEM SALES COMPANY, INC. | RA1436AD1 | AC | Split System: Air-Cooled Condensing Unit, Coil with Blower | RA1436AD1 |  | RCFL-H*3617 | 12 | 14.5 | Yes | Yes | 2015-02-09 |  | 0
FALSE | RA1436AD1 | 4760 | 7599901 | RHEEM SALES COMPANY, INC. | RA1436AD1 | AC | Split System: Air-Cooled Condensing Unit, Coil with Blower | RA1436AD1 |  | RCF3624MTAM | 13 | 16 | Yes | Yes | 2015-02-09 |  | 2
FALSE | RA1318AJ1 | 4821 | 7507513 | RHEEM SALES COMPANY, INC. | RA1318AJ1 | AC | Split System: Air-Cooled Condensing Unit, Coil with Blower | RA1318AJ1 |  | RCFL-H*2617 | 12 | 14.5 | Yes | Yes | 2015-02-09 |  | 0
FALSE | RA1618AJ1 | 4914 | 7940347 | RHEEM SALES COMPANY, INC. | RA1618AJ1 | AC | Split System: Air-Cooled Condensing Unit, Coil with Blower | RA1618AJ1 |  | RCF2417STAM | 13 | 16 | Yes | Yes | 2015-02-09 |  | 2
FALSE | RA1630AJ1 | 4916 | 7941080 | RHEEM SALES COMPANY, INC. | RA1630AJ1 | AC | Split System: Air-Cooled Condensing Unit, Coil Alone | RA1630AJ1 |  | RCF3624MTAM+RXMD-C04 | 12.5 | 15.1 | Yes | Yes | 2015-02-09 |  | 1
FALSE | RA1648AJ1 | 4919 | 7943303 | RHEEM SALES COMPANY, INC. | RA1648AJ1 | AC | Split System: Air-Cooled Condensing Unit, Coil with Blower | RA1648AJ1 |  | RCF4824STAM | 13 | 15.5 | Yes | Yes | 2015-02-09 |  | 1
FALSE | RA1618AJ1 | 4914 | 7940307 | RHEEM SALES COMPANY, INC. | RA1618AJ1 | AC | Split System: Air-Cooled Condensing Unit, Coil with Blower | RA1618AJ1 |  | RCF2417HTAM | 13 | 16 | Yes | Yes | 2015-02-09 |  | 2
FALSE | RA1624AJ1 | 4915 | 7940727 | RHEEM SALES COMPANY, INC. | RA1624AJ1 | AC | Split System: Air-Cooled Condensing Unit, Coil with Blower | RA1624AJ1 |  | RCFL-H*2417 | 13 | 15.5 | Yes | Yes | 2015-02-09 |  | 1
FALSE | RA1436AD1 | 4760 | 7491324 | RHEEM SALES COMPANY, INC. | RA1436AC1 | AC | Split System: Air-Cooled Condensing Unit, Coil with Blower | RA1436AC1 |  | RCF3624HTAM | 13 | 16 | Yes | Yes | 2015-02-09 |  | 2
FALSE | RA1436AD1 | 4760 | 7945004 | RHEEM SALES COMPANY, INC. | RA1436AC1 | AC | Split System: Air-Cooled Condensing Unit, Coil with Blower | RA1436AC1 |  | RCF3621STAM | 12 | 14.5 | Yes | Yes | 2015-02-09 |  | 0
FALSE | RA1436AD1 | 4760 | 7491461 | RHEEM SALES COMPANY, INC. | RA1436AC1 | AC | Split System: Air-Cooled Condensing Unit, Coil with Blower | RA1436AC1 |  | RCFL-H*3824 | 13 | 15.5 | Yes | Yes | 2015-02-09 |  | 1
FALSE | RA1342AD1 | 4827 | 7982531 | RHEEM SALES COMPANY, INC. | RA1342AC1 | AC | Split System: Air-Cooled Condensing Unit, Coil with Blower | RA1342AC1 |  | RCF4824HTAM | 12 | 14.5 | Yes | Yes | 2015-02-09 |  | 0
FALSE | RA1660AC1 | 4920 | 7943877 | RHEEM SALES COMPANY, INC. | RA1660AC1 | AC | Split System: Air-Cooled Condensing Unit, Coil with Blower | RA1660AC1 |  | RCFN-H*6024 | 13 | 15.5 | Yes | Yes | 2015-02-09 |  | 1
FALSE | RA1436AD1 | 4760 | 7599999 | RHEEM SALES COMPANY, INC. | RA1436AD1 | AC | Split System: Air-Cooled Condensing Unit, Coil with Blower | RA1436AD1 |  | RCFL-H*3621 | 12.5 | 15.1 | Yes | Yes | 2015-02-09 |  | 1
FALSE | RA1442AD1 | 4761 | 7600248 | RHEEM SALES COMPANY, INC. | RA1442AC1 | AC | Split System: Air-Cooled Condensing Unit, Coil with Blower | RA1442AC1 |  | RCF4824STAM | 12.5 | 15.1 | Yes | Yes | 2015-02-09 |  | 1
FALSE | RA1442AD1 | 4761 | 7945100 | RHEEM SALES COMPANY, INC. | RA1442AD1 | AC | Split System: Air-Cooled Condensing Unit, Coil with Blower | RA1442AD1 |  | RCF4821STAM | 12.5 | 15.1 | Yes | Yes | 2015-02-09 |  | 1
FALSE | RA1418AJ1 | 4757 | 7944912 | RHEEM SALES COMPANY, INC. | RA1418AJ1 | AC | Split System: Air-Cooled Condensing Unit, Coil with Blower | RA1418AJ1 |  | RCF2417HTAM | 13 | 16 | Yes | Yes | 2015-02-09 |  | 2
FALSE | RA1418AJ1 | 4757 | 7601334 | RHEEM SALES COMPANY, INC. | RA1418AJ1 | AC | Split System: Air-Cooled Condensing Unit, Coil with Blower | RA1418AJ1 |  | RCFN-H*2421 | 13 | 15.5 | Yes | Yes | 2015-02-09 |  | 1
FALSE | RA1648AJ1 | 4919 | 7942981 | RHEEM SALES COMPANY, INC. | RA1648AC1 | AC | Split System: Air-Cooled Condensing Unit, Coil with Blower | RA1648AC1 |  | RCF4824STAM | 13 | 15.5 | Yes | Yes | 2015-02-09 |  | 1
FALSE | RA1448AD1 | 4762 | 7600674 | RHEEM SALES COMPANY, INC. | RA1448AD1 | AC | Split System: Air-Cooled Condensing Unit, Coil with Blower | RA1448AD1 |  | RCF4824STAM | 12 | 14.5 | Yes | Yes | 2015-02-09 |  | 0
FALSE | RA1436AD1 | 4760 | 7491413 | RHEEM SALES COMPANY, INC. | RA1436AC1 | AC | Split System: Air-Cooled Condensing Unit, Coil with Blower | RA1436AC1 |  | RCFL-H*3821 | 12 | 14.5 | Yes | Yes | 2015-02-09 |  | 0
FALSE | RA1418AJ1 | 4757 | 7490609 | RHEEM SALES COMPANY, INC. | RA1418AJ1 | AC | Split System: Air-Cooled Condensing Unit, Coil with Blower | RA1418AJ1 |  | RCFL-A*2417 | 13 | 15.5 | Yes | Yes | 2015-02-09 |  | 1
FALSE | RA1630AJ1 | 4916 | 7941011 | RHEEM SALES COMPANY, INC. | RA1630AJ1 | AC | Split System: Air-Cooled Condensing Unit, Coil with Blower | RA1630AJ1 |  | RCF3621STAM | 13 | 16 | Yes | Yes | 2015-02-09 |  | 2
FALSE | RA1642AJ1 | 4918 | 7942288 | RHEEM SALES COMPANY, INC. | RA1642AC1 | AC | Split System: Air-Cooled Condensing Unit, Coil with Blower | RA1642AC1 |  | RCF4824HTAM | 13 | 16 | Yes | Yes | 2015-02-09 |  | 2
FALSE | RA1430AJ1 | 4759 | 7599640 | RHEEM SALES COMPANY, INC. | RA1430AJ1 | AC | Split System: Air-Cooled Condensing Unit, Coil with Blower | RA1430AJ1 |  | RCF3624MTAM | 13 | 16 | Yes | Yes | 2015-02-09 |  | 2
FALSE | RA1642AJ1 | 4918 | 7942293 | RHEEM SALES COMPANY, INC. | RA1642AC1 | AC | Split System: Air-Cooled Condensing Unit, Coil with Blower | RA1642AC1 |  | RCF4824HTAM | 13 | 16 | Yes | Yes | 2015-02-09 |  | 2
FALSE | RA1648AJ1 | 4919 | 7943213 | RHEEM SALES COMPANY, INC. | RA1648AC1 | AC | Split System: Air-Cooled Condensing Unit, Coil with Blower | RA1648AC1 |  | RH2V4824HTAC | 13 | 16 | Yes | Yes | 2015-02-09 |  | 2
FALSE | RA1418AJ1 | 4757 | 7490529 | RHEEM SALES COMPANY, INC. | RA1418AJ1 | AC | Split System: Air-Cooled Condensing Unit, Coil with Blower | RA1418AJ1 |  | RCF2417HTAM | 13 | 16 | Yes | Yes | 2015-02-09 |  | 2
FALSE | RA1318AJ1 | 4821 | 7507412 | RHEEM SALES COMPANY, INC. | RA1318AJ1 | AC | Split System: Air-Cooled Condensing Unit, Coil with Blower | RA1318AJ1 |  | RCF2417HTAM | 12 | 14.5 | Yes | Yes | 2015-02-09 |  | 0
FALSE | RA1636AJ1 | 4917 | 7941635 | RHEEM SALES COMPANY, INC. | RA1636AC1 | AC | Split System: Air-Cooled Condensing Unit, Coil with Blower | RA1636AC1 |  | RCFL-H*3821 | 12.5 | 15.1 | Yes | Yes | 2015-02-09 |  | 1
FALSE | RA1330AJ1 | 4823 | 7982322 | RHEEM SALES COMPANY, INC. | RA1330AJ1 | AC | Split System: Air-Cooled Condensing Unit, Coil with Blower | RA1330AJ1 |  | RCF3621STAM | 12 | 14.5 | Yes | Yes | 2015-02-09 |  | 0
FALSE | RA1448AD1 | 4762 | 7600584 | RHEEM SALES COMPANY, INC. | RA1448AC1 | AC | Split System: Air-Cooled Condensing Unit, Coil with Blower | RA1448AC1 |  | RCFN-H*4824 | 13 | 15.5 | Yes | Yes | 2015-02-09 |  | 1
FALSE | RA1442AD1 | 4761 | 7600409 | RHEEM SALES COMPANY, INC. | RA1442AD1 | AC | Split System: Air-Cooled Condensing Unit, Coil with Blower | RA1442AD1 |  | RCFL-H*4821 | 12 | 14.5 | Yes | Yes | 2015-02-09 |  | 0
FALSE | RA1424AJ1 | 4758 | 7490819 | RHEEM SALES COMPANY, INC. | RA1424AJ1 | AC | Split System: Air-Cooled Condensing Unit, Coil with Blower | RA1424AJ1 |  | RCF2421MTAM | 13 | 15.5 | Yes | Yes | 2015-02-09 |  | 1
FALSE | RA1436AD1 | 4760 | 7601436 | RHEEM SALES COMPANY, INC. | RA1436AD1 | AC | Split System: Air-Cooled Condensing Unit, Coil with Blower | RA1436AD1 |  | RCF3621STAM | 12.5 | 15 | Yes | Yes | 2015-02-09 |  | 1
FALSE | RA1436AD1 | 4760 | 7601483 | RHEEM SALES COMPANY, INC. | RA1436AJ1 | AC | Split System: Air-Cooled Condensing Unit, Coil with Blower | RA1436AJ1 |  | RCFL-H*3824 | 13 | 15.5 | Yes | Yes | 2015-02-09 |  | 1
FALSE | RA1436AD1 | 4760 | 7600097 | RHEEM SALES COMPANY, INC. | RA1436AD1 | AC | Split System: Air-Cooled Condensing Unit, Coil with Blower | RA1436AD1 |  | RCQD-3621 | 13 | 15.5 | Yes | Yes | 2015-02-09 |  | 1
FALSE | RA1636AJ1 | 4917 | 7941843 | RHEEM SALES COMPANY, INC. | RA1636AJ1 | AC | Split System: Air-Cooled Condensing Unit, Coil with Blower | RA1636AJ1 |  | RCF3621MTAM | 13 | 16 | Yes | Yes | 2015-02-09 |  | 2
FALSE | RA1660AC1 | 4920 | 7943846 | RHEEM SALES COMPANY, INC. | RA1660AC1 | AC | Split System: Air-Cooled Condensing Unit, Coil with Blower | RA1660AC1 |  | RCFL-H*6024 | 12.5 | 15.1 | Yes | Yes | 2015-02-09 |  | 1
FALSE | RA1648AJ1 | 4919 | 7943388 | RHEEM SALES COMPANY, INC. | RA1648AJ1 | AC | Split System: Air-Cooled Condensing Unit, Coil with Blower | RA1648AJ1 |  | RCFL-H*4824 | 12.5 | 15.1 | Yes | Yes | 2015-02-09 |  | 1
FALSE | RA1660AC1 | 4920 | 7943610 | RHEEM SALES COMPANY, INC. | RA1660AJ1 | AC | Split System: Air-Cooled Condensing Unit, Coil with Blower | RA1660AJ1 |  | RCFL-H*6024 | 13 | 15.5 | Yes | Yes | 2015-02-09 |  | 1
FALSE | RA1424AJ1 | 4758 | 7490772 | RHEEM SALES COMPANY, INC. | RA1424AJ1 | AC | Split System: Air-Cooled Condensing Unit, Coil with Blower | RA1424AJ1 |  | RCF2417STAM | 12.5 | 15.1 | Yes | Yes | 2015-02-09 |  | 1
FALSE | RA1436AD1 | 4760 | 7599889 | RHEEM SALES COMPANY, INC. | RA1436AD1 | AC | Split System: Air-Cooled Condensing Unit, Coil with Blower | RA1436AD1 |  | RCF3624MTAM | 13 | 15.5 | Yes | Yes | 2015-02-09 |  | 1
FALSE | RA1648AJ1 | 4919 | 7943118 | RHEEM SALES COMPANY, INC. | RA1648AC1 | AC | Split System: Air-Cooled Condensing Unit, Coil with Blower | RA1648AC1 |  | RCFN-H*4824 | 13 | 16 | Yes | Yes | 2015-02-09 |  | 2
FALSE | RA1442AD1 | 4761 | 7945111 | RHEEM SALES COMPANY, INC. | RA1442AD1 | AC | Split System: Air-Cooled Condensing Unit, Coil with Blower | RA1442AD1 |  | RCF4824STAM | 12.5 | 15 | Yes | Yes | 2015-02-09 |  | 1
FALSE | RA1648AJ1 | 4919 | 7943459 | RHEEM SALES COMPANY, INC. | RA1648AJ1 | AC | Split System: Air-Cooled Condensing Unit, Coil with Blower | RA1648AJ1 |  | RCFN-H*4824 | 13 | 16 | Yes | Yes | 2015-02-09 |  | 2
FALSE | RA1448AD1 | 4762 | 7501202 | RHEEM SALES COMPANY, INC. | RA1448AJ1 | AC | Split System: Air-Cooled Condensing Unit, Coil with Blower | RA1448AJ1 |  | RCF4824STAM | 12 | 14.5 | Yes | Yes | 2015-02-09 |  | 0
FALSE | RA1630AJ1 | 4916 | 7941345 | RHEEM SALES COMPANY, INC. | RA1630AJ1 | AC | Split System: Air-Cooled Condensing Unit, Coil with Blower | RA1630AJ1 |  | RH1V3617STAN | 13 | 16 | Yes | Yes | 2015-02-09 |  | 2
FALSE | RA1630AJ1 | 4916 | 7941124 | RHEEM SALES COMPANY, INC. | RA1630AJ1 | AC | Split System: Air-Cooled Condensing Unit, Coil with Blower | RA1630AJ1 |  | RCFL-H*3621 | 13 | 16 | Yes | Yes | 2015-02-09 |  | 2
FALSE | RA1636AJ1 | 4917 | 7941894 | RHEEM SALES COMPANY, INC. | RA1636AJ1 | AC | Split System: Air-Cooled Condensing Unit, Coil with Blower | RA1636AJ1 |  | RCF3621STAM | 13 | 15.5 | Yes | Yes | 2015-02-09 |  | 1
FALSE | RA1648AJ1 | 4919 | 7943220 | RHEEM SALES COMPANY, INC. | RA1648AJ1 | AC | Split System: Air-Cooled Condensing Unit, Coil with Blower | RA1648AJ1 |  | RBHP-24 | 13 | 16 | Yes | Yes | 2015-02-09 |  | 2
FALSE | RA1430AJ1 | 4759 | 7501005 | RHEEM SALES COMPANY, INC. | RA1430AJ1 | AC | Split System: Air-Cooled Condensing Unit, Coil with Blower | RA1430AJ1 |  | RCFL-H*3824 | 13 | 16 | Yes | Yes | 2015-02-09 |  | 2
FALSE | RA1660AC1 | 4920 | 7943894 | RHEEM SALES COMPANY, INC. | RA1660AC1 | AC | Split System: Air-Cooled Condensing Unit, Coil with Blower | RA1660AC1 |  | RCFN-H*6024 | 12.5 | 15.1 | Yes | Yes | 2015-02-09 |  | 1
FALSE | RA1648AJ1 | 4919 | 7942995 | RHEEM SALES COMPANY, INC. | RA1648AC1 | AC | Split System: Air-Cooled Condensing Unit, Coil with Blower | RA1648AC1 |  | RCF4824STAM | 13 | 15.5 | Yes | Yes | 2015-02-09 |  | 1
FALSE | RA1642AJ1 | 4918 | 7944228 | RHEEM SALES COMPANY, INC. | RA1642AJ1 | AC | Split System: Air-Cooled Condensing Unit, Coil with Blower | RA1642AJ1 |  | RCF4824STAM | 13 | 15.5 | Yes | Yes | 2015-02-09 |  | 1
FALSE | RA1648AJ1 | 4919 | 7943401 | RHEEM SALES COMPANY, INC. | RA1648AJ1 | AC | Split System: Air-Cooled Condensing Unit, Coil with Blower | RA1648AJ1 |  | RCFL-H*4824 | 13 | 15.5 | Yes | Yes | 2015-02-09 |  | 1
FALSE | RA1336AD1 | 4824 | 7508527 | RHEEM SALES COMPANY, INC. | RA1336AC1 | AC | Split System: Air-Cooled Condensing Unit, Coil with Blower | RA1336AC1 |  | RCQD-3624 | 12.5 | 15 | Yes | Yes | 2015-02-09 |  | 1
FALSE | RA1648AJ1 | 4919 | 7942933 | RHEEM SALES COMPANY, INC. | RA1648AC1 | AC | Split System: Air-Cooled Condensing Unit, Coil with Blower | RA1648AC1 |  | RCF4824HTAM | 13 | 16 | Yes | Yes | 2015-02-09 |  | 2
FALSE | RA1324AJ1 | 4822 | 7507814 | RHEEM SALES COMPANY, INC. | RA1324AJ1 | AC | Split System: Air-Cooled Condensing Unit, Coil with Blower | RA1324AJ1 |  | RCFN-H*2421 | 12 | 14.5 | Yes | Yes | 2015-02-09 |  | 0
FALSE | RA1436AD1 | 4760 | 7491627 | RHEEM SALES COMPANY, INC. | RA1436AJ1 | AC | Split System: Air-Cooled Condensing Unit, Coil with Blower | RA1436AJ1 |  | RCF3624MTAM | 13 | 15.5 | Yes | Yes | 2015-02-09 |  | 1
FALSE | RA1630AJ1 | 4916 | 7941282 | RHEEM SALES COMPANY, INC. | RA1630AJ1 | AC | Split System: Air-Cooled Condensing Unit, Coil with Blower | RA1630AJ1 |  | RCQD-3621 | 13 | 16 | Yes | Yes | 2015-02-09 |  | 2
FALSE | RA1648AJ1 | 4919 | 7944256 | RHEEM SALES COMPANY, INC. | RA1648AJ1 | AC | Split System: Air-Cooled Condensing Unit, Coil with Blower | RA1648AJ1 |  | RCF4821STAM | 13 | 16 | Yes | Yes | 2015-02-09 |  | 2
FALSE | RA1624AJ1 | 4915 | 7940827 | RHEEM SALES COMPANY, INC. | RA1624AJ1 | AC | Split System: Air-Cooled Condensing Unit, Coil with Blower | RA1624AJ1 |  | RCFN-H*2417 | 13 | 16 | Yes | Yes | 2015-02-09 |  | 2
FALSE | RA1460AD1 | 4763 | 7600941 | RHEEM SALES COMPANY, INC. | RA1460AD1 | AC | Split System: Air-Cooled Condensing Unit, Coil with Blower | RA1460AD1 |  | RCF6024HTAM | 12 | 14.5 | Yes | Yes | 2015-02-09 |  | 0
FALSE | RA1436AD1 | 4760 | 7601419 | RHEEM SALES COMPANY, INC. | RA1436AC1 | AC | Split System: Air-Cooled Condensing Unit, Coil with Blower | RA1436AC1 |  | RCFL-H*3824 | 13 | 15.5 | Yes | Yes | 2015-02-09 |  | 1
FALSE | RA1660AC1 | 4920 | 7943553 | RHEEM SALES COMPANY, INC. | RA1660AJ1 | AC | Split System: Air-Cooled Condensing Unit, Coil with Blower | RA1660AJ1 |  | RCF6024HTAM | 13 | 15.5 | Yes | Yes | 2015-02-09 |  | 1
FALSE | RA1648AJ1 | 4919 | 7943419 | RHEEM SALES COMPANY, INC. | RA1648AJ1 | AC | Split System: Air-Cooled Condensing Unit, Coil with Blower | RA1648AJ1 |  | RCFL-H*4824 | 13 | 16 | Yes | Yes | 2015-02-09 |  | 2
FALSE | RA1430AJ1 | 4759 | 7491000 | RHEEM SALES COMPANY, INC. | RA1430AJ1 | AC | Split System: Air-Cooled Condensing Unit, Coil with Blower | RA1430AJ1 |  | RCF3621MTAM | 13 | 16 | Yes | Yes | 2015-02-09 |  | 2
FALSE | RA1660AC1 | 4920 | 7943685 | RHEEM SALES COMPANY, INC. | RA1660AJ1 | AC | Split System: Air-Cooled Condensing Unit, Coil with Blower | RA1660AJ1 |  | RCQD-6024 | 12.5 | 15.1 | Yes | Yes | 2015-02-09 |  | 1
FALSE | RA1330AJ1 | 4823 | 7507886 | RHEEM SALES COMPANY, INC. | RA1330AJ1 | AC | Split System: Air-Cooled Condensing Unit, Coil with Blower | RA1330AJ1 |  | RCF3621MTAM | 12 | 14.5 | Yes | Yes | 2015-02-09 |  | 0
FALSE | RA1448AD1 | 4762 | 7600786 | RHEEM SALES COMPANY, INC. | RA1448AD1 | AC | Split System: Air-Cooled Condensing Unit, Coil with Blower | RA1448AD1 |  | RCFN-H*4824 | 12.5 | 15 | Yes | Yes | 2015-02-09 |  | 1
FALSE | RA1436AD1 | 4760 | 7491307 | RHEEM SALES COMPANY, INC. | RA1436AC1 | AC | Split System: Air-Cooled Condensing Unit, Coil with Blower | RA1436AC1 |  | RCF3621STAM | 12.5 | 15.1 | Yes | Yes | 2015-02-09 |  | 1
FALSE | RA1648AJ1 | 4919 | 7944236 | RHEEM SALES COMPANY, INC. | RA1648AC1 | AC | Split System: Air-Cooled Condensing Unit, Coil with Blower | RA1648AC1 |  | RCF4821STAM | 13 | 15.5 | Yes | Yes | 2015-02-09 |  | 1
FALSE | RA1648AJ1 | 4919 | 7943038 | RHEEM SALES COMPANY, INC. | RA1648AC1 | AC | Split System: Air-Cooled Condensing Unit, Coil with Blower | RA1648AC1 |  | RCFL-H*4821 | 13 | 15.5 | Yes | Yes | 2015-02-09 |  | 1
FALSE | RA1660AC1 | 4920 | 7943666 | RHEEM SALES COMPANY, INC. | RA1660AJ1 | AC | Split System: Air-Cooled Condensing Unit, Coil with Blower | RA1660AJ1 |  | RCFN-H*6024 | 12.5 | 15.1 | Yes | Yes | 2015-02-09 |  | 1
FALSE | RA1630AJ1 | 4916 | 7944054 | RHEEM SALES COMPANY, INC. | RA1630AJ1 | AC | Split System: Air-Cooled Condensing Unit, Coil with Blower | RA1630AJ1 |  | RCF3624MTAM | 13 | 16 | Yes | Yes | 2015-02-09 |  | 2
FALSE | RA1618AJ1 | 4914 | 7940432 | RHEEM SALES COMPANY, INC. | RA1618AJ1 | AC | Split System: Air-Cooled Condensing Unit, Coil with Blower | RA1618AJ1 |  | RCFL-H*2417 | 13 | 16 | Yes | Yes | 2015-02-09 |  | 2
FALSE | RA1418AJ1 | 4757 | 7599524 | RHEEM SALES COMPANY, INC. | RA1418AJ1 | AC | Split System: Air-Cooled Condensing Unit, Coil with Blower | RA1418AJ1 |  | RCF2421HTAM | 13 | 16 | Yes | Yes | 2015-02-09 |  | 2
FALSE | RA1436AD1 | 4760 | 7599675 | RHEEM SALES COMPANY, INC. | RA1436AC1 | AC | Split System: Air-Cooled Condensing Unit, Coil with Blower | RA1436AC1 |  | RCF3617STAM | 12 | 14.5 | Yes | Yes | 2015-02-09 |  | 0
FALSE | RA1436AD1 | 4760 | 7599863 | RHEEM SALES COMPANY, INC. | RA1436AD1 | AC | Split System: Air-Cooled Condensing Unit, Coil with Blower | RA1436AD1 |  | RCF3624HTAM | 13 | 16 | Yes | Yes | 2015-02-09 |  | 2
FALSE | RA1630AJ1 | 4916 | 7940985 | RHEEM SALES COMPANY, INC. | RA1630AJ1 | AC | Split System: Air-Cooled Condensing Unit, Coil with Blower | RA1630AJ1 |  | RCF3621STAM | 13 | 16 | Yes | Yes | 2015-02-09 |  | 2
FALSE | RA1430AJ1 | 4759 | 7491149 | RHEEM SALES COMPANY, INC. | RA1430AJ1 | AC | Split System: Air-Cooled Condensing Unit, Coil with Blower | RA1430AJ1 |  | RCFL-H*3821 | 13 | 15.5 | Yes | Yes | 2015-02-09 |  | 1
FALSE | RA1642AJ1 | 4918 | 7942702 | RHEEM SALES COMPANY, INC. | RA1642AJ1 | AC | Split System: Air-Cooled Condensing Unit, Coil with Blower | RA1642AJ1 |  | RCFL-H*4821 | 13 | 15.5 | Yes | Yes | 2015-02-09 |  | 1
FALSE | RA1642AJ1 | 4918 | 7942711 | RHEEM SALES COMPANY, INC. | RA1642AJ1 | AC | Split System: Air-Cooled Condensing Unit, Coil with Blower | RA1642AJ1 |  | RCFL-H*4821 | 13 | 15.5 | Yes | Yes | 2015-02-09 |  | 1
FALSE | RA1318AJ1 | 4821 | 7983174 | RHEEM SALES COMPANY, INC. | RA1318AJ1 | AC | Split System: Air-Cooled Condensing Unit, Coil with Blower | RA1318AJ1 |  | RCF2417MTAM | 12 | 14.5 | Yes | Yes | 2015-02-09 |  | 0
FALSE | RA1630AJ1 | 4916 | 7941243 | RHEEM SALES COMPANY, INC. | RA1630AJ1 | AC | Split System: Air-Cooled Condensing Unit, Coil with Blower | RA1630AJ1 |  | RCFN-H*3624 | 13 | 16 | Yes | Yes | 2015-02-09 |  | 2
FALSE | RA1430AJ1 | 4759 | 7601386 | RHEEM SALES COMPANY, INC. | RA1430AJ1 | AC | Split System: Air-Cooled Condensing Unit, Coil with Blower | RA1430AJ1 |  | RCFL-H*3621 | 13 | 15.5 | Yes | Yes | 2015-02-09 |  | 1
FALSE | RA1436AD1 | 4760 | 7491650 | RHEEM SALES COMPANY, INC. | RA1436AJ1 | AC | Split System: Air-Cooled Condensing Unit, Coil with Blower | RA1436AJ1 |  | RCFL-H*3617 | 12 | 14.5 | Yes | Yes | 2015-02-09 |  | 0
FALSE | RA1660AC1 | 4920 | 7943927 | RHEEM SALES COMPANY, INC. | RA1660AC1 | AC | Split System: Air-Cooled Condensing Unit, Coil with Blower | RA1660AC1 |  | RCQD-6024 | 12.5 | 15 | Yes | Yes | 2015-02-09 |  | 1
FALSE | RA1436AD1 | 4760 | 7944992 | RHEEM SALES COMPANY, INC. | RA1436AC1 | AC | Split System: Air-Cooled Condensing Unit, Coil with Blower | RA1436AC1 |  | RCF3621MTAM | 13 | 15.5 | Yes | Yes | 2015-02-09 |  | 1
FALSE | RA1618AJ1 | 4914 | 7940388 | RHEEM SALES COMPANY, INC. | RA1618AJ1 | AC | Split System: Air-Cooled Condensing Unit, Coil with Blower | RA1618AJ1 |  | RCF2421MTAM | 13 | 16 | Yes | Yes | 2015-02-09 |  | 2
FALSE | RA1636AJ1 | 4917 | 7942112 | RHEEM SALES COMPANY, INC. | RA1636AJ1 | AC | Split System: Air-Cooled Condensing Unit, Coil with Blower | RA1636AJ1 |  | RCFL-H*3824 | 13 | 16 | Yes | Yes | 2015-02-09 |  | 2
FALSE | RA1636AJ1 | 4917 | 7941405 | RHEEM SALES COMPANY, INC. | RA1636AC1 | AC | Split System: Air-Cooled Condensing Unit, Coil with Blower | RA1636AC1 |  | RCF3621MTAM | 13 | 16 | Yes | Yes | 2015-02-09 |  | 2
FALSE | RA1636AJ1 | 4917 | 7942072 | RHEEM SALES COMPANY, INC. | RA1636AJ1 | AC | Split System: Air-Cooled Condensing Unit, Coil with Blower | RA1636AJ1 |  | RCFL-H*3821 | 13 | 15.5 | Yes | Yes | 2015-02-09 |  | 1
FALSE | RA1648AJ1 | 4919 | 7943495 | RHEEM SALES COMPANY, INC. | RA1648AJ1 | AC | Split System: Air-Cooled Condensing Unit, Coil with Blower | RA1648AJ1 |  | RCQD-4821 | 13 | 15.5 | Yes | Yes | 2015-02-09 |  | 1
FALSE | RA1624AJ1 | 4915 | 7940629 | RHEEM SALES COMPANY, INC. | RA1624AJ1 | AC | Split System: Air-Cooled Condensing Unit, Coil with Blower | RA1624AJ1 |  | RCF2417STAM | 13 | 15.5 | Yes | Yes | 2015-02-09 |  | 1
FALSE | RA1418AJ1 | 4757 | 7944916 | RHEEM SALES COMPANY, INC. | RA1418AJ1 | AC | Split System: Air-Cooled Condensing Unit, Coil with Blower | RA1418AJ1 |  | RCF2417MTAM | 13 | 16 | Yes | Yes | 2015-02-09 |  | 2
FALSE | RA1660AC1 | 4920 | 7943559 | RHEEM SALES COMPANY, INC. | RA1660AJ1 | AC | Split System: Air-Cooled Condensing Unit, Coil with Blower | RA1660AJ1 |  | RCF6024HTAM | 12.5 | 15.1 | Yes | Yes | 2015-02-09 |  | 1
FALSE | RA1648AJ1 | 4919 | 7943073 | RHEEM SALES COMPANY, INC. | RA1648AC1 | AC | Split System: Air-Cooled Condensing Unit, Coil with Blower | RA1648AC1 |  | RCFL-H*4824 | 12.5 | 15.1 | Yes | Yes | 2015-02-09 |  | 1
FALSE | RA1424AJ1 | 4758 | 7601337 | RHEEM SALES COMPANY, INC. | RA1424AJ1 | AC | Split System: Air-Cooled Condensing Unit, Coil with Blower | RA1424AJ1 |  | RCF2417HTAM | 12.5 | 15.1 | Yes | Yes | 2015-02-09 |  | 1
FALSE | RA1430AJ1 | 4759 | 7491024 | RHEEM SALES COMPANY, INC. | RA1430AJ1 | AC | Split System: Air-Cooled Condensing Unit, Coil with Blower | RA1430AJ1 |  | RCF3621STAM | 12.5 | 15.1 | Yes | Yes | 2015-02-09 |  | 1
FALSE | RA1624AJ1 | 4915 | 7940722 | RHEEM SALES COMPANY, INC. | RA1624AJ1 | AC | Split System: Air-Cooled Condensing Unit, Coil with Blower | RA1624AJ1 |  | RCFL-H*2417 | 13 | 15.5 | Yes | Yes | 2015-02-09 |  | 1
FALSE | RA1436AD1 | 4760 | 7601456 | RHEEM SALES COMPANY, INC. | RA1436AD1 | AC | Split System: Air-Cooled Condensing Unit, Coil with Blower | RA1436AD1 |  | RCQD-3621 | 13 | 16 | Yes | Yes | 2015-02-09 |  | 2
FALSE | RA1636AJ1 | 4917 | 7941708 | RHEEM SALES COMPANY, INC. | RA1636AC1 | AC | Split System: Air-Cooled Condensing Unit, Coil with Blower | RA1636AC1 |  | RCQD-3621 | 13 | 16 | Yes | Yes | 2015-02-09 |  | 2
FALSE | RA1436AD1 | 4760 | 7491451 | RHEEM SALES COMPANY, INC. | RA1436AC1 | AC | Split System: Air-Cooled Condensing Unit, Coil with Blower | RA1436AC1 |  | RCFL-H*3824 | 13 | 15.5 | Yes | Yes | 2015-02-09 |  | 1
FALSE | RA1318AJ1 | 4821 | 7507573 | RHEEM SALES COMPANY, INC. | RA1318AJ1 | AC | Split System: Air-Cooled Condensing Unit, Coil with Blower | RA1318AJ1 |  | RCFN-H*2421 | 12.5 | 15 | Yes | Yes | 2015-02-09 |  | 1
FALSE | RA1436AD1 | 4760 | 7599713 | RHEEM SALES COMPANY, INC. | RA1436AC1 | AC | Split System: Air-Cooled Condensing Unit, Coil with Blower | RA1436AC1 |  | RCFL-H*3821 | 12.5 | 15.1 | Yes | Yes | 2015-02-09 |  | 1
FALSE | RA1436AD1 | 4760 | 7945067 | RHEEM SALES COMPANY, INC. | RA1436AJ1 | AC | Split System: Air-Cooled Condensing Unit, Coil with Blower | RA1436AJ1 |  | RCF3624HTAM | 13 | 16 | Yes | Yes | 2015-02-09 |  | 2
FALSE | RA1624AJ1 | 4915 | 7940778 | RHEEM SALES COMPANY, INC. | RA1624AJ1 | AC | Split System: Air-Cooled Condensing Unit, Coil with Blower | RA1624AJ1 |  | RCFL-H*2621 | 13 | 15.5 | Yes | Yes | 2015-02-09 |  | 1
FALSE | RA1448AD1 | 4762 | 7600900 | RHEEM SALES COMPANY, INC. | RA1448AJ1 | AC | Split System: Air-Cooled Condensing Unit, Coil with Blower | RA1448AJ1 |  | RCFN-H*4824 | 13 | 15.5 | Yes | Yes | 2015-02-09 |  | 1
FALSE | RA1642AJ1 | 4918 | 7942315 | RHEEM SALES COMPANY, INC. | RA1642AC1 | AC | Split System: Air-Cooled Condensing Unit, Coil with Blower | RA1642AC1 |  | RCF4824STAM | 13 | 16 | Yes | Yes | 2015-02-09 |  | 2
FALSE | RA1436AD1 | 4760 | 7600194 | RHEEM SALES COMPANY, INC. | RA1436AJ1 | AC | Split System: Air-Cooled Condensing Unit, Coil with Blower | RA1436AJ1 |  | RCF3624HTAM | 13 | 16 | Yes | Yes | 2015-02-09 |  | 2
FALSE | RA1318AJ1 | 4821 | 7982227 | RHEEM SALES COMPANY, INC. | RA1318AJ1 | AC | Split System: Air-Cooled Condensing Unit, Coil with Blower | RA1318AJ1 |  | RCFN-H*2421 | 12.5 | 15 | Yes | Yes | 2015-02-09 |  | 1
FALSE | RA1624AJ1 | 4915 | 7940603 | RHEEM SALES COMPANY, INC. | RA1624AJ1 | AC | Split System: Air-Cooled Condensing Unit, Coil with Blower | RA1624AJ1 |  | RCF2417MTAM | 13 | 16 | Yes | Yes | 2015-02-09 |  | 2
FALSE | RA1436AD1 | 4760 | 7599986 | RHEEM SALES COMPANY, INC. | RA1436AD1 | AC | Split System: Air-Cooled Condensing Unit, Coil with Blower | RA1436AD1 |  | RCFL-H*3621 | 13 | 15.5 | Yes | Yes | 2015-02-09 |  | 1
FALSE | RA1330AJ1 | 4823 | 7507945 | RHEEM SALES COMPANY, INC. | RA1330AJ1 | AC | Split System: Air-Cooled Condensing Unit, Coil with Blower | RA1330AJ1 |  | RCF3624HTAM | 12.5 | 15.1 | Yes | Yes | 2015-02-09 |  | 1
FALSE | RA1436AD1 | 4760 | 7600045 | RHEEM SALES COMPANY, INC. | RA1436AD1 | AC | Split System: Air-Cooled Condensing Unit, Coil with Blower | RA1436AD1 |  | RCFL-H*3821 | 13 | 15.5 | Yes | Yes | 2015-02-09 |  | 1
FALSE | RA1430AJ1 | 4759 | 7490969 | RHEEM SALES COMPANY, INC. | RA1430AJ1 | AC | Split System: Air-Cooled Condensing Unit, Coil with Blower | RA1430AJ1 |  | RCF3617STAM | 12.5 | 15 | Yes | Yes | 2015-02-09 |  | 1
FALSE | RA1636AJ1 | 4917 | 7942080 | RHEEM SALES COMPANY, INC. | RA1636AJ1 | AC | Split System: Air-Cooled Condensing Unit, Coil with Blower | RA1636AJ1 |  | RCFL-H*3821 | 13 | 16 | Yes | Yes | 2015-02-09 |  | 2
FALSE | RA1436AD1 | 4760 | 7491754 | RHEEM SALES COMPANY, INC. | RA1436AJ1 | AC | Split System: Air-Cooled Condensing Unit, Coil with Blower | RA1436AJ1 |  | RCFL-H*3824 | 12.5 | 15.1 | Yes | Yes | 2015-02-09 |  | 1
FALSE | RA1618AJ1 | 4914 | 7940314 | RHEEM SALES COMPANY, INC. | RA1618AJ1 | AC | Split System: Air-Cooled Condensing Unit, Coil with Blower | RA1618AJ1 |  | RCF2417HTAM | 13 | 16 | Yes | Yes | 2015-02-09 |  | 2
FALSE | RA1648AJ1 | 4919 | 7944261 | RHEEM SALES COMPANY, INC. | RA1648AJ1 | AC | Split System: Air-Cooled Condensing Unit, Coil with Blower | RA1648AJ1 |  | RCF4824HTAM | 13 | 16 | Yes | Yes | 2015-02-09 |  | 2
FALSE | RA1442AD1 | 4761 | 7491981 | RHEEM SALES COMPANY, INC. | RA1442AC1 | AC | Split System: Air-Cooled Condensing Unit, Coil with Blower | RA1442AC1 |  | RCFN-H*4824 | 12.5 | 15.1 | Yes | Yes | 2015-02-09 |  | 1
FALSE | RA1636AJ1 | 4917 | 7941886 | RHEEM SALES COMPANY, INC. | RA1636AJ1 | AC | Split System: Air-Cooled Condensing Unit, Coil with Blower | RA1636AJ1 |  | RCF3621STAM | 13 | 15.5 | Yes | Yes | 2015-02-09 |  | 1
FALSE | RA1618AJ1 | 4914 | 7940550 | RHEEM SALES COMPANY, INC. | RA1618AJ1 | AC | Split System: Air-Cooled Condensing Unit, Coil with Blower | RA1618AJ1 |  | RCQD-2417 | 13 | 16 | Yes | Yes | 2015-02-09 |  | 2
FALSE | RA1418AJ1 | 4757 | 7490603 | RHEEM SALES COMPANY, INC. | RA1418AJ1 | AC | Split System: Air-Cooled Condensing Unit, Coil with Blower | RA1418AJ1 |  | RCFL-A*2417 | 13 | 15.5 | Yes | Yes | 2015-02-09 |  | 1
FALSE | RA1636AJ1 | 4917 | 7941414 | RHEEM SALES COMPANY, INC. | RA1636AC1 | AC | Split System: Air-Cooled Condensing Unit, Coil with Blower | RA1636AC1 |  | RCF3621MTAM | 13 | 16 | Yes | Yes | 2015-02-09 |  | 2
FALSE | RA1648AJ1 | 4919 | 7943115 | RHEEM SALES COMPANY, INC. | RA1648AC1 | AC | Split System: Air-Cooled Condensing Unit, Coil with Blower | RA1648AC1 |  | RCFN-H*4824 | 13 | 16 | Yes | Yes | 2015-02-09 |  | 2
FALSE | RA1442AD1 | 4761 | 7492002 | RHEEM SALES COMPANY, INC. | RA1442AJ1 | AC | Split System: Air-Cooled Condensing Unit, Coil with Blower | RA1442AJ1 |  | RCF4821STAM | 12 | 14.5 | Yes | Yes | 2015-02-09 |  | 0
FALSE | RA1318AJ1 | 4821 | 7507518 | RHEEM SALES COMPANY, INC. | RA1318AJ1 | AC | Split System: Air-Cooled Condensing Unit, Coil with Blower | RA1318AJ1 |  | RCFL-H*2617 | 12 | 14.5 | Yes | Yes | 2015-02-09 |  | 0
FALSE | RA1636AJ1 | 4917 | 7942116 | RHEEM SALES COMPANY, INC. | RA1636AJ1 | AC | Split System: Air-Cooled Condensing Unit, Coil with Blower | RA1636AJ1 |  | RCFL-H*3824 | 13 | 16 | Yes | Yes | 2015-02-09 |  | 2
FALSE | RA1436AD1 | 4760 | 7601422 | RHEEM SALES COMPANY, INC. | RA1436AC1 | AC | Split System: Air-Cooled Condensing Unit, Coil with Blower | RA1436AC1 |  | RCQD-3621 | 13 | 15.5 | Yes | Yes | 2015-02-09 |  | 1
FALSE | RA1636AJ1 | 4917 | 7942005 | RHEEM SALES COMPANY, INC. | RA1636AJ1 | AC | Split System: Air-Cooled Condensing Unit, Coil with Blower | RA1636AJ1 |  | RCFL-H*3621 | 12.5 | 15.1 | Yes | Yes | 2015-02-09 |  | 1
FALSE | RA1436AD1 | 4760 | 7491784 | RHEEM SALES COMPANY, INC. | RA1436AJ1 | AC | Split System: Air-Cooled Condensing Unit, Coil with Blower | RA1436AJ1 |  | RCQD-3621 | 13 | 16 | Yes | Yes | 2015-02-09 |  | 2
FALSE | RA1436AD1 | 4760 | 7491788 | RHEEM SALES COMPANY, INC. | RA1436AJ1 | AC | Split System: Air-Cooled Condensing Unit, Coil with Blower | RA1436AJ1 |  | RCQD-3624 | 13 | 16 | Yes | Yes | 2015-02-09 |  | 2
FALSE | RA1330AJ1 | 4823 | 7507958 | RHEEM SALES COMPANY, INC. | RA1330AJ1 | AC | Split System: Air-Cooled Condensing Unit, Coil with Blower | RA1330AJ1 |  | RCF3624MTAM | 12 | 14.5 | Yes | Yes | 2015-02-09 |  | 0
FALSE | RA1330AJ1 | 4823 | 7507930 | RHEEM SALES COMPANY, INC. | RA1330AJ1 | AC | Split System: Air-Cooled Condensing Unit, Coil with Blower | RA1330AJ1 |  | RCF3624HTAM | 13 | 15.5 | Yes | Yes | 2015-02-09 |  | 1
FALSE | RA1324AJ1 | 4822 | 7507765 | RHEEM SALES COMPANY, INC. | RA1324AJ1 | AC | Split System: Air-Cooled Condensing Unit, Coil with Blower | RA1324AJ1 |  | RCFL-H*2621 | 12 | 14.5 | Yes | Yes | 2015-02-09 |  | 0
FALSE | RA1460AD1 | 4763 | 7600925 | RHEEM SALES COMPANY, INC. | RA1460AC1 | AC | Split System: Air-Cooled Condensing Unit, Coil with Blower | RA1460AC1 |  | RCFN-H*6024 | 12 | 14.5 | Yes | Yes | 2015-02-09 |  | 0
FALSE | RA1660AC1 | 4920 | 7943612 | RHEEM SALES COMPANY, INC. | RA1660AJ1 | AC | Split System: Air-Cooled Condensing Unit, Coil with Blower | RA1660AJ1 |  | RCFL-H*6024 | 13 | 15.5 | Yes | Yes | 2015-02-09 |  | 1
FALSE | RA1448AD1 | 4762 | 7600769 | RHEEM SALES COMPANY, INC. | RA1448AD1 | AC | Split System: Air-Cooled Condensing Unit, Coil with Blower | RA1448AD1 |  | RCFN-H*4824 | 13 | 15.5 | Yes | Yes | 2015-02-09 |  | 1
FALSE | RA1636AJ1 | 4917 | 7941440 | RHEEM SALES COMPANY, INC. | RA1636AC1 | AC | Split System: Air-Cooled Condensing Unit, Coil with Blower | RA1636AC1 |  | RCF3621STAM | 12.5 | 15.1 | Yes | Yes | 2015-02-09 |  | 1
FALSE | RA1624AJ1 | 4915 | 7940600 | RHEEM SALES COMPANY, INC. | RA1624AJ1 | AC | Split System: Air-Cooled Condensing Unit, Coil with Blower | RA1624AJ1 |  | RCF2417MTAM | 13 | 16 | Yes | Yes | 2015-02-09 |  | 2
FALSE | RA1648AJ1 | 4919 | 7943155 | RHEEM SALES COMPANY, INC. | RA1648AC1 | AC | Split System: Air-Cooled Condensing Unit, Coil with Blower | RA1648AC1 |  | RCQD-4821 | 13 | 15.5 | Yes | Yes | 2015-02-09 |  | 1
FALSE | RA1418AJ1 | 4757 | 7490614 | RHEEM SALES COMPANY, INC. | RA1418AJ1 | AC | Split System: Air-Cooled Condensing Unit, Coil with Blower | RA1418AJ1 |  | RCFL-A*2417 | 13 | 15.5 | Yes | Yes | 2015-02-09 |  | 1
FALSE | RA1448AD1 | 4762 | 7600656 | RHEEM SALES COMPANY, INC. | RA1448AD1 | AC | Split System: Air-Cooled Condensing Unit, Coil with Blower | RA1448AD1 |  | RCF4824HTAM | 12.5 | 15.1 | Yes | Yes | 2015-02-09 |  | 1
FALSE | RA1424AJ1 | 4758 | 7599576 | RHEEM SALES COMPANY, INC. | RA1424AJ1 | AC | Split System: Air-Cooled Condensing Unit, Coil with Blower | RA1424AJ1 |  | RCF2421MTAM | 13 | 15.5 | Yes | Yes | 2015-02-09 |  | 1
FALSE | RA1642AJ1 | 4918 | 7942659 | RHEEM SALES COMPANY, INC. | RA1642AJ1 | AC | Split System: Air-Cooled Condensing Unit, Coil with Blower | RA1642AJ1 |  | RCF4824STAM | 12.5 | 15.1 | Yes | Yes | 2015-02-09 |  | 1
FALSE | RA1648AJ1 | 4919 | 7942963 | RHEEM SALES COMPANY, INC. | RA1648AC1 | AC | Split System: Air-Cooled Condensing Unit, Coil with Blower | RA1648AC1 |  | RCF4824HTAM | 13 | 16 | Yes | Yes | 2015-02-09 |  | 2
FALSE | RA1630AJ1 | 4916 | 7940967 | RHEEM SALES COMPANY, INC. | RA1630AJ1 | AC | Split System: Air-Cooled Condensing Unit, Coil with Blower | RA1630AJ1 |  | RCF3621MTAM | 13 | 16 | Yes | Yes | 2015-02-09 |  | 2
FALSE | RA1660AC1 | 4920 | 7943774 | RHEEM SALES COMPANY, INC. | RA1660AC1 | AC | Split System: Air-Cooled Condensing Unit, Coil with Blower | RA1660AC1 |  | RCF6024HTAM | 13 | 15.5 | Yes | Yes | 2015-02-09 |  | 1
FALSE | RA1642AJ1 | 4918 | 7942570 | RHEEM SALES COMPANY, INC. | RA1642AJ1 | AC | Split System: Air-Cooled Condensing Unit, Coil with Blower | RA1642AJ1 |  | RCF4821STAM | 13 | 16 | Yes | Yes | 2015-02-09 |  | 2
FALSE | RA1448AD1 | 4762 | 7945138 | RHEEM SALES COMPANY, INC. | RA1448AC1 | AC | Split System: Air-Cooled Condensing Unit, Coil with Blower | RA1448AC1 |  | RCF4824HTAM | 12.5 | 15 | Yes | Yes | 2015-02-09 |  | 1
FALSE | RA1448AD1 | 4762 | 7945144 | RHEEM SALES COMPANY, INC. | RA1448AC1 | AC | Split System: Air-Cooled Condensing Unit, Coil with Blower | RA1448AC1 |  | RCF4824STAM | 12 | 14.5 | Yes | Yes | 2015-02-09 |  | 0
FALSE | RA1336AD1 | 4824 | 7508678 | RHEEM SALES COMPANY, INC. | RA1336AJ1 | AC | Split System: Air-Cooled Condensing Unit, Coil with Blower | RA1336AJ1 |  | RCF3624MTAM | 12 | 14.5 | Yes | Yes | 2015-02-09 |  | 0
FALSE | RA1630AJ1 | 4916 | 7941157 | RHEEM SALES COMPANY, INC. | RA1630AJ1 | AC | Split System: Air-Cooled Condensing Unit, Coil with Blower | RA1630AJ1 |  | RCFL-H*3621 | 13 | 16 | Yes | Yes | 2015-02-09 |  | 2
FALSE | RA1648AJ1 | 4919 | 7942948 | RHEEM SALES COMPANY, INC. | RA1648AC1 | AC | Split System: Air-Cooled Condensing Unit, Coil with Blower | RA1648AC1 |  | RCF4824HTAM | 13 | 16 | Yes | Yes | 2015-02-09 |  | 2
FALSE | RA1648AJ1 | 4919 | 7943413 | RHEEM SALES COMPANY, INC. | RA1648AJ1 | AC | Split System: Air-Cooled Condensing Unit, Coil with Blower | RA1648AJ1 |  | RCFL-H*4824 | 13 | 15.5 | Yes | Yes | 2015-02-09 |  | 1
FALSE | RA1630AJ1 | 4916 | 7944051 | RHEEM SALES COMPANY, INC. | RA1630AJ1 | AC | Split System: Air-Cooled Condensing Unit, Coil with Blower | RA1630AJ1 |  | RCF3624HTAM | 13 | 16 | Yes | Yes | 2015-02-09 |  | 2
FALSE | RA1642AJ1 | 4918 | 7942739 | RHEEM SALES COMPANY, INC. | RA1642AJ1 | AC | Split System: Air-Cooled Condensing Unit, Coil with Blower | RA1642AJ1 |  | RCFL-H*4824 | 13 | 15.5 | Yes | Yes | 2015-02-09 |  | 1
FALSE | RA1436AD1 | 4760 | 7601485 | RHEEM SALES COMPANY, INC. | RA1436AJ1 | AC | Split System: Air-Cooled Condensing Unit, Coil with Blower | RA1436AJ1 |  | RCQD-3621 | 13 | 15.5 | Yes | Yes | 2015-02-09 |  | 1
FALSE | RA1436AD1 | 4760 | 7501050 | RHEEM SALES COMPANY, INC. | RA1436AC1 | AC | Split System: Air-Cooled Condensing Unit, Coil with Blower | RA1436AC1 |  | RCFL-H*3824 | 13 | 15.5 | Yes | Yes | 2015-02-09 |  | 1
FALSE | RA1436AD1 | 4760 | 7491322 | RHEEM SALES COMPANY, INC. | RA1436AC1 | AC | Split System: Air-Cooled Condensing Unit, Coil with Blower | RA1436AC1 |  | RCF3624HTAM | 13 | 16 | Yes | Yes | 2015-02-09 |  | 2
FALSE | RA1630AJ1 | 4916 | 7940999 | RHEEM SALES COMPANY, INC. | RA1630AJ1 | AC | Split System: Air-Cooled Condensing Unit, Coil with Blower | RA1630AJ1 |  | RCF3621STAM | 13 | 16 | Yes | Yes | 2015-02-09 |  | 2
FALSE | RA1636AJ1 | 4917 | 7943764 | RHEEM SALES COMPANY, INC. | RA1636AJ1 | AC | Split System: Air-Cooled Condensing Unit, Coil with Blower | RA1636AJ1 |  | RF1P3624STAN | 12.2 | 14.5 | Yes | Yes | 2015-02-09 |  | 0
FALSE | RA1636AJ1 | 4917 | 7941999 | RHEEM SALES COMPANY, INC. | RA1636AJ1 | AC | Split System: Air-Cooled Condensing Unit, Coil Alone | RA1636AJ1 |  | RCFL-H*3617+RXMD-C04 | 12.2 | 14.5 | Yes | Yes | 2015-02-09 |  | 0
FALSE | RA1318AJ1 | 4821 | 7507582 | RHEEM SALES COMPANY, INC. | RA1318AJ1 | AC | Split System: Air-Cooled Condensing Unit, Coil with Blower | RA1318AJ1 |  | RCFN-H*2421 | 12 | 14.5 | Yes | Yes | 2015-02-09 |  | 0
FALSE | RA1636AJ1 | 4917 | 7941513 | RHEEM SALES COMPANY, INC. | RA1636AC1 | AC | Split System: Air-Cooled Condensing Unit, Coil with Blower | RA1636AC1 |  | RCF3624MTAM | 13 | 15.5 | Yes | Yes | 2015-02-09 |  | 1
FALSE | RA1618AJ1 | 4914 | 7940399 | RHEEM SALES COMPANY, INC. | RA1618AJ1 | AC | Split System: Air-Cooled Condensing Unit, Coil with Blower | RA1618AJ1 |  | RCF2421MTAM | 13 | 16 | Yes | Yes | 2015-02-09 |  | 2
FALSE | RA1336AD1 | 4824 | 7982448 | RHEEM SALES COMPANY, INC. | RA1336AJ1 | AC | Split System: Air-Cooled Condensing Unit, Coil with Blower | RA1336AJ1 |  | RCF3624HTAM | 12.5 | 15.1 | Yes | Yes | 2015-02-09 |  | 1
FALSE | RA1624AJ1 | 4915 | 7940834 | RHEEM SALES COMPANY, INC. | RA1624AJ1 | AC | Split System: Air-Cooled Condensing Unit, Coil with Blower | RA1624AJ1 |  | RCFN-H*2421 | 13 | 16 | Yes | Yes | 2015-02-09 |  | 2
FALSE | RA1442AD1 | 4761 | 7491975 | RHEEM SALES COMPANY, INC. | RA1442AC1 | AC | Split System: Air-Cooled Condensing Unit, Coil with Blower | RA1442AC1 |  | RCFN-H*4824 | 13 | 15.5 | Yes | Yes | 2015-02-09 |  | 1
FALSE | RA1648AJ1 | 4919 | 7943275 | RHEEM SALES COMPANY, INC. | RA1648AJ1 | AC | Split System: Air-Cooled Condensing Unit, Coil with Blower | RA1648AJ1 |  | RCF4824HTAM | 13 | 16 | Yes | Yes | 2015-02-09 |  | 2
FALSE | RA1436AD1 | 4760 | 7491777 | RHEEM SALES COMPANY, INC. | RA1436AJ1 | AC | Split System: Air-Cooled Condensing Unit, Coil with Blower | RA1436AJ1 |  | RCQD-3621 | 13 | 15.5 | Yes | Yes | 2015-02-09 |  | 1
FALSE | RA1330AJ1 | 4823 | 7508157 | RHEEM SALES COMPANY, INC. | RA1330AJ1 | AC | Split System: Air-Cooled Condensing Unit, Coil with Blower | RA1330AJ1 |  | RCQD-3624 | 13 | 15.5 | Yes | Yes | 2015-02-09 |  | 1
FALSE | RA1424AJ1 | 4758 | 7490814 | RHEEM SALES COMPANY, INC. | RA1424AJ1 | AC | Split System: Air-Cooled Condensing Unit, Coil with Blower | RA1424AJ1 |  | RCF2421MTAM | 13 | 15.5 | Yes | Yes | 2015-02-09 |  | 1
FALSE | RA1442AD1 | 4761 | 7600501 | RHEEM SALES COMPANY, INC. | RA1442AD1 | AC | Split System: Air-Cooled Condensing Unit, Coil with Blower | RA1442AD1 |  | RCFN-H*4824 | 13 | 15.5 | Yes | Yes | 2015-02-09 |  | 1
FALSE | RA1436AD1 | 4760 | 7491290 | RHEEM SALES COMPANY, INC. | RA1436AC1 | AC | Split System: Air-Cooled Condensing Unit, Coil with Blower | RA1436AC1 |  | RCF3621STAM | 12 | 14.5 | Yes | Yes | 2015-02-09 |  | 0
FALSE | RA1442AD1 | 4761 | 7600250 | RHEEM SALES COMPANY, INC. | RA1442AC1 | AC | Split System: Air-Cooled Condensing Unit, Coil with Blower | RA1442AC1 |  | RCF4824STAM | 12.5 | 15.1 | Yes | Yes | 2015-02-09 |  | 1
FALSE | RA1448AD1 | 4762 | 7492560 | RHEEM SALES COMPANY, INC. | RA1448AJ1 | AC | Split System: Air-Cooled Condensing Unit, Coil with Blower | RA1448AJ1 |  | RH1V4821STAN | 12.5 | 15 | Yes | Yes | 2015-02-09 |  | 1
FALSE | RA1330AJ1 | 4823 | 7982316 | RHEEM SALES COMPANY, INC. | RA1330AJ1 | AC | Split System: Air-Cooled Condensing Unit, Coil with Blower | RA1330AJ1 |  | RCF3621MTAM | 12 | 14.5 | Yes | Yes | 2015-02-09 |  | 0
FALSE | RA1618AJ1 | 4914 | 7940322 | RHEEM SALES COMPANY, INC. | RA1618AJ1 | AC | Split System: Air-Cooled Condensing Unit, Coil with Blower | RA1618AJ1 |  | RCF2417MTAM | 13 | 16 | Yes | Yes | 2015-02-09 |  | 2
FALSE | RA1648AJ1 | 4919 | 7943463 | RHEEM SALES COMPANY, INC. | RA1648AJ1 | AC | Split System: Air-Cooled Condensing Unit, Coil with Blower | RA1648AJ1 |  | RCFN-H*4824 | 13 | 16 | Yes | Yes | 2015-02-09 |  | 2
FALSE | RA1618AJ1 | 4914 | 7940340 | RHEEM SALES COMPANY, INC. | RA1618AJ1 | AC | Split System: Air-Cooled Condensing Unit, Coil with Blower | RA1618AJ1 |  | RCF2417STAM | 13 | 16 | Yes | Yes | 2015-02-09 |  | 2
FALSE | RA1324AJ1 | 4822 | 7507782 | RHEEM SALES COMPANY, INC. | RA1324AJ1 | AC | Split System: Air-Cooled Condensing Unit, Coil with Blower | RA1324AJ1 |  | RCFL-H*2621 | 12 | 14.5 | Yes | Yes | 2015-02-09 |  | 0
FALSE | RA1624AJ1 | 4915 | 7943989 | RHEEM SALES COMPANY, INC. | RA1624AJ1 | AC | Split System: Air-Cooled Condensing Unit, Coil with Blower | RA1624AJ1 |  | RCF2417MTAM | 13 | 16 | Yes | Yes | 2015-02-09 |  | 2
FALSE | RA1318AJ1 | 4821 | 7983193 | RHEEM SALES COMPANY, INC. | RA1318AJ1 | AC | Split System: Air-Cooled Condensing Unit, Coil with Blower | RA1318AJ1 |  | RCF2421MTAM | 12 | 14.5 | Yes | Yes | 2015-02-09 |  | 0
FALSE | RA1430AJ1 | 4759 | 7491178 | RHEEM SALES COMPANY, INC. | RA1430AJ1 | AC | Split System: Air-Cooled Condensing Unit, Coil with Blower | RA1430AJ1 |  | RCFL-H*3824 | 13 | 15.5 | Yes | Yes | 2015-02-09 |  | 1
FALSE | RA1418AJ1 | 4757 | 7490550 | RHEEM SALES COMPANY, INC. | RA1418AJ1 | AC | Split System: Air-Cooled Condensing Unit, Coil with Blower | RA1418AJ1 |  | RCF2417STAM | 13 | 16 | Yes | Yes | 2015-02-09 |  | 2
FALSE | RA1660AC1 | 4920 | 7944306 | RHEEM SALES COMPANY, INC. | RA1660AJ1 | AC | Split System: Air-Cooled Condensing Unit, Coil with Blower | RA1660AJ1 |  | RCF6024STAM | 12.5 | 15.1 | Yes | Yes | 2015-02-09 |  | 1
FALSE | RA1636AJ1 | 4917 | 7941951 | RHEEM SALES COMPANY, INC. | RA1636AJ1 | AC | Split System: Air-Cooled Condensing Unit, Coil with Blower | RA1636AJ1 |  | RCF3624MTAM | 13 | 16 | Yes | Yes | 2015-02-09 |  | 2
FALSE | RA1642AJ1 | 4918 | 7942375 | RHEEM SALES COMPANY, INC. | RA1642AC1 | AC | Split System: Air-Cooled Condensing Unit, Coil with Blower | RA1642AC1 |  | RCFL-H*4821 | 13 | 15.5 | Yes | Yes | 2015-02-09 |  | 1
FALSE | RA1318AJ1 | 4821 | 7983175 | RHEEM SALES COMPANY, INC. | RA1318AJ1 | AC | Split System: Air-Cooled Condensing Unit, Coil with Blower | RA1318AJ1 |  | RCF2417MTAM | 12 | 14.5 | Yes | Yes | 2015-02-09 |  | 0
FALSE | RA1436AD1 | 4760 | 7491733 | RHEEM SALES COMPANY, INC. | RA1436AJ1 | AC | Split System: Air-Cooled Condensing Unit, Coil with Blower | RA1436AJ1 |  | RCFL-H*3824 | 13 | 15.5 | Yes | Yes | 2015-02-09 |  | 1
FALSE | RA1436AD1 | 4760 | 7491509 | RHEEM SALES COMPANY, INC. | RA1436AC1 | AC | Split System: Air-Cooled Condensing Unit, Coil with Blower | RA1436AC1 |  | RCQD-3624 | 13 | 16 | Yes | Yes | 2015-02-09 |  | 2
FALSE | RA1648AJ1 | 4919 | 7943121 | RHEEM SALES COMPANY, INC. | RA1648AC1 | AC | Split System: Air-Cooled Condensing Unit, Coil with Blower | RA1648AC1 |  | RCFN-H*4824 | 13 | 16 | Yes | Yes | 2015-02-09 |  | 2
FALSE | RA1336AD1 | 4824 | 7508539 | RHEEM SALES COMPANY, INC. | RA1336AC1 | AC | Split System: Air-Cooled Condensing Unit, Coil with Blower | RA1336AC1 |  | RCQD-3624 | 12 | 14.5 | Yes | Yes | 2015-02-09 |  | 0
FALSE | RA1660AC1 | 4920 | 7943603 | RHEEM SALES COMPANY, INC. | RA1660AJ1 | AC | Split System: Air-Cooled Condensing Unit, Coil with Blower | RA1660AJ1 |  | RCF6024STAM | 12.5 | 15.1 | Yes | Yes | 2015-02-09 |  | 1
FALSE | RA1636AJ1 | 4917 | 7941605 | RHEEM SALES COMPANY, INC. | RA1636AC1 | AC | Split System: Air-Cooled Condensing Unit, Coil with Blower | RA1636AC1 |  | RCFL-H*3621 | 13 | 15.5 | Yes | Yes | 2015-02-09 |  | 1
FALSE | RA1342AD1 | 4827 | 7512005 | RHEEM SALES COMPANY, INC. | RA1342AJ1 | AC | Split System: Air-Cooled Condensing Unit, Coil with Blower | RA1342AJ1 |  | RCFN-H*4824 | 12 | 14.5 | Yes | Yes | 2015-02-09 |  | 0
FALSE | RA1430AJ1 | 4759 | 7491141 | RHEEM SALES COMPANY, INC. | RA1430AJ1 | AC | Split System: Air-Cooled Condensing Unit, Coil with Blower | RA1430AJ1 |  | RCFL-H*3821 | 13 | 15.5 | Yes | Yes | 2015-02-09 |  | 1
FALSE | RA1436AD1 | 4760 | 7599853 | RHEEM SALES COMPANY, INC. | RA1436AD1 | AC | Split System: Air-Cooled Condensing Unit, Coil with Blower | RA1436AD1 |  | RCF3624HTAM | 13 | 16 | Yes | Yes | 2015-02-09 |  | 2
FALSE | RA1436AD1 | 4760 | 7945075 | RHEEM SALES COMPANY, INC. | RA1436AJ1 | AC | Split System: Air-Cooled Condensing Unit, Coil with Blower | RA1436AJ1 |  | RCF3624MTAM | 13 | 16 | Yes | Yes | 2015-02-09 |  | 2
FALSE | RA1642AJ1 | 4918 | 7942792 | RHEEM SALES COMPANY, INC. | RA1642AJ1 | AC | Split System: Air-Cooled Condensing Unit, Coil with Blower | RA1642AJ1 |  | RCFN-H*4824 | 13 | 16 | Yes | Yes | 2015-02-09 |  | 2
FALSE | RA1430AJ1 | 4759 | 7944968 | RHEEM SALES COMPANY, INC. | RA1430AJ1 | AC | Split System: Air-Cooled Condensing Unit, Coil with Blower | RA1430AJ1 |  | RCF3621STAM | 12.5 | 15.1 | Yes | Yes | 2015-02-09 |  | 1
FALSE | RA1436AD1 | 4760 | 7599873 | RHEEM SALES COMPANY, INC. | RA1436AD1 | AC | Split System: Air-Cooled Condensing Unit, Coil with Blower | RA1436AD1 |  | RCF3624MTAM | 13 | 16 | Yes | Yes | 2015-02-09 |  | 2
FALSE | RA1648AJ1 | 4919 | 7943171 | RHEEM SALES COMPANY, INC. | RA1648AC1 | AC | Split System: Air-Cooled Condensing Unit, Coil with Blower | RA1648AC1 |  | RCQD-4821 | 13 | 15.5 | Yes | Yes | 2015-02-09 |  | 1
FALSE | RA1642AJ1 | 4918 | 7942695 | RHEEM SALES COMPANY, INC. | RA1642AJ1 | AC | Split System: Air-Cooled Condensing Unit, Coil with Blower | RA1642AJ1 |  | RCFL-H*4821 | 12.5 | 15.1 | Yes | Yes | 2015-02-09 |  | 1
FALSE | RA1636AJ1 | 4917 | 7944155 | RHEEM SALES COMPANY, INC. | RA1636AJ1 | AC | Split System: Air-Cooled Condensing Unit, Coil with Blower | RA1636AJ1 |  | RCF3621STAM | 12.5 | 15.1 | Yes | Yes | 2015-02-09 |  | 1
FALSE | RA1448AD1 | 4762 | 7492213 | RHEEM SALES COMPANY, INC. | RA1448AC1 | AC | Split System: Air-Cooled Condensing Unit, Coil with Blower | RA1448AC1 |  | RCF4824HTAM | 12.5 | 15.1 | Yes | Yes | 2015-02-09 |  | 1
FALSE | RA1418AJ1 | 4757 | 7522120 | RHEEM SALES COMPANY, INC. | RA1418AJ1 | AC | Split System: Air-Cooled Condensing Unit, Coil with Blower | RA1418AJ1 |  | RHBL-FR24T | 13 | 16 | Yes | Yes | 2015-02-09 |  | 2
FALSE | RA1636AJ1 | 4917 | 7942057 | RHEEM SALES COMPANY, INC. | RA1636AJ1 | AC | Split System: Air-Cooled Condensing Unit, Coil with Blower | RA1636AJ1 |  | RCFL-H*3821 | 13 | 15.5 | Yes | Yes | 2015-02-09 |  | 1
FALSE | RA1430AJ1 | 4759 | 7491080 | RHEEM SALES COMPANY, INC. | RA1430AJ1 | AC | Split System: Air-Cooled Condensing Unit, Coil with Blower | RA1430AJ1 |  | RCF3624MTAM | 13 | 16 | Yes | Yes | 2015-02-09 |  | 2
FALSE | RA1448AD1 | 4762 | 7601561 | RHEEM SALES COMPANY, INC. | RA1448AJ1 | AC | Split System: Air-Cooled Condensing Unit, Coil with Blower | RA1448AJ1 |  | RCF4824HTAM | 12.5 | 15 | Yes | Yes | 2015-02-09 |  | 1
FALSE | RA1336AD1 | 4824 | 7508862 | RHEEM SALES COMPANY, INC. | RA1336AJ1 | AC | Split System: Air-Cooled Condensing Unit, Coil with Blower | RA1336AJ1 |  | RCQD-3621 | 12 | 14.5 | Yes | Yes | 2015-02-09 |  | 0
FALSE | RA1636AJ1 | 4917 | 7941818 | RHEEM SALES COMPANY, INC. | RA1636AJ1 | AC | Split System: Air-Cooled Condensing Unit, Coil with Blower | RA1636AJ1 |  | RCF3621MTAM | 13 | 16 | Yes | Yes | 2015-02-09 |  | 2
FALSE | RA1636AJ1 | 4917 | 7941524 | RHEEM SALES COMPANY, INC. | RA1636AC1 | AC | Split System: Air-Cooled Condensing Unit, Coil with Blower | RA1636AC1 |  | RCF3624MTAM | 13 | 16 | Yes | Yes | 2015-02-09 |  | 2
FALSE | RA1660AC1 | 4920 | 7943643 | RHEEM SALES COMPANY, INC. | RA1660AJ1 | AC | Split System: Air-Cooled Condensing Unit, Coil with Blower | RA1660AJ1 |  | RCFL-H*6024 | 12.5 | 15.1 | Yes | Yes | 2015-02-09 |  | 1
FALSE | RA1448AD1 | 4762 | 7600647 | RHEEM SALES COMPANY, INC. | RA1448AD1 | AC | Split System: Air-Cooled Condensing Unit, Coil with Blower | RA1448AD1 |  | RCF4824HTAM | 12 | 14.5 | Yes | Yes | 2015-02-09 |  | 0
FALSE | RA1442AD1 | 4761 | 7600377 | RHEEM SALES COMPANY, INC. | RA1442AD1 | AC | Split System: Air-Cooled Condensing Unit, Coil with Blower | RA1442AD1 |  | RCF4824STAM | 12 | 14.5 | Yes | Yes | 2015-02-09 |  | 0
FALSE | RA1336AD1 | 4824 | 7508302 | RHEEM SALES COMPANY, INC. | RA1336AC1 | AC | Split System: Air-Cooled Condensing Unit, Coil with Blower | RA1336AC1 |  | RCF3624MTAM | 12 | 14.5 | Yes | Yes | 2015-02-09 |  | 0
FALSE | RA1442AD1 | 4761 | 7492099 | RHEEM SALES COMPANY, INC. | RA1442AJ1 | AC | Split System: Air-Cooled Condensing Unit, Coil with Blower | RA1442AJ1 |  | RCFL-H*4821 | 12 | 14.5 | Yes | Yes | 2015-02-09 |  | 0
FALSE | RA1336AD1 | 4824 | 7508472 | RHEEM SALES COMPANY, INC. | RA1336AC1 | AC | Split System: Air-Cooled Condensing Unit, Coil with Blower | RA1336AC1 |  | RCFN-H*3624 | 12.5 | 15.1 | Yes | Yes | 2015-02-09 |  | 1
FALSE | RA1436AD1 | 4760 | 7501044 | RHEEM SALES COMPANY, INC. | RA1436AC1 | AC | Split System: Air-Cooled Condensing Unit, Coil with Blower | RA1436AC1 |  | RCFL-H*3821 | 13 | 15.5 | Yes | Yes | 2015-02-09 |  | 1
FALSE | RA1636AJ1 | 4917 | 7941968 | RHEEM SALES COMPANY, INC. | RA1636AJ1 | AC | Split System: Air-Cooled Condensing Unit, Coil with Blower | RA1636AJ1 |  | RCF3624MTAM | 13 | 16 | Yes | Yes | 2015-02-09 |  | 2
FALSE | RA1430AJ1 | 4759 | 7490970 | RHEEM SALES COMPANY, INC. | RA1430AJ1 | AC | Split System: Air-Cooled Condensing Unit, Coil with Blower | RA1430AJ1 |  | RCF3617STAM | 12.5 | 15.1 | Yes | Yes | 2015-02-09 |  | 1
FALSE | RA1442AD1 | 4761 | 7600405 | RHEEM SALES COMPANY, INC. | RA1442AD1 | AC | Split System: Air-Cooled Condensing Unit, Coil with Blower | RA1442AD1 |  | RCFL-H*4821 | 12 | 14.5 | Yes | Yes | 2015-02-09 |  | 0
FALSE | RA1430AJ1 | 4759 | 7493635 | RHEEM SALES COMPANY, INC. | RA1430AJ1 | AC | Split System: Air-Cooled Condensing Unit, Coil Alone | RA1430AJ1 |  | RCF3624HTAM+RXMD-C04 | 12 | 14.5 | Yes | Yes | 2015-02-09 |  | 0
FALSE | RA1448AD1 | 4762 | 7945161 | RHEEM SALES COMPANY, INC. | RA1448AD1 | AC | Split System: Air-Cooled Condensing Unit, Coil with Blower | RA1448AD1 |  | RCF4824STAM | 12.5 | 15.1 | Yes | Yes | 2015-02-09 |  | 1
FALSE | RA1318AJ1 | 4821 | 7507456 | RHEEM SALES COMPANY, INC. | RA1318AJ1 | AC | Split System: Air-Cooled Condensing Unit, Coil with Blower | RA1318AJ1 |  | RCF2421HTAM | 12 | 14.5 | Yes | Yes | 2015-02-09 |  | 0
FALSE | RA1630AJ1 | 4916 | 7941081 | RHEEM SALES COMPANY, INC. | RA1630AJ1 | AC | Split System: Air-Cooled Condensing Unit, Coil with Blower | RA1630AJ1 |  | RCFL-H*3617 | 13 | 16 | Yes | Yes | 2015-02-09 |  | 2
FALSE | RA1648AJ1 | 4919 | 7943105 | RHEEM SALES COMPANY, INC. | RA1648AC1 | AC | Split System: Air-Cooled Condensing Unit, Coil with Blower | RA1648AC1 |  | RCFN-H*4824 | 13 | 16 | Yes | Yes | 2015-02-09 |  | 2
FALSE | RA1636AJ1 | 4917 | 7941799 | RHEEM SALES COMPANY, INC. | RA1636AJ1 | AC | Split System: Air-Cooled Condensing Unit, Coil with Blower | RA1636AJ1 |  | RCF3617STAM | 12.5 | 15.1 | Yes | Yes | 2015-02-09 |  | 1
FALSE | RA1648AJ1 | 4919 | 7943042 | RHEEM SALES COMPANY, INC. | RA1648AC1 | AC | Split System: Air-Cooled Condensing Unit, Coil with Blower | RA1648AC1 |  | RCFL-H*4821 | 13 | 15.5 | Yes | Yes | 2015-02-09 |  | 1
FALSE | RA1642AJ1 | 4918 | 7942597 | RHEEM SALES COMPANY, INC. | RA1642AJ1 | AC | Split System: Air-Cooled Condensing Unit, Coil with Blower | RA1642AJ1 |  | RCF4821STAM | 13 | 15.5 | Yes | Yes | 2015-02-09 |  | 1
FALSE | RA1430AJ1 | 4759 | 7491008 | RHEEM SALES COMPANY, INC. | RA1430AJ1 | AC | Split System: Air-Cooled Condensing Unit, Coil with Blower | RA1430AJ1 |  | RCF3621MTAM | 13 | 16 | Yes | Yes | 2015-02-09 |  | 2
FALSE | RA1642AJ1 | 4918 | 7942632 | RHEEM SALES COMPANY, INC. | RA1642AJ1 | AC | Split System: Air-Cooled Condensing Unit, Coil with Blower | RA1642AJ1 |  | RCF4824HTAM | 13 | 16 | Yes | Yes | 2015-02-09 |  | 2
FALSE | RA1436AD1 | 4760 | 7491364 | RHEEM SALES COMPANY, INC. | RA1436AC1 | AC | Split System: Air-Cooled Condensing Unit, Coil with Blower | RA1436AC1 |  | RCFL-H*3617 | 12 | 14.5 | Yes | Yes | 2015-02-09 |  | 0
FALSE | RA1424AJ1 | 4758 | 7607051 | RHEEM SALES COMPANY, INC. | RA1424AJ1 | AC | Split System: Air-Cooled Condensing Unit, Coil with Blower | RA1424AJ1 |  | RCF2417HTAM | 12.5 | 15.1 | Yes | Yes | 2015-02-09 |  | 1
FALSE | RA1648AJ1 | 4919 | 7943371 | RHEEM SALES COMPANY, INC. | RA1648AJ1 | AC | Split System: Air-Cooled Condensing Unit, Coil with Blower | RA1648AJ1 |  | RCFL-H*4821 | 12.5 | 15.1 | Yes | Yes | 2015-02-09 |  | 1
FALSE | RA1436AD1 | 4760 | 7599721 | RHEEM SALES COMPANY, INC. | RA1436AC1 | AC | Split System: Air-Cooled Condensing Unit, Coil with Blower | RA1436AC1 |  | RCFL-H*3824 | 13 | 16 | Yes | Yes | 2015-02-09 |  | 2
FALSE | RA1624AJ1 | 4915 | 7940723 | RHEEM SALES COMPANY, INC. | RA1624AJ1 | AC | Split System: Air-Cooled Condensing Unit, Coil with Blower | RA1624AJ1 |  | RCFL-H*2417 | 13 | 15.5 | Yes | Yes | 2015-02-09 |  | 1
FALSE | RA1636AJ1 | 4917 | 7941975 | RHEEM SALES COMPANY, INC. | RA1636AJ1 | AC | Split System: Air-Cooled Condensing Unit, Coil with Blower | RA1636AJ1 |  | RCFL-H*3617 | 13 | 15.5 | Yes | Yes | 2015-02-09 |  | 1
FALSE | RA1436AD1 | 4760 | 7491272 | RHEEM SALES COMPANY, INC. | RA1436AC1 | AC | Split System: Air-Cooled Condensing Unit, Coil with Blower | RA1436AC1 |  | RCF3621MTAM | 12.5 | 15.1 | Yes | Yes | 2015-02-09 |  | 1
FALSE | RA1642AJ1 | 4918 | 7942791 | RHEEM SALES COMPANY, INC. | RA1642AJ1 | AC | Split System: Air-Cooled Condensing Unit, Coil with Blower | RA1642AJ1 |  | RCFN-H*4824 | 13 | 16 | Yes | Yes | 2015-02-09 |  | 2
FALSE | RA1442AD1 | 4761 | 7945118 | RHEEM SALES COMPANY, INC. | RA1442AJ1 | AC | Split System: Air-Cooled Condensing Unit, Coil with Blower | RA1442AJ1 |  | RCF4821STAM | 12 | 14.5 | Yes | Yes | 2015-02-09 |  | 0
FALSE | RA1636AJ1 | 4917 | 7942087 | RHEEM SALES COMPANY, INC. | RA1636AJ1 | AC | Split System: Air-Cooled Condensing Unit, Coil with Blower | RA1636AJ1 |  | RCFL-H*3821 | 12.5 | 15.1 | Yes | Yes | 2015-02-09 |  | 1
FALSE | RA1436AD1 | 4760 | 7491304 | RHEEM SALES COMPANY, INC. | RA1436AC1 | AC | Split System: Air-Cooled Condensing Unit, Coil with Blower | RA1436AC1 |  | RCF3621STAM | 12.5 | 15 | Yes | Yes | 2015-02-09 |  | 1
FALSE | RA1642AJ1 | 4918 | 7944196 | RHEEM SALES COMPANY, INC. | RA1642AC1 | AC | Split System: Air-Cooled Condensing Unit, Coil with Blower | RA1642AC1 |  | RCF4824STAM | 13 | 16 | Yes | Yes | 2015-02-09 |  | 2
FALSE | RA1442AD1 | 4761 | 7600374 | RHEEM SALES COMPANY, INC. | RA1442AD1 | AC | Split System: Air-Cooled Condensing Unit, Coil with Blower | RA1442AD1 |  | RCF4824STAM | 12.5 | 15 | Yes | Yes | 2015-02-09 |  | 1
FALSE | RA1430AJ1 | 4759 | 7491013 | RHEEM SALES COMPANY, INC. | RA1430AJ1 | AC | Split System: Air-Cooled Condensing Unit, Coil with Blower | RA1430AJ1 |  | RCF3621STAM | 12.5 | 15.1 | Yes | Yes | 2015-02-09 |  | 1
FALSE | RA1636AJ1 | 4917 | 7942038 | RHEEM SALES COMPANY, INC. | RA1636AJ1 | AC | Split System: Air-Cooled Condensing Unit, Coil with Blower | RA1636AJ1 |  | RCFL-H*3621 | 12.5 | 15.1 | Yes | Yes | 2015-02-09 |  | 1
FALSE | RA1318AJ1 | 4821 | 7982189 | RHEEM SALES COMPANY, INC. | RA1318AJ1 | AC | Split System: Air-Cooled Condensing Unit, Coil with Blower | RA1318AJ1 |  | RCFL-H*2417 | 12 | 14.5 | Yes | Yes | 2015-02-09 |  | 0
FALSE | RA1436AD1 | 4760 | 7599898 | RHEEM SALES COMPANY, INC. | RA1436AD1 | AC | Split System: Air-Cooled Condensing Unit, Coil with Blower | RA1436AD1 |  | RCF3624MTAM | 13 | 16 | Yes | Yes | 2015-02-09 |  | 2
FALSE | RA1636AJ1 | 4917 | 7941909 | RHEEM SALES COMPANY, INC. | RA1636AJ1 | AC | Split System: Air-Cooled Condensing Unit, Coil with Blower | RA1636AJ1 |  | RCF3624HTAM | 13 | 16 | Yes | Yes | 2015-02-09 |  | 2
FALSE | RA1624AJ1 | 4915 | 7940744 | RHEEM SALES COMPANY, INC. | RA1624AJ1 | AC | Split System: Air-Cooled Condensing Unit, Coil with Blower | RA1624AJ1 |  | RCFL-H*2617 | 13 | 16 | Yes | Yes | 2015-02-09 |  | 2
FALSE | RA1648AJ1 | 4919 | 7943099 | RHEEM SALES COMPANY, INC. | RA1648AC1 | AC | Split System: Air-Cooled Condensing Unit, Coil with Blower | RA1648AC1 |  | RCFL-H*4824 | 13 | 15.5 | Yes | Yes | 2015-02-09 |  | 1
FALSE | RA1448AD1 | 4762 | 7600578 | RHEEM SALES COMPANY, INC. | RA1448AC1 | AC | Split System: Air-Cooled Condensing Unit, Coil with Blower | RA1448AC1 |  | RCFL-H*4824 | 12 | 14.5 | Yes | Yes | 2015-02-09 |  | 0
FALSE | RA1660AC1 | 4920 | 7943853 | RHEEM SALES COMPANY, INC. | RA1660AC1 | AC | Split System: Air-Cooled Condensing Unit, Coil with Blower | RA1660AC1 |  | RCFL-H*6024 | 13 | 15.5 | Yes | Yes | 2015-02-09 |  | 1
FALSE | RA1436AD1 | 4760 | 7491294 | RHEEM SALES COMPANY, INC. | RA1436AC1 | AC | Split System: Air-Cooled Condensing Unit, Coil with Blower | RA1436AC1 |  | RCF3621STAM | 12.5 | 15 | Yes | Yes | 2015-02-09 |  | 1
FALSE | RA1660AC1 | 4920 | 7943673 | RHEEM SALES COMPANY, INC. | RA1660AJ1 | AC | Split System: Air-Cooled Condensing Unit, Coil with Blower | RA1660AJ1 |  | RCFN-H*6024 | 12.5 | 15.1 | Yes | Yes | 2015-02-09 |  | 1
FALSE | RA1418AJ1 | 4757 | 7490704 | RHEEM SALES COMPANY, INC. | RA1418AJ1 | AC | Split System: Air-Cooled Condensing Unit, Coil with Blower | RA1418AJ1 |  | RCFN-H*2421 | 13 | 16 | Yes | Yes | 2015-02-09 |  | 2
FALSE | RA1324AJ1 | 4822 | 7507689 | RHEEM SALES COMPANY, INC. | RA1324AJ1 | AC | Split System: Air-Cooled Condensing Unit, Coil with Blower | RA1324AJ1 |  | RCF2421HTAM | 12 | 14.5 | Yes | Yes | 2015-02-09 |  | 0
FALSE | RA1642AJ1 | 4918 | 7942856 | RHEEM SALES COMPANY, INC. | RA1642AJ1 | AC | Split System: Air-Cooled Condensing Unit, Coil with Blower | RA1642AJ1 |  | RCQD-4824 | 13 | 16 | Yes | Yes | 2015-02-09 |  | 2
FALSE | RA1324AJ1 | 4822 | 7983207 | RHEEM SALES COMPANY, INC. | RA1324AJ1 | AC | Split System: Air-Cooled Condensing Unit, Coil with Blower | RA1324AJ1 |  | RCF2417MTAM | 12 | 14.5 | Yes | Yes | 2015-02-09 |  | 0
FALSE | RA1436AD1 | 4760 | 7491435 | RHEEM SALES COMPANY, INC. | RA1436AC1 | AC | Split System: Air-Cooled Condensing Unit, Coil with Blower | RA1436AC1 |  | RCFL-H*3821 | 13 | 15.5 | Yes | Yes | 2015-02-09 |  | 1
FALSE | RA1636AJ1 | 4917 | 7942048 | RHEEM SALES COMPANY, INC. | RA1636AJ1 | AC | Split System: Air-Cooled Condensing Unit, Coil with Blower | RA1636AJ1 |  | RCFL-H*3621 | 13 | 15.5 | Yes | Yes | 2015-02-09 |  | 1
FALSE | RA1318AJ1 | 4821 | 7507419 | RHEEM SALES COMPANY, INC. | RA1318AJ1 | AC | Split System: Air-Cooled Condensing Unit, Coil with Blower | RA1318AJ1 |  | RCF2417HTAM | 12 | 14.5 | Yes | Yes | 2015-02-09 |  | 0
FALSE | RA1648AJ1 | 4919 | 7943411 | RHEEM SALES COMPANY, INC. | RA1648AJ1 | AC | Split System: Air-Cooled Condensing Unit, Coil with Blower | RA1648AJ1 |  | RCFL-H*4824 | 13 | 15.5 | Yes | Yes | 2015-02-09 |  | 1
FALSE | RA1436AD1 | 4760 | 7599695 | RHEEM SALES COMPANY, INC. | RA1436AC1 | AC | Split System: Air-Cooled Condensing Unit, Coil with Blower | RA1436AC1 |  | RCF3624HTAM | 13 | 16 | Yes | Yes | 2015-02-09 |  | 2
FALSE | RA1442AD1 | 4761 | 7600419 | RHEEM SALES COMPANY, INC. | RA1442AD1 | AC | Split System: Air-Cooled Condensing Unit, Coil with Blower | RA1442AD1 |  | RCFL-H*4821 | 12 | 14.5 | Yes | Yes | 2015-02-09 |  | 0
FALSE | RA1430AJ1 | 4759 | 7599629 | RHEEM SALES COMPANY, INC. | RA1430AJ1 | AC | Split System: Air-Cooled Condensing Unit, Coil with Blower | RA1430AJ1 |  | RCF3621STAM | 12.5 | 15.1 | Yes | Yes | 2015-02-09 |  | 1
FALSE | RA1430AJ1 | 4759 | 7944970 | RHEEM SALES COMPANY, INC. | RA1430AJ1 | AC | Split System: Air-Cooled Condensing Unit, Coil with Blower | RA1430AJ1 |  | RCF3621STAM | 12.5 | 15.1 | Yes | Yes | 2015-02-09 |  | 1
FALSE | RA1436AD1 | 4760 | 7491506 | RHEEM SALES COMPANY, INC. | RA1436AC1 | AC | Split System: Air-Cooled Condensing Unit, Coil with Blower | RA1436AC1 |  | RCQD-3624 | 13 | 16 | Yes | Yes | 2015-02-09 |  | 2
FALSE | RA1436AD1 | 4760 | 7491316 | RHEEM SALES COMPANY, INC. | RA1436AC1 | AC | Split System: Air-Cooled Condensing Unit, Coil with Blower | RA1436AC1 |  | RCF3624HTAM | 13 | 16 | Yes | Yes | 2015-02-09 |  | 2
FALSE | RA1330AJ1 | 4823 | 7508135 | RHEEM SALES COMPANY, INC. | RA1330AJ1 | AC | Split System: Air-Cooled Condensing Unit, Coil with Blower | RA1330AJ1 |  | RCQD-3621 | 12.5 | 15 | Yes | Yes | 2015-02-09 |  | 1
FALSE | RA1436AD1 | 4760 | 7600162 | RHEEM SALES COMPANY, INC. | RA1436AD1 | AC | Split System: Air-Cooled Condensing Unit, Coil with Blower | RA1436AD1 |  | RHBL-FR36T | 13 | 15.5 | Yes | Yes | 2015-02-09 |  | 1
FALSE | RA1618AJ1 | 4914 | 7940407 | RHEEM SALES COMPANY, INC. | RA1618AJ1 | AC | Split System: Air-Cooled Condensing Unit, Coil with Blower | RA1618AJ1 |  | RCF2421MTAM | 13 | 16 | Yes | Yes | 2015-02-09 |  | 2
FALSE | RA1442AD1 | 4761 | 7600531 | RHEEM SALES COMPANY, INC. | RA1442AJ1 | AC | Split System: Air-Cooled Condensing Unit, Coil with Blower | RA1442AJ1 |  | RCF4824HTAM | 13 | 15.5 | Yes | Yes | 2015-02-09 |  | 1
FALSE | RA1448AD1 | 4762 | 7945165 | RHEEM SALES COMPANY, INC. | RA1448AD1 | AC | Split System: Air-Cooled Condensing Unit, Coil with Blower | RA1448AD1 |  | RCF4824STAM | 12.5 | 15 | Yes | Yes | 2015-02-09 |  | 1
FALSE | RA1636AJ1 | 4917 | 7942152 | RHEEM SALES COMPANY, INC. | RA1636AJ1 | AC | Split System: Air-Cooled Condensing Unit, Coil with Blower | RA1636AJ1 |  | RCQD-3621 | 13 | 16 | Yes | Yes | 2015-02-09 |  | 2
FALSE | RA1436AD1 | 4760 | 7600137 | RHEEM SALES COMPANY, INC. | RA1436AD1 | AC | Split System: Air-Cooled Condensing Unit, Coil with Blower | RA1436AD1 |  | RCQD-3624 | 13 | 16 | Yes | Yes | 2015-02-09 |  | 2
FALSE | RA1330AJ1 | 4823 | 7507890 | RHEEM SALES COMPANY, INC. | RA1330AJ1 | AC | Split System: Air-Cooled Condensing Unit, Coil with Blower | RA1330AJ1 |  | RCF3621MTAM | 12 | 14.5 | Yes | Yes | 2015-02-09 |  | 0
FALSE | RA1642AJ1 | 4918 | 7942311 | RHEEM SALES COMPANY, INC. | RA1642AC1 | AC | Split System: Air-Cooled Condensing Unit, Coil with Blower | RA1642AC1 |  | RCF4824STAM | 13 | 15.5 | Yes | Yes | 2015-02-09 |  | 1
FALSE | RA1648AJ1 | 4919 | 7943285 | RHEEM SALES COMPANY, INC. | RA1648AJ1 | AC | Split System: Air-Cooled Condensing Unit, Coil with Blower | RA1648AJ1 |  | RCF4824HTAM | 13 | 16 | Yes | Yes | 2015-02-09 |  | 2
FALSE | RA1442AD1 | 4761 | 7491867 | RHEEM SALES COMPANY, INC. | RA1442AC1 | AC | Split System: Air-Cooled Condensing Unit, Coil with Blower | RA1442AC1 |  | RCF4824HTAM | 12.5 | 15.1 | Yes | Yes | 2015-02-09 |  | 1
FALSE | RA1648AJ1 | 4919 | 7943264 | RHEEM SALES COMPANY, INC. | RA1648AJ1 | AC | Split System: Air-Cooled Condensing Unit, Coil with Blower | RA1648AJ1 |  | RCF4824HTAM | 13 | 16 | Yes | Yes | 2015-02-09 |  | 2
FALSE | RA1442AD1 | 4761 | 7600341 | RHEEM SALES COMPANY, INC. | RA1442AD1 | AC | Split System: Air-Cooled Condensing Unit, Coil with Blower | RA1442AD1 |  | RCF4824HTAM | 12.5 | 15.1 | Yes | Yes | 2015-02-09 |  | 1
FALSE | RA1642AJ1 | 4918 | 7942666 | RHEEM SALES COMPANY, INC. | RA1642AJ1 | AC | Split System: Air-Cooled Condensing Unit, Coil with Blower | RA1642AJ1 |  | RCF4824STAM | 13 | 16 | Yes | Yes | 2015-02-09 |  | 2
FALSE | RA1624AJ1 | 4915 | 7940608 | RHEEM SALES COMPANY, INC. | RA1624AJ1 | AC | Split System: Air-Cooled Condensing Unit, Coil with Blower | RA1624AJ1 |  | RCF2417MTAM | 13 | 15.5 | Yes | Yes | 2015-02-09 |  | 1
FALSE | RA1436AD1 | 4760 | 7599870 | RHEEM SALES COMPANY, INC. | RA1436AD1 | AC | Split System: Air-Cooled Condensing Unit, Coil with Blower | RA1436AD1 |  | RCF3624HTAM | 13 | 16 | Yes | Yes | 2015-02-09 |  | 2
FALSE | RA1618AJ1 | 4914 | 7943960 | RHEEM SALES COMPANY, INC. | RA1618AJ1 | AC | Split System: Air-Cooled Condensing Unit, Coil with Blower | RA1618AJ1 |  | RCF2417STAM | 13 | 16 | Yes | Yes | 2015-02-09 |  | 2
FALSE | RA1436AD1 | 4760 | 7491480 | RHEEM SALES COMPANY, INC. | RA1436AC1 | AC | Split System: Air-Cooled Condensing Unit, Coil with Blower | RA1436AC1 |  | RCQD-3621 | 13 | 16 | Yes | Yes | 2015-02-09 |  | 2
FALSE | RA1336AD1 | 4824 | 7983373 | RHEEM SALES COMPANY, INC. | RA1336AC1 | AC | Split System: Air-Cooled Condensing Unit, Coil with Blower | RA1336AC1 |  | RCF3624MTAM | 12 | 14.5 | Yes | Yes | 2015-02-09 |  | 0
FALSE | RA1636AJ1 | 4917 | 7942199 | RHEEM SALES COMPANY, INC. | RA1636AJ1 | AC | Split System: Air-Cooled Condensing Unit, Coil with Blower | RA1636AJ1 |  | RCQD-3624 | 13 | 16 | Yes | Yes | 2015-02-09 |  | 2
FALSE | RA1336AD1 | 4824 | 7982497 | RHEEM SALES COMPANY, INC. | RA1336AJ1 | AC | Split System: Air-Cooled Condensing Unit, Coil with Blower | RA1336AJ1 |  | RCFL-H*3824 | 12 | 14.5 | Yes | Yes | 2015-02-09 |  | 0
FALSE | RA1642AJ1 | 4918 | 7942805 | RHEEM SALES COMPANY, INC. | RA1642AJ1 | AC | Split System: Air-Cooled Condensing Unit, Coil with Blower | RA1642AJ1 |  | RCFN-H*4824 | 13 | 16 | Yes | Yes | 2015-02-09 |  | 2
FALSE | RA1660AC1 | 4920 | 7943648 | RHEEM SALES COMPANY, INC. | RA1660AJ1 | AC | Split System: Air-Cooled Condensing Unit, Coil with Blower | RA1660AJ1 |  | RCFN-H*6024 | 13 | 15.5 | Yes | Yes | 2015-02-09 |  | 1
FALSE | RA1430AJ1 | 4759 | 7500975 | RHEEM SALES COMPANY, INC. | RA1430AJ1 | AC | Split System: Air-Cooled Condensing Unit, Coil with Blower | RA1430AJ1 |  | RCF3621MTAM | 13 | 16 | Yes | Yes | 2015-02-09 |  | 2
FALSE | RA1330AJ1 | 4823 | 7508037 | RHEEM SALES COMPANY, INC. | RA1330AJ1 | AC | Split System: Air-Cooled Condensing Unit, Coil with Blower | RA1330AJ1 |  | RCFL-H*3821 | 12 | 14.5 | Yes | Yes | 2015-02-09 |  | 0
FALSE | RA1442AD1 | 4761 | 7600511 | RHEEM SALES COMPANY, INC. | RA1442AD1 | AC | Split System: Air-Cooled Condensing Unit, Coil with Blower | RA1442AD1 |  | RH1T4824STAN | 12.5 | 15 | Yes | Yes | 2015-02-09 |  | 1
FALSE | RA1336AD1 | 4824 | 7508827 | RHEEM SALES COMPANY, INC. | RA1336AJ1 | AC | Split System: Air-Cooled Condensing Unit, Coil with Blower | RA1336AJ1 |  | RCFN-H*3624 | 12 | 14.5 | Yes | Yes | 2015-02-09 |  | 0
FALSE | RA1442AD1 | 4761 | 7492080 | RHEEM SALES COMPANY, INC. | RA1442AJ1 | AC | Split System: Air-Cooled Condensing Unit, Coil with Blower | RA1442AJ1 |  | RCFL-H*4821 | 12 | 14.5 | Yes | Yes | 2015-02-09 |  | 0
FALSE | RA1624AJ1 | 4915 | 7940823 | RHEEM SALES COMPANY, INC. | RA1624AJ1 | AC | Split System: Air-Cooled Condensing Unit, Coil with Blower | RA1624AJ1 |  | RCFN-H*2417 | 13 | 16 | Yes | Yes | 2015-02-09 |  | 2
FALSE | RA1648AJ1 | 4919 | 7943233 | RHEEM SALES COMPANY, INC. | RA1648AJ1 | AC | Split System: Air-Cooled Condensing Unit, Coil with Blower | RA1648AJ1 |  | RCF4821STAM | 12.5 | 15.1 | Yes | Yes | 2015-02-09 |  | 1
FALSE | RA1430AJ1 | 4759 | 7491034 | RHEEM SALES COMPANY, INC. | RA1430AJ1 | AC | Split System: Air-Cooled Condensing Unit, Coil with Blower | RA1430AJ1 |  | RCF3621STAM | 13 | 15.5 | Yes | Yes | 2015-02-09 |  | 1
FALSE | RA1648AJ1 | 4919 | 7943525 | RHEEM SALES COMPANY, INC. | RA1648AJ1 | AC | Split System: Air-Cooled Condensing Unit, Coil with Blower | RA1648AJ1 |  | RCQD-4824 | 13 | 16 | Yes | Yes | 2015-02-09 |  | 2
FALSE | RA1324AJ1 | 4822 | 7507842 | RHEEM SALES COMPANY, INC. | RA1324AJ1 | AC | Split System: Air-Cooled Condensing Unit, Coil with Blower | RA1324AJ1 |  | RHPL-HM2421 | 12 | 14.5 | Yes | Yes | 2015-02-09 |  | 0
FALSE | RA1424AJ1 | 4758 | 7490944 | RHEEM SALES COMPANY, INC. | RA1424AJ1 | AC | Split System: Air-Cooled Condensing Unit, Coil with Blower | RA1424AJ1 |  | RCFN-H*2421 | 13 | 15.5 | Yes | Yes | 2015-02-09 |  | 1
FALSE | RA1642AJ1 | 4918 | 7942804 | RHEEM SALES COMPANY, INC. | RA1642AJ1 | AC | Split System: Air-Cooled Condensing Unit, Coil with Blower | RA1642AJ1 |  | RCFN-H*4824 | 13 | 16 | Yes | Yes | 2015-02-09 |  | 2
FALSE | RA1648AJ1 | 4919 | 7942905 | RHEEM SALES COMPANY, INC. | RA1648AC1 | AC | Split System: Air-Cooled Condensing Unit, Coil with Blower | RA1648AC1 |  | RCF4821STAM | 12.5 | 15.1 | Yes | Yes | 2015-02-09 |  | 1
FALSE | RA1442AD1 | 4761 | 7491851 | RHEEM SALES COMPANY, INC. | RA1442AC1 | AC | Split System: Air-Cooled Condensing Unit, Coil with Blower | RA1442AC1 |  | RCF4824HTAM | 12.5 | 15.1 | Yes | Yes | 2015-02-09 |  | 1
FALSE | RA1442AD1 | 4761 | 7600291 | RHEEM SALES COMPANY, INC. | RA1442AD1 | AC | Split System: Air-Cooled Condensing Unit, Coil with Blower | RA1442AD1 |  | RCF4821STAM | 12 | 14.5 | Yes | Yes | 2015-02-09 |  | 0
FALSE | RA1648AJ1 | 4919 | 7943507 | RHEEM SALES COMPANY, INC. | RA1648AJ1 | AC | Split System: Air-Cooled Condensing Unit, Coil with Blower | RA1648AJ1 |  | RCQD-4824 | 13 | 15.5 | Yes | Yes | 2015-02-09 |  | 1
FALSE | RA1648AJ1 | 4919 | 7943544 | RHEEM SALES COMPANY, INC. | RA1648AJ1 | AC | Split System: Air-Cooled Condensing Unit, Coil with Blower | RA1648AJ1 |  | RHSL-HM4821 | 12 | 14.5 | Yes | Yes | 2015-02-09 |  | 0
FALSE | RA1442AD1 | 4761 | 7492114 | RHEEM SALES COMPANY, INC. | RA1442AJ1 | AC | Split System: Air-Cooled Condensing Unit, Coil with Blower | RA1442AJ1 |  | RCFL-H*4824 | 12 | 14.5 | Yes | Yes | 2015-02-09 |  | 0
FALSE | RA1418AJ1 | 4757 | 7601315 | RHEEM SALES COMPANY, INC. | RA1418AJ1 | AC | Split System: Air-Cooled Condensing Unit, Coil with Blower | RA1418AJ1 |  | RCF2421HTAM | 13 | 16 | Yes | Yes | 2015-02-09 |  | 2
FALSE | RA1642AJ1 | 4918 | 7944183 | RHEEM SALES COMPANY, INC. | RA1642AC1 | AC | Split System: Air-Cooled Condensing Unit, Coil with Blower | RA1642AC1 |  | RCF4821STAM | 12.5 | 15.1 | Yes | Yes | 2015-02-09 |  | 1
FALSE | RA1442AD1 | 4761 | 7600448 | RHEEM SALES COMPANY, INC. | RA1442AD1 | AC | Split System: Air-Cooled Condensing Unit, Coil with Blower | RA1442AD1 |  | RCFL-H*4824 | 12 | 14.5 | Yes | Yes | 2015-02-09 |  | 0
FALSE | RA1342AD1 | 4827 | 7511765 | RHEEM SALES COMPANY, INC. | RA1342AC1 | AC | Split System: Air-Cooled Condensing Unit, Coil with Blower | RA1342AC1 |  | RCFN-H*4824 | 12 | 14.5 | Yes | Yes | 2015-02-09 |  | 0
FALSE | RA1636AJ1 | 4917 | 7941512 | RHEEM SALES COMPANY, INC. | RA1636AC1 | AC | Split System: Air-Cooled Condensing Unit, Coil with Blower | RA1636AC1 |  | RCF3624MTAM | 13 | 16 | Yes | Yes | 2015-02-09 |  | 2
FALSE | RA1660AC1 | 4920 | 7943608 | RHEEM SALES COMPANY, INC. | RA1660AJ1 | AC | Split System: Air-Cooled Condensing Unit, Coil with Blower | RA1660AJ1 |  | RCFL-H*6024 | 13 | 15.5 | Yes | Yes | 2015-02-09 |  | 1
FALSE | RA1436AD1 | 4760 | 7491634 | RHEEM SALES COMPANY, INC. | RA1436AJ1 | AC | Split System: Air-Cooled Condensing Unit, Coil with Blower | RA1436AJ1 |  | RCF3624MTAM | 13 | 16 | Yes | Yes | 2015-02-09 |  | 2
FALSE | RA1636AJ1 | 4917 | 7944171 | RHEEM SALES COMPANY, INC. | RA1636AJ1 | AC | Split System: Air-Cooled Condensing Unit, Coil with Blower | RA1636AJ1 |  | RCF3624MTAM | 13 | 16 | Yes | Yes | 2015-02-09 |  | 2
FALSE | RA1618AJ1 | 4914 | 7940402 | RHEEM SALES COMPANY, INC. | RA1618AJ1 | AC | Split System: Air-Cooled Condensing Unit, Coil with Blower | RA1618AJ1 |  | RCF2421MTAM | 13 | 16 | Yes | Yes | 2015-02-09 |  | 2
FALSE | RA1430AJ1 | 4759 | 7491212 | RHEEM SALES COMPANY, INC. | RA1430AJ1 | AC | Split System: Air-Cooled Condensing Unit, Coil with Blower | RA1430AJ1 |  | RCFN-H*3624 | 13 | 16 | Yes | Yes | 2015-02-09 |  | 2
FALSE | RA1660AC1 | 4920 | 7943939 | RHEEM SALES COMPANY, INC. | RA1660AC1 | AC | Split System: Air-Cooled Condensing Unit, Coil with Blower | RA1660AC1 |  | RHKL-HM6024 | 13 | 16 | Yes | Yes | 2015-02-09 |  | 2
FALSE | RA1636AJ1 | 4917 | 7944161 | RHEEM SALES COMPANY, INC. | RA1636AJ1 | AC | Split System: Air-Cooled Condensing Unit, Coil with Blower | RA1636AJ1 |  | RCF3624HTAM | 13 | 16 | Yes | Yes | 2015-02-09 |  | 2
FALSE | RA1636AJ1 | 4917 | 7941648 | RHEEM SALES COMPANY, INC. | RA1636AC1 | AC | Split System: Air-Cooled Condensing Unit, Coil with Blower | RA1636AC1 |  | RCFL-H*3821 | 13 | 15.5 | Yes | Yes | 2015-02-09 |  | 1
FALSE | RA1448AD1 | 4762 | 7492519 | RHEEM SALES COMPANY, INC. | RA1448AJ1 | AC | Split System: Air-Cooled Condensing Unit, Coil with Blower | RA1448AJ1 |  | RCQD-4821 | 12 | 14.5 | Yes | Yes | 2015-02-09 |  | 0
FALSE | RA1636AJ1 | 4917 | 7941469 | RHEEM SALES COMPANY, INC. | RA1636AC1 | AC | Split System: Air-Cooled Condensing Unit, Coil Alone | RA1636AC1 |  | RCF3621STAM+RXMD-C04 | 12.2 | 14.5 | Yes | Yes | 2015-02-09 |  | 0
FALSE | RA1642AJ1 | 4918 | 7942273 | RHEEM SALES COMPANY, INC. | RA1642AC1 | AC | Split System: Air-Cooled Condensing Unit, Coil with Blower | RA1642AC1 |  | RCF4824HTAM | 13 | 16 | Yes | Yes | 2015-02-09 |  | 2
FALSE | RA1660AC1 | 4920 | 7943839 | RHEEM SALES COMPANY, INC. | RA1660AC1 | AC | Split System: Air-Cooled Condensing Unit, Coil with Blower | RA1660AC1 |  | RCFL-H*6024 | 12.5 | 15.1 | Yes | Yes | 2015-02-09 |  | 1
FALSE | RA1636AJ1 | 4917 | 7942143 | RHEEM SALES COMPANY, INC. | RA1636AJ1 | AC | Split System: Air-Cooled Condensing Unit, Coil with Blower | RA1636AJ1 |  | RCQD-3621 | 13 | 16 | Yes | Yes | 2015-02-09 |  | 2
FALSE | RA1436AD1 | 4760 | 7491645 | RHEEM SALES COMPANY, INC. | RA1436AJ1 | AC | Split System: Air-Cooled Condensing Unit, Coil with Blower | RA1436AJ1 |  | RCFL-H*3617 | 12 | 14.5 | Yes | Yes | 2015-02-09 |  | 0
FALSE | RA1448AD1 | 4762 | 7492398 | RHEEM SALES COMPANY, INC. | RA1448AJ1 | AC | Split System: Air-Cooled Condensing Unit, Coil with Blower | RA1448AJ1 |  | RCF4824HTAM | 12 | 14.5 | Yes | Yes | 2015-02-09 |  | 0
FALSE | RA1442AD1 | 4761 | 7600262 | RHEEM SALES COMPANY, INC. | RA1442AC1 | AC | Split System: Air-Cooled Condensing Unit, Coil with Blower | RA1442AC1 |  | RCFL-H*4824 | 12 | 14.5 | Yes | Yes | 2015-02-09 |  | 0
FALSE | RA1636AJ1 | 4917 | 7941733 | RHEEM SALES COMPANY, INC. | RA1636AC1 | AC | Split System: Air-Cooled Condensing Unit, Coil with Blower | RA1636AC1 |  | RCQD-3621 | 13 | 16 | Yes | Yes | 2015-02-09 |  | 2
FALSE | RA1448AD1 | 4762 | 7600632 | RHEEM SALES COMPANY, INC. | RA1448AD1 | AC | Split System: Air-Cooled Condensing Unit, Coil with Blower | RA1448AD1 |  | RCF4824HTAM | 12.5 | 15.1 | Yes | Yes | 2015-02-09 |  | 1
FALSE | RA1624AJ1 | 4915 | 7940899 | RHEEM SALES COMPANY, INC. | RA1624AJ1 | AC | Split System: Air-Cooled Condensing Unit, Coil with Blower | RA1624AJ1 |  | RHML-HM2421 | 13 | 16 | Yes | Yes | 2015-02-09 |  | 2
FALSE | RA1660AC1 | 4920 | 7943840 | RHEEM SALES COMPANY, INC. | RA1660AC1 | AC | Split System: Air-Cooled Condensing Unit, Coil with Blower | RA1660AC1 |  | RCFL-H*6024 | 13 | 15.5 | Yes | Yes | 2015-02-09 |  | 1
FALSE | RA1636AJ1 | 4917 | 7941957 | RHEEM SALES COMPANY, INC. | RA1636AJ1 | AC | Split System: Air-Cooled Condensing Unit, Coil with Blower | RA1636AJ1 |  | RCF3624MTAM | 13 | 16 | Yes | Yes | 2015-02-09 |  | 2
FALSE | RA1336AD1 | 4824 | 7983428 | RHEEM SALES COMPANY, INC. | RA1336AJ1 | AC | Split System: Air-Cooled Condensing Unit, Coil with Blower | RA1336AJ1 |  | RCF3624MTAM | 12 | 14.5 | Yes | Yes | 2015-02-09 |  | 0
FALSE | RA1448AD1 | 4762 | 7492301 | RHEEM SALES COMPANY, INC. | RA1448AC1 | AC | Split System: Air-Cooled Condensing Unit, Coil with Blower | RA1448AC1 |  | RCFN-H*4824 | 12.5 | 15.1 | Yes | Yes | 2015-02-09 |  | 1
FALSE | RA1336AD1 | 4824 | 7508387 | RHEEM SALES COMPANY, INC. | RA1336AC1 | AC | Split System: Air-Cooled Condensing Unit, Coil with Blower | RA1336AC1 |  | RCFL-H*3821 | 12 | 14.5 | Yes | Yes | 2015-02-09 |  | 0
FALSE | RA1336AD1 | 4824 | 7508487 | RHEEM SALES COMPANY, INC. | RA1336AC1 | AC | Split System: Air-Cooled Condensing Unit, Coil with Blower | RA1336AC1 |  | RCFN-H*3624 | 12.5 | 15.1 | Yes | Yes | 2015-02-09 |  | 1
FALSE | RA1636AJ1 | 4917 | 7942119 | RHEEM SALES COMPANY, INC. | RA1636AJ1 | AC | Split System: Air-Cooled Condensing Unit, Coil with Blower | RA1636AJ1 |  | RCFL-H*3824 | 13 | 16 | Yes | Yes | 2015-02-09 |  | 2
FALSE | RA1642AJ1 | 4918 | 7942541 | RHEEM SALES COMPANY, INC. | RA1642AC1 | AC | Split System: Air-Cooled Condensing Unit, Coil with Blower | RA1642AC1 |  | RCQD-4824 | 13 | 16 | Yes | Yes | 2015-02-09 |  | 2
FALSE | RA1448AD1 | 4762 | 7492303 | RHEEM SALES COMPANY, INC. | RA1448AC1 | AC | Split System: Air-Cooled Condensing Unit, Coil with Blower | RA1448AC1 |  | RCFN-H*4824 | 12.5 | 15.1 | Yes | Yes | 2015-02-09 |  | 1
FALSE | RA1318AJ1 | 4821 | 7507561 | RHEEM SALES COMPANY, INC. | RA1318AJ1 | AC | Split System: Air-Cooled Condensing Unit, Coil with Blower | RA1318AJ1 |  | RCFN-H*2417 | 12 | 14.5 | Yes | Yes | 2015-02-09 |  | 0
FALSE | RA1436AD1 | 4760 | 7599857 | RHEEM SALES COMPANY, INC. | RA1436AD1 | AC | Split System: Air-Cooled Condensing Unit, Coil with Blower | RA1436AD1 |  | RCF3624HTAM | 13 | 16 | Yes | Yes | 2015-02-09 |  | 2
FALSE | RA1436AD1 | 4760 | 7491313 | RHEEM SALES COMPANY, INC. | RA1436AC1 | AC | Split System: Air-Cooled Condensing Unit, Coil with Blower | RA1436AC1 |  | RCF3624HTAM | 13 | 16 | Yes | Yes | 2015-02-09 |  | 2
FALSE | RA1342AD1 | 4827 | 7982597 | RHEEM SALES COMPANY, INC. | RA1342AJ1 | AC | Split System: Air-Cooled Condensing Unit, Coil with Blower | RA1342AJ1 |  | RCF4824HTAM | 12 | 14.5 | Yes | Yes | 2015-02-09 |  | 0
FALSE | RA1336AD1 | 4824 | 7508886 | RHEEM SALES COMPANY, INC. | RA1336AJ1 | AC | Split System: Air-Cooled Condensing Unit, Coil with Blower | RA1336AJ1 |  | RCQD-3624 | 12 | 14.5 | Yes | Yes | 2015-02-09 |  | 0
FALSE | RA1448AD1 | 4762 | 7601558 | RHEEM SALES COMPANY, INC. | RA1448AD1 | AC | Split System: Air-Cooled Condensing Unit, Coil with Blower | RA1448AD1 |  | RCQD-4824 | 12 | 14.5 | Yes | Yes | 2015-02-09 |  | 0
FALSE | RA1436AD1 | 4760 | 7599983 | RHEEM SALES COMPANY, INC. | RA1436AD1 | AC | Split System: Air-Cooled Condensing Unit, Coil with Blower | RA1436AD1 |  | RCFL-H*3621 | 12.5 | 15.1 | Yes | Yes | 2015-02-09 |  | 1
FALSE | RA1648AJ1 | 4919 | 7943509 | RHEEM SALES COMPANY, INC. | RA1648AJ1 | AC | Split System: Air-Cooled Condensing Unit, Coil with Blower | RA1648AJ1 |  | RCQD-4824 | 13 | 15.5 | Yes | Yes | 2015-02-09 |  | 1
FALSE | RA1630AJ1 | 4916 | 7941218 | RHEEM SALES COMPANY, INC. | RA1630AJ1 | AC | Split System: Air-Cooled Condensing Unit, Coil with Blower | RA1630AJ1 |  | RCFL-H*3824 | 13 | 16 | Yes | Yes | 2015-02-09 |  | 2
FALSE | RA1642AJ1 | 4918 | 7942697 | RHEEM SALES COMPANY, INC. | RA1642AJ1 | AC | Split System: Air-Cooled Condensing Unit, Coil with Blower | RA1642AJ1 |  | RCFL-H*4821 | 12.5 | 15.1 | Yes | Yes | 2015-02-09 |  | 1
FALSE | RA1430AJ1 | 4759 | 7491140 | RHEEM SALES COMPANY, INC. | RA1430AJ1 | AC | Split System: Air-Cooled Condensing Unit, Coil with Blower | RA1430AJ1 |  | RCFL-H*3821 | 13 | 15.5 | Yes | Yes | 2015-02-09 |  | 1
FALSE | RA1642AJ1 | 4918 | 7942806 | RHEEM SALES COMPANY, INC. | RA1642AJ1 | AC | Split System: Air-Cooled Condensing Unit, Coil with Blower | RA1642AJ1 |  | RCFN-H*4824 | 13 | 16 | Yes | Yes | 2015-02-09 |  | 2
FALSE | RA1436AD1 | 4760 | 7601414 | RHEEM SALES COMPANY, INC. | RA1436AC1 | AC | Split System: Air-Cooled Condensing Unit, Coil with Blower | RA1436AC1 |  | RCFL-H*3621 | 12.5 | 15.1 | Yes | Yes | 2015-02-09 |  | 1
FALSE | RA1430AJ1 | 4759 | 7491180 | RHEEM SALES COMPANY, INC. | RA1430AJ1 | AC | Split System: Air-Cooled Condensing Unit, Coil with Blower | RA1430AJ1 |  | RCFL-H*3824 | 13 | 16 | Yes | Yes | 2015-02-09 |  | 2
FALSE | RA1648AJ1 | 4919 | 7943359 | RHEEM SALES COMPANY, INC. | RA1648AJ1 | AC | Split System: Air-Cooled Condensing Unit, Coil with Blower | RA1648AJ1 |  | RCFL-H*4821 | 12.5 | 15.1 | Yes | Yes | 2015-02-09 |  | 1
FALSE | RA1330AJ1 | 4823 | 7508149 | RHEEM SALES COMPANY, INC. | RA1330AJ1 | AC | Split System: Air-Cooled Condensing Unit, Coil with Blower | RA1330AJ1 |  | RCQD-3621 | 12.5 | 15.1 | Yes | Yes | 2015-02-09 |  | 1
FALSE | RA1442AD1 | 4761 | 7600353 | RHEEM SALES COMPANY, INC. | RA1442AD1 | AC | Split System: Air-Cooled Condensing Unit, Coil with Blower | RA1442AD1 |  | RCF4824STAM | 12 | 14.5 | Yes | Yes | 2015-02-09 |  | 0
FALSE | RA1336AD1 | 4824 | 7508497 | RHEEM SALES COMPANY, INC. | RA1336AC1 | AC | Split System: Air-Cooled Condensing Unit, Coil with Blower | RA1336AC1 |  | RCQD-3621 | 12 | 14.5 | Yes | Yes | 2015-02-09 |  | 0
FALSE | RA1436AD1 | 4760 | 7601465 | RHEEM SALES COMPANY, INC. | RA1436AJ1 | AC | Split System: Air-Cooled Condensing Unit, Coil with Blower | RA1436AJ1 |  | RCF3621STAM | 12 | 14.5 | Yes | Yes | 2015-02-09 |  | 0
FALSE | RA1436AD1 | 4760 | 7491468 | RHEEM SALES COMPANY, INC. | RA1436AC1 | AC | Split System: Air-Cooled Condensing Unit, Coil with Blower | RA1436AC1 |  | RCQD-3621 | 13 | 15.5 | Yes | Yes | 2015-02-09 |  | 1
FALSE | RA1430AJ1 | 4759 | 7493670 | RHEEM SALES COMPANY, INC. | RA1430AJ1 | AC | Split System: Air-Cooled Condensing Unit, Coil with Blower | RA1430AJ1 |  | RHKL-HM3617 | 12.5 | 15 | Yes | Yes | 2015-02-09 |  | 1
FALSE | RA1442AD1 | 4761 | 7600244 | RHEEM SALES COMPANY, INC. | RA1442AC1 | AC | Split System: Air-Cooled Condensing Unit, Coil with Blower | RA1442AC1 |  | RCF4824HTAM | 13 | 15.5 | Yes | Yes | 2015-02-09 |  | 1
FALSE | RA1648AJ1 | 4919 | 7943052 | RHEEM SALES COMPANY, INC. | RA1648AC1 | AC | Split System: Air-Cooled Condensing Unit, Coil with Blower | RA1648AC1 |  | RCFL-H*4821 | 12.5 | 15.1 | Yes | Yes | 2015-02-09 |  | 1
FALSE | RA1436AD1 | 4760 | 7600155 | RHEEM SALES COMPANY, INC. | RA1436AD1 | AC | Split System: Air-Cooled Condensing Unit, Coil with Blower | RA1436AD1 |  | RH1T3617STAN | 12.5 | 15 | Yes | Yes | 2015-02-09 |  | 1
FALSE | RA1448AD1 | 4762 | 7492499 | RHEEM SALES COMPANY, INC. | RA1448AJ1 | AC | Split System: Air-Cooled Condensing Unit, Coil with Blower | RA1448AJ1 |  | RCFN-H*4824 | 12.5 | 15 | Yes | Yes | 2015-02-09 |  | 1
FALSE | RA1330AJ1 | 4823 | 7982317 | RHEEM SALES COMPANY, INC. | RA1330AJ1 | AC | Split System: Air-Cooled Condensing Unit, Coil with Blower | RA1330AJ1 |  | RCF3621MTAM | 12 | 14.5 | Yes | Yes | 2015-02-09 |  | 0
FALSE | RA1648AJ1 | 4919 | 7943358 | RHEEM SALES COMPANY, INC. | RA1648AJ1 | AC | Split System: Air-Cooled Condensing Unit, Coil with Blower | RA1648AJ1 |  | RCFL-H*4821 | 13 | 15.5 | Yes | Yes | 2015-02-09 |  | 1
FALSE | RA1318AJ1 | 4821 | 7507520 | RHEEM SALES COMPANY, INC. | RA1318AJ1 | AC | Split System: Air-Cooled Condensing Unit, Coil with Blower | RA1318AJ1 |  | RCFL-H*2617 | 12 | 14.5 | Yes | Yes | 2015-02-09 |  | 0
FALSE | RA1630AJ1 | 4916 | 7941046 | RHEEM SALES COMPANY, INC. | RA1630AJ1 | AC | Split System: Air-Cooled Condensing Unit, Coil with Blower | RA1630AJ1 |  | RCF3624HTAM | 13 | 16 | Yes | Yes | 2015-02-09 |  | 2
FALSE | RA1648AJ1 | 4919 | 7943218 | RHEEM SALES COMPANY, INC. | RA1648AC1 | AC | Split System: Air-Cooled Condensing Unit, Coil with Blower | RA1648AC1 |  | RHSL-HM4821 | 12 | 14.5 | Yes | Yes | 2015-02-09 |  | 0
FALSE | RA1424AJ1 | 4758 | 7599602 | RHEEM SALES COMPANY, INC. | RA1424AJ1 | AC | Split System: Air-Cooled Condensing Unit, Coil with Blower | RA1424AJ1 |  | RCFN-H*2421 | 13 | 15.5 | Yes | Yes | 2015-02-09 |  | 1
FALSE | RA1448AD1 | 4762 | 7600594 | RHEEM SALES COMPANY, INC. | RA1448AD1 | AC | Split System: Air-Cooled Condensing Unit, Coil with Blower | RA1448AD1 |  | RBHP-24 | 12.5 | 15 | Yes | Yes | 2015-02-09 |  | 1
FALSE | RA1436AD1 | 4760 | 7600200 | RHEEM SALES COMPANY, INC. | RA1436AJ1 | AC | Split System: Air-Cooled Condensing Unit, Coil with Blower | RA1436AJ1 |  | RCF3624MTAM | 13 | 16 | Yes | Yes | 2015-02-09 |  | 2
FALSE | RA1442AD1 | 4761 | 7493659 | RHEEM SALES COMPANY, INC. | RA1442AJ1 | AC | Split System: Air-Cooled Condensing Unit, Coil Alone | RA1442AJ1 |  | RCFN-H*4824+RXMD-C04 | 12 | 14.5 | Yes | Yes | 2015-02-09 |  | 0
FALSE | RA1642AJ1 | 4918 | 7942350 | RHEEM SALES COMPANY, INC. | RA1642AC1 | AC | Split System: Air-Cooled Condensing Unit, Coil with Blower | RA1642AC1 |  | RCFL-H*4821 | 13 | 15.5 | Yes | Yes | 2015-02-09 |  | 1
FALSE | RA1624AJ1 | 4915 | 7940840 | RHEEM SALES COMPANY, INC. | RA1624AJ1 | AC | Split System: Air-Cooled Condensing Unit, Coil with Blower | RA1624AJ1 |  | RCFN-H*2421 | 13 | 15.5 | Yes | Yes | 2015-02-09 |  | 1
FALSE | RA1436AD1 | 4760 | 7491694 | RHEEM SALES COMPANY, INC. | RA1436AJ1 | AC | Split System: Air-Cooled Condensing Unit, Coil with Blower | RA1436AJ1 |  | RCFL-H*3621 | 12.5 | 15.1 | Yes | Yes | 2015-02-09 |  | 1
FALSE | RA1660AC1 | 4920 | 7944294 | RHEEM SALES COMPANY, INC. | RA1660AJ1 | AC | Split System: Air-Cooled Condensing Unit, Coil with Blower | RA1660AJ1 |  | RCF6024HTAM | 13 | 15.5 | Yes | Yes | 2015-02-09 |  | 1
FALSE | RA1624AJ1 | 4915 | 7940609 | RHEEM SALES COMPANY, INC. | RA1624AJ1 | AC | Split System: Air-Cooled Condensing Unit, Coil with Blower | RA1624AJ1 |  | RCF2417MTAM | 13 | 16 | Yes | Yes | 2015-02-09 |  | 2
FALSE | RA1336AD1 | 4824 | 7508577 | RHEEM SALES COMPANY, INC. | RA1336AJ1 | AC | Split System: Air-Cooled Condensing Unit, Coil with Blower | RA1336AJ1 |  | RCF3621MTAM | 12 | 14.5 | Yes | Yes | 2015-02-09 |  | 0
FALSE | RA1660AC1 | 4920 | 7943878 | RHEEM SALES COMPANY, INC. | RA1660AC1 | AC | Split System: Air-Cooled Condensing Unit, Coil with Blower | RA1660AC1 |  | RCFN-H*6024 | 12.5 | 15.1 | Yes | Yes | 2015-02-09 |  | 1
FALSE | RA1324AJ1 | 4822 | 7507774 | RHEEM SALES COMPANY, INC. | RA1324AJ1 | AC | Split System: Air-Cooled Condensing Unit, Coil with Blower | RA1324AJ1 |  | RCFL-H*2621 | 12 | 14.5 | Yes | Yes | 2015-02-09 |  | 0
FALSE | RA1436AD1 | 4760 | 7491485 | RHEEM SALES COMPANY, INC. | RA1436AC1 | AC | Split System: Air-Cooled Condensing Unit, Coil with Blower | RA1436AC1 |  | RCQD-3621 | 13 | 15.5 | Yes | Yes | 2015-02-09 |  | 1
FALSE | RA1442AD1 | 4761 | 7501109 | RHEEM SALES COMPANY, INC. | RA1442AC1 | AC | Split System: Air-Cooled Condensing Unit, Coil with Blower | RA1442AC1 |  | RCF4824HTAM | 13 | 15.5 | Yes | Yes | 2015-02-09 |  | 1
FALSE | RA1436AD1 | 4760 | 7601423 | RHEEM SALES COMPANY, INC. | RA1436AC1 | AC | Split System: Air-Cooled Condensing Unit, Coil with Blower | RA1436AC1 |  | RCQD-3621 | 13 | 16 | Yes | Yes | 2015-02-09 |  | 2
FALSE | RA1436AD1 | 4760 | 7600175 | RHEEM SALES COMPANY, INC. | RA1436AJ1 | AC | Split System: Air-Cooled Condensing Unit, Coil with Blower | RA1436AJ1 |  | RCF3617STAM | 12 | 14.5 | Yes | Yes | 2015-02-09 |  | 0
FALSE | RA1424AJ1 | 4758 | 7490874 | RHEEM SALES COMPANY, INC. | RA1424AJ1 | AC | Split System: Air-Cooled Condensing Unit, Coil with Blower | RA1424AJ1 |  | RCFL-H*2621 | 12.5 | 15.1 | Yes | Yes | 2015-02-09 |  | 1
FALSE | RA1660AC1 | 4920 | 7944289 | RHEEM SALES COMPANY, INC. | RA1660AC1 | AC | Split System: Air-Cooled Condensing Unit, Coil with Blower | RA1660AC1 |  | RCF6024STAM | 12.5 | 15.1 | Yes | Yes | 2015-02-09 |  | 1
FALSE | RA1342AD1 | 4827 | 7511824 | RHEEM SALES COMPANY, INC. | RA1342AJ1 | AC | Split System: Air-Cooled Condensing Unit, Coil with Blower | RA1342AJ1 |  | RCF4824HTAM | 12 | 14.5 | Yes | Yes | 2015-02-09 |  | 0
FALSE | RA1330AJ1 | 4823 | 7508061 | RHEEM SALES COMPANY, INC. | RA1330AJ1 | AC | Split System: Air-Cooled Condensing Unit, Coil with Blower | RA1330AJ1 |  | RCFL-H*3821 | 12 | 14.5 | Yes | Yes | 2015-02-09 |  | 0
FALSE | RA1642AJ1 | 4918 | 7942321 | RHEEM SALES COMPANY, INC. | RA1642AC1 | AC | Split System: Air-Cooled Condensing Unit, Coil with Blower | RA1642AC1 |  | RCF4824STAM | 13 | 16 | Yes | Yes | 2015-02-09 |  | 2
FALSE | RA1436AD1 | 4760 | 7491484 | RHEEM SALES COMPANY, INC. | RA1436AC1 | AC | Split System: Air-Cooled Condensing Unit, Coil with Blower | RA1436AC1 |  | RCQD-3621 | 13 | 16 | Yes | Yes | 2015-02-09 |  | 2
FALSE | RA1436AD1 | 4760 | 7945013 | RHEEM SALES COMPANY, INC. | RA1436AC1 | AC | Split System: Air-Cooled Condensing Unit, Coil with Blower | RA1436AC1 |  | RCF3624MTAM | 13 | 15.5 | Yes | Yes | 2015-02-09 |  | 1
FALSE | RA1442AD1 | 4761 | 7600440 | RHEEM SALES COMPANY, INC. | RA1442AD1 | AC | Split System: Air-Cooled Condensing Unit, Coil with Blower | RA1442AD1 |  | RCFL-H*4824 | 12 | 14.5 | Yes | Yes | 2015-02-09 |  | 0
FALSE | RA1636AJ1 | 4917 | 7942008 | RHEEM SALES COMPANY, INC. | RA1636AJ1 | AC | Split System: Air-Cooled Condensing Unit, Coil with Blower | RA1636AJ1 |  | RCFL-H*3621 | 13 | 15.5 | Yes | Yes | 2015-02-09 |  | 1
FALSE | RA1436AD1 | 4760 | 7491673 | RHEEM SALES COMPANY, INC. | RA1436AJ1 | AC | Split System: Air-Cooled Condensing Unit, Coil with Blower | RA1436AJ1 |  | RCFL-H*3621 | 12 | 14.5 | Yes | Yes | 2015-02-09 |  | 0
FALSE | RA1430AJ1 | 4759 | 7601392 | RHEEM SALES COMPANY, INC. | RA1430AJ1 | AC | Split System: Air-Cooled Condensing Unit, Coil with Blower | RA1430AJ1 |  | RCFL-H*3824 | 13 | 15.5 | Yes | Yes | 2015-02-09 |  | 1
FALSE | RA1324AJ1 | 4822 | 7507737 | RHEEM SALES COMPANY, INC. | RA1324AJ1 | AC | Split System: Air-Cooled Condensing Unit, Coil with Blower | RA1324AJ1 |  | RCFL-H*2617 | 12 | 14.5 | Yes | Yes | 2015-02-09 |  | 0
FALSE | RA1642AJ1 | 4918 | 7942725 | RHEEM SALES COMPANY, INC. | RA1642AJ1 | AC | Split System: Air-Cooled Condensing Unit, Coil with Blower | RA1642AJ1 |  | RCFL-H*4821 | 12.5 | 15.1 | Yes | Yes | 2015-02-09 |  | 1
FALSE | RA1636AJ1 | 4917 | 7941578 | RHEEM SALES COMPANY, INC. | RA1636AC1 | AC | Split System: Air-Cooled Condensing Unit, Coil with Blower | RA1636AC1 |  | RCFL-H*3621 | 12.2 | 14.5 | Yes | Yes | 2015-02-09 |  | 0
FALSE | RA1648AJ1 | 4919 | 7943104 | RHEEM SALES COMPANY, INC. | RA1648AC1 | AC | Split System: Air-Cooled Condensing Unit, Coil with Blower | RA1648AC1 |  | RCFN-H*4824 | 13 | 16 | Yes | Yes | 2015-02-09 |  | 2
FALSE | RA1642AJ1 | 4918 | 7942271 | RHEEM SALES COMPANY, INC. | RA1642AC1 | AC | Split System: Air-Cooled Condensing Unit, Coil with Blower | RA1642AC1 |  | RCF4824HTAM | 13 | 16 | Yes | Yes | 2015-02-09 |  | 2
FALSE | RA1436AD1 | 4760 | 7600101 | RHEEM SALES COMPANY, INC. | RA1436AD1 | AC | Split System: Air-Cooled Condensing Unit, Coil with Blower | RA1436AD1 |  | RCQD-3621 | 13 | 15.5 | Yes | Yes | 2015-02-09 |  | 1
FALSE | RA1336AD1 | 4824 | 7508639 | RHEEM SALES COMPANY, INC. | RA1336AJ1 | AC | Split System: Air-Cooled Condensing Unit, Coil with Blower | RA1336AJ1 |  | RCF3624HTAM | 12.5 | 15.1 | Yes | Yes | 2015-02-09 |  | 1
FALSE | RA1630AJ1 | 4916 | 7940973 | RHEEM SALES COMPANY, INC. | RA1630AJ1 | AC | Split System: Air-Cooled Condensing Unit, Coil with Blower | RA1630AJ1 |  | RCF3621MTAM | 13 | 16 | Yes | Yes | 2015-02-09 |  | 2
FALSE | RA1424AJ1 | 4758 | 7500952 | RHEEM SALES COMPANY, INC. | RA1424AJ1 | AC | Split System: Air-Cooled Condensing Unit, Coil with Blower | RA1424AJ1 |  | RCF2417HTAM | 13 | 15.5 | Yes | Yes | 2015-02-09 |  | 1
FALSE | RA1436AD1 | 4760 | 7600038 | RHEEM SALES COMPANY, INC. | RA1436AD1 | AC | Split System: Air-Cooled Condensing Unit, Coil with Blower | RA1436AD1 |  | RCFL-H*3821 | 12.5 | 15.1 | Yes | Yes | 2015-02-09 |  | 1
FALSE | RA1636AJ1 | 4917 | 7942189 | RHEEM SALES COMPANY, INC. | RA1636AJ1 | AC | Split System: Air-Cooled Condensing Unit, Coil with Blower | RA1636AJ1 |  | RCQD-3624 | 13 | 16 | Yes | Yes | 2015-02-09 |  | 2
FALSE | RA1630AJ1 | 4916 | 7941163 | RHEEM SALES COMPANY, INC. | RA1630AJ1 | AC | Split System: Air-Cooled Condensing Unit, Coil with Blower | RA1630AJ1 |  | RCFL-H*3821 | 13 | 16 | Yes | Yes | 2015-02-09 |  | 2
FALSE | RA1648AJ1 | 4919 | 7943056 | RHEEM SALES COMPANY, INC. | RA1648AC1 | AC | Split System: Air-Cooled Condensing Unit, Coil Alone | RA1648AC1 |  | RCFL-H*4821+RXMD-C04 | 12 | 14.5 | Yes | Yes | 2015-02-09 |  | 0
FALSE | RA1442AD1 | 4761 | 7491839 | RHEEM SALES COMPANY, INC. | RA1442AC1 | AC | Split System: Air-Cooled Condensing Unit, Coil with Blower | RA1442AC1 |  | RCF4821STAM | 12.5 | 15 | Yes | Yes | 2015-02-09 |  | 1
FALSE | RA1642AJ1 | 4918 | 7942747 | RHEEM SALES COMPANY, INC. | RA1642AJ1 | AC | Split System: Air-Cooled Condensing Unit, Coil with Blower | RA1642AJ1 |  | RCFL-H*4824 | 13 | 15.5 | Yes | Yes | 2015-02-09 |  | 1
FALSE | RA1642AJ1 | 4918 | 7942452 | RHEEM SALES COMPANY, INC. | RA1642AC1 | AC | Split System: Air-Cooled Condensing Unit, Coil with Blower | RA1642AC1 |  | RCFN-H*4824 | 13 | 16 | Yes | Yes | 2015-02-09 |  | 2
FALSE | RA1636AJ1 | 4917 | 7941822 | RHEEM SALES COMPANY, INC. | RA1636AJ1 | AC | Split System: Air-Cooled Condensing Unit, Coil with Blower | RA1636AJ1 |  | RCF3621MTAM | 13 | 16 | Yes | Yes | 2015-02-09 |  | 2
FALSE | RA1436AD1 | 4760 | 7491556 | RHEEM SALES COMPANY, INC. | RA1436AJ1 | AC | Split System: Air-Cooled Condensing Unit, Coil with Blower | RA1436AJ1 |  | RCF3621MTAM | 13 | 15.5 | Yes | Yes | 2015-02-09 |  | 1
FALSE | RA1630AJ1 | 4916 | 7941239 | RHEEM SALES COMPANY, INC. | RA1630AJ1 | AC | Split System: Air-Cooled Condensing Unit, Coil with Blower | RA1630AJ1 |  | RCFL-H*3824 | 13 | 16 | Yes | Yes | 2015-02-09 |  | 2
FALSE | RA1630AJ1 | 4916 | 7941251 | RHEEM SALES COMPANY, INC. | RA1630AJ1 | AC | Split System: Air-Cooled Condensing Unit, Coil with Blower | RA1630AJ1 |  | RCFN-H*3624 | 13 | 16 | Yes | Yes | 2015-02-09 |  | 2
FALSE | RA1442AD1 | 4761 | 7492084 | RHEEM SALES COMPANY, INC. | RA1442AJ1 | AC | Split System: Air-Cooled Condensing Unit, Coil with Blower | RA1442AJ1 |  | RCFL-H*4821 | 12 | 14.5 | Yes | Yes | 2015-02-09 |  | 0
FALSE | RA1436AD1 | 4760 | 7600079 | RHEEM SALES COMPANY, INC. | RA1436AD1 | AC | Split System: Air-Cooled Condensing Unit, Coil with Blower | RA1436AD1 |  | RCFL-H*3824 | 13 | 15.5 | Yes | Yes | 2015-02-09 |  | 1
FALSE | RA1630AJ1 | 4916 | 7941020 | RHEEM SALES COMPANY, INC. | RA1630AJ1 | AC | Split System: Air-Cooled Condensing Unit, Coil with Blower | RA1630AJ1 |  | RCF3624HTAM | 13 | 16 | Yes | Yes | 2015-02-09 |  | 2
FALSE | RA1424AJ1 | 4758 | 7490782 | RHEEM SALES COMPANY, INC. | RA1424AJ1 | AC | Split System: Air-Cooled Condensing Unit, Coil with Blower | RA1424AJ1 |  | RCF2421HTAM | 12.5 | 15.1 | Yes | Yes | 2015-02-09 |  | 1
FALSE | RA1418AJ1 | 4757 | 7490549 | RHEEM SALES COMPANY, INC. | RA1418AJ1 | AC | Split System: Air-Cooled Condensing Unit, Coil with Blower | RA1418AJ1 |  | RCF2417STAM | 13 | 16 | Yes | Yes | 2015-02-09 |  | 2
FALSE | RA1636AJ1 | 4917 | 7942172 | RHEEM SALES COMPANY, INC. | RA1636AJ1 | AC | Split System: Air-Cooled Condensing Unit, Coil with Blower | RA1636AJ1 |  | RCQD-3621 | 13 | 16 | Yes | Yes | 2015-02-09 |  | 2
FALSE | RA1636AJ1 | 4917 | 7941959 | RHEEM SALES COMPANY, INC. | RA1636AJ1 | AC | Split System: Air-Cooled Condensing Unit, Coil with Blower | RA1636AJ1 |  | RCF3624MTAM | 13 | 16 | Yes | Yes | 2015-02-09 |  | 2
FALSE | RA1648AJ1 | 4919 | 7943036 | RHEEM SALES COMPANY, INC. | RA1648AC1 | AC | Split System: Air-Cooled Condensing Unit, Coil with Blower | RA1648AC1 |  | RCFL-H*4821 | 13 | 15.5 | Yes | Yes | 2015-02-09 |  | 1
FALSE | RA1418AJ1 | 4757 | 7490553 | RHEEM SALES COMPANY, INC. | RA1418AJ1 | AC | Split System: Air-Cooled Condensing Unit, Coil with Blower | RA1418AJ1 |  | RCF2417STAM | 13 | 16 | Yes | Yes | 2015-02-09 |  | 2
FALSE | RA1618AJ1 | 4914 | 7940519 | RHEEM SALES COMPANY, INC. | RA1618AJ1 | AC | Split System: Air-Cooled Condensing Unit, Coil with Blower | RA1618AJ1 |  | RCFN-H*2421 | 13 | 16 | Yes | Yes | 2015-02-09 |  | 2
FALSE | RA1436AD1 | 4760 | 7491375 | RHEEM SALES COMPANY, INC. | RA1436AC1 | AC | Split System: Air-Cooled Condensing Unit, Coil with Blower | RA1436AC1 |  | RCFL-H*3621 | 12.5 | 15.1 | Yes | Yes | 2015-02-09 |  | 1
FALSE | RA1336AD1 | 4824 | 7508278 | RHEEM SALES COMPANY, INC. | RA1336AC1 | AC | Split System: Air-Cooled Condensing Unit, Coil with Blower | RA1336AC1 |  | RCF3624HTAM | 12 | 14.5 | Yes | Yes | 2015-02-09 |  | 0
FALSE | RA1318AJ1 | 4821 | 7507422 | RHEEM SALES COMPANY, INC. | RA1318AJ1 | AC | Split System: Air-Cooled Condensing Unit, Coil with Blower | RA1318AJ1 |  | RCF2417HTAM | 12 | 14.5 | Yes | Yes | 2015-02-09 |  | 0
FALSE | RA1642AJ1 | 4918 | 7942344 | RHEEM SALES COMPANY, INC. | RA1642AC1 | AC | Split System: Air-Cooled Condensing Unit, Coil with Blower | RA1642AC1 |  | RCFL-H*4821 | 13 | 15.5 | Yes | Yes | 2015-02-09 |  | 1
FALSE | RA1336AD1 | 4824 | 7508668 | RHEEM SALES COMPANY, INC. | RA1336AJ1 | AC | Split System: Air-Cooled Condensing Unit, Coil with Blower | RA1336AJ1 |  | RCF3624MTAM | 12 | 14.5 | Yes | Yes | 2015-02-09 |  | 0
FALSE | RA1642AJ1 | 4918 | 7942672 | RHEEM SALES COMPANY, INC. | RA1642AJ1 | AC | Split System: Air-Cooled Condensing Unit, Coil with Blower | RA1642AJ1 |  | RCF4824STAM | 13 | 15.5 | Yes | Yes | 2015-02-09 |  | 1
FALSE | RA1318AJ1 | 4821 | 7507526 | RHEEM SALES COMPANY, INC. | RA1318AJ1 | AC | Split System: Air-Cooled Condensing Unit, Coil with Blower | RA1318AJ1 |  | RCFL-H*2621 | 12.5 | 15 | Yes | Yes | 2015-02-09 |  | 1
FALSE | RA1642AJ1 | 4918 | 7942640 | RHEEM SALES COMPANY, INC. | RA1642AJ1 | AC | Split System: Air-Cooled Condensing Unit, Coil with Blower | RA1642AJ1 |  | RCF4824HTAM | 13 | 16 | Yes | Yes | 2015-02-09 |  | 2
FALSE | RA1648AJ1 | 4919 | 7943012 | RHEEM SALES COMPANY, INC. | RA1648AC1 | AC | Split System: Air-Cooled Condensing Unit, Coil with Blower | RA1648AC1 |  | RCFL-H*4821 | 12.5 | 15.1 | Yes | Yes | 2015-02-09 |  | 1
FALSE | RA1642AJ1 | 4918 | 7942737 | RHEEM SALES COMPANY, INC. | RA1642AJ1 | AC | Split System: Air-Cooled Condensing Unit, Coil with Blower | RA1642AJ1 |  | RCFL-H*4824 | 13 | 15.5 | Yes | Yes | 2015-02-09 |  | 1
FALSE | RA1436AD1 | 4760 | 7491771 | RHEEM SALES COMPANY, INC. | RA1436AJ1 | AC | Split System: Air-Cooled Condensing Unit, Coil with Blower | RA1436AJ1 |  | RCQD-3621 | 13 | 16 | Yes | Yes | 2015-02-09 |  | 2
FALSE | RA1436AD1 | 4760 | 7501078 | RHEEM SALES COMPANY, INC. | RA1436AJ1 | AC | Split System: Air-Cooled Condensing Unit, Coil with Blower | RA1436AJ1 |  | RCF3624MTAM | 13 | 16 | Yes | Yes | 2015-02-09 |  | 2
FALSE | RA1436AD1 | 4760 | 7491739 | RHEEM SALES COMPANY, INC. | RA1436AJ1 | AC | Split System: Air-Cooled Condensing Unit, Coil with Blower | RA1436AJ1 |  | RCFL-H*3824 | 13 | 15.5 | Yes | Yes | 2015-02-09 |  | 1
FALSE | RA1624AJ1 | 4915 | 7940809 | RHEEM SALES COMPANY, INC. | RA1624AJ1 | AC | Split System: Air-Cooled Condensing Unit, Coil with Blower | RA1624AJ1 |  | RCFN-H*2417 | 13 | 16 | Yes | Yes | 2015-02-09 |  | 2
FALSE | RA1430AJ1 | 4759 | 7599641 | RHEEM SALES COMPANY, INC. | RA1430AJ1 | AC | Split System: Air-Cooled Condensing Unit, Coil with Blower | RA1430AJ1 |  | RCF3624MTAM | 13 | 16 | Yes | Yes | 2015-02-09 |  | 2
FALSE | RA1424AJ1 | 4758 | 7490813 | RHEEM SALES COMPANY, INC. | RA1424AJ1 | AC | Split System: Air-Cooled Condensing Unit, Coil with Blower | RA1424AJ1 |  | RCF2421MTAM | 12.5 | 15.1 | Yes | Yes | 2015-02-09 |  | 1
FALSE | RA1636AJ1 | 4917 | 7941680 | RHEEM SALES COMPANY, INC. | RA1636AC1 | AC | Split System: Air-Cooled Condensing Unit, Coil with Blower | RA1636AC1 |  | RCFL-H*3824 | 13 | 16 | Yes | Yes | 2015-02-09 |  | 2
FALSE | RA1636AJ1 | 4917 | 7941870 | RHEEM SALES COMPANY, INC. | RA1636AJ1 | AC | Split System: Air-Cooled Condensing Unit, Coil with Blower | RA1636AJ1 |  | RCF3621STAM | 13 | 15.5 | Yes | Yes | 2015-02-09 |  | 1
FALSE | RA1442AD1 | 4761 | 7501153 | RHEEM SALES COMPANY, INC. | RA1442AJ1 | AC | Split System: Air-Cooled Condensing Unit, Coil with Blower | RA1442AJ1 |  | RCFL-H*4824 | 12.5 | 15 | Yes | Yes | 2015-02-09 |  | 1
FALSE | RA1642AJ1 | 4918 | 7942833 | RHEEM SALES COMPANY, INC. | RA1642AJ1 | AC | Split System: Air-Cooled Condensing Unit, Coil with Blower | RA1642AJ1 |  | RCQD-4821 | 13 | 15.5 | Yes | Yes | 2015-02-09 |  | 1
FALSE | RA1336AD1 | 4824 | 7508310 | RHEEM SALES COMPANY, INC. | RA1336AC1 | AC | Split System: Air-Cooled Condensing Unit, Coil with Blower | RA1336AC1 |  | RCF3624MTAM | 12 | 14.5 | Yes | Yes | 2015-02-09 |  | 0
FALSE | RA1642AJ1 | 4918 | 7942752 | RHEEM SALES COMPANY, INC. | RA1642AJ1 | AC | Split System: Air-Cooled Condensing Unit, Coil with Blower | RA1642AJ1 |  | RCFL-H*4824 | 13 | 15.5 | Yes | Yes | 2015-02-09 |  | 1
FALSE | RA1648AJ1 | 4919 | 7942959 | RHEEM SALES COMPANY, INC. | RA1648AC1 | AC | Split System: Air-Cooled Condensing Unit, Coil with Blower | RA1648AC1 |  | RCF4824HTAM | 13 | 16 | Yes | Yes | 2015-02-09 |  | 2
FALSE | RA1418AJ1 | 4757 | 7606945 | RHEEM SALES COMPANY, INC. | RA1418AJ1 | AC | Split System: Air-Cooled Condensing Unit, Coil with Blower | RA1418AJ1 |  | RCF2421HTAM | 13 | 16 | Yes | Yes | 2015-02-09 |  | 2
FALSE | RA1424AJ1 | 4758 | 7599557 | RHEEM SALES COMPANY, INC. | RA1424AJ1 | AC | Split System: Air-Cooled Condensing Unit, Coil with Blower | RA1424AJ1 |  | RCF2417HTAM | 13 | 15.5 | Yes | Yes | 2015-02-09 |  | 1
FALSE | RA1324AJ1 | 4822 | 7507779 | RHEEM SALES COMPANY, INC. | RA1324AJ1 | AC | Split System: Air-Cooled Condensing Unit, Coil with Blower | RA1324AJ1 |  | RCFL-H*2621 | 12 | 14.5 | Yes | Yes | 2015-02-09 |  | 0
FALSE | RA1448AD1 | 4762 | 7492392 | RHEEM SALES COMPANY, INC. | RA1448AJ1 | AC | Split System: Air-Cooled Condensing Unit, Coil with Blower | RA1448AJ1 |  | RCF4821STAM | 12 | 14.5 | Yes | Yes | 2015-02-09 |  | 0
FALSE | RA1636AJ1 | 4917 | 7941442 | RHEEM SALES COMPANY, INC. | RA1636AC1 | AC | Split System: Air-Cooled Condensing Unit, Coil with Blower | RA1636AC1 |  | RCF3621STAM | 12.5 | 15.1 | Yes | Yes | 2015-02-09 |  | 1
FALSE | RA1660AC1 | 4920 | 7943866 | RHEEM SALES COMPANY, INC. | RA1660AC1 | AC | Split System: Air-Cooled Condensing Unit, Coil with Blower | RA1660AC1 |  | RCFN-H*6024 | 13 | 15.5 | Yes | Yes | 2015-02-09 |  | 1
FALSE | RA1324AJ1 | 4822 | 7507843 | RHEEM SALES COMPANY, INC. | RA1324AJ1 | AC | Split System: Air-Cooled Condensing Unit, Coil with Blower | RA1324AJ1 |  | RHPN-HM2421 | 12.5 | 15 | Yes | Yes | 2015-02-09 |  | 1
FALSE | RA1436AD1 | 4760 | 7491282 | RHEEM SALES COMPANY, INC. | RA1436AC1 | AC | Split System: Air-Cooled Condensing Unit, Coil with Blower | RA1436AC1 |  | RCF3621STAM | 12 | 14.5 | Yes | Yes | 2015-02-09 |  | 0
FALSE | RA1618AJ1 | 4914 | 7940481 | RHEEM SALES COMPANY, INC. | RA1618AJ1 | AC | Split System: Air-Cooled Condensing Unit, Coil with Blower | RA1618AJ1 |  | RCFL-H*2621 | 13 | 16 | Yes | Yes | 2015-02-09 |  | 2
FALSE | RA1442AD1 | 4761 | 7600503 | RHEEM SALES COMPANY, INC. | RA1442AD1 | AC | Split System: Air-Cooled Condensing Unit, Coil with Blower | RA1442AD1 |  | RCFN-H*4824 | 12.5 | 15.1 | Yes | Yes | 2015-02-09 |  | 1
FALSE | RA1624AJ1 | 4915 | 7940670 | RHEEM SALES COMPANY, INC. | RA1624AJ1 | AC | Split System: Air-Cooled Condensing Unit, Coil with Blower | RA1624AJ1 |  | RCF2421HTAM | 13 | 16 | Yes | Yes | 2015-02-09 |  | 2
FALSE | RA1618AJ1 | 4914 | 7940370 | RHEEM SALES COMPANY, INC. | RA1618AJ1 | AC | Split System: Air-Cooled Condensing Unit, Coil with Blower | RA1618AJ1 |  | RCF2421HTAM | 13 | 16 | Yes | Yes | 2015-02-09 |  | 2
FALSE | RA1418AJ1 | 4757 | 7490651 | RHEEM SALES COMPANY, INC. | RA1418AJ1 | AC | Split System: Air-Cooled Condensing Unit, Coil with Blower | RA1418AJ1 |  | RCFL-H*2621 | 13 | 16 | Yes | Yes | 2015-02-09 |  | 2
FALSE | RA1436AD1 | 4760 | 7491599 | RHEEM SALES COMPANY, INC. | RA1436AJ1 | AC | Split System: Air-Cooled Condensing Unit, Coil with Blower | RA1436AJ1 |  | RCF3621STAM | 12.5 | 15.1 | Yes | Yes | 2015-02-09 |  | 1
FALSE | RA1648AJ1 | 4919 | 7944233 | RHEEM SALES COMPANY, INC. | RA1648AC1 | AC | Split System: Air-Cooled Condensing Unit, Coil with Blower | RA1648AC1 |  | RCF4821STAM | 13 | 16 | Yes | Yes | 2015-02-09 |  | 2
FALSE | RA1648AJ1 | 4919 | 7943228 | RHEEM SALES COMPANY, INC. | RA1648AJ1 | AC | Split System: Air-Cooled Condensing Unit, Coil with Blower | RA1648AJ1 |  | RCF4821STAM | 13 | 15.5 | Yes | Yes | 2015-02-09 |  | 1
FALSE | RA1618AJ1 | 4914 | 7940440 | RHEEM SALES COMPANY, INC. | RA1618AJ1 | AC | Split System: Air-Cooled Condensing Unit, Coil with Blower | RA1618AJ1 |  | RCFL-H*2617 | 13 | 16 | Yes | Yes | 2015-02-09 |  | 2
FALSE | RA1630AJ1 | 4916 | 7941116 | RHEEM SALES COMPANY, INC. | RA1630AJ1 | AC | Split System: Air-Cooled Condensing Unit, Coil with Blower | RA1630AJ1 |  | RCFL-H*3621 | 13 | 15.5 | Yes | Yes | 2015-02-09 |  | 1
FALSE | RA1636AJ1 | 4917 | 7942179 | RHEEM SALES COMPANY, INC. | RA1636AJ1 | AC | Split System: Air-Cooled Condensing Unit, Coil with Blower | RA1636AJ1 |  | RCQD-3624 | 13 | 16 | Yes | Yes | 2015-02-09 |  | 2
FALSE | RA1636AJ1 | 4917 | 7944119 | RHEEM SALES COMPANY, INC. | RA1636AC1 | AC | Split System: Air-Cooled Condensing Unit, Coil with Blower | RA1636AC1 |  | RCF3624HTAM | 13 | 16 | Yes | Yes | 2015-02-09 |  | 2
FALSE | RA1436AD1 | 4760 | 7501017 | RHEEM SALES COMPANY, INC. | RA1436AC1 | AC | Split System: Air-Cooled Condensing Unit, Coil with Blower | RA1436AC1 |  | RCF3621MTAM | 13 | 16 | Yes | Yes | 2015-02-09 |  | 2
FALSE | RA1418AJ1 | 4757 | 7490619 | RHEEM SALES COMPANY, INC. | RA1418AJ1 | AC | Split System: Air-Cooled Condensing Unit, Coil with Blower | RA1418AJ1 |  | RCFL-H*2417 | 13 | 15.5 | Yes | Yes | 2015-02-09 |  | 1
FALSE | RA1648AJ1 | 4919 | 7943222 | RHEEM SALES COMPANY, INC. | RA1648AJ1 | AC | Split System: Air-Cooled Condensing Unit, Coil with Blower | RA1648AJ1 |  | RCF4821STAM | 13 | 16 | Yes | Yes | 2015-02-09 |  | 2
FALSE | RA1460AD1 | 4763 | 7601034 | RHEEM SALES COMPANY, INC. | RA1460AD1 | AC | Split System: Air-Cooled Condensing Unit, Coil with Blower | RA1460AD1 |  | RHKL-HM6024 | 12.5 | 15 | Yes | Yes | 2015-02-09 |  | 1
FALSE | RA1642AJ1 | 4918 | 7942400 | RHEEM SALES COMPANY, INC. | RA1642AC1 | AC | Split System: Air-Cooled Condensing Unit, Coil with Blower | RA1642AC1 |  | RCFL-H*4824 | 13 | 16 | Yes | Yes | 2015-02-09 |  | 2
FALSE | RA1642AJ1 | 4918 | 7942340 | RHEEM SALES COMPANY, INC. | RA1642AC1 | AC | Split System: Air-Cooled Condensing Unit, Coil with Blower | RA1642AC1 |  | RCF4824STAM | 13 | 15.5 | Yes | Yes | 2015-02-09 |  | 1
FALSE | RA1424AJ1 | 4758 | 7944944 | RHEEM SALES COMPANY, INC. | RA1424AJ1 | AC | Split System: Air-Cooled Condensing Unit, Coil with Blower | RA1424AJ1 |  | RCF2421HTAM | 13 | 15.5 | Yes | Yes | 2015-02-09 |  | 1
FALSE | RA1636AJ1 | 4917 | 7944150 | RHEEM SALES COMPANY, INC. | RA1636AJ1 | AC | Split System: Air-Cooled Condensing Unit, Coil with Blower | RA1636AJ1 |  | RCF3621STAM | 13 | 15.5 | Yes | Yes | 2015-02-09 |  | 1
FALSE | RA1430AJ1 | 4759 | 7491222 | RHEEM SALES COMPANY, INC. | RA1430AJ1 | AC | Split System: Air-Cooled Condensing Unit, Coil with Blower | RA1430AJ1 |  | RCFN-H*3624 | 13 | 16 | Yes | Yes | 2015-02-09 |  | 2
FALSE | RA1436AD1 | 4760 | 7491765 | RHEEM SALES COMPANY, INC. | RA1436AJ1 | AC | Split System: Air-Cooled Condensing Unit, Coil with Blower | RA1436AJ1 |  | RCQD-3621 | 12.5 | 15.1 | Yes | Yes | 2015-02-09 |  | 1
FALSE | RA1448AD1 | 4762 | 7600787 | RHEEM SALES COMPANY, INC. | RA1448AD1 | AC | Split System: Air-Cooled Condensing Unit, Coil with Blower | RA1448AD1 |  | RCFN-H*4824 | 12.5 | 15.1 | Yes | Yes | 2015-02-10 |  | 1
FALSE | RA1642AJ1 | 4918 | 7942716 | RHEEM SALES COMPANY, INC. | RA1642AJ1 | AC | Split System: Air-Cooled Condensing Unit, Coil with Blower | RA1642AJ1 |  | RCFL-H*4821 | 13 | 16 | Yes | Yes | 2015-02-10 |  | 2
FALSE | RA1460AD1 | 4763 | 7945205 | RHEEM SALES COMPANY, INC. | RA1460AD1 | AC | Split System: Air-Cooled Condensing Unit, Coil with Blower | RA1460AD1 |  | RCF6024STAM | 12 | 14.5 | Yes | Yes | 2015-02-10 |  | 0
FALSE | RA1624AJ1 | 4915 | 7940700 | RHEEM SALES COMPANY, INC. | RA1624AJ1 | AC | Split System: Air-Cooled Condensing Unit, Coil with Blower | RA1624AJ1 |  | RCF2421MTAM | 13 | 16 | Yes | Yes | 2015-02-10 |  | 2
FALSE | RA1648AJ1 | 4919 | 7943182 | RHEEM SALES COMPANY, INC. | RA1648AC1 | AC | Split System: Air-Cooled Condensing Unit, Coil with Blower | RA1648AC1 |  | RCQD-4824 | 13 | 15.5 | Yes | Yes | 2015-02-10 |  | 1
FALSE | RA1442AD1 | 4761 | 7600363 | RHEEM SALES COMPANY, INC. | RA1442AD1 | AC | Split System: Air-Cooled Condensing Unit, Coil with Blower | RA1442AD1 |  | RCF4824STAM | 12.5 | 15.1 | Yes | Yes | 2015-02-10 |  | 1
FALSE | RA1418AJ1 | 4757 | 7490666 | RHEEM SALES COMPANY, INC. | RA1418AJ1 | AC | Split System: Air-Cooled Condensing Unit, Coil with Blower | RA1418AJ1 |  | RCFL-H*2621 | 13 | 15.5 | Yes | Yes | 2015-02-10 |  | 1
FALSE | RA1442AD1 | 4761 | 7600338 | RHEEM SALES COMPANY, INC. | RA1442AD1 | AC | Split System: Air-Cooled Condensing Unit, Coil with Blower | RA1442AD1 |  | RCF4824HTAM | 13 | 15.5 | Yes | Yes | 2015-02-10 |  | 1
FALSE | RA1636AJ1 | 4917 | 7941630 | RHEEM SALES COMPANY, INC. | RA1636AC1 | AC | Split System: Air-Cooled Condensing Unit, Coil with Blower | RA1636AC1 |  | RCFL-H*3821 | 13 | 15.5 | Yes | Yes | 2015-02-10 |  | 1
FALSE | RA1436AD1 | 4760 | 7491414 | RHEEM SALES COMPANY, INC. | RA1436AC1 | AC | Split System: Air-Cooled Condensing Unit, Coil with Blower | RA1436AC1 |  | RCFL-H*3821 | 13 | 15.5 | Yes | Yes | 2015-02-10 |  | 1
FALSE | RA1648AJ1 | 4919 | 7944234 | RHEEM SALES COMPANY, INC. | RA1648AC1 | AC | Split System: Air-Cooled Condensing Unit, Coil with Blower | RA1648AC1 |  | RCF4821STAM | 13 | 15.5 | Yes | Yes | 2015-02-10 |  | 1
FALSE | RA1424AJ1 | 4758 | 7500953 | RHEEM SALES COMPANY, INC. | RA1424AJ1 | AC | Split System: Air-Cooled Condensing Unit, Coil with Blower | RA1424AJ1 |  | RCF2417HTAM | 12.5 | 15.1 | Yes | Yes | 2015-02-10 |  | 1
FALSE | RA1636AJ1 | 4917 | 7941905 | RHEEM SALES COMPANY, INC. | RA1636AJ1 | AC | Split System: Air-Cooled Condensing Unit, Coil with Blower | RA1636AJ1 |  | RCF3624HTAM | 13 | 16 | Yes | Yes | 2015-02-10 |  | 2
FALSE | RA1648AJ1 | 4919 | 7943032 | RHEEM SALES COMPANY, INC. | RA1648AC1 | AC | Split System: Air-Cooled Condensing Unit, Coil with Blower | RA1648AC1 |  | RCFL-H*4821 | 13 | 15.5 | Yes | Yes | 2015-02-10 |  | 1
FALSE | RA1636AJ1 | 4917 | 7941665 | RHEEM SALES COMPANY, INC. | RA1636AC1 | AC | Split System: Air-Cooled Condensing Unit, Coil with Blower | RA1636AC1 |  | RCFL-H*3824 | 13 | 16 | Yes | Yes | 2015-02-10 |  | 2
FALSE | RA1418AJ1 | 4757 | 7490591 | RHEEM SALES COMPANY, INC. | RA1418AJ1 | AC | Split System: Air-Cooled Condensing Unit, Coil with Blower | RA1418AJ1 |  | RCF2421MTAM | 13 | 16 | Yes | Yes | 2015-02-10 |  | 2
FALSE | RA1630AJ1 | 4916 | 7941316 | RHEEM SALES COMPANY, INC. | RA1630AJ1 | AC | Split System: Air-Cooled Condensing Unit, Coil Alone | RA1630AJ1 |  | RCQD-3621+RXMD-C04 | 12.5 | 15.1 | Yes | Yes | 2015-02-10 |  | 1
FALSE | RA1430AJ1 | 4759 | 7500995 | RHEEM SALES COMPANY, INC. | RA1430AJ1 | AC | Split System: Air-Cooled Condensing Unit, Coil with Blower | RA1430AJ1 |  | RCFL-H*3621 | 13 | 15.5 | Yes | Yes | 2015-02-10 |  | 1
FALSE | RA1436AD1 | 4760 | 7491503 | RHEEM SALES COMPANY, INC. | RA1436AC1 | AC | Split System: Air-Cooled Condensing Unit, Coil with Blower | RA1436AC1 |  | RCQD-3624 | 13 | 16 | Yes | Yes | 2015-02-10 |  | 2
FALSE | RA1448AD1 | 4762 | 7492394 | RHEEM SALES COMPANY, INC. | RA1448AJ1 | AC | Split System: Air-Cooled Condensing Unit, Coil with Blower | RA1448AJ1 |  | RCF4824HTAM | 12 | 14.5 | Yes | Yes | 2015-02-10 |  | 0
FALSE | RA1436AD1 | 4760 | 7491618 | RHEEM SALES COMPANY, INC. | RA1436AJ1 | AC | Split System: Air-Cooled Condensing Unit, Coil with Blower | RA1436AJ1 |  | RCF3624HTAM | 13 | 16 | Yes | Yes | 2015-02-10 |  | 2
FALSE | RA1648AJ1 | 4919 | 7943331 | RHEEM SALES COMPANY, INC. | RA1648AJ1 | AC | Split System: Air-Cooled Condensing Unit, Coil with Blower | RA1648AJ1 |  | RCFL-H*4821 | 12.5 | 15.1 | Yes | Yes | 2015-02-10 |  | 1
FALSE | RA1436AD1 | 4760 | 7493674 | RHEEM SALES COMPANY, INC. | RA1436AC1 | AC | Split System: Air-Cooled Condensing Unit, Coil with Blower | RA1436AC1 |  | RHKL-HM3617 | 12.5 | 15 | Yes | Yes | 2015-02-10 |  | 1
FALSE | RA1618AJ1 | 4914 | 7940446 | RHEEM SALES COMPANY, INC. | RA1618AJ1 | AC | Split System: Air-Cooled Condensing Unit, Coil with Blower | RA1618AJ1 |  | RCFL-H*2617 | 13 | 16 | Yes | Yes | 2015-02-10 |  | 2
FALSE | RA1636AJ1 | 4917 | 7941695 | RHEEM SALES COMPANY, INC. | RA1636AC1 | AC | Split System: Air-Cooled Condensing Unit, Coil with Blower | RA1636AC1 |  | RCFL-H*3824 | 13 | 16 | Yes | Yes | 2015-02-10 |  | 2
FALSE | RA1648AJ1 | 4919 | 7942903 | RHEEM SALES COMPANY, INC. | RA1648AC1 | AC | Split System: Air-Cooled Condensing Unit, Coil with Blower | RA1648AC1 |  | RCF4821STAM | 13 | 16 | Yes | Yes | 2015-02-10 |  | 2
FALSE | RA1424AJ1 | 4758 | 7490865 | RHEEM SALES COMPANY, INC. | RA1424AJ1 | AC | Split System: Air-Cooled Condensing Unit, Coil with Blower | RA1424AJ1 |  | RCFL-H*2617 | 13 | 15.5 | Yes | Yes | 2015-02-10 |  | 1
FALSE | RA1430AJ1 | 4759 | 7491183 | RHEEM SALES COMPANY, INC. | RA1430AJ1 | AC | Split System: Air-Cooled Condensing Unit, Coil with Blower | RA1430AJ1 |  | RCFL-H*3824 | 13 | 16 | Yes | Yes | 2015-02-10 |  | 2
FALSE | RA1436AD1 | 4760 | 7599855 | RHEEM SALES COMPANY, INC. | RA1436AD1 | AC | Split System: Air-Cooled Condensing Unit, Coil with Blower | RA1436AD1 |  | RCF3624HTAM | 13 | 16 | Yes | Yes | 2015-02-10 |  | 2
FALSE | RA1336AD1 | 4824 | 7982374 | RHEEM SALES COMPANY, INC. | RA1336AC1 | AC | Split System: Air-Cooled Condensing Unit, Coil with Blower | RA1336AC1 |  | RCF3621MTAM | 12 | 14.5 | Yes | Yes | 2015-02-10 |  | 0
FALSE | RA1642AJ1 | 4918 | 7942449 | RHEEM SALES COMPANY, INC. | RA1642AC1 | AC | Split System: Air-Cooled Condensing Unit, Coil with Blower | RA1642AC1 |  | RCFN-H*4824 | 13 | 15.5 | Yes | Yes | 2015-02-10 |  | 1
FALSE | RA1318AJ1 | 4821 | 7507521 | RHEEM SALES COMPANY, INC. | RA1318AJ1 | AC | Split System: Air-Cooled Condensing Unit, Coil with Blower | RA1318AJ1 |  | RCFL-H*2617 | 12 | 14.5 | Yes | Yes | 2015-02-10 |  | 0
FALSE | RA1436AD1 | 4760 | 7601468 | RHEEM SALES COMPANY, INC. | RA1436AJ1 | AC | Split System: Air-Cooled Condensing Unit, Coil with Blower | RA1436AJ1 |  | RCF3621STAM | 12.5 | 15 | Yes | Yes | 2015-02-10 |  | 1
FALSE | RA1618AJ1 | 4914 | 7940562 | RHEEM SALES COMPANY, INC. | RA1618AJ1 | AC | Split System: Air-Cooled Condensing Unit, Coil with Blower | RA1618AJ1 |  | RF1P1821SPAN | 12.2 | 14.5 | Yes | Yes | 2015-02-10 |  | 0
FALSE | RA1648AJ1 | 4919 | 7943070 | RHEEM SALES COMPANY, INC. | RA1648AC1 | AC | Split System: Air-Cooled Condensing Unit, Coil with Blower | RA1648AC1 |  | RCFL-H*4824 | 13 | 15.5 | Yes | Yes | 2015-02-10 |  | 1
FALSE | RA1648AJ1 | 4919 | 7943284 | RHEEM SALES COMPANY, INC. | RA1648AJ1 | AC | Split System: Air-Cooled Condensing Unit, Coil with Blower | RA1648AJ1 |  | RCF4824HTAM | 13 | 16 | Yes | Yes | 2015-02-10 |  | 2
FALSE | RA1324AJ1 | 4822 | 7507705 | RHEEM SALES COMPANY, INC. | RA1324AJ1 | AC | Split System: Air-Cooled Condensing Unit, Coil with Blower | RA1324AJ1 |  | RCF2421MTAM | 12 | 14.5 | Yes | Yes | 2015-02-10 |  | 0
FALSE | RA1442AD1 | 4761 | 7600494 | RHEEM SALES COMPANY, INC. | RA1442AD1 | AC | Split System: Air-Cooled Condensing Unit, Coil with Blower | RA1442AD1 |  | RCFN-H*4824 | 13 | 15.5 | Yes | Yes | 2015-02-10 |  | 1
FALSE | RA1418AJ1 | 4757 | 7490650 | RHEEM SALES COMPANY, INC. | RA1418AJ1 | AC | Split System: Air-Cooled Condensing Unit, Coil with Blower | RA1418AJ1 |  | RCFL-H*2621 | 13 | 15.5 | Yes | Yes | 2015-02-10 |  | 1
FALSE | RA1318AJ1 | 4821 | 7507570 | RHEEM SALES COMPANY, INC. | RA1318AJ1 | AC | Split System: Air-Cooled Condensing Unit, Coil with Blower | RA1318AJ1 |  | RCFN-H*2421 | 12.5 | 15 | Yes | Yes | 2015-02-10 |  | 1
FALSE | RA1424AJ1 | 4758 | 7490773 | RHEEM SALES COMPANY, INC. | RA1424AJ1 | AC | Split System: Air-Cooled Condensing Unit, Coil with Blower | RA1424AJ1 |  | RCF2417STAM | 13 | 15.5 | Yes | Yes | 2015-02-10 |  | 1
FALSE | RA1448AD1 | 4762 | 7492532 | RHEEM SALES COMPANY, INC. | RA1448AJ1 | AC | Split System: Air-Cooled Condensing Unit, Coil with Blower | RA1448AJ1 |  | RCQD-4821 | 12 | 14.5 | Yes | Yes | 2015-02-10 |  | 0
FALSE | RA1418AJ1 | 4757 | 7490605 | RHEEM SALES COMPANY, INC. | RA1418AJ1 | AC | Split System: Air-Cooled Condensing Unit, Coil with Blower | RA1418AJ1 |  | RCFL-A*2417 | 13 | 15.5 | Yes | Yes | 2015-02-10 |  | 1
FALSE | RA1336AD1 | 4824 | 7508677 | RHEEM SALES COMPANY, INC. | RA1336AJ1 | AC | Split System: Air-Cooled Condensing Unit, Coil with Blower | RA1336AJ1 |  | RCF3624MTAM | 12 | 14.5 | Yes | Yes | 2015-02-10 |  | 0
FALSE | RA1624AJ1 | 4915 | 7940591 | RHEEM SALES COMPANY, INC. | RA1624AJ1 | AC | Split System: Air-Cooled Condensing Unit, Coil with Blower | RA1624AJ1 |  | RCF2417HTAM | 13 | 16 | Yes | Yes | 2015-02-10 |  | 2
FALSE | RA1648AJ1 | 4919 | 7944267 | RHEEM SALES COMPANY, INC. | RA1648AJ1 | AC | Split System: Air-Cooled Condensing Unit, Coil with Blower | RA1648AJ1 |  | RCF4824HTAM | 13 | 16 | Yes | Yes | 2015-02-10 |  | 2
FALSE | RA1660AC1 | 4920 | 7943871 | RHEEM SALES COMPANY, INC. | RA1660AC1 | AC | Split System: Air-Cooled Condensing Unit, Coil with Blower | RA1660AC1 |  | RCFN-H*6024 | 13 | 15.5 | Yes | Yes | 2015-02-10 |  | 1
FALSE | RA1630AJ1 | 4916 | 7941176 | RHEEM SALES COMPANY, INC. | RA1630AJ1 | AC | Split System: Air-Cooled Condensing Unit, Coil with Blower | RA1630AJ1 |  | RCFL-H*3821 | 13 | 16 | Yes | Yes | 2015-02-10 |  | 2
FALSE | RA1648AJ1 | 4919 | 7943310 | RHEEM SALES COMPANY, INC. | RA1648AJ1 | AC | Split System: Air-Cooled Condensing Unit, Coil with Blower | RA1648AJ1 |  | RCF4824STAM | 13 | 15.5 | Yes | Yes | 2015-02-10 |  | 1
FALSE | RA1630AJ1 | 4916 | 7941143 | RHEEM SALES COMPANY, INC. | RA1630AJ1 | AC | Split System: Air-Cooled Condensing Unit, Coil with Blower | RA1630AJ1 |  | RCFL-H*3621 | 13 | 16 | Yes | Yes | 2015-02-10 |  | 2
FALSE | RA1336AD1 | 4824 | 7983371 | RHEEM SALES COMPANY, INC. | RA1336AC1 | AC | Split System: Air-Cooled Condensing Unit, Coil with Blower | RA1336AC1 |  | RCF3624MTAM | 12.5 | 15 | Yes | Yes | 2015-02-10 |  | 1
FALSE | RA1618AJ1 | 4914 | 7940331 | RHEEM SALES COMPANY, INC. | RA1618AJ1 | AC | Split System: Air-Cooled Condensing Unit, Coil with Blower | RA1618AJ1 |  | RCF2417MTAM | 13 | 16 | Yes | Yes | 2015-02-10 |  | 2
FALSE | RA1442AD1 | 4761 | 7491854 | RHEEM SALES COMPANY, INC. | RA1442AC1 | AC | Split System: Air-Cooled Condensing Unit, Coil with Blower | RA1442AC1 |  | RCF4824HTAM | 12.5 | 15.1 | Yes | Yes | 2015-02-10 |  | 1
FALSE | RA1330AJ1 | 4823 | 7508172 | RHEEM SALES COMPANY, INC. | RA1330AJ1 | AC | Split System: Air-Cooled Condensing Unit, Coil with Blower | RA1330AJ1 |  | RCQD-3624 | 12 | 14.5 | Yes | Yes | 2015-02-10 |  | 0
FALSE | RA1624AJ1 | 4915 | 7940596 | RHEEM SALES COMPANY, INC. | RA1624AJ1 | AC | Split System: Air-Cooled Condensing Unit, Coil with Blower | RA1624AJ1 |  | RCF2417HTAM | 13 | 16 | Yes | Yes | 2015-02-10 |  | 2
FALSE | RA1636AJ1 | 4917 | 7941681 | RHEEM SALES COMPANY, INC. | RA1636AC1 | AC | Split System: Air-Cooled Condensing Unit, Coil with Blower | RA1636AC1 |  | RCFL-H*3824 | 13 | 16 | Yes | Yes | 2015-02-10 |  | 2
FALSE | RA1342AD1 | 4827 | 7512015 | RHEEM SALES COMPANY, INC. | RA1342AJ1 | AC | Split System: Air-Cooled Condensing Unit, Coil with Blower | RA1342AJ1 |  | RCFN-H*4824 | 12 | 14.5 | Yes | Yes | 2015-02-10 |  | 0
FALSE | RA1636AJ1 | 4917 | 7944116 | RHEEM SALES COMPANY, INC. | RA1636AC1 | AC | Split System: Air-Cooled Condensing Unit, Coil with Blower | RA1636AC1 |  | RCF3624HTAM | 13 | 16 | Yes | Yes | 2015-02-10 |  | 2
FALSE | RA1636AJ1 | 4917 | 7941765 | RHEEM SALES COMPANY, INC. | RA1636AC1 | AC | Split System: Air-Cooled Condensing Unit, Coil with Blower | RA1636AC1 |  | RCQD-3624 | 13 | 16 | Yes | Yes | 2015-02-10 |  | 2
FALSE | RA1430AJ1 | 4759 | 7491166 | RHEEM SALES COMPANY, INC. | RA1430AJ1 | AC | Split System: Air-Cooled Condensing Unit, Coil with Blower | RA1430AJ1 |  | RCFL-H*3821 | 13 | 16 | Yes | Yes | 2015-02-10 |  | 2
FALSE | RA1448AD1 | 4762 | 7492306 | RHEEM SALES COMPANY, INC. | RA1448AC1 | AC | Split System: Air-Cooled Condensing Unit, Coil with Blower | RA1448AC1 |  | RCFN-H*4824 | 12.5 | 15.1 | Yes | Yes | 2015-02-10 |  | 1
FALSE | RA1336AD1 | 4824 | 7508508 | RHEEM SALES COMPANY, INC. | RA1336AC1 | AC | Split System: Air-Cooled Condensing Unit, Coil with Blower | RA1336AC1 |  | RCQD-3621 | 12.5 | 15 | Yes | Yes | 2015-02-10 |  | 1
FALSE | RA1424AJ1 | 4758 | 7944955 | RHEEM SALES COMPANY, INC. | RA1424AJ1 | AC | Split System: Air-Cooled Condensing Unit, Coil with Blower | RA1424AJ1 |  | RCF2421MTAM | 13 | 15.5 | Yes | Yes | 2015-02-10 |  | 1
FALSE | RA1636AJ1 | 4917 | 7942166 | RHEEM SALES COMPANY, INC. | RA1636AJ1 | AC | Split System: Air-Cooled Condensing Unit, Coil with Blower | RA1636AJ1 |  | RCQD-3621 | 13 | 16 | Yes | Yes | 2015-02-10 |  | 2
FALSE | RA1336AD1 | 4824 | 7508518 | RHEEM SALES COMPANY, INC. | RA1336AC1 | AC | Split System: Air-Cooled Condensing Unit, Coil with Blower | RA1336AC1 |  | RCQD-3624 | 12.5 | 15.1 | Yes | Yes | 2015-02-10 |  | 1
FALSE | RA1424AJ1 | 4758 | 7490956 | RHEEM SALES COMPANY, INC. | RA1424AJ1 | AC | Split System: Air-Cooled Condensing Unit, Coil with Blower | RA1424AJ1 |  | RCQD-2417 | 13 | 15.5 | Yes | Yes | 2015-02-10 |  | 1
FALSE | RA1324AJ1 | 4822 | 7507685 | RHEEM SALES COMPANY, INC. | RA1324AJ1 | AC | Split System: Air-Cooled Condensing Unit, Coil with Blower | RA1324AJ1 |  | RCF2421HTAM | 12 | 14.5 | Yes | Yes | 2015-02-10 |  | 0
FALSE | RA1648AJ1 | 4919 | 7943192 | RHEEM SALES COMPANY, INC. | RA1648AC1 | AC | Split System: Air-Cooled Condensing Unit, Coil with Blower | RA1648AC1 |  | RCQD-4824 | 13 | 16 | Yes | Yes | 2015-02-10 |  | 2
FALSE | RA1442AD1 | 4761 | 7601493 | RHEEM SALES COMPANY, INC. | RA1442AC1 | AC | Split System: Air-Cooled Condensing Unit, Coil with Blower | RA1442AC1 |  | RCF4824HTAM | 13 | 15.5 | Yes | Yes | 2015-02-10 |  | 1
FALSE | RA1430AJ1 | 4759 | 7491032 | RHEEM SALES COMPANY, INC. | RA1430AJ1 | AC | Split System: Air-Cooled Condensing Unit, Coil with Blower | RA1430AJ1 |  | RCF3621STAM | 13 | 15.5 | Yes | Yes | 2015-02-10 |  | 1
FALSE | RA1336AD1 | 4824 | 7508504 | RHEEM SALES COMPANY, INC. | RA1336AC1 | AC | Split System: Air-Cooled Condensing Unit, Coil with Blower | RA1336AC1 |  | RCQD-3621 | 12 | 14.5 | Yes | Yes | 2015-02-10 |  | 0
FALSE | RA1442AD1 | 4761 | 7601506 | RHEEM SALES COMPANY, INC. | RA1442AD1 | AC | Split System: Air-Cooled Condensing Unit, Coil with Blower | RA1442AD1 |  | RCF4824HTAM | 13 | 15.5 | Yes | Yes | 2015-02-10 |  | 1
FALSE | RA1436AD1 | 4760 | 7945062 | RHEEM SALES COMPANY, INC. | RA1436AJ1 | AC | Split System: Air-Cooled Condensing Unit, Coil with Blower | RA1436AJ1 |  | RCF3621STAM | 12.5 | 15.1 | Yes | Yes | 2015-02-10 |  | 1
FALSE | RA1418AJ1 | 4757 | 7490712 | RHEEM SALES COMPANY, INC. | RA1418AJ1 | AC | Split System: Air-Cooled Condensing Unit, Coil with Blower | RA1418AJ1 |  | RCQD-2417 | 13 | 16 | Yes | Yes | 2015-02-10 |  | 2
FALSE | RA1424AJ1 | 4758 | 7490828 | RHEEM SALES COMPANY, INC. | RA1424AJ1 | AC | Split System: Air-Cooled Condensing Unit, Coil with Blower | RA1424AJ1 |  | RCF2421MTAM | 12.5 | 15.1 | Yes | Yes | 2015-02-10 |  | 1
FALSE | RA1430AJ1 | 4759 | 7491070 | RHEEM SALES COMPANY, INC. | RA1430AJ1 | AC | Split System: Air-Cooled Condensing Unit, Coil with Blower | RA1430AJ1 |  | RCF3624MTAM | 13 | 16 | Yes | Yes | 2015-02-10 |  | 2
FALSE | RA1348AD1 | 4825 | 7509282 | RHEEM SALES COMPANY, INC. | RA1348AJ1 | AC | Split System: Air-Cooled Condensing Unit, Coil with Blower | RA1348AJ1 |  | RHKL-HM6024 | 12 | 14.5 | Yes | Yes | 2015-02-10 |  | 0
FALSE | RA1618AJ1 | 4914 | 7940493 | RHEEM SALES COMPANY, INC. | RA1618AJ1 | AC | Split System: Air-Cooled Condensing Unit, Coil with Blower | RA1618AJ1 |  | RCFN-H*2417 | 13 | 16 | Yes | Yes | 2015-02-10 |  | 2
FALSE | RA1636AJ1 | 4917 | 7941775 | RHEEM SALES COMPANY, INC. | RA1636AC1 | AC | Split System: Air-Cooled Condensing Unit, Coil with Blower | RA1636AC1 |  | RH1V3617STAN | 13 | 15.5 | Yes | Yes | 2015-02-10 |  | 1
FALSE | RA1636AJ1 | 4917 | 7944157 | RHEEM SALES COMPANY, INC. | RA1636AJ1 | AC | Split System: Air-Cooled Condensing Unit, Coil with Blower | RA1636AJ1 |  | RCF3621STAM | 12.5 | 15.1 | Yes | Yes | 2015-02-10 |  | 1
FALSE | RA1618AJ1 | 4914 | 7940384 | RHEEM SALES COMPANY, INC. | RA1618AJ1 | AC | Split System: Air-Cooled Condensing Unit, Coil Alone | RA1618AJ1 |  | RCF2421HTAM+RXMD-C04 | 12.2 | 14.5 | Yes | Yes | 2015-02-10 |  | 0
FALSE | RA1642AJ1 | 4918 | 7942661 | RHEEM SALES COMPANY, INC. | RA1642AJ1 | AC | Split System: Air-Cooled Condensing Unit, Coil with Blower | RA1642AJ1 |  | RCF4824STAM | 13 | 15.5 | Yes | Yes | 2015-02-10 |  | 1
FALSE | RA1624AJ1 | 4915 | 7940818 | RHEEM SALES COMPANY, INC. | RA1624AJ1 | AC | Split System: Air-Cooled Condensing Unit, Coil with Blower | RA1624AJ1 |  | RCFN-H*2417 | 13 | 16 | Yes | Yes | 2015-02-10 |  | 2
FALSE | RA1648AJ1 | 4919 | 7943276 | RHEEM SALES COMPANY, INC. | RA1648AJ1 | AC | Split System: Air-Cooled Condensing Unit, Coil with Blower | RA1648AJ1 |  | RCF4824HTAM | 13 | 16 | Yes | Yes | 2015-02-10 |  | 2
FALSE | RA1660AC1 | 4920 | 7943867 | RHEEM SALES COMPANY, INC. | RA1660AC1 | AC | Split System: Air-Cooled Condensing Unit, Coil with Blower | RA1660AC1 |  | RCFN-H*6024 | 13 | 16 | Yes | Yes | 2015-02-10 |  | 2
FALSE | RA1642AJ1 | 4918 | 7942279 | RHEEM SALES COMPANY, INC. | RA1642AC1 | AC | Split System: Air-Cooled Condensing Unit, Coil with Blower | RA1642AC1 |  | RCF4824HTAM | 13 | 16 | Yes | Yes | 2015-02-10 |  | 2
FALSE | RA1436AD1 | 4760 | 7945001 | RHEEM SALES COMPANY, INC. | RA1436AC1 | AC | Split System: Air-Cooled Condensing Unit, Coil with Blower | RA1436AC1 |  | RCF3621STAM | 12.5 | 15 | Yes | Yes | 2015-02-10 |  | 1
FALSE | RA1436AD1 | 4760 | 7599943 | RHEEM SALES COMPANY, INC. | RA1436AD1 | AC | Split System: Air-Cooled Condensing Unit, Coil with Blower | RA1436AD1 |  | RCFL-H*3621 | 12.5 | 15 | Yes | Yes | 2015-02-10 |  | 1
FALSE | RA1630AJ1 | 4916 | 7941219 | RHEEM SALES COMPANY, INC. | RA1630AJ1 | AC | Split System: Air-Cooled Condensing Unit, Coil with Blower | RA1630AJ1 |  | RCFL-H*3824 | 13 | 16 | Yes | Yes | 2015-02-10 |  | 2
FALSE | RA1318AJ1 | 4821 | 7507443 | RHEEM SALES COMPANY, INC. | RA1318AJ1 | AC | Split System: Air-Cooled Condensing Unit, Coil with Blower | RA1318AJ1 |  | RCF2417STAM | 12 | 14.5 | Yes | Yes | 2015-02-10 |  | 0
FALSE | RA1636AJ1 | 4917 | 7944174 | RHEEM SALES COMPANY, INC. | RA1636AJ1 | AC | Split System: Air-Cooled Condensing Unit, Coil with Blower | RA1636AJ1 |  | RCF3624MTAM | 13 | 16 | Yes | Yes | 2015-02-10 |  | 2
FALSE | RA1448AD1 | 4762 | 7600767 | RHEEM SALES COMPANY, INC. | RA1448AD1 | AC | Split System: Air-Cooled Condensing Unit, Coil with Blower | RA1448AD1 |  | RCFN-H*4824 | 13 | 15.5 | Yes | Yes | 2015-02-10 |  | 1
FALSE | RA1636AJ1 | 4917 | 7942063 | RHEEM SALES COMPANY, INC. | RA1636AJ1 | AC | Split System: Air-Cooled Condensing Unit, Coil with Blower | RA1636AJ1 |  | RCFL-H*3821 | 12.5 | 15.1 | Yes | Yes | 2015-02-10 |  | 1
FALSE | RA1636AJ1 | 4917 | 7943763 | RHEEM SALES COMPANY, INC. | RA1636AC1 | AC | Split System: Air-Cooled Condensing Unit, Coil with Blower | RA1636AC1 |  | RF1P3624STAN | 12.2 | 14.5 | Yes | Yes | 2015-02-10 |  | 0
FALSE | RA1636AJ1 | 4917 | 7941738 | RHEEM SALES COMPANY, INC. | RA1636AC1 | AC | Split System: Air-Cooled Condensing Unit, Coil with Blower | RA1636AC1 |  | RCQD-3621 | 13 | 16 | Yes | Yes | 2015-02-10 |  | 2
FALSE | RA1430AJ1 | 4759 | 7599659 | RHEEM SALES COMPANY, INC. | RA1430AJ1 | AC | Split System: Air-Cooled Condensing Unit, Coil with Blower | RA1430AJ1 |  | RCFL-H*3821 | 13 | 15.5 | Yes | Yes | 2015-02-10 |  | 1
FALSE | RA1624AJ1 | 4915 | 7940844 | RHEEM SALES COMPANY, INC. | RA1624AJ1 | AC | Split System: Air-Cooled Condensing Unit, Coil with Blower | RA1624AJ1 |  | RCFN-H*2421 | 13 | 16 | Yes | Yes | 2015-02-10 |  | 2
FALSE | RA1648AJ1 | 4919 | 7943190 | RHEEM SALES COMPANY, INC. | RA1648AC1 | AC | Split System: Air-Cooled Condensing Unit, Coil with Blower | RA1648AC1 |  | RCQD-4824 | 13 | 16 | Yes | Yes | 2015-02-10 |  | 2
FALSE | RA1436AD1 | 4760 | 7945057 | RHEEM SALES COMPANY, INC. | RA1436AJ1 | AC | Split System: Air-Cooled Condensing Unit, Coil with Blower | RA1436AJ1 |  | RCF3621MTAM | 13 | 15.5 | Yes | Yes | 2015-02-10 |  | 1
FALSE | RA1642AJ1 | 4918 | 7942518 | RHEEM SALES COMPANY, INC. | RA1642AC1 | AC | Split System: Air-Cooled Condensing Unit, Coil with Blower | RA1642AC1 |  | RCQD-4821 | 13 | 16 | Yes | Yes | 2015-02-10 |  | 2
FALSE | RA1436AD1 | 4760 | 7491791 | RHEEM SALES COMPANY, INC. | RA1436AJ1 | AC | Split System: Air-Cooled Condensing Unit, Coil with Blower | RA1436AJ1 |  | RCQD-3624 | 13 | 16 | Yes | Yes | 2015-02-10 |  | 2
FALSE | RA1318AJ1 | 4821 | 7507429 | RHEEM SALES COMPANY, INC. | RA1318AJ1 | AC | Split System: Air-Cooled Condensing Unit, Coil with Blower | RA1318AJ1 |  | RCF2417MTAM | 12 | 14.5 | Yes | Yes | 2015-02-10 |  | 0
FALSE | RA1642AJ1 | 4918 | 7942258 | RHEEM SALES COMPANY, INC. | RA1642AC1 | AC | Split System: Air-Cooled Condensing Unit, Coil with Blower | RA1642AC1 |  | RCF4821STAM | 13 | 15.5 | Yes | Yes | 2015-02-10 |  | 1
FALSE | RA1430AJ1 | 4759 | 7490984 | RHEEM SALES COMPANY, INC. | RA1430AJ1 | AC | Split System: Air-Cooled Condensing Unit, Coil with Blower | RA1430AJ1 |  | RCF3621MTAM | 13 | 15.5 | Yes | Yes | 2015-02-10 |  | 1
FALSE | RA1636AJ1 | 4917 | 7941730 | RHEEM SALES COMPANY, INC. | RA1636AC1 | AC | Split System: Air-Cooled Condensing Unit, Coil with Blower | RA1636AC1 |  | RCQD-3621 | 13 | 16 | Yes | Yes | 2015-02-10 |  | 2
FALSE | RA1648AJ1 | 4919 | 7943131 | RHEEM SALES COMPANY, INC. | RA1648AC1 | AC | Split System: Air-Cooled Condensing Unit, Coil with Blower | RA1648AC1 |  | RCFN-H*4824 | 13 | 16 | Yes | Yes | 2015-02-10 |  | 2
FALSE | RA1630AJ1 | 4916 | 7941315 | RHEEM SALES COMPANY, INC. | RA1630AJ1 | AC | Split System: Air-Cooled Condensing Unit, Coil with Blower | RA1630AJ1 |  | RCQD-3621 | 13 | 16 | Yes | Yes | 2015-02-10 |  | 2
FALSE | RA1642AJ1 | 4918 | 7942420 | RHEEM SALES COMPANY, INC. | RA1642AC1 | AC | Split System: Air-Cooled Condensing Unit, Coil with Blower | RA1642AC1 |  | RCFL-H*4824 | 13 | 15.5 | Yes | Yes | 2015-02-10 |  | 1
FALSE | RA1624AJ1 | 4915 | 7940893 | RHEEM SALES COMPANY, INC. | RA1624AJ1 | AC | Split System: Air-Cooled Condensing Unit, Coil with Blower | RA1624AJ1 |  | RH2T2421MTAN | 13 | 16 | Yes | Yes | 2015-02-10 |  | 2
FALSE | RA1442AD1 | 4761 | 7491923 | RHEEM SALES COMPANY, INC. | RA1442AC1 | AC | Split System: Air-Cooled Condensing Unit, Coil with Blower | RA1442AC1 |  | RCFL-H*4821 | 12 | 14.5 | Yes | Yes | 2015-02-10 |  | 0
FALSE | RA1418AJ1 | 4757 | 7599519 | RHEEM SALES COMPANY, INC. | RA1418AJ1 | AC | Split System: Air-Cooled Condensing Unit, Coil with Blower | RA1418AJ1 |  | RCF2417STAM | 13 | 16 | Yes | Yes | 2015-02-10 |  | 2
FALSE | RA1436AD1 | 4760 | 7945076 | RHEEM SALES COMPANY, INC. | RA1436AJ1 | AC | Split System: Air-Cooled Condensing Unit, Coil with Blower | RA1436AJ1 |  | RCF3624MTAM | 13 | 16 | Yes | Yes | 2015-02-10 |  | 2
FALSE | RA1430AJ1 | 4759 | 7501008 | RHEEM SALES COMPANY, INC. | RA1430AJ1 | AC | Split System: Air-Cooled Condensing Unit, Coil with Blower | RA1430AJ1 |  | RCFN-H*3624 | 13 | 16 | Yes | Yes | 2015-02-10 |  | 2
FALSE | RA1636AJ1 | 4917 | 7941953 | RHEEM SALES COMPANY, INC. | RA1636AJ1 | AC | Split System: Air-Cooled Condensing Unit, Coil with Blower | RA1636AJ1 |  | RCF3624MTAM | 13 | 16 | Yes | Yes | 2015-02-10 |  | 2
FALSE | RA1630AJ1 | 4916 | 7941111 | RHEEM SALES COMPANY, INC. | RA1630AJ1 | AC | Split System: Air-Cooled Condensing Unit, Coil with Blower | RA1630AJ1 |  | RCFL-H*3621 | 13 | 15.5 | Yes | Yes | 2015-02-10 |  | 1
FALSE | RA1342AD1 | 4827 | 7982571 | RHEEM SALES COMPANY, INC. | RA1342AC1 | AC | Split System: Air-Cooled Condensing Unit, Coil with Blower | RA1342AC1 |  | RCFN-H*4824 | 12 | 14.5 | Yes | Yes | 2015-02-10 |  | 0
FALSE | RA1648AJ1 | 4919 | 7943526 | RHEEM SALES COMPANY, INC. | RA1648AJ1 | AC | Split System: Air-Cooled Condensing Unit, Coil with Blower | RA1648AJ1 |  | RCQD-4824 | 13 | 16 | Yes | Yes | 2015-02-10 |  | 2
FALSE | RA1642AJ1 | 4918 | 7942522 | RHEEM SALES COMPANY, INC. | RA1642AC1 | AC | Split System: Air-Cooled Condensing Unit, Coil with Blower | RA1642AC1 |  | RCQD-4824 | 13 | 16 | Yes | Yes | 2015-02-10 |  | 2
FALSE | RA1630AJ1 | 4916 | 7941091 | RHEEM SALES COMPANY, INC. | RA1630AJ1 | AC | Split System: Air-Cooled Condensing Unit, Coil with Blower | RA1630AJ1 |  | RCFL-H*3617 | 13 | 16 | Yes | Yes | 2015-02-10 |  | 2
FALSE | RA1448AD1 | 4762 | 7600884 | RHEEM SALES COMPANY, INC. | RA1448AJ1 | AC | Split System: Air-Cooled Condensing Unit, Coil with Blower | RA1448AJ1 |  | RCF4824STAM | 12.5 | 15 | Yes | Yes | 2015-02-10 |  | 1
FALSE | RA1424AJ1 | 4758 | 7490894 | RHEEM SALES COMPANY, INC. | RA1424AJ1 | AC | Split System: Air-Cooled Condensing Unit, Coil with Blower | RA1424AJ1 |  | RCFL-H*2621 | 12.5 | 15.1 | Yes | Yes | 2015-02-10 |  | 1
FALSE | RA1618AJ1 | 4914 | 7940452 | RHEEM SALES COMPANY, INC. | RA1618AJ1 | AC | Split System: Air-Cooled Condensing Unit, Coil with Blower | RA1618AJ1 |  | RCFL-H*2617 | 13 | 16 | Yes | Yes | 2015-02-10 |  | 2
FALSE | RA1660AC1 | 4920 | 7943781 | RHEEM SALES COMPANY, INC. | RA1660AC1 | AC | Split System: Air-Cooled Condensing Unit, Coil with Blower | RA1660AC1 |  | RCF6024HTAM | 12.5 | 15.1 | Yes | Yes | 2015-02-10 |  | 1
FALSE | RA1430AJ1 | 4759 | 7491092 | RHEEM SALES COMPANY, INC. | RA1430AJ1 | AC | Split System: Air-Cooled Condensing Unit, Coil with Blower | RA1430AJ1 |  | RCFL-H*3617 | 13 | 15.5 | Yes | Yes | 2015-02-10 |  | 1
FALSE | RA1418AJ1 | 4757 | 7490616 | RHEEM SALES COMPANY, INC. | RA1418AJ1 | AC | Split System: Air-Cooled Condensing Unit, Coil with Blower | RA1418AJ1 |  | RCFL-H*2417 | 12.5 | 15.1 | Yes | Yes | 2015-02-10 |  | 1
FALSE | RA1636AJ1 | 4917 | 7941439 | RHEEM SALES COMPANY, INC. | RA1636AC1 | AC | Split System: Air-Cooled Condensing Unit, Coil with Blower | RA1636AC1 |  | RCF3621STAM | 12.5 | 15.1 | Yes | Yes | 2015-02-10 |  | 1
FALSE | RA1442AD1 | 4761 | 7600441 | RHEEM SALES COMPANY, INC. | RA1442AD1 | AC | Split System: Air-Cooled Condensing Unit, Coil with Blower | RA1442AD1 |  | RCFL-H*4824 | 12.5 | 15.1 | Yes | Yes | 2015-02-10 |  | 1
FALSE | RA1648AJ1 | 4919 | 7943473 | RHEEM SALES COMPANY, INC. | RA1648AJ1 | AC | Split System: Air-Cooled Condensing Unit, Coil with Blower | RA1648AJ1 |  | RCQD-4821 | 12.5 | 15.1 | Yes | Yes | 2015-02-10 |  | 1
FALSE | RA1436AD1 | 4760 | 7945042 | RHEEM SALES COMPANY, INC. | RA1436AD1 | AC | Split System: Air-Cooled Condensing Unit, Coil with Blower | RA1436AD1 |  | RCF3624MTAM | 13 | 16 | Yes | Yes | 2015-02-10 |  | 2
FALSE | RA1630AJ1 | 4916 | 7941191 | RHEEM SALES COMPANY, INC. | RA1630AJ1 | AC | Split System: Air-Cooled Condensing Unit, Coil with Blower | RA1630AJ1 |  | RCFL-H*3821 | 13 | 16 | Yes | Yes | 2015-02-10 |  | 2
FALSE | RA1318AJ1 | 4821 | 7507530 | RHEEM SALES COMPANY, INC. | RA1318AJ1 | AC | Split System: Air-Cooled Condensing Unit, Coil with Blower | RA1318AJ1 |  | RCFL-H*2621 | 12.5 | 15 | Yes | Yes | 2015-02-10 |  | 1
FALSE | RA1636AJ1 | 4917 | 7941942 | RHEEM SALES COMPANY, INC. | RA1636AJ1 | AC | Split System: Air-Cooled Condensing Unit, Coil with Blower | RA1636AJ1 |  | RCF3624MTAM | 13 | 16 | Yes | Yes | 2015-02-10 |  | 2
FALSE | RA1642AJ1 | 4918 | 7942253 | RHEEM SALES COMPANY, INC. | RA1642AC1 | AC | Split System: Air-Cooled Condensing Unit, Coil with Blower | RA1642AC1 |  | RCF4821STAM | 12.5 | 15.1 | Yes | Yes | 2015-02-10 |  | 1
FALSE | RA1642AJ1 | 4918 | 7942463 | RHEEM SALES COMPANY, INC. | RA1642AC1 | AC | Split System: Air-Cooled Condensing Unit, Coil with Blower | RA1642AC1 |  | RCFN-H*4824 | 13 | 16 | Yes | Yes | 2015-02-10 |  | 2
FALSE | RA1630AJ1 | 4916 | 7941344 | RHEEM SALES COMPANY, INC. | RA1630AJ1 | AC | Split System: Air-Cooled Condensing Unit, Coil with Blower | RA1630AJ1 |  | RH1T3621MTAN | 13 | 16 | Yes | Yes | 2015-02-10 |  | 2
FALSE | RA1330AJ1 | 4823 | 7508132 | RHEEM SALES COMPANY, INC. | RA1330AJ1 | AC | Split System: Air-Cooled Condensing Unit, Coil with Blower | RA1330AJ1 |  | RCQD-3621 | 12 | 14.5 | Yes | Yes | 2015-02-10 |  | 0
FALSE | RA1442AD1 | 4761 | 7600289 | RHEEM SALES COMPANY, INC. | RA1442AD1 | AC | Split System: Air-Cooled Condensing Unit, Coil with Blower | RA1442AD1 |  | RCF4821STAM | 12 | 14.5 | Yes | Yes | 2015-02-10 |  | 0
FALSE | RA1630AJ1 | 4916 | 7941043 | RHEEM SALES COMPANY, INC. | RA1630AJ1 | AC | Split System: Air-Cooled Condensing Unit, Coil with Blower | RA1630AJ1 |  | RCF3624HTAM | 13 | 16 | Yes | Yes | 2015-02-10 |  | 2
FALSE | RA1318AJ1 | 4821 | 7982166 | RHEEM SALES COMPANY, INC. | RA1318AJ1 | AC | Split System: Air-Cooled Condensing Unit, Coil with Blower | RA1318AJ1 |  | RCF2417STAM | 12 | 14.5 | Yes | Yes | 2015-02-10 |  | 0
FALSE | RA1642AJ1 | 4918 | 7942231 | RHEEM SALES COMPANY, INC. | RA1642AC1 | AC | Split System: Air-Cooled Condensing Unit, Coil with Blower | RA1642AC1 |  | RCF4821STAM | 13 | 15.5 | Yes | Yes | 2015-02-10 |  | 1
FALSE | RA1436AD1 | 4760 | 7491339 | RHEEM SALES COMPANY, INC. | RA1436AC1 | AC | Split System: Air-Cooled Condensing Unit, Coil with Blower | RA1436AC1 |  | RCF3624MTAM | 13 | 16 | Yes | Yes | 2015-02-10 |  | 2
FALSE | RA1618AJ1 | 4914 | 7940442 | RHEEM SALES COMPANY, INC. | RA1618AJ1 | AC | Split System: Air-Cooled Condensing Unit, Coil with Blower | RA1618AJ1 |  | RCFL-H*2617 | 13 | 16 | Yes | Yes | 2015-02-10 |  | 2
FALSE | RA1618AJ1 | 4914 | 7940540 | RHEEM SALES COMPANY, INC. | RA1618AJ1 | AC | Split System: Air-Cooled Condensing Unit, Coil with Blower | RA1618AJ1 |  | RCFN-H*2421 | 13 | 16 | Yes | Yes | 2015-02-10 |  | 2
FALSE | RA1448AD1 | 4762 | 7945169 | RHEEM SALES COMPANY, INC. | RA1448AJ1 | AC | Split System: Air-Cooled Condensing Unit, Coil with Blower | RA1448AJ1 |  | RCF4821STAM | 12 | 14.5 | Yes | Yes | 2015-02-10 |  | 0
FALSE | RA1436AD1 | 4760 | 7491598 | RHEEM SALES COMPANY, INC. | RA1436AJ1 | AC | Split System: Air-Cooled Condensing Unit, Coil with Blower | RA1436AJ1 |  | RCF3621STAM | 12.5 | 15.1 | Yes | Yes | 2015-02-10 |  | 1
FALSE | RA1636AJ1 | 4917 | 7942150 | RHEEM SALES COMPANY, INC. | RA1636AJ1 | AC | Split System: Air-Cooled Condensing Unit, Coil with Blower | RA1636AJ1 |  | RCQD-3621 | 13 | 16 | Yes | Yes | 2015-02-10 |  | 2
FALSE | RA1630AJ1 | 4916 | 7941010 | RHEEM SALES COMPANY, INC. | RA1630AJ1 | AC | Split System: Air-Cooled Condensing Unit, Coil with Blower | RA1630AJ1 |  | RCF3621STAM | 13 | 16 | Yes | Yes | 2015-02-10 |  | 2
FALSE | RA1648AJ1 | 4919 | 7943189 | RHEEM SALES COMPANY, INC. | RA1648AC1 | AC | Split System: Air-Cooled Condensing Unit, Coil with Blower | RA1648AC1 |  | RCQD-4824 | 13 | 16 | Yes | Yes | 2015-02-10 |  | 2
FALSE | RA1618AJ1 | 4914 | 7940449 | RHEEM SALES COMPANY, INC. | RA1618AJ1 | AC | Split System: Air-Cooled Condensing Unit, Coil with Blower | RA1618AJ1 |  | RCFL-H*2617 | 13 | 16 | Yes | Yes | 2015-02-10 |  | 2
FALSE | RA1418AJ1 | 4757 | 7490618 | RHEEM SALES COMPANY, INC. | RA1418AJ1 | AC | Split System: Air-Cooled Condensing Unit, Coil with Blower | RA1418AJ1 |  | RCFL-H*2417 | 13 | 15.5 | Yes | Yes | 2015-02-10 |  | 1
FALSE | RA1442AD1 | 4761 | 7945098 | RHEEM SALES COMPANY, INC. | RA1442AD1 | AC | Split System: Air-Cooled Condensing Unit, Coil with Blower | RA1442AD1 |  | RCF4821STAM | 12 | 14.5 | Yes | Yes | 2015-02-10 |  | 0
FALSE | RA1636AJ1 | 4917 | 7941404 | RHEEM SALES COMPANY, INC. | RA1636AC1 | AC | Split System: Air-Cooled Condensing Unit, Coil with Blower | RA1636AC1 |  | RCF3621MTAM | 13 | 16 | Yes | Yes | 2015-02-10 |  | 2
FALSE | RA1448AD1 | 4762 | 7492430 | RHEEM SALES COMPANY, INC. | RA1448AJ1 | AC | Split System: Air-Cooled Condensing Unit, Coil with Blower | RA1448AJ1 |  | RCF4824STAM | 12 | 14.5 | Yes | Yes | 2015-02-10 |  | 0
FALSE | RA1430AJ1 | 4759 | 7490967 | RHEEM SALES COMPANY, INC. | RA1430AJ1 | AC | Split System: Air-Cooled Condensing Unit, Coil with Blower | RA1430AJ1 |  | RCF3617STAM | 12 | 14.5 | Yes | Yes | 2015-02-10 |  | 0
FALSE | RA1442AD1 | 4761 | 7492083 | RHEEM SALES COMPANY, INC. | RA1442AJ1 | AC | Split System: Air-Cooled Condensing Unit, Coil with Blower | RA1442AJ1 |  | RCFL-H*4821 | 12 | 14.5 | Yes | Yes | 2015-02-10 |  | 0
FALSE | RA1630AJ1 | 4916 | 7941246 | RHEEM SALES COMPANY, INC. | RA1630AJ1 | AC | Split System: Air-Cooled Condensing Unit, Coil with Blower | RA1630AJ1 |  | RCFN-H*3624 | 13 | 16 | Yes | Yes | 2015-02-10 |  | 2
FALSE | RA1630AJ1 | 4916 | 7940921 | RHEEM SALES COMPANY, INC. | RA1630AJ1 | AC | Split System: Air-Cooled Condensing Unit, Coil with Blower | RA1630AJ1 |  | RCF3617STAM | 13 | 16 | Yes | Yes | 2015-02-10 |  | 2
FALSE | RA1642AJ1 | 4918 | 7942631 | RHEEM SALES COMPANY, INC. | RA1642AJ1 | AC | Split System: Air-Cooled Condensing Unit, Coil with Blower | RA1642AJ1 |  | RCF4824HTAM | 13 | 16 | Yes | Yes | 2015-02-10 |  | 2
FALSE | RA1430AJ1 | 4759 | 7491036 | RHEEM SALES COMPANY, INC. | RA1430AJ1 | AC | Split System: Air-Cooled Condensing Unit, Coil with Blower | RA1430AJ1 |  | RCF3621STAM | 13 | 15.5 | Yes | Yes | 2015-02-10 |  | 1
FALSE | RA1436AD1 | 4760 | 7491261 | RHEEM SALES COMPANY, INC. | RA1436AC1 | AC | Split System: Air-Cooled Condensing Unit, Coil with Blower | RA1436AC1 |  | RCF3621MTAM | 12.5 | 15.1 | Yes | Yes | 2015-02-10 |  | 1
FALSE | RA1442AD1 | 4761 | 7600446 | RHEEM SALES COMPANY, INC. | RA1442AD1 | AC | Split System: Air-Cooled Condensing Unit, Coil with Blower | RA1442AD1 |  | RCFL-H*4824 | 12 | 14.5 | Yes | Yes | 2015-02-10 |  | 0
FALSE | RA1618AJ1 | 4914 | 7940505 | RHEEM SALES COMPANY, INC. | RA1618AJ1 | AC | Split System: Air-Cooled Condensing Unit, Coil with Blower | RA1618AJ1 |  | RCFN-H*2417 | 13 | 16 | Yes | Yes | 2015-02-10 |  | 2
FALSE | RA1436AD1 | 4760 | 7600204 | RHEEM SALES COMPANY, INC. | RA1436AJ1 | AC | Split System: Air-Cooled Condensing Unit, Coil with Blower | RA1436AJ1 |  | RCFL-H*3617 | 12.5 | 15.1 | Yes | Yes | 2015-02-10 |  | 1
FALSE | RA1448AD1 | 4762 | 7492364 | RHEEM SALES COMPANY, INC. | RA1448AC1 | AC | Split System: Air-Cooled Condensing Unit, Coil with Blower | RA1448AC1 |  | RH2V4824HTAC | 13 | 15.5 | Yes | Yes | 2015-02-10 |  | 1
FALSE | RA1424AJ1 | 4758 | 7490881 | RHEEM SALES COMPANY, INC. | RA1424AJ1 | AC | Split System: Air-Cooled Condensing Unit, Coil with Blower | RA1424AJ1 |  | RCFL-H*2621 | 13 | 15.5 | Yes | Yes | 2015-02-10 |  | 1
FALSE | RA1436AD1 | 4760 | 7600135 | RHEEM SALES COMPANY, INC. | RA1436AD1 | AC | Split System: Air-Cooled Condensing Unit, Coil with Blower | RA1436AD1 |  | RCQD-3624 | 13 | 16 | Yes | Yes | 2015-02-10 |  | 2
FALSE | RA1318AJ1 | 4821 | 7507482 | RHEEM SALES COMPANY, INC. | RA1318AJ1 | AC | Split System: Air-Cooled Condensing Unit, Coil with Blower | RA1318AJ1 |  | RCF2421MTAM | 12 | 14.5 | Yes | Yes | 2015-02-10 |  | 0
FALSE | RA1618AJ1 | 4914 | 7940398 | RHEEM SALES COMPANY, INC. | RA1618AJ1 | AC | Split System: Air-Cooled Condensing Unit, Coil with Blower | RA1618AJ1 |  | RCF2421MTAM | 13 | 16 | Yes | Yes | 2015-02-10 |  | 2
FALSE | RA1336AD1 | 4824 | 7508489 | RHEEM SALES COMPANY, INC. | RA1336AC1 | AC | Split System: Air-Cooled Condensing Unit, Coil with Blower | RA1336AC1 |  | RCQD-3621 | 12 | 14.5 | Yes | Yes | 2015-02-10 |  | 0
FALSE | RA1636AJ1 | 4917 | 7941987 | RHEEM SALES COMPANY, INC. | RA1636AJ1 | AC | Split System: Air-Cooled Condensing Unit, Coil with Blower | RA1636AJ1 |  | RCFL-H*3617 | 12.5 | 15.1 | Yes | Yes | 2015-02-10 |  | 1
FALSE | RA1442AD1 | 4761 | 7501106 | RHEEM SALES COMPANY, INC. | RA1442AC1 | AC | Split System: Air-Cooled Condensing Unit, Coil with Blower | RA1442AC1 |  | RCF4824HTAM | 13 | 15.5 | Yes | Yes | 2015-02-10 |  | 1
FALSE | RA1624AJ1 | 4915 | 7940849 | RHEEM SALES COMPANY, INC. | RA1624AJ1 | AC | Split System: Air-Cooled Condensing Unit, Coil with Blower | RA1624AJ1 |  | RCFN-H*2421 | 13 | 16 | Yes | Yes | 2015-02-10 |  | 2
FALSE | RA1336AD1 | 4824 | 7508853 | RHEEM SALES COMPANY, INC. | RA1336AJ1 | AC | Split System: Air-Cooled Condensing Unit, Coil with Blower | RA1336AJ1 |  | RCFN-H*3624 | 12.5 | 15.1 | Yes | Yes | 2015-02-10 |  | 1
FALSE | RA1436AD1 | 4760 | 7491695 | RHEEM SALES COMPANY, INC. | RA1436AJ1 | AC | Split System: Air-Cooled Condensing Unit, Coil with Blower | RA1436AJ1 |  | RCFL-H*3621 | 12.5 | 15.1 | Yes | Yes | 2015-02-10 |  | 1
FALSE | RA1436AD1 | 4760 | 7491513 | RHEEM SALES COMPANY, INC. | RA1436AC1 | AC | Split System: Air-Cooled Condensing Unit, Coil with Blower | RA1436AC1 |  | RCQD-3624 | 13 | 16 | Yes | Yes | 2015-02-10 |  | 2
FALSE | RA1448AD1 | 4762 | 7600783 | RHEEM SALES COMPANY, INC. | RA1448AD1 | AC | Split System: Air-Cooled Condensing Unit, Coil with Blower | RA1448AD1 |  | RCFN-H*4824 | 12.5 | 15 | Yes | Yes | 2015-02-10 |  | 1
FALSE | RA1636AJ1 | 4917 | 7941570 | RHEEM SALES COMPANY, INC. | RA1636AC1 | AC | Split System: Air-Cooled Condensing Unit, Coil with Blower | RA1636AC1 |  | RCFL-H*3621 | 12.5 | 15.1 | Yes | Yes | 2015-02-10 |  | 1
FALSE | RA1442AD1 | 4761 | 7600297 | RHEEM SALES COMPANY, INC. | RA1442AD1 | AC | Split System: Air-Cooled Condensing Unit, Coil with Blower | RA1442AD1 |  | RCF4821STAM | 12 | 14.5 | Yes | Yes | 2015-02-10 |  | 0
FALSE | RA1448AD1 | 4762 | 7501191 | RHEEM SALES COMPANY, INC. | RA1448AC1 | AC | Split System: Air-Cooled Condensing Unit, Coil with Blower | RA1448AC1 |  | RCQD-4824 | 12.5 | 15.1 | Yes | Yes | 2015-02-10 |  | 1
FALSE | RA1630AJ1 | 4916 | 7941350 | RHEEM SALES COMPANY, INC. | RA1630AJ1 | AC | Split System: Air-Cooled Condensing Unit, Coil with Blower | RA1630AJ1 |  | RHKL-HM3821 | 13 | 16 | Yes | Yes | 2015-02-10 |  | 2
FALSE | RA1642AJ1 | 4918 | 7942371 | RHEEM SALES COMPANY, INC. | RA1642AC1 | AC | Split System: Air-Cooled Condensing Unit, Coil with Blower | RA1642AC1 |  | RCFL-H*4821 | 12.2 | 14.5 | Yes | Yes | 2015-02-10 |  | 0
FALSE | RA1448AD1 | 4762 | 7600658 | RHEEM SALES COMPANY, INC. | RA1448AD1 | AC | Split System: Air-Cooled Condensing Unit, Coil with Blower | RA1448AD1 |  | RCF4824HTAM | 12.5 | 15.1 | Yes | Yes | 2015-02-10 |  | 1
FALSE | RA1642AJ1 | 4918 | 7942686 | RHEEM SALES COMPANY, INC. | RA1642AJ1 | AC | Split System: Air-Cooled Condensing Unit, Coil with Blower | RA1642AJ1 |  | RCFL-H*4821 | 13 | 15.5 | Yes | Yes | 2015-02-10 |  | 1
FALSE | RA1336AD1 | 4824 | 7508661 | RHEEM SALES COMPANY, INC. | RA1336AJ1 | AC | Split System: Air-Cooled Condensing Unit, Coil with Blower | RA1336AJ1 |  | RCF3624HTAM | 12.5 | 15 | Yes | Yes | 2015-02-10 |  | 1
FALSE | RA1436AD1 | 4760 | 7491633 | RHEEM SALES COMPANY, INC. | RA1436AJ1 | AC | Split System: Air-Cooled Condensing Unit, Coil with Blower | RA1436AJ1 |  | RCF3624MTAM | 13 | 16 | Yes | Yes | 2015-02-10 |  | 2
FALSE | RA1448AD1 | 4762 | 7600563 | RHEEM SALES COMPANY, INC. | RA1448AC1 | AC | Split System: Air-Cooled Condensing Unit, Coil with Blower | RA1448AC1 |  | RCF4824HTAM | 12.5 | 15.1 | Yes | Yes | 2015-02-10 |  | 1
FALSE | RA1330AJ1 | 4823 | 7508127 | RHEEM SALES COMPANY, INC. | RA1330AJ1 | AC | Split System: Air-Cooled Condensing Unit, Coil with Blower | RA1330AJ1 |  | RCFN-H*3624 | 13 | 15.5 | Yes | Yes | 2015-02-10 |  | 1
FALSE | RA1648AJ1 | 4919 | 7943090 | RHEEM SALES COMPANY, INC. | RA1648AC1 | AC | Split System: Air-Cooled Condensing Unit, Coil with Blower | RA1648AC1 |  | RCFL-H*4824 | 13 | 15.5 | Yes | Yes | 2015-02-10 |  | 1
FALSE | RA1330AJ1 | 4823 | 7508188 | RHEEM SALES COMPANY, INC. | RA1330AJ1 | AC | Split System: Air-Cooled Condensing Unit, Coil with Blower | RA1330AJ1 |  | RHPN-HM3624 | 12.5 | 15 | Yes | Yes | 2015-02-10 |  | 1
FALSE | RA1630AJ1 | 4916 | 7941329 | RHEEM SALES COMPANY, INC. | RA1630AJ1 | AC | Split System: Air-Cooled Condensing Unit, Coil with Blower | RA1630AJ1 |  | RCQD-3624 | 13 | 16 | Yes | Yes | 2015-02-10 |  | 2
FALSE | RA1642AJ1 | 4918 | 7942367 | RHEEM SALES COMPANY, INC. | RA1642AC1 | AC | Split System: Air-Cooled Condensing Unit, Coil with Blower | RA1642AC1 |  | RCFL-H*4821 | 12.2 | 14.5 | Yes | Yes | 2015-02-10 |  | 0
FALSE | RA1624AJ1 | 4915 | 7943998 | RHEEM SALES COMPANY, INC. | RA1624AJ1 | AC | Split System: Air-Cooled Condensing Unit, Coil with Blower | RA1624AJ1 |  | RCF2421HTAM | 13 | 16 | Yes | Yes | 2015-02-10 |  | 2
FALSE | RA1648AJ1 | 4919 | 7943097 | RHEEM SALES COMPANY, INC. | RA1648AC1 | AC | Split System: Air-Cooled Condensing Unit, Coil with Blower | RA1648AC1 |  | RCFL-H*4824 | 13 | 15.5 | Yes | Yes | 2015-02-10 |  | 1
FALSE | RA1630AJ1 | 4916 | 7940956 | RHEEM SALES COMPANY, INC. | RA1630AJ1 | AC | Split System: Air-Cooled Condensing Unit, Coil with Blower | RA1630AJ1 |  | RCF3621MTAM | 13 | 16 | Yes | Yes | 2015-02-10 |  | 2
FALSE | RA1436AD1 | 4760 | 7600221 | RHEEM SALES COMPANY, INC. | RA1436AJ1 | AC | Split System: Air-Cooled Condensing Unit, Coil with Blower | RA1436AJ1 |  | RCFL-H*3824 | 13 | 15.5 | Yes | Yes | 2015-02-10 |  | 1
FALSE | RA1648AJ1 | 4919 | 7943201 | RHEEM SALES COMPANY, INC. | RA1648AC1 | AC | Split System: Air-Cooled Condensing Unit, Coil with Blower | RA1648AC1 |  | RCQD-4824 | 13 | 15.5 | Yes | Yes | 2015-02-10 |  | 1
FALSE | RA1436AD1 | 4760 | 7601441 | RHEEM SALES COMPANY, INC. | RA1436AD1 | AC | Split System: Air-Cooled Condensing Unit, Coil with Blower | RA1436AD1 |  | RCFL-H*3617 | 12 | 14.5 | Yes | Yes | 2015-02-10 |  | 0
FALSE | RA1448AD1 | 4762 | 7492313 | RHEEM SALES COMPANY, INC. | RA1448AC1 | AC | Split System: Air-Cooled Condensing Unit, Coil with Blower | RA1448AC1 |  | RCFN-H*4824 | 12.5 | 15.1 | Yes | Yes | 2015-02-10 |  | 1
FALSE | RA1348AD1 | 4825 | 7509139 | RHEEM SALES COMPANY, INC. | RA1348AC1 | AC | Split System: Air-Cooled Condensing Unit, Coil with Blower | RA1348AC1 |  | RHKL-HM6024 | 12 | 14.5 | Yes | Yes | 2015-02-10 |  | 0
FALSE | RA1442AD1 | 4761 | 7491888 | RHEEM SALES COMPANY, INC. | RA1442AC1 | AC | Split System: Air-Cooled Condensing Unit, Coil with Blower | RA1442AC1 |  | RCF4824STAM | 12 | 14.5 | Yes | Yes | 2015-02-10 |  | 0
FALSE | RA1436AD1 | 4760 | 7601409 | RHEEM SALES COMPANY, INC. | RA1436AC1 | AC | Split System: Air-Cooled Condensing Unit, Coil with Blower | RA1436AC1 |  | RCFL-H*3617 | 12 | 14.5 | Yes | Yes | 2015-02-10 |  | 0
FALSE | RA1660AC1 | 4920 | 7944281 | RHEEM SALES COMPANY, INC. | RA1660AC1 | AC | Split System: Air-Cooled Condensing Unit, Coil with Blower | RA1660AC1 |  | RCF6024HTAM | 12.5 | 15.1 | Yes | Yes | 2015-02-10 |  | 1
FALSE | RA1448AD1 | 4762 | 7600562 | RHEEM SALES COMPANY, INC. | RA1448AC1 | AC | Split System: Air-Cooled Condensing Unit, Coil with Blower | RA1448AC1 |  | RCF4824HTAM | 13 | 15.5 | Yes | Yes | 2015-02-10 |  | 1
FALSE | RA1330AJ1 | 4823 | 7508069 | RHEEM SALES COMPANY, INC. | RA1330AJ1 | AC | Split System: Air-Cooled Condensing Unit, Coil with Blower | RA1330AJ1 |  | RCFL-H*3824 | 12 | 14.5 | Yes | Yes | 2015-02-10 |  | 0
FALSE | RA1436AD1 | 4760 | 7600226 | RHEEM SALES COMPANY, INC. | RA1436AJ1 | AC | Split System: Air-Cooled Condensing Unit, Coil with Blower | RA1436AJ1 |  | RCFL-H*3824 | 13 | 15.5 | Yes | Yes | 2015-02-10 |  | 1
FALSE | RA1448AD1 | 4762 | 7945173 | RHEEM SALES COMPANY, INC. | RA1448AJ1 | AC | Split System: Air-Cooled Condensing Unit, Coil with Blower | RA1448AJ1 |  | RCF4824HTAM | 13 | 15.5 | Yes | Yes | 2015-02-10 |  | 1
FALSE | RA1618AJ1 | 4914 | 7940315 | RHEEM SALES COMPANY, INC. | RA1618AJ1 | AC | Split System: Air-Cooled Condensing Unit, Coil with Blower | RA1618AJ1 |  | RCF2417HTAM | 13 | 16 | Yes | Yes | 2015-02-10 |  | 2
FALSE | RA1442AD1 | 4761 | 7600485 | RHEEM SALES COMPANY, INC. | RA1442AD1 | AC | Split System: Air-Cooled Condensing Unit, Coil with Blower | RA1442AD1 |  | RCFN-H*4824 | 13 | 15.5 | Yes | Yes | 2015-02-10 |  | 1
FALSE | RA1448AD1 | 4762 | 7600570 | RHEEM SALES COMPANY, INC. | RA1448AC1 | AC | Split System: Air-Cooled Condensing Unit, Coil with Blower | RA1448AC1 |  | RCF4824STAM | 12.5 | 15.1 | Yes | Yes | 2015-02-10 |  | 1
FALSE | RA1418AJ1 | 4757 | 7490718 | RHEEM SALES COMPANY, INC. | RA1418AJ1 | AC | Split System: Air-Cooled Condensing Unit, Coil with Blower | RA1418AJ1 |  | RCQD-2417 | 13 | 16 | Yes | Yes | 2015-02-10 |  | 2
FALSE | RA1418AJ1 | 4757 | 7599512 | RHEEM SALES COMPANY, INC. | RA1418AJ1 | AC | Split System: Air-Cooled Condensing Unit, Coil with Blower | RA1418AJ1 |  | RCF2417MTAM | 13 | 16 | Yes | Yes | 2015-02-10 |  | 2
FALSE | RA1336AD1 | 4824 | 7982484 | RHEEM SALES COMPANY, INC. | RA1336AJ1 | AC | Split System: Air-Cooled Condensing Unit, Coil with Blower | RA1336AJ1 |  | RCFL-H*3821 | 12 | 14.5 | Yes | Yes | 2015-02-10 |  | 0
FALSE | RA1642AJ1 | 4918 | 7942509 | RHEEM SALES COMPANY, INC. | RA1642AC1 | AC | Split System: Air-Cooled Condensing Unit, Coil with Blower | RA1642AC1 |  | RCQD-4821 | 13 | 15.5 | Yes | Yes | 2015-02-10 |  | 1
FALSE | RA1630AJ1 | 4916 | 7941114 | RHEEM SALES COMPANY, INC. | RA1630AJ1 | AC | Split System: Air-Cooled Condensing Unit, Coil with Blower | RA1630AJ1 |  | RCFL-H*3621 | 13 | 16 | Yes | Yes | 2015-02-10 |  | 2
FALSE | RA1630AJ1 | 4916 | 7940997 | RHEEM SALES COMPANY, INC. | RA1630AJ1 | AC | Split System: Air-Cooled Condensing Unit, Coil with Blower | RA1630AJ1 |  | RCF3621STAM | 13 | 16 | Yes | Yes | 2015-02-10 |  | 2
FALSE | RA1430AJ1 | 4759 | 7491146 | RHEEM SALES COMPANY, INC. | RA1430AJ1 | AC | Split System: Air-Cooled Condensing Unit, Coil with Blower | RA1430AJ1 |  | RCFL-H*3821 | 13 | 15.5 | Yes | Yes | 2015-02-10 |  | 1
FALSE | RA1636AJ1 | 4917 | 7941553 | RHEEM SALES COMPANY, INC. | RA1636AC1 | AC | Split System: Air-Cooled Condensing Unit, Coil with Blower | RA1636AC1 |  | RCFL-H*3617 | 12.5 | 15.1 | Yes | Yes | 2015-02-10 |  | 1
FALSE | RA1336AD1 | 4824 | 7508578 | RHEEM SALES COMPANY, INC. | RA1336AJ1 | AC | Split System: Air-Cooled Condensing Unit, Coil with Blower | RA1336AJ1 |  | RCF3621MTAM | 12 | 14.5 | Yes | Yes | 2015-02-10 |  | 0
FALSE | RA1436AD1 | 4760 | 7601467 | RHEEM SALES COMPANY, INC. | RA1436AJ1 | AC | Split System: Air-Cooled Condensing Unit, Coil with Blower | RA1436AJ1 |  | RCF3621STAM | 12.5 | 15 | Yes | Yes | 2015-02-10 |  | 1
FALSE | RA1630AJ1 | 4916 | 7941336 | RHEEM SALES COMPANY, INC. | RA1630AJ1 | AC | Split System: Air-Cooled Condensing Unit, Coil with Blower | RA1630AJ1 |  | RCQD-3624 | 13 | 16 | Yes | Yes | 2015-02-10 |  | 2
FALSE | RA1430AJ1 | 4759 | 7500980 | RHEEM SALES COMPANY, INC. | RA1430AJ1 | AC | Split System: Air-Cooled Condensing Unit, Coil with Blower | RA1430AJ1 |  | RCF3621STAM | 13 | 15.5 | Yes | Yes | 2015-02-10 |  | 1
FALSE | RA1336AD1 | 4824 | 7508478 | RHEEM SALES COMPANY, INC. | RA1336AC1 | AC | Split System: Air-Cooled Condensing Unit, Coil with Blower | RA1336AC1 |  | RCFN-H*3624 | 12.5 | 15.1 | Yes | Yes | 2015-02-10 |  | 1
FALSE | RA1642AJ1 | 4918 | 7942606 | RHEEM SALES COMPANY, INC. | RA1642AJ1 | AC | Split System: Air-Cooled Condensing Unit, Coil with Blower | RA1642AJ1 |  | RCF4824HTAM | 13 | 16 | Yes | Yes | 2015-02-10 |  | 2
FALSE | RA1436AD1 | 4760 | 7491576 | RHEEM SALES COMPANY, INC. | RA1436AJ1 | AC | Split System: Air-Cooled Condensing Unit, Coil with Blower | RA1436AJ1 |  | RCF3621STAM | 12 | 14.5 | Yes | Yes | 2015-02-10 |  | 0
FALSE | RA1448AD1 | 4762 | 7600785 | RHEEM SALES COMPANY, INC. | RA1448AD1 | AC | Split System: Air-Cooled Condensing Unit, Coil with Blower | RA1448AD1 |  | RCFN-H*4824 | 12 | 14.5 | Yes | Yes | 2015-02-10 |  | 0
FALSE | RA1448AD1 | 4762 | 7492425 | RHEEM SALES COMPANY, INC. | RA1448AJ1 | AC | Split System: Air-Cooled Condensing Unit, Coil with Blower | RA1448AJ1 |  | RCF4824STAM | 12 | 14.5 | Yes | Yes | 2015-02-10 |  | 0
FALSE | RA1430AJ1 | 4759 | 7491144 | RHEEM SALES COMPANY, INC. | RA1430AJ1 | AC | Split System: Air-Cooled Condensing Unit, Coil with Blower | RA1430AJ1 |  | RCFL-H*3821 | 13 | 15.5 | Yes | Yes | 2015-02-10 |  | 1
FALSE | RA1648AJ1 | 4919 | 7943271 | RHEEM SALES COMPANY, INC. | RA1648AJ1 | AC | Split System: Air-Cooled Condensing Unit, Coil with Blower | RA1648AJ1 |  | RCF4824HTAM | 13 | 16 | Yes | Yes | 2015-02-10 |  | 2
FALSE | RA1630AJ1 | 4916 | 7941105 | RHEEM SALES COMPANY, INC. | RA1630AJ1 | AC | Split System: Air-Cooled Condensing Unit, Coil with Blower | RA1630AJ1 |  | RCFL-H*3617 | 13 | 16 | Yes | Yes | 2015-02-10 |  | 2
FALSE | RA1648AJ1 | 4919 | 7943175 | RHEEM SALES COMPANY, INC. | RA1648AC1 | AC | Split System: Air-Cooled Condensing Unit, Coil with Blower | RA1648AC1 |  | RCQD-4821 | 13 | 16 | Yes | Yes | 2015-02-10 |  | 2
FALSE | RA1442AD1 | 4761 | 7492096 | RHEEM SALES COMPANY, INC. | RA1442AJ1 | AC | Split System: Air-Cooled Condensing Unit, Coil with Blower | RA1442AJ1 |  | RCFL-H*4821 | 12 | 14.5 | Yes | Yes | 2015-02-10 |  | 0
FALSE | RA1436AD1 | 4760 | 7599840 | RHEEM SALES COMPANY, INC. | RA1436AD1 | AC | Split System: Air-Cooled Condensing Unit, Coil with Blower | RA1436AD1 |  | RCF3624HTAM | 13 | 16 | Yes | Yes | 2015-02-10 |  | 2
FALSE | RA1660AC1 | 4920 | 7943706 | RHEEM SALES COMPANY, INC. | RA1660AJ1 | AC | Split System: Air-Cooled Condensing Unit, Coil with Blower | RA1660AJ1 |  | RCQD-6024 | 12.5 | 15 | Yes | Yes | 2015-02-10 |  | 1
FALSE | RA1436AD1 | 4760 | 7501049 | RHEEM SALES COMPANY, INC. | RA1436AC1 | AC | Split System: Air-Cooled Condensing Unit, Coil with Blower | RA1436AC1 |  | RCFL-H*3824 | 13 | 15.5 | Yes | Yes | 2015-02-10 |  | 1
FALSE | RA1436AD1 | 4760 | 7600190 | RHEEM SALES COMPANY, INC. | RA1436AJ1 | AC | Split System: Air-Cooled Condensing Unit, Coil with Blower | RA1436AJ1 |  | RCF3621STAM | 12 | 14.5 | Yes | Yes | 2015-02-10 |  | 0
FALSE | RA1642AJ1 | 4918 | 7942317 | RHEEM SALES COMPANY, INC. | RA1642AC1 | AC | Split System: Air-Cooled Condensing Unit, Coil with Blower | RA1642AC1 |  | RCF4824STAM | 12.5 | 15.1 | Yes | Yes | 2015-02-10 |  | 1
FALSE | RA1448AD1 | 4762 | 7501221 | RHEEM SALES COMPANY, INC. | RA1448AJ1 | AC | Split System: Air-Cooled Condensing Unit, Coil with Blower | RA1448AJ1 |  | RCFN-H*4824 | 13 | 15.5 | Yes | Yes | 2015-02-10 |  | 1
FALSE | RA1648AJ1 | 4919 | 7943119 | RHEEM SALES COMPANY, INC. | RA1648AC1 | AC | Split System: Air-Cooled Condensing Unit, Coil with Blower | RA1648AC1 |  | RCFN-H*4824 | 13 | 16 | Yes | Yes | 2015-02-10 |  | 2
FALSE | RA1648AJ1 | 4919 | 7943277 | RHEEM SALES COMPANY, INC. | RA1648AJ1 | AC | Split System: Air-Cooled Condensing Unit, Coil with Blower | RA1648AJ1 |  | RCF4824HTAM | 13 | 16 | Yes | Yes | 2015-02-10 |  | 2
FALSE | RA1436AD1 | 4760 | 7491522 | RHEEM SALES COMPANY, INC. | RA1436AC1 | AC | Split System: Air-Cooled Condensing Unit, Coil with Blower | RA1436AC1 |  | RHLL-HM3821 | 13 | 15.5 | Yes | Yes | 2015-02-10 |  | 1
FALSE | RA1636AJ1 | 4917 | 7944078 | RHEEM SALES COMPANY, INC. | RA1636AC1 | AC | Split System: Air-Cooled Condensing Unit, Coil with Blower | RA1636AC1 |  | RCF3621MTAM | 13 | 16 | Yes | Yes | 2015-02-10 |  | 2
FALSE | RA1636AJ1 | 4917 | 7941552 | RHEEM SALES COMPANY, INC. | RA1636AC1 | AC | Split System: Air-Cooled Condensing Unit, Coil with Blower | RA1636AC1 |  | RCFL-H*3617 | 12.5 | 15.1 | Yes | Yes | 2015-02-10 |  | 1
FALSE | RA1642AJ1 | 4918 | 7942565 | RHEEM SALES COMPANY, INC. | RA1642AJ1 | AC | Split System: Air-Cooled Condensing Unit, Coil with Blower | RA1642AJ1 |  | RCF4821STAM | 12.5 | 15.1 | Yes | Yes | 2015-02-10 |  | 1
FALSE | RA1618AJ1 | 4914 | 7940317 | RHEEM SALES COMPANY, INC. | RA1618AJ1 | AC | Split System: Air-Cooled Condensing Unit, Coil with Blower | RA1618AJ1 |  | RCF2417MTAM | 13 | 16 | Yes | Yes | 2015-02-10 |  | 2
FALSE | RA1618AJ1 | 4914 | 7940500 | RHEEM SALES COMPANY, INC. | RA1618AJ1 | AC | Split System: Air-Cooled Condensing Unit, Coil with Blower | RA1618AJ1 |  | RCFN-H*2417 | 13 | 16 | Yes | Yes | 2015-02-10 |  | 2
FALSE | RA1648AJ1 | 4919 | 7943051 | RHEEM SALES COMPANY, INC. | RA1648AC1 | AC | Split System: Air-Cooled Condensing Unit, Coil with Blower | RA1648AC1 |  | RCFL-H*4821 | 12.5 | 15.1 | Yes | Yes | 2015-02-10 |  | 1
FALSE | RA1418AJ1 | 4757 | 7490538 | RHEEM SALES COMPANY, INC. | RA1418AJ1 | AC | Split System: Air-Cooled Condensing Unit, Coil with Blower | RA1418AJ1 |  | RCF2417MTAM | 13 | 16 | Yes | Yes | 2015-02-10 |  | 2
FALSE | RA1636AJ1 | 4917 | 7941927 | RHEEM SALES COMPANY, INC. | RA1636AJ1 | AC | Split System: Air-Cooled Condensing Unit, Coil with Blower | RA1636AJ1 |  | RCF3624HTAM | 13 | 16 | Yes | Yes | 2015-02-10 |  | 2
FALSE | RA1436AD1 | 4760 | 7601486 | RHEEM SALES COMPANY, INC. | RA1436AJ1 | AC | Split System: Air-Cooled Condensing Unit, Coil with Blower | RA1436AJ1 |  | RCQD-3621 | 13 | 15.5 | Yes | Yes | 2015-02-10 |  | 1
FALSE | RA1436AD1 | 4760 | 7600064 | RHEEM SALES COMPANY, INC. | RA1436AD1 | AC | Split System: Air-Cooled Condensing Unit, Coil with Blower | RA1436AD1 |  | RCFL-H*3824 | 13 | 15.5 | Yes | Yes | 2015-02-10 |  | 1
FALSE | RA1636AJ1 | 4917 | 7941861 | RHEEM SALES COMPANY, INC. | RA1636AJ1 | AC | Split System: Air-Cooled Condensing Unit, Coil with Blower | RA1636AJ1 |  | RCF3621STAM | 12.5 | 15.1 | Yes | Yes | 2015-02-10 |  | 1
FALSE | RA1336AD1 | 4824 | 7508828 | RHEEM SALES COMPANY, INC. | RA1336AJ1 | AC | Split System: Air-Cooled Condensing Unit, Coil with Blower | RA1336AJ1 |  | RCFN-H*3624 | 12 | 14.5 | Yes | Yes | 2015-02-10 |  | 0
FALSE | RA1648AJ1 | 4919 | 7943334 | RHEEM SALES COMPANY, INC. | RA1648AJ1 | AC | Split System: Air-Cooled Condensing Unit, Coil with Blower | RA1648AJ1 |  | RCFL-H*4821 | 13 | 15.5 | Yes | Yes | 2015-02-10 |  | 1
FALSE | RA1418AJ1 | 4757 | 7599551 | RHEEM SALES COMPANY, INC. | RA1418AJ1 | AC | Split System: Air-Cooled Condensing Unit, Coil with Blower | RA1418AJ1 |  | RCFN-H*2421 | 13 | 16 | Yes | Yes | 2015-02-10 |  | 2
FALSE | RA1630AJ1 | 4916 | 7940965 | RHEEM SALES COMPANY, INC. | RA1630AJ1 | AC | Split System: Air-Cooled Condensing Unit, Coil with Blower | RA1630AJ1 |  | RCF3621MTAM | 13 | 16 | Yes | Yes | 2015-02-10 |  | 2
FALSE | RA1442AD1 | 4761 | 7491908 | RHEEM SALES COMPANY, INC. | RA1442AC1 | AC | Split System: Air-Cooled Condensing Unit, Coil with Blower | RA1442AC1 |  | RCFL-H*4821 | 12 | 14.5 | Yes | Yes | 2015-02-10 |  | 0
FALSE | RA1442AD1 | 4761 | 7600330 | RHEEM SALES COMPANY, INC. | RA1442AD1 | AC | Split System: Air-Cooled Condensing Unit, Coil with Blower | RA1442AD1 |  | RCF4824HTAM | 12.5 | 15.1 | Yes | Yes | 2015-02-10 |  | 1
FALSE | RA1648AJ1 | 4919 | 7943015 | RHEEM SALES COMPANY, INC. | RA1648AC1 | AC | Split System: Air-Cooled Condensing Unit, Coil with Blower | RA1648AC1 |  | RCFL-H*4821 | 13 | 15.5 | Yes | Yes | 2015-02-10 |  | 1
FALSE | RA1636AJ1 | 4917 | 7941457 | RHEEM SALES COMPANY, INC. | RA1636AC1 | AC | Split System: Air-Cooled Condensing Unit, Coil with Blower | RA1636AC1 |  | RCF3621STAM | 12.2 | 14.5 | Yes | Yes | 2015-02-10 |  | 0
FALSE | RA1660AC1 | 4920 | 7943692 | RHEEM SALES COMPANY, INC. | RA1660AJ1 | AC | Split System: Air-Cooled Condensing Unit, Coil with Blower | RA1660AJ1 |  | RCQD-6024 | 12 | 14.5 | Yes | Yes | 2015-02-10 |  | 0
FALSE | RA1648AJ1 | 4919 | 7943452 | RHEEM SALES COMPANY, INC. | RA1648AJ1 | AC | Split System: Air-Cooled Condensing Unit, Coil with Blower | RA1648AJ1 |  | RCFN-H*4824 | 13 | 16 | Yes | Yes | 2015-02-10 |  | 2
FALSE | RA1460AD1 | 4763 | 7501236 | RHEEM SALES COMPANY, INC. | RA1460AC1 | AC | Split System: Air-Cooled Condensing Unit, Coil with Blower | RA1460AC1 |  | RCFL-H*6024 | 12 | 14.5 | Yes | Yes | 2015-02-10 |  | 0
FALSE | RA1418AJ1 | 4757 | 7601314 | RHEEM SALES COMPANY, INC. | RA1418AJ1 | AC | Split System: Air-Cooled Condensing Unit, Coil with Blower | RA1418AJ1 |  | RCF2417STAM | 13 | 16 | Yes | Yes | 2015-02-10 |  | 2
FALSE | RA1448AD1 | 4762 | 7492491 | RHEEM SALES COMPANY, INC. | RA1448AJ1 | AC | Split System: Air-Cooled Condensing Unit, Coil with Blower | RA1448AJ1 |  | RCFN-H*4824 | 12.5 | 15.1 | Yes | Yes | 2015-02-10 |  | 1
FALSE | RA1636AJ1 | 4917 | 7942219 | RHEEM SALES COMPANY, INC. | RA1636AJ1 | AC | Split System: Air-Cooled Condensing Unit, Coil with Blower | RA1636AJ1 |  | RHPL-HM3621 | 13 | 15.5 | Yes | Yes | 2015-02-10 |  | 1
FALSE | RA1630AJ1 | 4916 | 7941109 | RHEEM SALES COMPANY, INC. | RA1630AJ1 | AC | Split System: Air-Cooled Condensing Unit, Coil with Blower | RA1630AJ1 |  | RCFL-H*3621 | 13 | 15.5 | Yes | Yes | 2015-02-10 |  | 1
FALSE | RA1418AJ1 | 4757 | 7490703 | RHEEM SALES COMPANY, INC. | RA1418AJ1 | AC | Split System: Air-Cooled Condensing Unit, Coil with Blower | RA1418AJ1 |  | RCFN-H*2421 | 13 | 16 | Yes | Yes | 2015-02-10 |  | 2
FALSE | RA1624AJ1 | 4915 | 7943999 | RHEEM SALES COMPANY, INC. | RA1624AJ1 | AC | Split System: Air-Cooled Condensing Unit, Coil with Blower | RA1624AJ1 |  | RCF2421HTAM | 13 | 15.5 | Yes | Yes | 2015-02-10 |  | 1
FALSE | RA1436AD1 | 4760 | 7491639 | RHEEM SALES COMPANY, INC. | RA1436AJ1 | AC | Split System: Air-Cooled Condensing Unit, Coil with Blower | RA1436AJ1 |  | RCF3624MTAM | 13 | 15.5 | Yes | Yes | 2015-02-10 |  | 1
FALSE | RA1460AD1 | 4763 | 7601036 | RHEEM SALES COMPANY, INC. | RA1460AD1 | AC | Split System: Air-Cooled Condensing Unit, Coil with Blower | RA1460AD1 |  | RHML-HM6024 | 12 | 14.5 | Yes | Yes | 2015-02-10 |  | 0
FALSE | RA1436AD1 | 4760 | 7491804 | RHEEM SALES COMPANY, INC. | RA1436AJ1 | AC | Split System: Air-Cooled Condensing Unit, Coil with Blower | RA1436AJ1 |  | RCQD-3624 | 13 | 16 | Yes | Yes | 2015-02-10 |  | 2
FALSE | RA1642AJ1 | 4918 | 7942853 | RHEEM SALES COMPANY, INC. | RA1642AJ1 | AC | Split System: Air-Cooled Condensing Unit, Coil with Blower | RA1642AJ1 |  | RCQD-4821 | 13 | 16 | Yes | Yes | 2015-02-10 |  | 2
FALSE | RA1418AJ1 | 4757 | 7500938 | RHEEM SALES COMPANY, INC. | RA1418AJ1 | AC | Split System: Air-Cooled Condensing Unit, Coil with Blower | RA1418AJ1 |  | RCF2417MTAM | 13 | 16 | Yes | Yes | 2015-02-10 |  | 2
FALSE | RA1660AC1 | 4920 | 7943828 | RHEEM SALES COMPANY, INC. | RA1660AC1 | AC | Split System: Air-Cooled Condensing Unit, Coil with Blower | RA1660AC1 |  | RCFL-H*6024 | 13 | 15.5 | Yes | Yes | 2015-02-10 |  | 1
FALSE | RA1642AJ1 | 4918 | 7942433 | RHEEM SALES COMPANY, INC. | RA1642AC1 | AC | Split System: Air-Cooled Condensing Unit, Coil with Blower | RA1642AC1 |  | RCFL-H*4824 | 12.5 | 15.1 | Yes | Yes | 2015-02-10 |  | 1
FALSE | RA1336AD1 | 4824 | 7508871 | RHEEM SALES COMPANY, INC. | RA1336AJ1 | AC | Split System: Air-Cooled Condensing Unit, Coil with Blower | RA1336AJ1 |  | RCQD-3621 | 12 | 14.5 | Yes | Yes | 2015-02-10 |  | 0
FALSE | RA1624AJ1 | 4915 | 7940897 | RHEEM SALES COMPANY, INC. | RA1624AJ1 | AC | Split System: Air-Cooled Condensing Unit, Coil with Blower | RA1624AJ1 |  | RHKL-HM2417 | 13 | 15.5 | Yes | Yes | 2015-02-10 |  | 1
FALSE | RA1330AJ1 | 4823 | 7507972 | RHEEM SALES COMPANY, INC. | RA1330AJ1 | AC | Split System: Air-Cooled Condensing Unit, Coil with Blower | RA1330AJ1 |  | RCF3624MTAM | 12 | 14.5 | Yes | Yes | 2015-02-10 |  | 0
FALSE | RA1436AD1 | 4760 | 7491813 | RHEEM SALES COMPANY, INC. | RA1436AJ1 | AC | Split System: Air-Cooled Condensing Unit, Coil with Blower | RA1436AJ1 |  | RHLL-HM3821 | 13 | 15.5 | Yes | Yes | 2015-02-10 |  | 1
FALSE | RA1442AD1 | 4761 | 7492009 | RHEEM SALES COMPANY, INC. | RA1442AJ1 | AC | Split System: Air-Cooled Condensing Unit, Coil with Blower | RA1442AJ1 |  | RCF4821STAM | 12.5 | 15 | Yes | Yes | 2015-02-10 |  | 1
FALSE | RA1442AD1 | 4761 | 7491830 | RHEEM SALES COMPANY, INC. | RA1442AC1 | AC | Split System: Air-Cooled Condensing Unit, Coil with Blower | RA1442AC1 |  | RCF4821STAM | 12 | 14.5 | Yes | Yes | 2015-02-10 |  | 0
FALSE | RA1442AD1 | 4761 | 7492036 | RHEEM SALES COMPANY, INC. | RA1442AJ1 | AC | Split System: Air-Cooled Condensing Unit, Coil with Blower | RA1442AJ1 |  | RCF4824HTAM | 13 | 15.5 | Yes | Yes | 2015-02-10 |  | 1
FALSE | RA1324AJ1 | 4822 | 7507778 | RHEEM SALES COMPANY, INC. | RA1324AJ1 | AC | Split System: Air-Cooled Condensing Unit, Coil with Blower | RA1324AJ1 |  | RCFL-H*2621 | 12 | 14.5 | Yes | Yes | 2015-02-10 |  | 0
FALSE | RA1424AJ1 | 4758 | 7490909 | RHEEM SALES COMPANY, INC. | RA1424AJ1 | AC | Split System: Air-Cooled Condensing Unit, Coil with Blower | RA1424AJ1 |  | RCFN-H*2417 | 13 | 15.5 | Yes | Yes | 2015-02-10 |  | 1
FALSE | RA1318AJ1 | 4821 | 7507459 | RHEEM SALES COMPANY, INC. | RA1318AJ1 | AC | Split System: Air-Cooled Condensing Unit, Coil with Blower | RA1318AJ1 |  | RCF2421HTAM | 12 | 14.5 | Yes | Yes | 2015-02-10 |  | 0
FALSE | RA1636AJ1 | 4917 | 7941645 | RHEEM SALES COMPANY, INC. | RA1636AC1 | AC | Split System: Air-Cooled Condensing Unit, Coil with Blower | RA1636AC1 |  | RCFL-H*3821 | 13 | 16 | Yes | Yes | 2015-02-10 |  | 2
FALSE | RA1442AD1 | 4761 | 7501107 | RHEEM SALES COMPANY, INC. | RA1442AC1 | AC | Split System: Air-Cooled Condensing Unit, Coil with Blower | RA1442AC1 |  | RCF4824HTAM | 13 | 15.5 | Yes | Yes | 2015-02-10 |  | 1
FALSE | RA1330AJ1 | 4823 | 7508097 | RHEEM SALES COMPANY, INC. | RA1330AJ1 | AC | Split System: Air-Cooled Condensing Unit, Coil with Blower | RA1330AJ1 |  | RCFL-H*3824 | 12 | 14.5 | Yes | Yes | 2015-02-10 |  | 0
FALSE | RA1336AD1 | 4824 | 7508846 | RHEEM SALES COMPANY, INC. | RA1336AJ1 | AC | Split System: Air-Cooled Condensing Unit, Coil with Blower | RA1336AJ1 |  | RCFN-H*3624 | 12.5 | 15 | Yes | Yes | 2015-02-10 |  | 1
FALSE | RA1424AJ1 | 4758 | 7490732 | RHEEM SALES COMPANY, INC. | RA1424AJ1 | AC | Split System: Air-Cooled Condensing Unit, Coil with Blower | RA1424AJ1 |  | RCF2417HTAM | 12.5 | 15.1 | Yes | Yes | 2015-02-10 |  | 1
FALSE | RA1660AC1 | 4920 | 7943806 | RHEEM SALES COMPANY, INC. | RA1660AC1 | AC | Split System: Air-Cooled Condensing Unit, Coil with Blower | RA1660AC1 |  | RCF6024STAM | 13 | 15.5 | Yes | Yes | 2015-02-10 |  | 1
FALSE | RA1430AJ1 | 4759 | 7491154 | RHEEM SALES COMPANY, INC. | RA1430AJ1 | AC | Split System: Air-Cooled Condensing Unit, Coil with Blower | RA1430AJ1 |  | RCFL-H*3821 | 13 | 16 | Yes | Yes | 2015-02-10 |  | 2
FALSE | RA1336AD1 | 4824 | 7508878 | RHEEM SALES COMPANY, INC. | RA1336AJ1 | AC | Split System: Air-Cooled Condensing Unit, Coil with Blower | RA1336AJ1 |  | RCQD-3621 | 12 | 14.5 | Yes | Yes | 2015-02-10 |  | 0
FALSE | RA1630AJ1 | 4916 | 7940909 | RHEEM SALES COMPANY, INC. | RA1630AJ1 | AC | Split System: Air-Cooled Condensing Unit, Coil with Blower | RA1630AJ1 |  | RCF3617STAM | 13 | 16 | Yes | Yes | 2015-02-10 |  | 2
FALSE | RA1448AD1 | 4762 | 7945152 | RHEEM SALES COMPANY, INC. | RA1448AD1 | AC | Split System: Air-Cooled Condensing Unit, Coil with Blower | RA1448AD1 |  | RCF4821STAM | 12.5 | 15.1 | Yes | Yes | 2015-02-10 |  | 1
FALSE | RA1436AD1 | 4760 | 7944995 | RHEEM SALES COMPANY, INC. | RA1436AC1 | AC | Split System: Air-Cooled Condensing Unit, Coil with Blower | RA1436AC1 |  | RCF3621MTAM | 13 | 16 | Yes | Yes | 2015-02-10 |  | 2
FALSE | RA1418AJ1 | 4757 | 7490654 | RHEEM SALES COMPANY, INC. | RA1418AJ1 | AC | Split System: Air-Cooled Condensing Unit, Coil with Blower | RA1418AJ1 |  | RCFL-H*2621 | 13 | 16 | Yes | Yes | 2015-02-10 |  | 2
FALSE | RA1436AD1 | 4760 | 7491764 | RHEEM SALES COMPANY, INC. | RA1436AJ1 | AC | Split System: Air-Cooled Condensing Unit, Coil with Blower | RA1436AJ1 |  | RCQD-3621 | 13 | 15.5 | Yes | Yes | 2015-02-10 |  | 1
FALSE | RA1436AD1 | 4760 | 7491458 | RHEEM SALES COMPANY, INC. | RA1436AC1 | AC | Split System: Air-Cooled Condensing Unit, Coil with Blower | RA1436AC1 |  | RCFL-H*3824 | 13 | 16 | Yes | Yes | 2015-02-10 |  | 2
FALSE | RA1318AJ1 | 4821 | 7507481 | RHEEM SALES COMPANY, INC. | RA1318AJ1 | AC | Split System: Air-Cooled Condensing Unit, Coil with Blower | RA1318AJ1 |  | RCF2421MTAM | 12 | 14.5 | Yes | Yes | 2015-02-10 |  | 0
FALSE | RA1630AJ1 | 4916 | 7941075 | RHEEM SALES COMPANY, INC. | RA1630AJ1 | AC | Split System: Air-Cooled Condensing Unit, Coil with Blower | RA1630AJ1 |  | RCF3624MTAM | 13 | 16 | Yes | Yes | 2015-02-10 |  | 2
FALSE | RA1642AJ1 | 4918 | 7942582 | RHEEM SALES COMPANY, INC. | RA1642AJ1 | AC | Split System: Air-Cooled Condensing Unit, Coil with Blower | RA1642AJ1 |  | RCF4821STAM | 12.2 | 14.5 | Yes | Yes | 2015-02-10 |  | 0
FALSE | RA1430AJ1 | 4759 | 7491191 | RHEEM SALES COMPANY, INC. | RA1430AJ1 | AC | Split System: Air-Cooled Condensing Unit, Coil with Blower | RA1430AJ1 |  | RCFL-H*3824 | 13 | 15.5 | Yes | Yes | 2015-02-10 |  | 1
FALSE | RA1642AJ1 | 4918 | 7942847 | RHEEM SALES COMPANY, INC. | RA1642AJ1 | AC | Split System: Air-Cooled Condensing Unit, Coil with Blower | RA1642AJ1 |  | RCQD-4821 | 13 | 15.5 | Yes | Yes | 2015-02-10 |  | 1
FALSE | RA1436AD1 | 4760 | 7599954 | RHEEM SALES COMPANY, INC. | RA1436AD1 | AC | Split System: Air-Cooled Condensing Unit, Coil with Blower | RA1436AD1 |  | RCFL-H*3621 | 12.5 | 15.1 | Yes | Yes | 2015-02-10 |  | 1
FALSE | RA1630AJ1 | 4916 | 7941039 | RHEEM SALES COMPANY, INC. | RA1630AJ1 | AC | Split System: Air-Cooled Condensing Unit, Coil with Blower | RA1630AJ1 |  | RCF3624HTAM | 13 | 16 | Yes | Yes | 2015-02-10 |  | 2
FALSE | RA1636AJ1 | 4917 | 7941504 | RHEEM SALES COMPANY, INC. | RA1636AC1 | AC | Split System: Air-Cooled Condensing Unit, Coil with Blower | RA1636AC1 |  | RCF3624MTAM | 13 | 16 | Yes | Yes | 2015-02-10 |  | 2
FALSE | RA1636AJ1 | 4917 | 7941876 | RHEEM SALES COMPANY, INC. | RA1636AJ1 | AC | Split System: Air-Cooled Condensing Unit, Coil with Blower | RA1636AJ1 |  | RCF3621STAM | 12.5 | 15.1 | Yes | Yes | 2015-02-10 |  | 1
FALSE | RA1642AJ1 | 4918 | 7942696 | RHEEM SALES COMPANY, INC. | RA1642AJ1 | AC | Split System: Air-Cooled Condensing Unit, Coil with Blower | RA1642AJ1 |  | RCFL-H*4821 | 12.5 | 15.1 | Yes | Yes | 2015-02-10 |  | 1
FALSE | RA1436AD1 | 4760 | 7491320 | RHEEM SALES COMPANY, INC. | RA1436AC1 | AC | Split System: Air-Cooled Condensing Unit, Coil with Blower | RA1436AC1 |  | RCF3624HTAM | 13 | 16 | Yes | Yes | 2015-02-10 |  | 2
FALSE | RA1636AJ1 | 4917 | 7941596 | RHEEM SALES COMPANY, INC. | RA1636AC1 | AC | Split System: Air-Cooled Condensing Unit, Coil with Blower | RA1636AC1 |  | RCFL-H*3621 | 13 | 15.5 | Yes | Yes | 2015-02-10 |  | 1
FALSE | RA1424AJ1 | 4758 | 7500956 | RHEEM SALES COMPANY, INC. | RA1424AJ1 | AC | Split System: Air-Cooled Condensing Unit, Coil with Blower | RA1424AJ1 |  | RCF2417STAM | 12.5 | 15.1 | Yes | Yes | 2015-02-10 |  | 1
FALSE | RA1636AJ1 | 4917 | 7941599 | RHEEM SALES COMPANY, INC. | RA1636AC1 | AC | Split System: Air-Cooled Condensing Unit, Coil with Blower | RA1636AC1 |  | RCFL-H*3621 | 13 | 15.5 | Yes | Yes | 2015-02-10 |  | 1
FALSE | RA1318AJ1 | 4821 | 7507427 | RHEEM SALES COMPANY, INC. | RA1318AJ1 | AC | Split System: Air-Cooled Condensing Unit, Coil with Blower | RA1318AJ1 |  | RCF2417MTAM | 12 | 14.5 | Yes | Yes | 2015-02-10 |  | 0
FALSE | RA1442AD1 | 4761 | 7492001 | RHEEM SALES COMPANY, INC. | RA1442AJ1 | AC | Split System: Air-Cooled Condensing Unit, Coil with Blower | RA1442AJ1 |  | RCF4821STAM | 12 | 14.5 | Yes | Yes | 2015-02-10 |  | 0
FALSE | RA1636AJ1 | 4917 | 7941398 | RHEEM SALES COMPANY, INC. | RA1636AC1 | AC | Split System: Air-Cooled Condensing Unit, Coil with Blower | RA1636AC1 |  | RCF3621MTAM | 13 | 16 | Yes | Yes | 2015-02-10 |  | 2
FALSE | RA1648AJ1 | 4919 | 7943540 | RHEEM SALES COMPANY, INC. | RA1648AJ1 | AC | Split System: Air-Cooled Condensing Unit, Coil with Blower | RA1648AJ1 |  | RHKL-HM4821 | 13 | 15.5 | Yes | Yes | 2015-02-10 |  | 1
FALSE | RA1648AJ1 | 4919 | 7943393 | RHEEM SALES COMPANY, INC. | RA1648AJ1 | AC | Split System: Air-Cooled Condensing Unit, Coil with Blower | RA1648AJ1 |  | RCFL-H*4824 | 12.5 | 15.1 | Yes | Yes | 2015-02-10 |  | 1
FALSE | RA1642AJ1 | 4918 | 7942337 | RHEEM SALES COMPANY, INC. | RA1642AC1 | AC | Split System: Air-Cooled Condensing Unit, Coil with Blower | RA1642AC1 |  | RCF4824STAM | 13 | 15.5 | Yes | Yes | 2015-02-10 |  | 1
FALSE | RA1448AD1 | 4762 | 7492295 | RHEEM SALES COMPANY, INC. | RA1448AC1 | AC | Split System: Air-Cooled Condensing Unit, Coil with Blower | RA1448AC1 |  | RCFN-H*4824 | 12.5 | 15 | Yes | Yes | 2015-02-10 |  | 1
FALSE | RA1630AJ1 | 4916 | 7940926 | RHEEM SALES COMPANY, INC. | RA1630AJ1 | AC | Split System: Air-Cooled Condensing Unit, Coil with Blower | RA1630AJ1 |  | RCF3617STAM | 13 | 16 | Yes | Yes | 2015-02-10 |  | 2
FALSE | RA1642AJ1 | 4918 | 7942816 | RHEEM SALES COMPANY, INC. | RA1642AJ1 | AC | Split System: Air-Cooled Condensing Unit, Coil with Blower | RA1642AJ1 |  | RCFN-H*4824 | 13 | 16 | Yes | Yes | 2015-02-10 |  | 2
FALSE | RA1336AD1 | 4824 | 7508894 | RHEEM SALES COMPANY, INC. | RA1336AJ1 | AC | Split System: Air-Cooled Condensing Unit, Coil with Blower | RA1336AJ1 |  | RCQD-3624 | 12.5 | 15.1 | Yes | Yes | 2015-02-10 |  | 1
FALSE | RA1336AD1 | 4824 | 7508778 | RHEEM SALES COMPANY, INC. | RA1336AJ1 | AC | Split System: Air-Cooled Condensing Unit, Coil with Blower | RA1336AJ1 |  | RCFL-H*3821 | 12 | 14.5 | Yes | Yes | 2015-02-10 |  | 0
FALSE | RA1430AJ1 | 4759 | 7491020 | RHEEM SALES COMPANY, INC. | RA1430AJ1 | AC | Split System: Air-Cooled Condensing Unit, Coil with Blower | RA1430AJ1 |  | RCF3621STAM | 12.5 | 15.1 | Yes | Yes | 2015-02-10 |  | 1
FALSE | RA1636AJ1 | 4917 | 7941491 | RHEEM SALES COMPANY, INC. | RA1636AC1 | AC | Split System: Air-Cooled Condensing Unit, Coil with Blower | RA1636AC1 |  | RCF3624HTAM | 13 | 16 | Yes | Yes | 2015-02-10 |  | 2
FALSE | RA1436AD1 | 4760 | 7491266 | RHEEM SALES COMPANY, INC. | RA1436AC1 | AC | Split System: Air-Cooled Condensing Unit, Coil with Blower | RA1436AC1 |  | RCF3621MTAM | 13 | 15.5 | Yes | Yes | 2015-02-10 |  | 1
FALSE | RA1436AD1 | 4760 | 7600024 | RHEEM SALES COMPANY, INC. | RA1436AD1 | AC | Split System: Air-Cooled Condensing Unit, Coil with Blower | RA1436AD1 |  | RCFL-H*3821 | 12.5 | 15 | Yes | Yes | 2015-02-10 |  | 1
FALSE | RA1642AJ1 | 4918 | 7942438 | RHEEM SALES COMPANY, INC. | RA1642AC1 | AC | Split System: Air-Cooled Condensing Unit, Coil with Blower | RA1642AC1 |  | RCFN-H*4824 | 13 | 16 | Yes | Yes | 2015-02-10 |  | 2
FALSE | RA1336AD1 | 4824 | 7508501 | RHEEM SALES COMPANY, INC. | RA1336AC1 | AC | Split System: Air-Cooled Condensing Unit, Coil with Blower | RA1336AC1 |  | RCQD-3621 | 12 | 14.5 | Yes | Yes | 2015-02-10 |  | 0
FALSE | RA1648AJ1 | 4919 | 7942897 | RHEEM SALES COMPANY, INC. | RA1648AC1 | AC | Split System: Air-Cooled Condensing Unit, Coil with Blower | RA1648AC1 |  | RCF4821STAM | 13 | 15.5 | Yes | Yes | 2015-02-10 |  | 1
FALSE | RA1418AJ1 | 4757 | 7490588 | RHEEM SALES COMPANY, INC. | RA1418AJ1 | AC | Split System: Air-Cooled Condensing Unit, Coil with Blower | RA1418AJ1 |  | RCF2421MTAM | 13 | 16 | Yes | Yes | 2015-02-10 |  | 2
FALSE | RA1418AJ1 | 4757 | 7599515 | RHEEM SALES COMPANY, INC. | RA1418AJ1 | AC | Split System: Air-Cooled Condensing Unit, Coil with Blower | RA1418AJ1 |  | RCF2417MTAM | 13 | 16 | Yes | Yes | 2015-02-10 |  | 2
FALSE | RA1630AJ1 | 4916 | 7941221 | RHEEM SALES COMPANY, INC. | RA1630AJ1 | AC | Split System: Air-Cooled Condensing Unit, Coil with Blower | RA1630AJ1 |  | RCFL-H*3824 | 13 | 16 | Yes | Yes | 2015-02-10 |  | 2
FALSE | RA1648AJ1 | 4919 | 7942993 | RHEEM SALES COMPANY, INC. | RA1648AC1 | AC | Split System: Air-Cooled Condensing Unit, Coil with Blower | RA1648AC1 |  | RCF4824STAM | 13 | 16 | Yes | Yes | 2015-02-10 |  | 2
FALSE | RA1660AC1 | 4920 | 7943699 | RHEEM SALES COMPANY, INC. | RA1660AJ1 | AC | Split System: Air-Cooled Condensing Unit, Coil with Blower | RA1660AJ1 |  | RCQD-6024 | 12 | 14.5 | Yes | Yes | 2015-02-10 |  | 0
FALSE | RA1624AJ1 | 4915 | 7940767 | RHEEM SALES COMPANY, INC. | RA1624AJ1 | AC | Split System: Air-Cooled Condensing Unit, Coil with Blower | RA1624AJ1 |  | RCFL-H*2617 | 13 | 16 | Yes | Yes | 2015-02-10 |  | 2
FALSE | RA1630AJ1 | 4916 | 7941324 | RHEEM SALES COMPANY, INC. | RA1630AJ1 | AC | Split System: Air-Cooled Condensing Unit, Coil with Blower | RA1630AJ1 |  | RCQD-3624 | 13 | 16 | Yes | Yes | 2015-02-10 |  | 2
FALSE | RA1336AD1 | 4824 | 7508505 | RHEEM SALES COMPANY, INC. | RA1336AC1 | AC | Split System: Air-Cooled Condensing Unit, Coil with Blower | RA1336AC1 |  | RCQD-3621 | 12 | 14.5 | Yes | Yes | 2015-02-10 |  | 0
FALSE | RA1336AD1 | 4824 | 7508422 | RHEEM SALES COMPANY, INC. | RA1336AC1 | AC | Split System: Air-Cooled Condensing Unit, Coil with Blower | RA1336AC1 |  | RCFL-H*3824 | 12 | 14.5 | Yes | Yes | 2015-02-10 |  | 0
FALSE | RA1318AJ1 | 4821 | 7982148 | RHEEM SALES COMPANY, INC. | RA1318AJ1 | AC | Split System: Air-Cooled Condensing Unit, Coil with Blower | RA1318AJ1 |  | RCF2417HTAM | 12 | 14.5 | Yes | Yes | 2015-02-10 |  | 0
FALSE | RA1436AD1 | 4760 | 7599843 | RHEEM SALES COMPANY, INC. | RA1436AD1 | AC | Split System: Air-Cooled Condensing Unit, Coil with Blower | RA1436AD1 |  | RCF3624HTAM | 13 | 16 | Yes | Yes | 2015-02-10 |  | 2
FALSE | RA1624AJ1 | 4915 | 7940855 | RHEEM SALES COMPANY, INC. | RA1624AJ1 | AC | Split System: Air-Cooled Condensing Unit, Coil with Blower | RA1624AJ1 |  | RCFN-H*2421 | 13 | 16 | Yes | Yes | 2015-02-10 |  | 2
FALSE | RA1630AJ1 | 4916 | 7941179 | RHEEM SALES COMPANY, INC. | RA1630AJ1 | AC | Split System: Air-Cooled Condensing Unit, Coil with Blower | RA1630AJ1 |  | RCFL-H*3821 | 13 | 16 | Yes | Yes | 2015-02-10 |  | 2
FALSE | RA1642AJ1 | 4918 | 7942532 | RHEEM SALES COMPANY, INC. | RA1642AC1 | AC | Split System: Air-Cooled Condensing Unit, Coil with Blower | RA1642AC1 |  | RCQD-4824 | 13 | 15.5 | Yes | Yes | 2015-02-10 |  | 1
FALSE | RA1436AD1 | 4760 | 7599766 | RHEEM SALES COMPANY, INC. | RA1436AD1 | AC | Split System: Air-Cooled Condensing Unit, Coil with Blower | RA1436AD1 |  | RCF3621MTAM | 13 | 15.5 | Yes | Yes | 2015-02-10 |  | 1
FALSE | RA1648AJ1 | 4919 | 7943009 | RHEEM SALES COMPANY, INC. | RA1648AC1 | AC | Split System: Air-Cooled Condensing Unit, Coil with Blower | RA1648AC1 |  | RCFL-H*4821 | 13 | 15.5 | Yes | Yes | 2015-02-10 |  | 1
FALSE | RA1324AJ1 | 4822 | 7507688 | RHEEM SALES COMPANY, INC. | RA1324AJ1 | AC | Split System: Air-Cooled Condensing Unit, Coil with Blower | RA1324AJ1 |  | RCF2421HTAM | 12 | 14.5 | Yes | Yes | 2015-02-10 |  | 0
FALSE | RA1630AJ1 | 4916 | 7941206 | RHEEM SALES COMPANY, INC. | RA1630AJ1 | AC | Split System: Air-Cooled Condensing Unit, Coil with Blower | RA1630AJ1 |  | RCFL-H*3824 | 13 | 16 | Yes | Yes | 2015-02-10 |  | 2
FALSE | RA1448AD1 | 4762 | 7600898 | RHEEM SALES COMPANY, INC. | RA1448AJ1 | AC | Split System: Air-Cooled Condensing Unit, Coil with Blower | RA1448AJ1 |  | RCFN-H*4824 | 13 | 15.5 | Yes | Yes | 2015-02-10 |  | 1
FALSE | RA1630AJ1 | 4916 | 7941141 | RHEEM SALES COMPANY, INC. | RA1630AJ1 | AC | Split System: Air-Cooled Condensing Unit, Coil with Blower | RA1630AJ1 |  | RCFL-H*3621 | 13 | 16 | Yes | Yes | 2015-02-10 |  | 2
FALSE | RA1642AJ1 | 4918 | 7942544 | RHEEM SALES COMPANY, INC. | RA1642AC1 | AC | Split System: Air-Cooled Condensing Unit, Coil with Blower | RA1642AC1 |  | RCQD-4824 | 13 | 16 | Yes | Yes | 2015-02-10 |  | 2
FALSE | RA1436AD1 | 4760 | 7945018 | RHEEM SALES COMPANY, INC. | RA1436AD1 | AC | Split System: Air-Cooled Condensing Unit, Coil with Blower | RA1436AD1 |  | RCF3617STAM | 12.5 | 15 | Yes | Yes | 2015-02-10 |  | 1
FALSE | RA1636AJ1 | 4917 | 7941992 | RHEEM SALES COMPANY, INC. | RA1636AJ1 | AC | Split System: Air-Cooled Condensing Unit, Coil with Blower | RA1636AJ1 |  | RCFL-H*3617 | 12.5 | 15.1 | Yes | Yes | 2015-02-10 |  | 1
FALSE | RA1636AJ1 | 4917 | 7942130 | RHEEM SALES COMPANY, INC. | RA1636AJ1 | AC | Split System: Air-Cooled Condensing Unit, Coil with Blower | RA1636AJ1 |  | RCFL-H*3824 | 13 | 16 | Yes | Yes | 2015-02-10 |  | 2
FALSE | RA1430AJ1 | 4759 | 7491029 | RHEEM SALES COMPANY, INC. | RA1430AJ1 | AC | Split System: Air-Cooled Condensing Unit, Coil with Blower | RA1430AJ1 |  | RCF3621STAM | 12.5 | 15.1 | Yes | Yes | 2015-02-10 |  | 1
FALSE | RA1660AC1 | 4920 | 7943646 | RHEEM SALES COMPANY, INC. | RA1660AJ1 | AC | Split System: Air-Cooled Condensing Unit, Coil with Blower | RA1660AJ1 |  | RCFN-H*6024 | 13 | 16 | Yes | Yes | 2015-02-10 |  | 2
FALSE | RA1330AJ1 | 4823 | 7982334 | RHEEM SALES COMPANY, INC. | RA1330AJ1 | AC | Split System: Air-Cooled Condensing Unit, Coil with Blower | RA1330AJ1 |  | RCF3624MTAM | 12.5 | 15 | Yes | Yes | 2015-02-10 |  | 1
FALSE | RA1442AD1 | 4761 | 7600466 | RHEEM SALES COMPANY, INC. | RA1442AD1 | AC | Split System: Air-Cooled Condensing Unit, Coil with Blower | RA1442AD1 |  | RCFL-H*4824 | 12 | 14.5 | Yes | Yes | 2015-02-10 |  | 0
FALSE | RA1336AD1 | 4824 | 7508835 | RHEEM SALES COMPANY, INC. | RA1336AJ1 | AC | Split System: Air-Cooled Condensing Unit, Coil with Blower | RA1336AJ1 |  | RCFN-H*3624 | 12.5 | 15.1 | Yes | Yes | 2015-02-10 |  | 1
FALSE | RA1436AD1 | 4760 | 7600116 | RHEEM SALES COMPANY, INC. | RA1436AD1 | AC | Split System: Air-Cooled Condensing Unit, Coil with Blower | RA1436AD1 |  | RCQD-3621 | 13 | 15.5 | Yes | Yes | 2015-02-10 |  | 1
FALSE | RA1442AD1 | 4761 | 7600415 | RHEEM SALES COMPANY, INC. | RA1442AD1 | AC | Split System: Air-Cooled Condensing Unit, Coil with Blower | RA1442AD1 |  | RCFL-H*4821 | 12.5 | 15.1 | Yes | Yes | 2015-02-10 |  | 1
FALSE | RA1424AJ1 | 4758 | 7490915 | RHEEM SALES COMPANY, INC. | RA1424AJ1 | AC | Split System: Air-Cooled Condensing Unit, Coil with Blower | RA1424AJ1 |  | RCFN-H*2417 | 13 | 15.5 | Yes | Yes | 2015-02-10 |  | 1
FALSE | RA1436AD1 | 4760 | 7491537 | RHEEM SALES COMPANY, INC. | RA1436AJ1 | AC | Split System: Air-Cooled Condensing Unit, Coil with Blower | RA1436AJ1 |  | RCF3617STAM | 12 | 14.5 | Yes | Yes | 2015-02-10 |  | 0
FALSE | RA1336AD1 | 4824 | 7982450 | RHEEM SALES COMPANY, INC. | RA1336AJ1 | AC | Split System: Air-Cooled Condensing Unit, Coil with Blower | RA1336AJ1 |  | RCF3624MTAM | 12 | 14.5 | Yes | Yes | 2015-02-10 |  | 0
FALSE | RA1618AJ1 | 4914 | 7940357 | RHEEM SALES COMPANY, INC. | RA1618AJ1 | AC | Split System: Air-Cooled Condensing Unit, Coil with Blower | RA1618AJ1 |  | RCF2417STAM | 13 | 16 | Yes | Yes | 2015-02-10 |  | 2
FALSE | RA1642AJ1 | 4918 | 7942857 | RHEEM SALES COMPANY, INC. | RA1642AJ1 | AC | Split System: Air-Cooled Condensing Unit, Coil with Blower | RA1642AJ1 |  | RCQD-4824 | 13 | 16 | Yes | Yes | 2015-02-10 |  | 2
FALSE | RA1336AD1 | 4824 | 7508224 | RHEEM SALES COMPANY, INC. | RA1336AC1 | AC | Split System: Air-Cooled Condensing Unit, Coil with Blower | RA1336AC1 |  | RCF3621MTAM | 12 | 14.5 | Yes | Yes | 2015-02-10 |  | 0
FALSE | RA1642AJ1 | 4918 | 7942657 | RHEEM SALES COMPANY, INC. | RA1642AJ1 | AC | Split System: Air-Cooled Condensing Unit, Coil with Blower | RA1642AJ1 |  | RCF4824STAM | 13 | 16 | Yes | Yes | 2015-02-10 |  | 2
FALSE | RA1648AJ1 | 4919 | 7943206 | RHEEM SALES COMPANY, INC. | RA1648AC1 | AC | Split System: Air-Cooled Condensing Unit, Coil with Blower | RA1648AC1 |  | RCQD-4824 | 13 | 16 | Yes | Yes | 2015-02-10 |  | 2
FALSE | RA1636AJ1 | 4917 | 7942006 | RHEEM SALES COMPANY, INC. | RA1636AJ1 | AC | Split System: Air-Cooled Condensing Unit, Coil with Blower | RA1636AJ1 |  | RCFL-H*3621 | 13 | 15.5 | Yes | Yes | 2015-02-10 |  | 1
FALSE | RA1442AD1 | 4761 | 7501120 | RHEEM SALES COMPANY, INC. | RA1442AC1 | AC | Split System: Air-Cooled Condensing Unit, Coil with Blower | RA1442AC1 |  | RCFL-H*4824 | 12 | 14.5 | Yes | Yes | 2015-02-10 |  | 0
FALSE | RA1630AJ1 | 4916 | 7941004 | RHEEM SALES COMPANY, INC. | RA1630AJ1 | AC | Split System: Air-Cooled Condensing Unit, Coil with Blower | RA1630AJ1 |  | RCF3621STAM | 13 | 16 | Yes | Yes | 2015-02-10 |  | 2
FALSE | RA1442AD1 | 4761 | 7491826 | RHEEM SALES COMPANY, INC. | RA1442AC1 | AC | Split System: Air-Cooled Condensing Unit, Coil with Blower | RA1442AC1 |  | RCF4821STAM | 12 | 14.5 | Yes | Yes | 2015-02-10 |  | 0
FALSE | RA1430AJ1 | 4759 | 7599638 | RHEEM SALES COMPANY, INC. | RA1430AJ1 | AC | Split System: Air-Cooled Condensing Unit, Coil with Blower | RA1430AJ1 |  | RCF3624MTAM | 13 | 16 | Yes | Yes | 2015-02-10 |  | 2
FALSE | RA1660AC1 | 4920 | 7943687 | RHEEM SALES COMPANY, INC. | RA1660AJ1 | AC | Split System: Air-Cooled Condensing Unit, Coil with Blower | RA1660AJ1 |  | RCQD-6024 | 12.5 | 15.1 | Yes | Yes | 2015-02-10 |  | 1
FALSE | RA1442AD1 | 4761 | 7501154 | RHEEM SALES COMPANY, INC. | RA1442AJ1 | AC | Split System: Air-Cooled Condensing Unit, Coil with Blower | RA1442AJ1 |  | RCFN-H*4824 | 13 | 15.5 | Yes | Yes | 2015-02-10 |  | 1
FALSE | RA1436AD1 | 4760 | 7600151 | RHEEM SALES COMPANY, INC. | RA1436AD1 | AC | Split System: Air-Cooled Condensing Unit, Coil with Blower | RA1436AD1 |  | RCQD-3624 | 13 | 16 | Yes | Yes | 2015-02-10 |  | 2
FALSE | RA1418AJ1 | 4757 | 7490626 | RHEEM SALES COMPANY, INC. | RA1418AJ1 | AC | Split System: Air-Cooled Condensing Unit, Coil with Blower | RA1418AJ1 |  | RCFL-H*2417 | 13 | 15.5 | Yes | Yes | 2015-02-10 |  | 1
FALSE | RA1330AJ1 | 4823 | 7508036 | RHEEM SALES COMPANY, INC. | RA1330AJ1 | AC | Split System: Air-Cooled Condensing Unit, Coil with Blower | RA1330AJ1 |  | RCFL-H*3821 | 12 | 14.5 | Yes | Yes | 2015-02-10 |  | 0
FALSE | RA1330AJ1 | 4823 | 7507937 | RHEEM SALES COMPANY, INC. | RA1330AJ1 | AC | Split System: Air-Cooled Condensing Unit, Coil with Blower | RA1330AJ1 |  | RCF3624HTAM | 13 | 15.5 | Yes | Yes | 2015-02-10 |  | 1
FALSE | RA1642AJ1 | 4918 | 7942575 | RHEEM SALES COMPANY, INC. | RA1642AJ1 | AC | Split System: Air-Cooled Condensing Unit, Coil with Blower | RA1642AJ1 |  | RCF4821STAM | 12.5 | 15.1 | Yes | Yes | 2015-02-10 |  | 1
FALSE | RA1442AD1 | 4761 | 7492029 | RHEEM SALES COMPANY, INC. | RA1442AJ1 | AC | Split System: Air-Cooled Condensing Unit, Coil with Blower | RA1442AJ1 |  | RCF4824HTAM | 12.5 | 15.1 | Yes | Yes | 2015-02-10 |  | 1
FALSE | RA1636AJ1 | 4917 | 7941493 | RHEEM SALES COMPANY, INC. | RA1636AC1 | AC | Split System: Air-Cooled Condensing Unit, Coil with Blower | RA1636AC1 |  | RCF3624HTAM | 13 | 16 | Yes | Yes | 2015-02-10 |  | 2
FALSE | RA1660AC1 | 4920 | 7943855 | RHEEM SALES COMPANY, INC. | RA1660AC1 | AC | Split System: Air-Cooled Condensing Unit, Coil with Blower | RA1660AC1 |  | RCFL-H*6024 | 12.5 | 15.1 | Yes | Yes | 2015-02-10 |  | 1
FALSE | RA1624AJ1 | 4915 | 7940646 | RHEEM SALES COMPANY, INC. | RA1624AJ1 | AC | Split System: Air-Cooled Condensing Unit, Coil with Blower | RA1624AJ1 |  | RCF2417STAM | 13 | 16 | Yes | Yes | 2015-02-10 |  | 2
FALSE | RA1636AJ1 | 4917 | 7941363 | RHEEM SALES COMPANY, INC. | RA1636AC1 | AC | Split System: Air-Cooled Condensing Unit, Coil with Blower | RA1636AC1 |  | RCF3617STAM | 12.2 | 14.5 | Yes | Yes | 2015-02-10 |  | 0
FALSE | RA1642AJ1 | 4918 | 7942824 | RHEEM SALES COMPANY, INC. | RA1642AJ1 | AC | Split System: Air-Cooled Condensing Unit, Coil with Blower | RA1642AJ1 |  | RCQD-4821 | 12.5 | 15 | Yes | Yes | 2015-02-10 |  | 1
FALSE | RA1436AD1 | 4760 | 7491762 | RHEEM SALES COMPANY, INC. | RA1436AJ1 | AC | Split System: Air-Cooled Condensing Unit, Coil with Blower | RA1436AJ1 |  | RCQD-3621 | 13 | 16 | Yes | Yes | 2015-02-10 |  | 2
FALSE | RA1430AJ1 | 4759 | 7491217 | RHEEM SALES COMPANY, INC. | RA1430AJ1 | AC | Split System: Air-Cooled Condensing Unit, Coil with Blower | RA1430AJ1 |  | RCFN-H*3624 | 13 | 16 | Yes | Yes | 2015-02-10 |  | 2
FALSE | RA1330AJ1 | 4823 | 7508101 | RHEEM SALES COMPANY, INC. | RA1330AJ1 | AC | Split System: Air-Cooled Condensing Unit, Coil with Blower | RA1330AJ1 |  | RCFN-H*3624 | 13 | 15.5 | Yes | Yes | 2015-02-10 |  | 1
FALSE | RA1342AD1 | 4827 | 7511753 | RHEEM SALES COMPANY, INC. | RA1342AC1 | AC | Split System: Air-Cooled Condensing Unit, Coil with Blower | RA1342AC1 |  | RCFN-H*4824 | 12 | 14.5 | Yes | Yes | 2015-02-10 |  | 0
FALSE | RA1630AJ1 | 4916 | 7940998 | RHEEM SALES COMPANY, INC. | RA1630AJ1 | AC | Split System: Air-Cooled Condensing Unit, Coil with Blower | RA1630AJ1 |  | RCF3621STAM | 13 | 16 | Yes | Yes | 2015-02-10 |  | 2
FALSE | RA1436AD1 | 4760 | 7501094 | RHEEM SALES COMPANY, INC. | RA1436AJ1 | AC | Split System: Air-Cooled Condensing Unit, Coil with Blower | RA1436AJ1 |  | RCFL-H*3824 | 13 | 15.5 | Yes | Yes | 2015-02-10 |  | 1
FALSE | RA1630AJ1 | 4916 | 7941145 | RHEEM SALES COMPANY, INC. | RA1630AJ1 | AC | Split System: Air-Cooled Condensing Unit, Coil with Blower | RA1630AJ1 |  | RCFL-H*3621 | 13 | 16 | Yes | Yes | 2015-02-10 |  | 2
FALSE | RA1636AJ1 | 4917 | 7941990 | RHEEM SALES COMPANY, INC. | RA1636AJ1 | AC | Split System: Air-Cooled Condensing Unit, Coil with Blower | RA1636AJ1 |  | RCFL-H*3617 | 12.5 | 15.1 | Yes | Yes | 2015-02-10 |  | 1
FALSE | RA1436AD1 | 4760 | 7491262 | RHEEM SALES COMPANY, INC. | RA1436AC1 | AC | Split System: Air-Cooled Condensing Unit, Coil with Blower | RA1436AC1 |  | RCF3621MTAM | 13 | 15.5 | Yes | Yes | 2015-02-10 |  | 1
FALSE | RA1636AJ1 | 4917 | 7941712 | RHEEM SALES COMPANY, INC. | RA1636AC1 | AC | Split System: Air-Cooled Condensing Unit, Coil with Blower | RA1636AC1 |  | RCQD-3621 | 13 | 16 | Yes | Yes | 2015-02-10 |  | 2
FALSE | RA1448AD1 | 4762 | 7492211 | RHEEM SALES COMPANY, INC. | RA1448AC1 | AC | Split System: Air-Cooled Condensing Unit, Coil with Blower | RA1448AC1 |  | RCF4824HTAM | 12.5 | 15.1 | Yes | Yes | 2015-02-10 |  | 1
FALSE | RA1430AJ1 | 4759 | 7500984 | RHEEM SALES COMPANY, INC. | RA1430AJ1 | AC | Split System: Air-Cooled Condensing Unit, Coil with Blower | RA1430AJ1 |  | RCF3624HTAM | 13 | 16 | Yes | Yes | 2015-02-10 |  | 2
FALSE | RA1336AD1 | 4824 | 7508847 | RHEEM SALES COMPANY, INC. | RA1336AJ1 | AC | Split System: Air-Cooled Condensing Unit, Coil with Blower | RA1336AJ1 |  | RCFN-H*3624 | 12.5 | 15.1 | Yes | Yes | 2015-02-10 |  | 1
FALSE | RA1336AD1 | 4824 | 7508534 | RHEEM SALES COMPANY, INC. | RA1336AC1 | AC | Split System: Air-Cooled Condensing Unit, Coil with Blower | RA1336AC1 |  | RCQD-3624 | 12 | 14.5 | Yes | Yes | 2015-02-10 |  | 0
FALSE | RA1642AJ1 | 4918 | 7942720 | RHEEM SALES COMPANY, INC. | RA1642AJ1 | AC | Split System: Air-Cooled Condensing Unit, Coil with Blower | RA1642AJ1 |  | RCFL-H*4821 | 13 | 15.5 | Yes | Yes | 2015-02-10 |  | 1
FALSE | RA1436AD1 | 4760 | 7491646 | RHEEM SALES COMPANY, INC. | RA1436AJ1 | AC | Split System: Air-Cooled Condensing Unit, Coil with Blower | RA1436AJ1 |  | RCFL-H*3617 | 12 | 14.5 | Yes | Yes | 2015-02-10 |  | 0
FALSE | RA1648AJ1 | 4919 | 7943169 | RHEEM SALES COMPANY, INC. | RA1648AC1 | AC | Split System: Air-Cooled Condensing Unit, Coil with Blower | RA1648AC1 |  | RCQD-4821 | 13 | 15.5 | Yes | Yes | 2015-02-10 |  | 1
FALSE | RA1336AD1 | 4824 | 7508594 | RHEEM SALES COMPANY, INC. | RA1336AJ1 | AC | Split System: Air-Cooled Condensing Unit, Coil with Blower | RA1336AJ1 |  | RCF3621MTAM | 12 | 14.5 | Yes | Yes | 2015-02-10 |  | 0
FALSE | RA1624AJ1 | 4915 | 7944005 | RHEEM SALES COMPANY, INC. | RA1624AJ1 | AC | Split System: Air-Cooled Condensing Unit, Coil with Blower | RA1624AJ1 |  | RCF2421HTAM | 13 | 16 | Yes | Yes | 2015-02-10 |  | 2
FALSE | RA1624AJ1 | 4915 | 7940857 | RHEEM SALES COMPANY, INC. | RA1624AJ1 | AC | Split System: Air-Cooled Condensing Unit, Coil with Blower | RA1624AJ1 |  | RCFN-H*2421 | 13 | 16 | Yes | Yes | 2015-02-10 |  | 2
FALSE | RA1648AJ1 | 4919 | 7943035 | RHEEM SALES COMPANY, INC. | RA1648AC1 | AC | Split System: Air-Cooled Condensing Unit, Coil with Blower | RA1648AC1 |  | RCFL-H*4821 | 12.5 | 15 | Yes | Yes | 2015-02-10 |  | 1
FALSE | RA1448AD1 | 4762 | 7492395 | RHEEM SALES COMPANY, INC. | RA1448AJ1 | AC | Split System: Air-Cooled Condensing Unit, Coil with Blower | RA1448AJ1 |  | RCF4824HTAM | 12 | 14.5 | Yes | Yes | 2015-02-10 |  | 0
FALSE | RA1436AD1 | 4760 | 7491286 | RHEEM SALES COMPANY, INC. | RA1436AC1 | AC | Split System: Air-Cooled Condensing Unit, Coil with Blower | RA1436AC1 |  | RCF3621STAM | 12.5 | 15 | Yes | Yes | 2015-02-10 |  | 1
FALSE | RA1436AD1 | 4760 | 7600132 | RHEEM SALES COMPANY, INC. | RA1436AD1 | AC | Split System: Air-Cooled Condensing Unit, Coil with Blower | RA1436AD1 |  | RCQD-3624 | 13 | 16 | Yes | Yes | 2015-02-10 |  | 2
FALSE | RA1448AD1 | 4762 | 7600887 | RHEEM SALES COMPANY, INC. | RA1448AJ1 | AC | Split System: Air-Cooled Condensing Unit, Coil with Blower | RA1448AJ1 |  | RCFL-H*4821 | 12 | 14.5 | Yes | Yes | 2015-02-10 |  | 0
FALSE | RA1630AJ1 | 4916 | 7941115 | RHEEM SALES COMPANY, INC. | RA1630AJ1 | AC | Split System: Air-Cooled Condensing Unit, Coil with Blower | RA1630AJ1 |  | RCFL-H*3621 | 13 | 16 | Yes | Yes | 2015-02-10 |  | 2
FALSE | RA1342AD1 | 4827 | 7511592 | RHEEM SALES COMPANY, INC. | RA1342AC1 | AC | Split System: Air-Cooled Condensing Unit, Coil with Blower | RA1342AC1 |  | RCF4824HTAM | 12 | 14.5 | Yes | Yes | 2015-02-10 |  | 0
FALSE | RA1642AJ1 | 4918 | 7942726 | RHEEM SALES COMPANY, INC. | RA1642AJ1 | AC | Split System: Air-Cooled Condensing Unit, Coil with Blower | RA1642AJ1 |  | RCFL-H*4821 | 13 | 15.5 | Yes | Yes | 2015-02-10 |  | 1
FALSE | RA1636AJ1 | 4917 | 7941458 | RHEEM SALES COMPANY, INC. | RA1636AC1 | AC | Split System: Air-Cooled Condensing Unit, Coil with Blower | RA1636AC1 |  | RCF3621STAM | 12.5 | 15.1 | Yes | Yes | 2015-02-10 |  | 1
FALSE | RA1330AJ1 | 4823 | 7507943 | RHEEM SALES COMPANY, INC. | RA1330AJ1 | AC | Split System: Air-Cooled Condensing Unit, Coil with Blower | RA1330AJ1 |  | RCF3624HTAM | 13 | 15.5 | Yes | Yes | 2015-02-10 |  | 1
FALSE | RA1460AD1 | 4763 | 7492651 | RHEEM SALES COMPANY, INC. | RA1460AJ1 | AC | Split System: Air-Cooled Condensing Unit, Coil with Blower | RA1460AJ1 |  | RCFL-H*6024 | 12 | 14.5 | Yes | Yes | 2015-02-10 |  | 0
FALSE | RA1660AC1 | 4920 | 7943823 | RHEEM SALES COMPANY, INC. | RA1660AC1 | AC | Split System: Air-Cooled Condensing Unit, Coil with Blower | RA1660AC1 |  | RCF6024STAM | 13 | 15.5 | Yes | Yes | 2015-02-10 |  | 1
FALSE | RA1642AJ1 | 4918 | 7944182 | RHEEM SALES COMPANY, INC. | RA1642AC1 | AC | Split System: Air-Cooled Condensing Unit, Coil with Blower | RA1642AC1 |  | RCF4821STAM | 13 | 15.5 | Yes | Yes | 2015-02-10 |  | 1
FALSE | RA1448AD1 | 4762 | 7600635 | RHEEM SALES COMPANY, INC. | RA1448AD1 | AC | Split System: Air-Cooled Condensing Unit, Coil with Blower | RA1448AD1 |  | RCF4824HTAM | 12.5 | 15.1 | Yes | Yes | 2015-02-10 |  | 1
FALSE | RA1442AD1 | 4761 | 7491964 | RHEEM SALES COMPANY, INC. | RA1442AC1 | AC | Split System: Air-Cooled Condensing Unit, Coil with Blower | RA1442AC1 |  | RCFN-H*4824 | 13 | 15.5 | Yes | Yes | 2015-02-10 |  | 1
FALSE | RA1642AJ1 | 4918 | 7942478 | RHEEM SALES COMPANY, INC. | RA1642AC1 | AC | Split System: Air-Cooled Condensing Unit, Coil with Blower | RA1642AC1 |  | RCFN-H*4824 | 13 | 16 | Yes | Yes | 2015-02-10 |  | 2
FALSE | RA1618AJ1 | 4914 | 7940401 | RHEEM SALES COMPANY, INC. | RA1618AJ1 | AC | Split System: Air-Cooled Condensing Unit, Coil with Blower | RA1618AJ1 |  | RCF2421MTAM | 13 | 16 | Yes | Yes | 2015-02-10 |  | 2
FALSE | RA1318AJ1 | 4821 | 7507511 | RHEEM SALES COMPANY, INC. | RA1318AJ1 | AC | Split System: Air-Cooled Condensing Unit, Coil with Blower | RA1318AJ1 |  | RCFL-H*2617 | 12 | 14.5 | Yes | Yes | 2015-02-10 |  | 0
FALSE | RA1624AJ1 | 4915 | 7940612 | RHEEM SALES COMPANY, INC. | RA1624AJ1 | AC | Split System: Air-Cooled Condensing Unit, Coil with Blower | RA1624AJ1 |  | RCF2417MTAM | 13 | 16 | Yes | Yes | 2015-02-10 |  | 2
FALSE | RA1642AJ1 | 4918 | 7942310 | RHEEM SALES COMPANY, INC. | RA1642AC1 | AC | Split System: Air-Cooled Condensing Unit, Coil with Blower | RA1642AC1 |  | RCF4824STAM | 13 | 16 | Yes | Yes | 2015-02-10 |  | 2
FALSE | RA1448AD1 | 4762 | 7501172 | RHEEM SALES COMPANY, INC. | RA1448AC1 | AC | Split System: Air-Cooled Condensing Unit, Coil with Blower | RA1448AC1 |  | RCF4824STAM | 12.5 | 15 | Yes | Yes | 2015-02-10 |  | 1
FALSE | RA1448AD1 | 4762 | 7600777 | RHEEM SALES COMPANY, INC. | RA1448AD1 | AC | Split System: Air-Cooled Condensing Unit, Coil with Blower | RA1448AD1 |  | RCFN-H*4824 | 12.5 | 15.1 | Yes | Yes | 2015-02-10 |  | 1
FALSE | RA1624AJ1 | 4915 | 7943981 | RHEEM SALES COMPANY, INC. | RA1624AJ1 | AC | Split System: Air-Cooled Condensing Unit, Coil with Blower | RA1624AJ1 |  | RCF2417HTAM | 13 | 16 | Yes | Yes | 2015-02-10 |  | 2
FALSE | RA1430AJ1 | 4759 | 7599634 | RHEEM SALES COMPANY, INC. | RA1430AJ1 | AC | Split System: Air-Cooled Condensing Unit, Coil with Blower | RA1430AJ1 |  | RCF3624HTAM | 13 | 16 | Yes | Yes | 2015-02-10 |  | 2
FALSE | RA1636AJ1 | 4917 | 7942060 | RHEEM SALES COMPANY, INC. | RA1636AJ1 | AC | Split System: Air-Cooled Condensing Unit, Coil with Blower | RA1636AJ1 |  | RCFL-H*3821 | 13 | 16 | Yes | Yes | 2015-02-10 |  | 2
FALSE | RA1442AD1 | 4761 | 7492018 | RHEEM SALES COMPANY, INC. | RA1442AJ1 | AC | Split System: Air-Cooled Condensing Unit, Coil with Blower | RA1442AJ1 |  | RCF4821STAM | 12 | 14.5 | Yes | Yes | 2015-02-10 |  | 0
FALSE | RA1436AD1 | 4760 | 7491392 | RHEEM SALES COMPANY, INC. | RA1436AC1 | AC | Split System: Air-Cooled Condensing Unit, Coil with Blower | RA1436AC1 |  | RCFL-H*3621 | 12.5 | 15 | Yes | Yes | 2015-02-10 |  | 1
FALSE | RA1424AJ1 | 4758 | 7601365 | RHEEM SALES COMPANY, INC. | RA1424AJ1 | AC | Split System: Air-Cooled Condensing Unit, Coil with Blower | RA1424AJ1 |  | RCQD-2417 | 13 | 15.5 | Yes | Yes | 2015-02-10 |  | 1
FALSE | RA1436AD1 | 4760 | 7491711 | RHEEM SALES COMPANY, INC. | RA1436AJ1 | AC | Split System: Air-Cooled Condensing Unit, Coil with Blower | RA1436AJ1 |  | RCFL-H*3821 | 12.5 | 15.1 | Yes | Yes | 2015-02-10 |  | 1
FALSE | RA1648AJ1 | 4919 | 7943467 | RHEEM SALES COMPANY, INC. | RA1648AJ1 | AC | Split System: Air-Cooled Condensing Unit, Coil Alone | RA1648AJ1 |  | RCFN-H*4824+RXMD-C04 | 13 | 15.5 | Yes | Yes | 2015-02-10 |  | 1
FALSE | RA1642AJ1 | 4918 | 7944192 | RHEEM SALES COMPANY, INC. | RA1642AC1 | AC | Split System: Air-Cooled Condensing Unit, Coil with Blower | RA1642AC1 |  | RCF4824HTAM | 13 | 16 | Yes | Yes | 2015-02-10 |  | 2
FALSE | RA1442AD1 | 4761 | 7491884 | RHEEM SALES COMPANY, INC. | RA1442AC1 | AC | Split System: Air-Cooled Condensing Unit, Coil with Blower | RA1442AC1 |  | RCF4824STAM | 12.5 | 15 | Yes | Yes | 2015-02-10 |  | 1
FALSE | RA1418AJ1 | 4757 | 7490676 | RHEEM SALES COMPANY, INC. | RA1418AJ1 | AC | Split System: Air-Cooled Condensing Unit, Coil with Blower | RA1418AJ1 |  | RCFN-H*2417 | 13 | 16 | Yes | Yes | 2015-02-10 |  | 2
FALSE | RA1630AJ1 | 4916 | 7941215 | RHEEM SALES COMPANY, INC. | RA1630AJ1 | AC | Split System: Air-Cooled Condensing Unit, Coil with Blower | RA1630AJ1 |  | RCFL-H*3824 | 13 | 16 | Yes | Yes | 2015-02-10 |  | 2
FALSE | RA1336AD1 | 4824 | 7508904 | RHEEM SALES COMPANY, INC. | RA1336AJ1 | AC | Split System: Air-Cooled Condensing Unit, Coil with Blower | RA1336AJ1 |  | RCQD-3624 | 12 | 14.5 | Yes | Yes | 2015-02-10 |  | 0
FALSE | RA1436AD1 | 4760 | 7491688 | RHEEM SALES COMPANY, INC. | RA1436AJ1 | AC | Split System: Air-Cooled Condensing Unit, Coil with Blower | RA1436AJ1 |  | RCFL-H*3621 | 13 | 15.5 | Yes | Yes | 2015-02-10 |  | 1
FALSE | RA1436AD1 | 4760 | 7491682 | RHEEM SALES COMPANY, INC. | RA1436AJ1 | AC | Split System: Air-Cooled Condensing Unit, Coil with Blower | RA1436AJ1 |  | RCFL-H*3621 | 12 | 14.5 | Yes | Yes | 2015-02-10 |  | 0
FALSE | RA1424AJ1 | 4758 | 7490872 | RHEEM SALES COMPANY, INC. | RA1424AJ1 | AC | Split System: Air-Cooled Condensing Unit, Coil with Blower | RA1424AJ1 |  | RCFL-H*2621 | 13 | 15.5 | Yes | Yes | 2015-02-10 |  | 1
FALSE | RA1448AD1 | 4762 | 7600629 | RHEEM SALES COMPANY, INC. | RA1448AD1 | AC | Split System: Air-Cooled Condensing Unit, Coil with Blower | RA1448AD1 |  | RCF4824HTAM | 13 | 15.5 | Yes | Yes | 2015-02-10 |  | 1
FALSE | RA1324AJ1 | 4822 | 7507677 | RHEEM SALES COMPANY, INC. | RA1324AJ1 | AC | Split System: Air-Cooled Condensing Unit, Coil with Blower | RA1324AJ1 |  | RCF2421HTAM | 12 | 14.5 | Yes | Yes | 2015-02-10 |  | 0
FALSE | RA1636AJ1 | 4917 | 7942124 | RHEEM SALES COMPANY, INC. | RA1636AJ1 | AC | Split System: Air-Cooled Condensing Unit, Coil with Blower | RA1636AJ1 |  | RCFL-H*3824 | 13 | 16 | Yes | Yes | 2015-02-10 |  | 2
FALSE | RA1648AJ1 | 4919 | 7942912 | RHEEM SALES COMPANY, INC. | RA1648AC1 | AC | Split System: Air-Cooled Condensing Unit, Coil with Blower | RA1648AC1 |  | RCF4821STAM | 12.5 | 15.1 | Yes | Yes | 2015-02-10 |  | 1
FALSE | RA1648AJ1 | 4919 | 7942991 | RHEEM SALES COMPANY, INC. | RA1648AC1 | AC | Split System: Air-Cooled Condensing Unit, Coil with Blower | RA1648AC1 |  | RCF4824STAM | 13 | 16 | Yes | Yes | 2015-02-10 |  | 2
FALSE | RA1424AJ1 | 4758 | 7490911 | RHEEM SALES COMPANY, INC. | RA1424AJ1 | AC | Split System: Air-Cooled Condensing Unit, Coil with Blower | RA1424AJ1 |  | RCFN-H*2417 | 12.5 | 15.1 | Yes | Yes | 2015-02-10 |  | 1
FALSE | RA1436AD1 | 4760 | 7491321 | RHEEM SALES COMPANY, INC. | RA1436AC1 | AC | Split System: Air-Cooled Condensing Unit, Coil with Blower | RA1436AC1 |  | RCF3624HTAM | 13 | 16 | Yes | Yes | 2015-02-10 |  | 2
FALSE | RA1636AJ1 | 4917 | 7944147 | RHEEM SALES COMPANY, INC. | RA1636AJ1 | AC | Split System: Air-Cooled Condensing Unit, Coil with Blower | RA1636AJ1 |  | RCF3621MTAM | 13 | 16 | Yes | Yes | 2015-02-10 |  | 2
FALSE | RA1436AD1 | 4760 | 7600076 | RHEEM SALES COMPANY, INC. | RA1436AD1 | AC | Split System: Air-Cooled Condensing Unit, Coil with Blower | RA1436AD1 |  | RCFL-H*3824 | 13 | 15.5 | Yes | Yes | 2015-02-10 |  | 1
FALSE | RA1330AJ1 | 4823 | 7507880 | RHEEM SALES COMPANY, INC. | RA1330AJ1 | AC | Split System: Air-Cooled Condensing Unit, Coil with Blower | RA1330AJ1 |  | RCF3621MTAM | 12 | 14.5 | Yes | Yes | 2015-02-10 |  | 0
FALSE | RA1424AJ1 | 4758 | 7599575 | RHEEM SALES COMPANY, INC. | RA1424AJ1 | AC | Split System: Air-Cooled Condensing Unit, Coil with Blower | RA1424AJ1 |  | RCF2421MTAM | 12.5 | 15.1 | Yes | Yes | 2015-02-10 |  | 1
FALSE | RA1442AD1 | 4761 | 7600305 | RHEEM SALES COMPANY, INC. | RA1442AD1 | AC | Split System: Air-Cooled Condensing Unit, Coil with Blower | RA1442AD1 |  | RCF4821STAM | 12.5 | 15 | Yes | Yes | 2015-02-11 |  | 1
FALSE | RA1436AD1 | 4760 | 7600210 | RHEEM SALES COMPANY, INC. | RA1436AJ1 | AC | Split System: Air-Cooled Condensing Unit, Coil with Blower | RA1436AJ1 |  | RCFL-H*3621 | 12.5 | 15.1 | Yes | Yes | 2015-02-11 |  | 1
FALSE | RA1418AJ1 | 4757 | 7490652 | RHEEM SALES COMPANY, INC. | RA1418AJ1 | AC | Split System: Air-Cooled Condensing Unit, Coil with Blower | RA1418AJ1 |  | RCFL-H*2621 | 13 | 16 | Yes | Yes | 2015-02-11 |  | 2
FALSE | RA1448AD1 | 4762 | 7600680 | RHEEM SALES COMPANY, INC. | RA1448AD1 | AC | Split System: Air-Cooled Condensing Unit, Coil with Blower | RA1448AD1 |  | RCF4824STAM | 12 | 14.5 | Yes | Yes | 2015-02-11 |  | 0
FALSE | RA1442AD1 | 4761 | 7491930 | RHEEM SALES COMPANY, INC. | RA1442AC1 | AC | Split System: Air-Cooled Condensing Unit, Coil with Blower | RA1442AC1 |  | RCFL-H*4824 | 12 | 14.5 | Yes | Yes | 2015-02-11 |  | 0
FALSE | RA1642AJ1 | 4918 | 7942560 | RHEEM SALES COMPANY, INC. | RA1642AJ1 | AC | Split System: Air-Cooled Condensing Unit, Coil with Blower | RA1642AJ1 |  | RCF4821STAM | 13 | 15.5 | Yes | Yes | 2015-02-11 |  | 1
FALSE | RA1624AJ1 | 4915 | 7940791 | RHEEM SALES COMPANY, INC. | RA1624AJ1 | AC | Split System: Air-Cooled Condensing Unit, Coil with Blower | RA1624AJ1 |  | RCFL-H*2621 | 13 | 16 | Yes | Yes | 2015-02-11 |  | 2
FALSE | RA1318AJ1 | 4821 | 7982150 | RHEEM SALES COMPANY, INC. | RA1318AJ1 | AC | Split System: Air-Cooled Condensing Unit, Coil with Blower | RA1318AJ1 |  | RCF2417MTAM | 12 | 14.5 | Yes | Yes | 2015-02-11 |  | 0
FALSE | RA1636AJ1 | 4917 | 7941496 | RHEEM SALES COMPANY, INC. | RA1636AC1 | AC | Split System: Air-Cooled Condensing Unit, Coil with Blower | RA1636AC1 |  | RCF3624HTAM | 13 | 16 | Yes | Yes | 2015-02-11 |  | 2
FALSE | RA1630AJ1 | 4916 | 7941303 | RHEEM SALES COMPANY, INC. | RA1630AJ1 | AC | Split System: Air-Cooled Condensing Unit, Coil with Blower | RA1630AJ1 |  | RCQD-3621 | 13 | 16 | Yes | Yes | 2015-02-11 |  | 2
FALSE | RA1624AJ1 | 4915 | 7940759 | RHEEM SALES COMPANY, INC. | RA1624AJ1 | AC | Split System: Air-Cooled Condensing Unit, Coil with Blower | RA1624AJ1 |  | RCFL-H*2617 | 13 | 16 | Yes | Yes | 2015-02-11 |  | 2
FALSE | RA1418AJ1 | 4757 | 7490535 | RHEEM SALES COMPANY, INC. | RA1418AJ1 | AC | Split System: Air-Cooled Condensing Unit, Coil with Blower | RA1418AJ1 |  | RCF2417MTAM | 13 | 16 | Yes | Yes | 2015-02-11 |  | 2
FALSE | RA1636AJ1 | 4917 | 7941949 | RHEEM SALES COMPANY, INC. | RA1636AJ1 | AC | Split System: Air-Cooled Condensing Unit, Coil with Blower | RA1636AJ1 |  | RCF3624MTAM | 13 | 16 | Yes | Yes | 2015-02-11 |  | 2
FALSE | RA1318AJ1 | 4821 | 7507458 | RHEEM SALES COMPANY, INC. | RA1318AJ1 | AC | Split System: Air-Cooled Condensing Unit, Coil with Blower | RA1318AJ1 |  | RCF2421HTAM | 12 | 14.5 | Yes | Yes | 2015-02-11 |  | 0
FALSE | RA1436AD1 | 4760 | 7599861 | RHEEM SALES COMPANY, INC. | RA1436AD1 | AC | Split System: Air-Cooled Condensing Unit, Coil with Blower | RA1436AD1 |  | RCF3624HTAM | 13 | 16 | Yes | Yes | 2015-02-11 |  | 2
FALSE | RA1448AD1 | 4762 | 7600781 | RHEEM SALES COMPANY, INC. | RA1448AD1 | AC | Split System: Air-Cooled Condensing Unit, Coil with Blower | RA1448AD1 |  | RCFN-H*4824 | 12.5 | 15 | Yes | Yes | 2015-02-11 |  | 1
FALSE | RA1318AJ1 | 4821 | 7983180 | RHEEM SALES COMPANY, INC. | RA1318AJ1 | AC | Split System: Air-Cooled Condensing Unit, Coil with Blower | RA1318AJ1 |  | RCF2421HTAM | 12 | 14.5 | Yes | Yes | 2015-02-11 |  | 0
FALSE | RA1336AD1 | 4824 | 7508228 | RHEEM SALES COMPANY, INC. | RA1336AC1 | AC | Split System: Air-Cooled Condensing Unit, Coil with Blower | RA1336AC1 |  | RCF3621MTAM | 12 | 14.5 | Yes | Yes | 2015-02-11 |  | 0
FALSE | RA1636AJ1 | 4917 | 7944146 | RHEEM SALES COMPANY, INC. | RA1636AJ1 | AC | Split System: Air-Cooled Condensing Unit, Coil with Blower | RA1636AJ1 |  | RCF3621MTAM | 13 | 16 | Yes | Yes | 2015-02-11 |  | 2
FALSE | RA1636AJ1 | 4917 | 7942098 | RHEEM SALES COMPANY, INC. | RA1636AJ1 | AC | Split System: Air-Cooled Condensing Unit, Coil with Blower | RA1636AJ1 |  | RCFL-H*3821 | 13 | 16 | Yes | Yes | 2015-02-11 |  | 2
FALSE | RA1442AD1 | 4761 | 7492039 | RHEEM SALES COMPANY, INC. | RA1442AJ1 | AC | Split System: Air-Cooled Condensing Unit, Coil with Blower | RA1442AJ1 |  | RCF4824HTAM | 12.5 | 15.1 | Yes | Yes | 2015-02-11 |  | 1
FALSE | RA1448AD1 | 4762 | 7600688 | RHEEM SALES COMPANY, INC. | RA1448AD1 | AC | Split System: Air-Cooled Condensing Unit, Coil with Blower | RA1448AD1 |  | RCF4824STAM | 12 | 14.5 | Yes | Yes | 2015-02-11 |  | 0
FALSE | RA1642AJ1 | 4918 | 7944211 | RHEEM SALES COMPANY, INC. | RA1642AJ1 | AC | Split System: Air-Cooled Condensing Unit, Coil with Blower | RA1642AJ1 |  | RCF4821STAM | 13 | 15.5 | Yes | Yes | 2015-02-11 |  | 1
FALSE | RA1636AJ1 | 4917 | 7942089 | RHEEM SALES COMPANY, INC. | RA1636AJ1 | AC | Split System: Air-Cooled Condensing Unit, Coil with Blower | RA1636AJ1 |  | RCFL-H*3821 | 13 | 16 | Yes | Yes | 2015-02-11 |  | 2
FALSE | RA1648AJ1 | 4919 | 7943485 | RHEEM SALES COMPANY, INC. | RA1648AJ1 | AC | Split System: Air-Cooled Condensing Unit, Coil with Blower | RA1648AJ1 |  | RCQD-4821 | 13 | 15.5 | Yes | Yes | 2015-02-11 |  | 1
FALSE | RA1660AC1 | 4920 | 7943808 | RHEEM SALES COMPANY, INC. | RA1660AC1 | AC | Split System: Air-Cooled Condensing Unit, Coil with Blower | RA1660AC1 |  | RCF6024STAM | 12.5 | 15.1 | Yes | Yes | 2015-02-11 |  | 1
FALSE | RA1636AJ1 | 4917 | 7941479 | RHEEM SALES COMPANY, INC. | RA1636AC1 | AC | Split System: Air-Cooled Condensing Unit, Coil with Blower | RA1636AC1 |  | RCF3624HTAM | 13 | 16 | Yes | Yes | 2015-02-11 |  | 2
FALSE | RA1636AJ1 | 4917 | 7942077 | RHEEM SALES COMPANY, INC. | RA1636AJ1 | AC | Split System: Air-Cooled Condensing Unit, Coil with Blower | RA1636AJ1 |  | RCFL-H*3821 | 13 | 15.5 | Yes | Yes | 2015-02-11 |  | 1
FALSE | RA1318AJ1 | 4821 | 7507522 | RHEEM SALES COMPANY, INC. | RA1318AJ1 | AC | Split System: Air-Cooled Condensing Unit, Coil with Blower | RA1318AJ1 |  | RCFL-H*2617 | 12.5 | 15.1 | Yes | Yes | 2015-02-11 |  | 1
FALSE | RA1442AD1 | 4761 | 7600320 | RHEEM SALES COMPANY, INC. | RA1442AD1 | AC | Split System: Air-Cooled Condensing Unit, Coil with Blower | RA1442AD1 |  | RCF4824HTAM | 13 | 15.5 | Yes | Yes | 2015-02-11 |  | 1
FALSE | RA1430AJ1 | 4759 | 7500993 | RHEEM SALES COMPANY, INC. | RA1430AJ1 | AC | Split System: Air-Cooled Condensing Unit, Coil with Blower | RA1430AJ1 |  | RCFL-H*3621 | 12.5 | 15.1 | Yes | Yes | 2015-02-11 |  | 1
FALSE | RA1318AJ1 | 4821 | 7507536 | RHEEM SALES COMPANY, INC. | RA1318AJ1 | AC | Split System: Air-Cooled Condensing Unit, Coil with Blower | RA1318AJ1 |  | RCFL-H*2621 | 12 | 14.5 | Yes | Yes | 2015-02-11 |  | 0
FALSE | RA1430AJ1 | 4759 | 7599646 | RHEEM SALES COMPANY, INC. | RA1430AJ1 | AC | Split System: Air-Cooled Condensing Unit, Coil with Blower | RA1430AJ1 |  | RCFL-H*3621 | 12.5 | 15.1 | Yes | Yes | 2015-02-11 |  | 1
FALSE | RA1636AJ1 | 4917 | 7941516 | RHEEM SALES COMPANY, INC. | RA1636AC1 | AC | Split System: Air-Cooled Condensing Unit, Coil with Blower | RA1636AC1 |  | RCF3624MTAM | 13 | 16 | Yes | Yes | 2015-02-11 |  | 2
FALSE | RA1448AD1 | 4762 | 7601548 | RHEEM SALES COMPANY, INC. | RA1448AD1 | AC | Split System: Air-Cooled Condensing Unit, Coil with Blower | RA1448AD1 |  | RCF4824STAM | 12 | 14.5 | Yes | Yes | 2015-02-11 |  | 0
FALSE | RA1636AJ1 | 4917 | 7941638 | RHEEM SALES COMPANY, INC. | RA1636AC1 | AC | Split System: Air-Cooled Condensing Unit, Coil with Blower | RA1636AC1 |  | RCFL-H*3821 | 13 | 15.5 | Yes | Yes | 2015-02-11 |  | 1
FALSE | RA1648AJ1 | 4919 | 7943094 | RHEEM SALES COMPANY, INC. | RA1648AC1 | AC | Split System: Air-Cooled Condensing Unit, Coil with Blower | RA1648AC1 |  | RCFL-H*4824 | 12.5 | 15.1 | Yes | Yes | 2015-02-11 |  | 1
FALSE | RA1436AD1 | 4760 | 7491403 | RHEEM SALES COMPANY, INC. | RA1436AC1 | AC | Split System: Air-Cooled Condensing Unit, Coil with Blower | RA1436AC1 |  | RCFL-H*3621 | 12.5 | 15.1 | Yes | Yes | 2015-02-11 |  | 1
FALSE | RA1636AJ1 | 4917 | 7941676 | RHEEM SALES COMPANY, INC. | RA1636AC1 | AC | Split System: Air-Cooled Condensing Unit, Coil with Blower | RA1636AC1 |  | RCFL-H*3824 | 13 | 16 | Yes | Yes | 2015-02-11 |  | 2
FALSE | RA1660AC1 | 4920 | 7943850 | RHEEM SALES COMPANY, INC. | RA1660AC1 | AC | Split System: Air-Cooled Condensing Unit, Coil with Blower | RA1660AC1 |  | RCFL-H*6024 | 12.5 | 15.1 | Yes | Yes | 2015-02-11 |  | 1
FALSE | RA1430AJ1 | 4759 | 7491067 | RHEEM SALES COMPANY, INC. | RA1430AJ1 | AC | Split System: Air-Cooled Condensing Unit, Coil with Blower | RA1430AJ1 |  | RCF3624MTAM | 13 | 16 | Yes | Yes | 2015-02-11 |  | 2
FALSE | RA1436AD1 | 4760 | 7501077 | RHEEM SALES COMPANY, INC. | RA1436AJ1 | AC | Split System: Air-Cooled Condensing Unit, Coil with Blower | RA1436AJ1 |  | RCF3624MTAM | 13 | 16 | Yes | Yes | 2015-02-11 |  | 2
FALSE | RA1418AJ1 | 4757 | 7606947 | RHEEM SALES COMPANY, INC. | RA1418AJ1 | AC | Split System: Air-Cooled Condensing Unit, Coil with Blower | RA1418AJ1 |  | RCF2421MTAM | 13 | 16 | Yes | Yes | 2015-02-11 |  | 2
FALSE | RA1442AD1 | 4761 | 7600458 | RHEEM SALES COMPANY, INC. | RA1442AD1 | AC | Split System: Air-Cooled Condensing Unit, Coil with Blower | RA1442AD1 |  | RCFL-H*4824 | 12 | 14.5 | Yes | Yes | 2015-02-11 |  | 0
FALSE | RA1636AJ1 | 4917 | 7941964 | RHEEM SALES COMPANY, INC. | RA1636AJ1 | AC | Split System: Air-Cooled Condensing Unit, Coil with Blower | RA1636AJ1 |  | RCF3624MTAM | 13 | 16 | Yes | Yes | 2015-02-11 |  | 2
FALSE | RA1636AJ1 | 4917 | 7941508 | RHEEM SALES COMPANY, INC. | RA1636AC1 | AC | Split System: Air-Cooled Condensing Unit, Coil with Blower | RA1636AC1 |  | RCF3624MTAM | 13 | 16 | Yes | Yes | 2015-02-11 |  | 2
FALSE | RA1660AC1 | 4920 | 7944301 | RHEEM SALES COMPANY, INC. | RA1660AJ1 | AC | Split System: Air-Cooled Condensing Unit, Coil with Blower | RA1660AJ1 |  | RCF6024STAM | 13 | 15.5 | Yes | Yes | 2015-02-11 |  | 1
FALSE | RA1436AD1 | 4760 | 7599774 | RHEEM SALES COMPANY, INC. | RA1436AD1 | AC | Split System: Air-Cooled Condensing Unit, Coil with Blower | RA1436AD1 |  | RCF3621MTAM | 13 | 15.5 | Yes | Yes | 2015-02-11 |  | 1
FALSE | RA1336AD1 | 4824 | 7508520 | RHEEM SALES COMPANY, INC. | RA1336AC1 | AC | Split System: Air-Cooled Condensing Unit, Coil with Blower | RA1336AC1 |  | RCQD-3624 | 12 | 14.5 | Yes | Yes | 2015-02-11 |  | 0
FALSE | RA1648AJ1 | 4919 | 7943287 | RHEEM SALES COMPANY, INC. | RA1648AJ1 | AC | Split System: Air-Cooled Condensing Unit, Coil with Blower | RA1648AJ1 |  | RCF4824HTAM | 13 | 16 | Yes | Yes | 2015-02-11 |  | 2
FALSE | RA1460AD1 | 4763 | 7492618 | RHEEM SALES COMPANY, INC. | RA1460AC1 | AC | Split System: Air-Cooled Condensing Unit, Coil with Blower | RA1460AC1 |  | RH1V6024STAN | 12 | 14.5 | Yes | Yes | 2015-02-11 |  | 0
FALSE | RA1336AD1 | 4824 | 7983419 | RHEEM SALES COMPANY, INC. | RA1336AJ1 | AC | Split System: Air-Cooled Condensing Unit, Coil with Blower | RA1336AJ1 |  | RCF3624HTAM | 12.5 | 15 | Yes | Yes | 2015-02-11 |  | 1
FALSE | RA1624AJ1 | 4915 | 7940875 | RHEEM SALES COMPANY, INC. | RA1624AJ1 | AC | Split System: Air-Cooled Condensing Unit, Coil with Blower | RA1624AJ1 |  | RCQD-2417 | 13 | 16 | Yes | Yes | 2015-02-11 |  | 2
FALSE | RA1648AJ1 | 4919 | 7942911 | RHEEM SALES COMPANY, INC. | RA1648AC1 | AC | Split System: Air-Cooled Condensing Unit, Coil with Blower | RA1648AC1 |  | RCF4821STAM | 13 | 15.5 | Yes | Yes | 2015-02-11 |  | 1
FALSE | RA1660AC1 | 4920 | 7943693 | RHEEM SALES COMPANY, INC. | RA1660AJ1 | AC | Split System: Air-Cooled Condensing Unit, Coil with Blower | RA1660AJ1 |  | RCQD-6024 | 12 | 14.5 | Yes | Yes | 2015-02-11 |  | 0
FALSE | RA1660AC1 | 4920 | 7943790 | RHEEM SALES COMPANY, INC. | RA1660AC1 | AC | Split System: Air-Cooled Condensing Unit, Coil with Blower | RA1660AC1 |  | RCF6024HTAM | 12.5 | 15.1 | Yes | Yes | 2015-02-11 |  | 1
FALSE | RA1624AJ1 | 4915 | 7940638 | RHEEM SALES COMPANY, INC. | RA1624AJ1 | AC | Split System: Air-Cooled Condensing Unit, Coil with Blower | RA1624AJ1 |  | RCF2417STAM | 13 | 16 | Yes | Yes | 2015-02-11 |  | 2
FALSE | RA1436AD1 | 4760 | 7491610 | RHEEM SALES COMPANY, INC. | RA1436AJ1 | AC | Split System: Air-Cooled Condensing Unit, Coil with Blower | RA1436AJ1 |  | RCF3624HTAM | 13 | 16 | Yes | Yes | 2015-02-11 |  | 2
FALSE | RA1436AD1 | 4760 | 7491366 | RHEEM SALES COMPANY, INC. | RA1436AC1 | AC | Split System: Air-Cooled Condensing Unit, Coil with Blower | RA1436AC1 |  | RCFL-H*3617 | 12.5 | 15.1 | Yes | Yes | 2015-02-11 |  | 1
FALSE | RA1648AJ1 | 4919 | 7943308 | RHEEM SALES COMPANY, INC. | RA1648AJ1 | AC | Split System: Air-Cooled Condensing Unit, Coil with Blower | RA1648AJ1 |  | RCF4824STAM | 13 | 15.5 | Yes | Yes | 2015-02-11 |  | 1
FALSE | RA1660AC1 | 4920 | 7943620 | RHEEM SALES COMPANY, INC. | RA1660AJ1 | AC | Split System: Air-Cooled Condensing Unit, Coil with Blower | RA1660AJ1 |  | RCFL-H*6024 | 13 | 15.5 | Yes | Yes | 2015-02-11 |  | 1
FALSE | RA1436AD1 | 4760 | 7601446 | RHEEM SALES COMPANY, INC. | RA1436AD1 | AC | Split System: Air-Cooled Condensing Unit, Coil with Blower | RA1436AD1 |  | RCFL-H*3621 | 12.5 | 15.1 | Yes | Yes | 2015-02-11 |  | 1
FALSE | RA1430AJ1 | 4759 | 7491208 | RHEEM SALES COMPANY, INC. | RA1430AJ1 | AC | Split System: Air-Cooled Condensing Unit, Coil with Blower | RA1430AJ1 |  | RCFN-H*3624 | 13 | 16 | Yes | Yes | 2015-02-11 |  | 2
FALSE | RA1430AJ1 | 4759 | 7491181 | RHEEM SALES COMPANY, INC. | RA1430AJ1 | AC | Split System: Air-Cooled Condensing Unit, Coil with Blower | RA1430AJ1 |  | RCFL-H*3824 | 13 | 16 | Yes | Yes | 2015-02-11 |  | 2
FALSE | RA1418AJ1 | 4757 | 7601316 | RHEEM SALES COMPANY, INC. | RA1418AJ1 | AC | Split System: Air-Cooled Condensing Unit, Coil with Blower | RA1418AJ1 |  | RCF2421HTAM | 13 | 16 | Yes | Yes | 2015-02-11 |  | 2
FALSE | RA1418AJ1 | 4757 | 7599552 | RHEEM SALES COMPANY, INC. | RA1418AJ1 | AC | Split System: Air-Cooled Condensing Unit, Coil with Blower | RA1418AJ1 |  | RCFN-H*2421 | 13 | 16 | Yes | Yes | 2015-02-11 |  | 2
FALSE | RA1618AJ1 | 4914 | 7940526 | RHEEM SALES COMPANY, INC. | RA1618AJ1 | AC | Split System: Air-Cooled Condensing Unit, Coil with Blower | RA1618AJ1 |  | RCFN-H*2421 | 13 | 16 | Yes | Yes | 2015-02-11 |  | 2
FALSE | RA1636AJ1 | 4917 | 7941688 | RHEEM SALES COMPANY, INC. | RA1636AC1 | AC | Split System: Air-Cooled Condensing Unit, Coil with Blower | RA1636AC1 |  | RCFL-H*3824 | 13 | 16 | Yes | Yes | 2015-02-11 |  | 2
FALSE | RA1618AJ1 | 4914 | 7940318 | RHEEM SALES COMPANY, INC. | RA1618AJ1 | AC | Split System: Air-Cooled Condensing Unit, Coil with Blower | RA1618AJ1 |  | RCF2417MTAM | 13 | 16 | Yes | Yes | 2015-02-11 |  | 2
FALSE | RA1318AJ1 | 4821 | 7982196 | RHEEM SALES COMPANY, INC. | RA1318AJ1 | AC | Split System: Air-Cooled Condensing Unit, Coil with Blower | RA1318AJ1 |  | RCFL-H*2617 | 12 | 14.5 | Yes | Yes | 2015-02-11 |  | 0
FALSE | RA1448AD1 | 4762 | 7600560 | RHEEM SALES COMPANY, INC. | RA1448AC1 | AC | Split System: Air-Cooled Condensing Unit, Coil with Blower | RA1448AC1 |  | RCF4821STAM | 12 | 14.5 | Yes | Yes | 2015-02-11 |  | 0
FALSE | RA1324AJ1 | 4822 | 7507820 | RHEEM SALES COMPANY, INC. | RA1324AJ1 | AC | Split System: Air-Cooled Condensing Unit, Coil with Blower | RA1324AJ1 |  | RCFN-H*2421 | 12 | 14.5 | Yes | Yes | 2015-02-11 |  | 0
FALSE | RA1636AJ1 | 4917 | 7941915 | RHEEM SALES COMPANY, INC. | RA1636AJ1 | AC | Split System: Air-Cooled Condensing Unit, Coil with Blower | RA1636AJ1 |  | RCF3624HTAM | 13 | 16 | Yes | Yes | 2015-02-11 |  | 2
FALSE | RA1318AJ1 | 4821 | 7983181 | RHEEM SALES COMPANY, INC. | RA1318AJ1 | AC | Split System: Air-Cooled Condensing Unit, Coil with Blower | RA1318AJ1 |  | RCF2421HTAM | 12 | 14.5 | Yes | Yes | 2015-02-11 |  | 0
FALSE | RA1436AD1 | 4760 | 7600118 | RHEEM SALES COMPANY, INC. | RA1436AD1 | AC | Split System: Air-Cooled Condensing Unit, Coil with Blower | RA1436AD1 |  | RCQD-3621 | 13 | 16 | Yes | Yes | 2015-02-11 |  | 2
FALSE | RA1424AJ1 | 4758 | 7490824 | RHEEM SALES COMPANY, INC. | RA1424AJ1 | AC | Split System: Air-Cooled Condensing Unit, Coil with Blower | RA1424AJ1 |  | RCF2421MTAM | 12.5 | 15.1 | Yes | Yes | 2015-02-11 |  | 1
FALSE | RA1618AJ1 | 4914 | 7940420 | RHEEM SALES COMPANY, INC. | RA1618AJ1 | AC | Split System: Air-Cooled Condensing Unit, Coil with Blower | RA1618AJ1 |  | RCFL-H*2417 | 13 | 16 | Yes | Yes | 2015-02-11 |  | 2
FALSE | RA1630AJ1 | 4916 | 7941264 | RHEEM SALES COMPANY, INC. | RA1630AJ1 | AC | Split System: Air-Cooled Condensing Unit, Coil with Blower | RA1630AJ1 |  | RCFN-H*3624 | 13 | 16 | Yes | Yes | 2015-02-11 |  | 2
FALSE | RA1636AJ1 | 4917 | 7942044 | RHEEM SALES COMPANY, INC. | RA1636AJ1 | AC | Split System: Air-Cooled Condensing Unit, Coil with Blower | RA1636AJ1 |  | RCFL-H*3621 | 13 | 15.5 | Yes | Yes | 2015-02-11 |  | 1
FALSE | RA1330AJ1 | 4823 | 7508053 | RHEEM SALES COMPANY, INC. | RA1330AJ1 | AC | Split System: Air-Cooled Condensing Unit, Coil with Blower | RA1330AJ1 |  | RCFL-H*3821 | 12 | 14.5 | Yes | Yes | 2015-02-11 |  | 0
FALSE | RA1648AJ1 | 4919 | 7942898 | RHEEM SALES COMPANY, INC. | RA1648AC1 | AC | Split System: Air-Cooled Condensing Unit, Coil with Blower | RA1648AC1 |  | RCF4821STAM | 13 | 16 | Yes | Yes | 2015-02-11 |  | 2
FALSE | RA1618AJ1 | 4914 | 7940475 | RHEEM SALES COMPANY, INC. | RA1618AJ1 | AC | Split System: Air-Cooled Condensing Unit, Coil with Blower | RA1618AJ1 |  | RCFL-H*2621 | 13 | 16 | Yes | Yes | 2015-02-11 |  | 2
FALSE | RA1436AD1 | 4760 | 7601404 | RHEEM SALES COMPANY, INC. | RA1436AC1 | AC | Split System: Air-Cooled Condensing Unit, Coil with Blower | RA1436AC1 |  | RCF3621STAM | 12.5 | 15 | Yes | Yes | 2015-02-11 |  | 1
FALSE | RA1660AC1 | 4920 | 7944305 | RHEEM SALES COMPANY, INC. | RA1660AJ1 | AC | Split System: Air-Cooled Condensing Unit, Coil with Blower | RA1660AJ1 |  | RCF6024STAM | 12.5 | 15.1 | Yes | Yes | 2015-02-11 |  | 1
FALSE | RA1630AJ1 | 4916 | 7941137 | RHEEM SALES COMPANY, INC. | RA1630AJ1 | AC | Split System: Air-Cooled Condensing Unit, Coil with Blower | RA1630AJ1 |  | RCFL-H*3621 | 13 | 16 | Yes | Yes | 2015-02-11 |  | 2
FALSE | RA1624AJ1 | 4915 | 7944008 | RHEEM SALES COMPANY, INC. | RA1624AJ1 | AC | Split System: Air-Cooled Condensing Unit, Coil with Blower | RA1624AJ1 |  | RCF2421MTAM | 13 | 16 | Yes | Yes | 2015-02-11 |  | 2
FALSE | RA1436AD1 | 4760 | 7491336 | RHEEM SALES COMPANY, INC. | RA1436AC1 | AC | Split System: Air-Cooled Condensing Unit, Coil with Blower | RA1436AC1 |  | RCF3624MTAM | 13 | 15.5 | Yes | Yes | 2015-02-11 |  | 1
FALSE | RA1618AJ1 | 4914 | 7940365 | RHEEM SALES COMPANY, INC. | RA1618AJ1 | AC | Split System: Air-Cooled Condensing Unit, Coil with Blower | RA1618AJ1 |  | RCF2421HTAM | 13 | 16 | Yes | Yes | 2015-02-11 |  | 2
FALSE | RA1648AJ1 | 4919 | 7943216 | RHEEM SALES COMPANY, INC. | RA1648AC1 | AC | Split System: Air-Cooled Condensing Unit, Coil with Blower | RA1648AC1 |  | RHML-HM4824 | 13 | 16 | Yes | Yes | 2015-02-11 |  | 2
FALSE | RA1424AJ1 | 4758 | 7599601 | RHEEM SALES COMPANY, INC. | RA1424AJ1 | AC | Split System: Air-Cooled Condensing Unit, Coil with Blower | RA1424AJ1 |  | RCFN-H*2417 | 13 | 15.5 | Yes | Yes | 2015-02-11 |  | 1
FALSE | RA1336AD1 | 4824 | 7508276 | RHEEM SALES COMPANY, INC. | RA1336AC1 | AC | Split System: Air-Cooled Condensing Unit, Coil with Blower | RA1336AC1 |  | RCF3624HTAM | 12.5 | 15.1 | Yes | Yes | 2015-02-11 |  | 1
FALSE | RA1636AJ1 | 4917 | 7944143 | RHEEM SALES COMPANY, INC. | RA1636AJ1 | AC | Split System: Air-Cooled Condensing Unit, Coil with Blower | RA1636AJ1 |  | RCF3621MTAM | 13 | 16 | Yes | Yes | 2015-02-11 |  | 2
FALSE | RA1460AD1 | 4763 | 7945201 | RHEEM SALES COMPANY, INC. | RA1460AD1 | AC | Split System: Air-Cooled Condensing Unit, Coil with Blower | RA1460AD1 |  | RCF6024STAM | 12 | 14.5 | Yes | Yes | 2015-02-11 |  | 0
FALSE | RA1660AC1 | 4920 | 7943562 | RHEEM SALES COMPANY, INC. | RA1660AJ1 | AC | Split System: Air-Cooled Condensing Unit, Coil with Blower | RA1660AJ1 |  | RCF6024HTAM | 13 | 15.5 | Yes | Yes | 2015-02-11 |  | 1
FALSE | RA1442AD1 | 4761 | 7600478 | RHEEM SALES COMPANY, INC. | RA1442AD1 | AC | Split System: Air-Cooled Condensing Unit, Coil with Blower | RA1442AD1 |  | RCFN-H*4824 | 12.5 | 15.1 | Yes | Yes | 2015-02-11 |  | 1
FALSE | RA1442AD1 | 4761 | 7601520 | RHEEM SALES COMPANY, INC. | RA1442AJ1 | AC | Split System: Air-Cooled Condensing Unit, Coil with Blower | RA1442AJ1 |  | RCF4824STAM | 12 | 14.5 | Yes | Yes | 2015-02-11 |  | 0
FALSE | RA1330AJ1 | 4823 | 7983281 | RHEEM SALES COMPANY, INC. | RA1330AJ1 | AC | Split System: Air-Cooled Condensing Unit, Coil with Blower | RA1330AJ1 |  | RCF3621STAM | 12 | 14.5 | Yes | Yes | 2015-02-11 |  | 0
FALSE | RA1442AD1 | 4761 | 7600490 | RHEEM SALES COMPANY, INC. | RA1442AD1 | AC | Split System: Air-Cooled Condensing Unit, Coil with Blower | RA1442AD1 |  | RCFN-H*4824 | 12.5 | 15.1 | Yes | Yes | 2015-02-11 |  | 1
FALSE | RA1624AJ1 | 4915 | 7940613 | RHEEM SALES COMPANY, INC. | RA1624AJ1 | AC | Split System: Air-Cooled Condensing Unit, Coil with Blower | RA1624AJ1 |  | RCF2417MTAM | 13 | 16 | Yes | Yes | 2015-02-11 |  | 2
FALSE | RA1330AJ1 | 4823 | 7508179 | RHEEM SALES COMPANY, INC. | RA1330AJ1 | AC | Split System: Air-Cooled Condensing Unit, Coil with Blower | RA1330AJ1 |  | RH1T3621MTAN | 12.5 | 15 | Yes | Yes | 2015-02-11 |  | 1
FALSE | RA1636AJ1 | 4917 | 7941388 | RHEEM SALES COMPANY, INC. | RA1636AC1 | AC | Split System: Air-Cooled Condensing Unit, Coil with Blower | RA1636AC1 |  | RCF3621MTAM | 13 | 16 | Yes | Yes | 2015-02-11 |  | 2
FALSE | RA1642AJ1 | 4918 | 7942285 | RHEEM SALES COMPANY, INC. | RA1642AC1 | AC | Split System: Air-Cooled Condensing Unit, Coil with Blower | RA1642AC1 |  | RCF4824HTAM | 13 | 16 | Yes | Yes | 2015-02-11 |  | 2
FALSE | RA1424AJ1 | 4758 | 7601361 | RHEEM SALES COMPANY, INC. | RA1424AJ1 | AC | Split System: Air-Cooled Condensing Unit, Coil with Blower | RA1424AJ1 |  | RCFN-H*2421 | 12.5 | 15.1 | Yes | Yes | 2015-02-11 |  | 1
FALSE | RA1436AD1 | 4760 | 7601479 | RHEEM SALES COMPANY, INC. | RA1436AJ1 | AC | Split System: Air-Cooled Condensing Unit, Coil with Blower | RA1436AJ1 |  | RCFL-H*3821 | 12.5 | 15.1 | Yes | Yes | 2015-02-11 |  | 1
FALSE | RA1642AJ1 | 4918 | 7944219 | RHEEM SALES COMPANY, INC. | RA1642AJ1 | AC | Split System: Air-Cooled Condensing Unit, Coil with Blower | RA1642AJ1 |  | RCF4824HTAM | 13 | 16 | Yes | Yes | 2015-02-11 |  | 2
FALSE | RA1448AD1 | 4762 | 7501200 | RHEEM SALES COMPANY, INC. | RA1448AJ1 | AC | Split System: Air-Cooled Condensing Unit, Coil with Blower | RA1448AJ1 |  | RCF4824HTAM | 13 | 15.5 | Yes | Yes | 2015-02-11 |  | 1
FALSE | RA1448AD1 | 4762 | 7600867 | RHEEM SALES COMPANY, INC. | RA1448AD1 | AC | Split System: Air-Cooled Condensing Unit, Coil with Blower | RA1448AD1 |  | RHPL-HM6024 | 12.5 | 15 | Yes | Yes | 2015-02-11 |  | 1
FALSE | RA1630AJ1 | 4916 | 7941310 | RHEEM SALES COMPANY, INC. | RA1630AJ1 | AC | Split System: Air-Cooled Condensing Unit, Coil with Blower | RA1630AJ1 |  | RCQD-3621 | 13 | 16 | Yes | Yes | 2015-02-11 |  | 2
FALSE | RA1636AJ1 | 4917 | 7942170 | RHEEM SALES COMPANY, INC. | RA1636AJ1 | AC | Split System: Air-Cooled Condensing Unit, Coil with Blower | RA1636AJ1 |  | RCQD-3621 | 13 | 16 | Yes | Yes | 2015-02-11 |  | 2
FALSE | RA1330AJ1 | 4823 | 7508113 | RHEEM SALES COMPANY, INC. | RA1330AJ1 | AC | Split System: Air-Cooled Condensing Unit, Coil with Blower | RA1330AJ1 |  | RCFN-H*3624 | 13 | 15.5 | Yes | Yes | 2015-02-11 |  | 1
FALSE | RA1418AJ1 | 4757 | 7490572 | RHEEM SALES COMPANY, INC. | RA1418AJ1 | AC | Split System: Air-Cooled Condensing Unit, Coil with Blower | RA1418AJ1 |  | RCF2421HTAM | 13 | 16 | Yes | Yes | 2015-02-11 |  | 2
FALSE | RA1442AD1 | 4761 | 7491827 | RHEEM SALES COMPANY, INC. | RA1442AC1 | AC | Split System: Air-Cooled Condensing Unit, Coil with Blower | RA1442AC1 |  | RCF4821STAM | 12 | 14.5 | Yes | Yes | 2015-02-11 |  | 0
FALSE | RA1642AJ1 | 4918 | 7942603 | RHEEM SALES COMPANY, INC. | RA1642AJ1 | AC | Split System: Air-Cooled Condensing Unit, Coil with Blower | RA1642AJ1 |  | RCF4821STAM | 13 | 15.5 | Yes | Yes | 2015-02-11 |  | 1
FALSE | RA1424AJ1 | 4758 | 7490792 | RHEEM SALES COMPANY, INC. | RA1424AJ1 | AC | Split System: Air-Cooled Condensing Unit, Coil with Blower | RA1424AJ1 |  | RCF2421HTAM | 13 | 15.5 | Yes | Yes | 2015-02-11 |  | 1
FALSE | RA1624AJ1 | 4915 | 7940866 | RHEEM SALES COMPANY, INC. | RA1624AJ1 | AC | Split System: Air-Cooled Condensing Unit, Coil with Blower | RA1624AJ1 |  | RCFN-H*2421 | 13 | 16 | Yes | Yes | 2015-02-11 |  | 2
FALSE | RA1436AD1 | 4760 | 7944993 | RHEEM SALES COMPANY, INC. | RA1436AC1 | AC | Split System: Air-Cooled Condensing Unit, Coil with Blower | RA1436AC1 |  | RCF3621MTAM | 13 | 15.5 | Yes | Yes | 2015-02-11 |  | 1
FALSE | RA1660AC1 | 4920 | 7943805 | RHEEM SALES COMPANY, INC. | RA1660AC1 | AC | Split System: Air-Cooled Condensing Unit, Coil with Blower | RA1660AC1 |  | RCF6024STAM | 13 | 16 | Yes | Yes | 2015-02-11 |  | 2
FALSE | RA1436AD1 | 4760 | 7491736 | RHEEM SALES COMPANY, INC. | RA1436AJ1 | AC | Split System: Air-Cooled Condensing Unit, Coil with Blower | RA1436AJ1 |  | RCFL-H*3824 | 13 | 15.5 | Yes | Yes | 2015-02-11 |  | 1
FALSE | RA1636AJ1 | 4917 | 7944140 | RHEEM SALES COMPANY, INC. | RA1636AJ1 | AC | Split System: Air-Cooled Condensing Unit, Coil with Blower | RA1636AJ1 |  | RCF3621MTAM | 13 | 16 | Yes | Yes | 2015-02-11 |  | 2
FALSE | RA1448AD1 | 4762 | 7492361 | RHEEM SALES COMPANY, INC. | RA1448AC1 | AC | Split System: Air-Cooled Condensing Unit, Coil with Blower | RA1448AC1 |  | RH1V4821STAN | 12.5 | 15 | Yes | Yes | 2015-02-11 |  | 1
FALSE | RA1318AJ1 | 4821 | 7507516 | RHEEM SALES COMPANY, INC. | RA1318AJ1 | AC | Split System: Air-Cooled Condensing Unit, Coil with Blower | RA1318AJ1 |  | RCFL-H*2617 | 12 | 14.5 | Yes | Yes | 2015-02-11 |  | 0
FALSE | RA1648AJ1 | 4919 | 7943150 | RHEEM SALES COMPANY, INC. | RA1648AC1 | AC | Split System: Air-Cooled Condensing Unit, Coil with Blower | RA1648AC1 |  | RCQD-4821 | 13 | 15.5 | Yes | Yes | 2015-02-11 |  | 1
FALSE | RA1436AD1 | 4760 | 7491500 | RHEEM SALES COMPANY, INC. | RA1436AC1 | AC | Split System: Air-Cooled Condensing Unit, Coil with Blower | RA1436AC1 |  | RCQD-3624 | 13 | 16 | Yes | Yes | 2015-02-11 |  | 2
FALSE | RA1642AJ1 | 4918 | 7942676 | RHEEM SALES COMPANY, INC. | RA1642AJ1 | AC | Split System: Air-Cooled Condensing Unit, Coil with Blower | RA1642AJ1 |  | RCF4824STAM | 13 | 15.5 | Yes | Yes | 2015-02-11 |  | 1
FALSE | RA1648AJ1 | 4919 | 7943237 | RHEEM SALES COMPANY, INC. | RA1648AJ1 | AC | Split System: Air-Cooled Condensing Unit, Coil with Blower | RA1648AJ1 |  | RCF4821STAM | 13 | 15.5 | Yes | Yes | 2015-02-11 |  | 1
FALSE | RA1618AJ1 | 4914 | 7940474 | RHEEM SALES COMPANY, INC. | RA1618AJ1 | AC | Split System: Air-Cooled Condensing Unit, Coil with Blower | RA1618AJ1 |  | RCFL-H*2621 | 13 | 16 | Yes | Yes | 2015-02-11 |  | 2
FALSE | RA1642AJ1 | 4918 | 7942536 | RHEEM SALES COMPANY, INC. | RA1642AC1 | AC | Split System: Air-Cooled Condensing Unit, Coil with Blower | RA1642AC1 |  | RCQD-4824 | 13 | 16 | Yes | Yes | 2015-02-11 |  | 2
FALSE | RA1324AJ1 | 4822 | 7507804 | RHEEM SALES COMPANY, INC. | RA1324AJ1 | AC | Split System: Air-Cooled Condensing Unit, Coil with Blower | RA1324AJ1 |  | RCFN-H*2417 | 12 | 14.5 | Yes | Yes | 2015-02-11 |  | 0
FALSE | RA1442AD1 | 4761 | 7600426 | RHEEM SALES COMPANY, INC. | RA1442AD1 | AC | Split System: Air-Cooled Condensing Unit, Coil with Blower | RA1442AD1 |  | RCFL-H*4824 | 12 | 14.5 | Yes | Yes | 2015-02-11 |  | 0
FALSE | RA1442AD1 | 4761 | 7493689 | RHEEM SALES COMPANY, INC. | RA1442AC1 | AC | Split System: Air-Cooled Condensing Unit, Coil with Blower | RA1442AC1 |  | RHPN-HM4824 | 13 | 16 | Yes | Yes | 2015-02-11 |  | 2
FALSE | RA1636AJ1 | 4917 | 7942010 | RHEEM SALES COMPANY, INC. | RA1636AJ1 | AC | Split System: Air-Cooled Condensing Unit, Coil with Blower | RA1636AJ1 |  | RCFL-H*3621 | 13 | 15.5 | Yes | Yes | 2015-02-11 |  | 1
FALSE | RA1324AJ1 | 4822 | 7507764 | RHEEM SALES COMPANY, INC. | RA1324AJ1 | AC | Split System: Air-Cooled Condensing Unit, Coil with Blower | RA1324AJ1 |  | RCFL-H*2621 | 12 | 14.5 | Yes | Yes | 2015-02-11 |  | 0
FALSE | RA1460AD1 | 4763 | 7601003 | RHEEM SALES COMPANY, INC. | RA1460AD1 | AC | Split System: Air-Cooled Condensing Unit, Coil with Blower | RA1460AD1 |  | RCFN-H*6024 | 12 | 14.5 | Yes | Yes | 2015-02-11 |  | 0
FALSE | RA1442AD1 | 4761 | 7600493 | RHEEM SALES COMPANY, INC. | RA1442AD1 | AC | Split System: Air-Cooled Condensing Unit, Coil with Blower | RA1442AD1 |  | RCFN-H*4824 | 13 | 15.5 | Yes | Yes | 2015-02-11 |  | 1
FALSE | RA1636AJ1 | 4917 | 7941855 | RHEEM SALES COMPANY, INC. | RA1636AJ1 | AC | Split System: Air-Cooled Condensing Unit, Coil with Blower | RA1636AJ1 |  | RCF3621MTAM | 13 | 16 | Yes | Yes | 2015-02-11 |  | 2
FALSE | RA1660AC1 | 4920 | 7943818 | RHEEM SALES COMPANY, INC. | RA1660AC1 | AC | Split System: Air-Cooled Condensing Unit, Coil with Blower | RA1660AC1 |  | RCF6024STAM | 12.5 | 15.1 | Yes | Yes | 2015-02-11 |  | 1
FALSE | RA1636AJ1 | 4917 | 7941683 | RHEEM SALES COMPANY, INC. | RA1636AC1 | AC | Split System: Air-Cooled Condensing Unit, Coil with Blower | RA1636AC1 |  | RCFL-H*3824 | 13 | 16 | Yes | Yes | 2015-02-11 |  | 2
FALSE | RA1618AJ1 | 4914 | 7940369 | RHEEM SALES COMPANY, INC. | RA1618AJ1 | AC | Split System: Air-Cooled Condensing Unit, Coil with Blower | RA1618AJ1 |  | RCF2421HTAM | 13 | 16 | Yes | Yes | 2015-02-11 |  | 2
FALSE | RA1448AD1 | 4762 | 7600698 | RHEEM SALES COMPANY, INC. | RA1448AD1 | AC | Split System: Air-Cooled Condensing Unit, Coil with Blower | RA1448AD1 |  | RCFL-H*4821 | 12 | 14.5 | Yes | Yes | 2015-02-11 |  | 0
FALSE | RA1648AJ1 | 4919 | 7943173 | RHEEM SALES COMPANY, INC. | RA1648AC1 | AC | Split System: Air-Cooled Condensing Unit, Coil with Blower | RA1648AC1 |  | RCQD-4821 | 13 | 16 | Yes | Yes | 2015-02-11 |  | 2
FALSE | RA1448AD1 | 4762 | 7600802 | RHEEM SALES COMPANY, INC. | RA1448AD1 | AC | Split System: Air-Cooled Condensing Unit, Coil with Blower | RA1448AD1 |  | RCQD-4821 | 12.5 | 15.1 | Yes | Yes | 2015-02-11 |  | 1
FALSE | RA1318AJ1 | 4821 | 7982223 | RHEEM SALES COMPANY, INC. | RA1318AJ1 | AC | Split System: Air-Cooled Condensing Unit, Coil with Blower | RA1318AJ1 |  | RCFN-H*2421 | 12 | 14.5 | Yes | Yes | 2015-02-11 |  | 0
FALSE | RA1436AD1 | 4760 | 7600179 | RHEEM SALES COMPANY, INC. | RA1436AJ1 | AC | Split System: Air-Cooled Condensing Unit, Coil with Blower | RA1436AJ1 |  | RCF3621MTAM | 13 | 15.5 | Yes | Yes | 2015-02-11 |  | 1
FALSE | RA1436AD1 | 4760 | 7599718 | RHEEM SALES COMPANY, INC. | RA1436AC1 | AC | Split System: Air-Cooled Condensing Unit, Coil with Blower | RA1436AC1 |  | RCFL-H*3821 | 13 | 15.5 | Yes | Yes | 2015-02-11 |  | 1
FALSE | RA1430AJ1 | 4759 | 7491003 | RHEEM SALES COMPANY, INC. | RA1430AJ1 | AC | Split System: Air-Cooled Condensing Unit, Coil with Blower | RA1430AJ1 |  | RCF3621MTAM | 13 | 16 | Yes | Yes | 2015-02-11 |  | 2
FALSE | RA1436AD1 | 4760 | 7491333 | RHEEM SALES COMPANY, INC. | RA1436AC1 | AC | Split System: Air-Cooled Condensing Unit, Coil with Blower | RA1436AC1 |  | RCF3624MTAM | 13 | 15.5 | Yes | Yes | 2015-02-11 |  | 1
FALSE | RA1636AJ1 | 4917 | 7942078 | RHEEM SALES COMPANY, INC. | RA1636AJ1 | AC | Split System: Air-Cooled Condensing Unit, Coil with Blower | RA1636AJ1 |  | RCFL-H*3821 | 13 | 15.5 | Yes | Yes | 2015-02-11 |  | 1
FALSE | RA1648AJ1 | 4919 | 7943461 | RHEEM SALES COMPANY, INC. | RA1648AJ1 | AC | Split System: Air-Cooled Condensing Unit, Coil with Blower | RA1648AJ1 |  | RCFN-H*4824 | 13 | 16 | Yes | Yes | 2015-02-11 |  | 2
FALSE | RA1336AD1 | 4824 | 7521146 | RHEEM SALES COMPANY, INC. | RA1336AC1 | AC | Split System: Air-Cooled Condensing Unit, Coil with Blower | RA1336AC1 |  | RHBL-FR36T | 12 | 14.5 | Yes | Yes | 2015-02-11 |  | 0
FALSE | RA1648AJ1 | 4919 | 7943316 | RHEEM SALES COMPANY, INC. | RA1648AJ1 | AC | Split System: Air-Cooled Condensing Unit, Coil with Blower | RA1648AJ1 |  | RCF4824STAM | 13 | 16 | Yes | Yes | 2015-02-11 |  | 2
FALSE | RA1630AJ1 | 4916 | 7940933 | RHEEM SALES COMPANY, INC. | RA1630AJ1 | AC | Split System: Air-Cooled Condensing Unit, Coil with Blower | RA1630AJ1 |  | RCF3621MTAM | 13 | 16 | Yes | Yes | 2015-02-11 |  | 2
FALSE | RA1436AD1 | 4760 | 7493640 | RHEEM SALES COMPANY, INC. | RA1436AC1 | AC | Split System: Air-Cooled Condensing Unit, Coil Alone | RA1436AC1 |  | RCF3624HTAM+RXMD-C04 | 12 | 14.5 | Yes | Yes | 2015-02-11 |  | 0
FALSE | RA1642AJ1 | 4918 | 7942530 | RHEEM SALES COMPANY, INC. | RA1642AC1 | AC | Split System: Air-Cooled Condensing Unit, Coil with Blower | RA1642AC1 |  | RCQD-4824 | 13 | 16 | Yes | Yes | 2015-02-11 |  | 2
FALSE | RA1448AD1 | 4762 | 7492300 | RHEEM SALES COMPANY, INC. | RA1448AC1 | AC | Split System: Air-Cooled Condensing Unit, Coil with Blower | RA1448AC1 |  | RCFN-H*4824 | 12.5 | 15 | Yes | Yes | 2015-02-11 |  | 1
FALSE | RA1424AJ1 | 4758 | 7490798 | RHEEM SALES COMPANY, INC. | RA1424AJ1 | AC | Split System: Air-Cooled Condensing Unit, Coil with Blower | RA1424AJ1 |  | RCF2421HTAM | 12.5 | 15.1 | Yes | Yes | 2015-02-11 |  | 1
FALSE | RA1442AD1 | 4761 | 7600364 | RHEEM SALES COMPANY, INC. | RA1442AD1 | AC | Split System: Air-Cooled Condensing Unit, Coil with Blower | RA1442AD1 |  | RCF4824STAM | 12 | 14.5 | Yes | Yes | 2015-02-11 |  | 0
FALSE | RA1630AJ1 | 4916 | 7940938 | RHEEM SALES COMPANY, INC. | RA1630AJ1 | AC | Split System: Air-Cooled Condensing Unit, Coil with Blower | RA1630AJ1 |  | RCF3621MTAM | 13 | 16 | Yes | Yes | 2015-02-11 |  | 2
FALSE | RA1648AJ1 | 4919 | 7943062 | RHEEM SALES COMPANY, INC. | RA1648AC1 | AC | Split System: Air-Cooled Condensing Unit, Coil with Blower | RA1648AC1 |  | RCFL-H*4824 | 12.5 | 15.1 | Yes | Yes | 2015-02-11 |  | 1
FALSE | RA1436AD1 | 4760 | 7945027 | RHEEM SALES COMPANY, INC. | RA1436AD1 | AC | Split System: Air-Cooled Condensing Unit, Coil with Blower | RA1436AD1 |  | RCF3621MTAM | 13 | 15.5 | Yes | Yes | 2015-02-11 |  | 1
FALSE | RA1418AJ1 | 4757 | 7944918 | RHEEM SALES COMPANY, INC. | RA1418AJ1 | AC | Split System: Air-Cooled Condensing Unit, Coil with Blower | RA1418AJ1 |  | RCF2417STAM | 13 | 16 | Yes | Yes | 2015-02-11 |  | 2
FALSE | RA1324AJ1 | 4822 | 7507744 | RHEEM SALES COMPANY, INC. | RA1324AJ1 | AC | Split System: Air-Cooled Condensing Unit, Coil with Blower | RA1324AJ1 |  | RCFL-H*2617 | 12 | 14.5 | Yes | Yes | 2015-02-11 |  | 0
FALSE | RA1318AJ1 | 4821 | 7982218 | RHEEM SALES COMPANY, INC. | RA1318AJ1 | AC | Split System: Air-Cooled Condensing Unit, Coil with Blower | RA1318AJ1 |  | RCFN-H*2417 | 12.5 | 15 | Yes | Yes | 2015-02-11 |  | 1
FALSE | RA1418AJ1 | 4757 | 7490548 | RHEEM SALES COMPANY, INC. | RA1418AJ1 | AC | Split System: Air-Cooled Condensing Unit, Coil with Blower | RA1418AJ1 |  | RCF2417STAM | 13 | 15.5 | Yes | Yes | 2015-02-11 |  | 1
FALSE | RA1660AC1 | 4920 | 7943633 | RHEEM SALES COMPANY, INC. | RA1660AJ1 | AC | Split System: Air-Cooled Condensing Unit, Coil with Blower | RA1660AJ1 |  | RCFL-H*6024 | 12.5 | 15.1 | Yes | Yes | 2015-02-11 |  | 1
FALSE | RA1418AJ1 | 4757 | 7490641 | RHEEM SALES COMPANY, INC. | RA1418AJ1 | AC | Split System: Air-Cooled Condensing Unit, Coil with Blower | RA1418AJ1 |  | RCFL-H*2617 | 13 | 16 | Yes | Yes | 2015-02-11 |  | 2
FALSE | RA1418AJ1 | 4757 | 7490552 | RHEEM SALES COMPANY, INC. | RA1418AJ1 | AC | Split System: Air-Cooled Condensing Unit, Coil with Blower | RA1418AJ1 |  | RCF2417STAM | 13 | 16 | Yes | Yes | 2015-02-11 |  | 2
FALSE | RA1336AD1 | 4824 | 7508653 | RHEEM SALES COMPANY, INC. | RA1336AJ1 | AC | Split System: Air-Cooled Condensing Unit, Coil with Blower | RA1336AJ1 |  | RCF3624HTAM | 12.5 | 15.1 | Yes | Yes | 2015-02-11 |  | 1
FALSE | RA1424AJ1 | 4758 | 7490791 | RHEEM SALES COMPANY, INC. | RA1424AJ1 | AC | Split System: Air-Cooled Condensing Unit, Coil with Blower | RA1424AJ1 |  | RCF2421HTAM | 12.5 | 15.1 | Yes | Yes | 2015-02-11 |  | 1
FALSE | RA1436AD1 | 4760 | 7944991 | RHEEM SALES COMPANY, INC. | RA1436AC1 | AC | Split System: Air-Cooled Condensing Unit, Coil with Blower | RA1436AC1 |  | RCF3621MTAM | 12.5 | 15.1 | Yes | Yes | 2015-02-11 |  | 1
FALSE | RA1660AC1 | 4920 | 7943769 | RHEEM SALES COMPANY, INC. | RA1660AC1 | AC | Split System: Air-Cooled Condensing Unit, Coil with Blower | RA1660AC1 |  | RCF6024HTAM | 13 | 15.5 | Yes | Yes | 2015-02-11 |  | 1
FALSE | RA1442AD1 | 4761 | 7601510 | RHEEM SALES COMPANY, INC. | RA1442AD1 | AC | Split System: Air-Cooled Condensing Unit, Coil with Blower | RA1442AD1 |  | RCFL-H*4821 | 12 | 14.5 | Yes | Yes | 2015-02-11 |  | 0
FALSE | RA1618AJ1 | 4914 | 7940368 | RHEEM SALES COMPANY, INC. | RA1618AJ1 | AC | Split System: Air-Cooled Condensing Unit, Coil with Blower | RA1618AJ1 |  | RCF2421HTAM | 13 | 16 | Yes | Yes | 2015-02-11 |  | 2
FALSE | RA1448AD1 | 4762 | 7501217 | RHEEM SALES COMPANY, INC. | RA1448AJ1 | AC | Split System: Air-Cooled Condensing Unit, Coil with Blower | RA1448AJ1 |  | RCFN-H*4824 | 12.5 | 15.1 | Yes | Yes | 2015-02-11 |  | 1
FALSE | RA1636AJ1 | 4917 | 7942200 | RHEEM SALES COMPANY, INC. | RA1636AJ1 | AC | Split System: Air-Cooled Condensing Unit, Coil with Blower | RA1636AJ1 |  | RCQD-3624 | 13 | 16 | Yes | Yes | 2015-02-11 |  | 2
FALSE | RA1636AJ1 | 4917 | 7942188 | RHEEM SALES COMPANY, INC. | RA1636AJ1 | AC | Split System: Air-Cooled Condensing Unit, Coil with Blower | RA1636AJ1 |  | RCQD-3624 | 13 | 16 | Yes | Yes | 2015-02-11 |  | 2
FALSE | RA1642AJ1 | 4918 | 7942812 | RHEEM SALES COMPANY, INC. | RA1642AJ1 | AC | Split System: Air-Cooled Condensing Unit, Coil with Blower | RA1642AJ1 |  | RCFN-H*4824 | 13 | 16 | Yes | Yes | 2015-02-11 |  | 2
FALSE | RA1636AJ1 | 4917 | 7941511 | RHEEM SALES COMPANY, INC. | RA1636AC1 | AC | Split System: Air-Cooled Condensing Unit, Coil with Blower | RA1636AC1 |  | RCF3624MTAM | 13 | 16 | Yes | Yes | 2015-02-11 |  | 2
FALSE | RA1460AD1 | 4763 | 7600919 | RHEEM SALES COMPANY, INC. | RA1460AC1 | AC | Split System: Air-Cooled Condensing Unit, Coil with Blower | RA1460AC1 |  | RCFL-H*6024 | 12 | 14.5 | Yes | Yes | 2015-02-11 |  | 0
FALSE | RA1442AD1 | 4761 | 7600260 | RHEEM SALES COMPANY, INC. | RA1442AC1 | AC | Split System: Air-Cooled Condensing Unit, Coil with Blower | RA1442AC1 |  | RCFL-H*4824 | 12 | 14.5 | Yes | Yes | 2015-02-11 |  | 0
FALSE | RA1642AJ1 | 4918 | 7942473 | RHEEM SALES COMPANY, INC. | RA1642AC1 | AC | Split System: Air-Cooled Condensing Unit, Coil with Blower | RA1642AC1 |  | RCFN-H*4824 | 13 | 16 | Yes | Yes | 2015-02-11 |  | 2
FALSE | RA1648AJ1 | 4919 | 7943152 | RHEEM SALES COMPANY, INC. | RA1648AC1 | AC | Split System: Air-Cooled Condensing Unit, Coil with Blower | RA1648AC1 |  | RCQD-4821 | 13 | 16 | Yes | Yes | 2015-02-11 |  | 2
FALSE | RA1418AJ1 | 4757 | 7490584 | RHEEM SALES COMPANY, INC. | RA1418AJ1 | AC | Split System: Air-Cooled Condensing Unit, Coil with Blower | RA1418AJ1 |  | RCF2421MTAM | 13 | 16 | Yes | Yes | 2015-02-11 |  | 2
FALSE | RA1448AD1 | 4762 | 7601545 | RHEEM SALES COMPANY, INC. | RA1448AD1 | AC | Split System: Air-Cooled Condensing Unit, Coil with Blower | RA1448AD1 |  | RCF4824HTAM | 12.5 | 15 | Yes | Yes | 2015-02-11 |  | 1
FALSE | RA1442AD1 | 4761 | 7492158 | RHEEM SALES COMPANY, INC. | RA1442AJ1 | AC | Split System: Air-Cooled Condensing Unit, Coil with Blower | RA1442AJ1 |  | RCFN-H*4824 | 13 | 15.5 | Yes | Yes | 2015-02-11 |  | 1
FALSE | RA1630AJ1 | 4916 | 7941198 | RHEEM SALES COMPANY, INC. | RA1630AJ1 | AC | Split System: Air-Cooled Condensing Unit, Coil with Blower | RA1630AJ1 |  | RCFL-H*3821 | 13 | 16 | Yes | Yes | 2015-02-11 |  | 2
FALSE | RA1430AJ1 | 4759 | 7490968 | RHEEM SALES COMPANY, INC. | RA1430AJ1 | AC | Split System: Air-Cooled Condensing Unit, Coil with Blower | RA1430AJ1 |  | RCF3617STAM | 12 | 14.5 | Yes | Yes | 2015-02-11 |  | 0
FALSE | RA1424AJ1 | 4758 | 7607056 | RHEEM SALES COMPANY, INC. | RA1424AJ1 | AC | Split System: Air-Cooled Condensing Unit, Coil with Blower | RA1424AJ1 |  | RCFL-A*2417 | 12 | 14.5 | Yes | Yes | 2015-02-11 |  | 0
FALSE | RA1624AJ1 | 4915 | 7940708 | RHEEM SALES COMPANY, INC. | RA1624AJ1 | AC | Split System: Air-Cooled Condensing Unit, Coil with Blower | RA1624AJ1 |  | RCF2421MTAM | 13 | 16 | Yes | Yes | 2015-02-11 |  | 2
FALSE | RA1336AD1 | 4824 | 7508235 | RHEEM SALES COMPANY, INC. | RA1336AC1 | AC | Split System: Air-Cooled Condensing Unit, Coil with Blower | RA1336AC1 |  | RCF3621MTAM | 12 | 14.5 | Yes | Yes | 2015-02-11 |  | 0
FALSE | RA1424AJ1 | 4758 | 7490802 | RHEEM SALES COMPANY, INC. | RA1424AJ1 | AC | Split System: Air-Cooled Condensing Unit, Coil with Blower | RA1424AJ1 |  | RCF2421HTAM | 12.5 | 15.1 | Yes | Yes | 2015-02-11 |  | 1
FALSE | RA1436AD1 | 4760 | 7501091 | RHEEM SALES COMPANY, INC. | RA1436AJ1 | AC | Split System: Air-Cooled Condensing Unit, Coil with Blower | RA1436AJ1 |  | RCFL-H*3821 | 13 | 15.5 | Yes | Yes | 2015-02-11 |  | 1
FALSE | RA1642AJ1 | 4918 | 7942567 | RHEEM SALES COMPANY, INC. | RA1642AJ1 | AC | Split System: Air-Cooled Condensing Unit, Coil with Blower | RA1642AJ1 |  | RCF4821STAM | 13 | 15.5 | Yes | Yes | 2015-02-11 |  | 1
FALSE | RA1324AJ1 | 4822 | 7507674 | RHEEM SALES COMPANY, INC. | RA1324AJ1 | AC | Split System: Air-Cooled Condensing Unit, Coil with Blower | RA1324AJ1 |  | RCF2421HTAM | 12 | 14.5 | Yes | Yes | 2015-02-11 |  | 0
FALSE | RA1436AD1 | 4760 | 7599927 | RHEEM SALES COMPANY, INC. | RA1436AD1 | AC | Split System: Air-Cooled Condensing Unit, Coil with Blower | RA1436AD1 |  | RCFL-H*3617 | 12 | 14.5 | Yes | Yes | 2015-02-11 |  | 0
FALSE | RA1424AJ1 | 4758 | 7601338 | RHEEM SALES COMPANY, INC. | RA1424AJ1 | AC | Split System: Air-Cooled Condensing Unit, Coil with Blower | RA1424AJ1 |  | RCF2417HTAM | 12.5 | 15.1 | Yes | Yes | 2015-02-11 |  | 1
FALSE | RA1436AD1 | 4760 | 7491453 | RHEEM SALES COMPANY, INC. | RA1436AC1 | AC | Split System: Air-Cooled Condensing Unit, Coil with Blower | RA1436AC1 |  | RCFL-H*3824 | 13 | 16 | Yes | Yes | 2015-02-11 |  | 2
FALSE | RA1624AJ1 | 4915 | 7940634 | RHEEM SALES COMPANY, INC. | RA1624AJ1 | AC | Split System: Air-Cooled Condensing Unit, Coil with Blower | RA1624AJ1 |  | RCF2417STAM | 13 | 15.5 | Yes | Yes | 2015-02-11 |  | 1
FALSE | RA1660AC1 | 4920 | 7943635 | RHEEM SALES COMPANY, INC. | RA1660AJ1 | AC | Split System: Air-Cooled Condensing Unit, Coil with Blower | RA1660AJ1 |  | RCFL-H*6024 | 13 | 15.5 | Yes | Yes | 2015-02-11 |  | 1
FALSE | RA1642AJ1 | 4918 | 7942232 | RHEEM SALES COMPANY, INC. | RA1642AC1 | AC | Split System: Air-Cooled Condensing Unit, Coil with Blower | RA1642AC1 |  | RCF4821STAM | 13 | 15.5 | Yes | Yes | 2015-02-11 |  | 1
FALSE | RA1636AJ1 | 4917 | 7944170 | RHEEM SALES COMPANY, INC. | RA1636AJ1 | AC | Split System: Air-Cooled Condensing Unit, Coil with Blower | RA1636AJ1 |  | RCF3624MTAM | 13 | 16 | Yes | Yes | 2015-02-11 |  | 2
FALSE | RA1430AJ1 | 4759 | 7491100 | RHEEM SALES COMPANY, INC. | RA1430AJ1 | AC | Split System: Air-Cooled Condensing Unit, Coil with Blower | RA1430AJ1 |  | RCFL-H*3621 | 12.5 | 15.1 | Yes | Yes | 2015-02-11 |  | 1
FALSE | RA1660AC1 | 4920 | 7943694 | RHEEM SALES COMPANY, INC. | RA1660AJ1 | AC | Split System: Air-Cooled Condensing Unit, Coil with Blower | RA1660AJ1 |  | RCQD-6024 | 12.5 | 15.1 | Yes | Yes | 2015-02-11 |  | 1
FALSE | RA1636AJ1 | 4917 | 7942049 | RHEEM SALES COMPANY, INC. | RA1636AJ1 | AC | Split System: Air-Cooled Condensing Unit, Coil Alone | RA1636AJ1 |  | RCFL-H*3621+RXMD-C04 | 12.2 | 14.5 | Yes | Yes | 2015-02-11 |  | 0
FALSE | RA1642AJ1 | 4918 | 7942432 | RHEEM SALES COMPANY, INC. | RA1642AC1 | AC | Split System: Air-Cooled Condensing Unit, Coil with Blower | RA1642AC1 |  | RCFL-H*4824 | 12.5 | 15.1 | Yes | Yes | 2015-02-11 |  | 1
FALSE | RA1336AD1 | 4824 | 7508238 | RHEEM SALES COMPANY, INC. | RA1336AC1 | AC | Split System: Air-Cooled Condensing Unit, Coil with Blower | RA1336AC1 |  | RCF3621MTAM | 12 | 14.5 | Yes | Yes | 2015-02-11 |  | 0
FALSE | RA1636AJ1 | 4917 | 7941779 | RHEEM SALES COMPANY, INC. | RA1636AC1 | AC | Split System: Air-Cooled Condensing Unit, Coil with Blower | RA1636AC1 |  | RHAL-FR36T | 12.2 | 14.5 | Yes | Yes | 2015-02-11 |  | 0
FALSE | RA1642AJ1 | 4918 | 7942620 | RHEEM SALES COMPANY, INC. | RA1642AJ1 | AC | Split System: Air-Cooled Condensing Unit, Coil with Blower | RA1642AJ1 |  | RCF4824HTAM | 13 | 16 | Yes | Yes | 2015-02-11 |  | 2
FALSE | RA1436AD1 | 4760 | 7599885 | RHEEM SALES COMPANY, INC. | RA1436AD1 | AC | Split System: Air-Cooled Condensing Unit, Coil with Blower | RA1436AD1 |  | RCF3624MTAM | 13 | 16 | Yes | Yes | 2015-02-11 |  | 2
FALSE | RA1442AD1 | 4761 | 7600424 | RHEEM SALES COMPANY, INC. | RA1442AD1 | AC | Split System: Air-Cooled Condensing Unit, Coil with Blower | RA1442AD1 |  | RCFL-H*4821 | 12 | 14.5 | Yes | Yes | 2015-02-11 |  | 0
FALSE | RA1636AJ1 | 4917 | 7941354 | RHEEM SALES COMPANY, INC. | RA1636AC1 | AC | Split System: Air-Cooled Condensing Unit, Coil with Blower | RA1636AC1 |  | RBHP-21 | 13 | 15.5 | Yes | Yes | 2015-02-11 |  | 1
FALSE | RA1436AD1 | 4760 | 7599934 | RHEEM SALES COMPANY, INC. | RA1436AD1 | AC | Split System: Air-Cooled Condensing Unit, Coil with Blower | RA1436AD1 |  | RCFL-H*3617 | 12 | 14.5 | Yes | Yes | 2015-02-11 |  | 0
FALSE | RA1448AD1 | 4762 | 7600792 | RHEEM SALES COMPANY, INC. | RA1448AD1 | AC | Split System: Air-Cooled Condensing Unit, Coil with Blower | RA1448AD1 |  | RCFN-H*4824 | 12.5 | 15.1 | Yes | Yes | 2015-02-11 |  | 1
FALSE | RA1636AJ1 | 4917 | 7941598 | RHEEM SALES COMPANY, INC. | RA1636AC1 | AC | Split System: Air-Cooled Condensing Unit, Coil with Blower | RA1636AC1 |  | RCFL-H*3621 | 12.5 | 15.1 | Yes | Yes | 2015-02-11 |  | 1
FALSE | RA1448AD1 | 4762 | 7600675 | RHEEM SALES COMPANY, INC. | RA1448AD1 | AC | Split System: Air-Cooled Condensing Unit, Coil with Blower | RA1448AD1 |  | RCF4824STAM | 12 | 14.5 | Yes | Yes | 2015-02-11 |  | 0
FALSE | RA1636AJ1 | 4917 | 7944085 | RHEEM SALES COMPANY, INC. | RA1636AC1 | AC | Split System: Air-Cooled Condensing Unit, Coil with Blower | RA1636AC1 |  | RCF3621MTAM | 13 | 16 | Yes | Yes | 2015-02-11 |  | 2
FALSE | RA1636AJ1 | 4917 | 7941916 | RHEEM SALES COMPANY, INC. | RA1636AJ1 | AC | Split System: Air-Cooled Condensing Unit, Coil with Blower | RA1636AJ1 |  | RCF3624HTAM | 13 | 16 | Yes | Yes | 2015-02-11 |  | 2
FALSE | RA1342AD1 | 4827 | 7982533 | RHEEM SALES COMPANY, INC. | RA1342AC1 | AC | Split System: Air-Cooled Condensing Unit, Coil with Blower | RA1342AC1 |  | RCF4824HTAM | 12 | 14.5 | Yes | Yes | 2015-02-11 |  | 0
FALSE | RA1642AJ1 | 4918 | 7942836 | RHEEM SALES COMPANY, INC. | RA1642AJ1 | AC | Split System: Air-Cooled Condensing Unit, Coil with Blower | RA1642AJ1 |  | RCQD-4821 | 12.5 | 15.1 | Yes | Yes | 2015-02-11 |  | 1
FALSE | RA1442AD1 | 4761 | 7492104 | RHEEM SALES COMPANY, INC. | RA1442AJ1 | AC | Split System: Air-Cooled Condensing Unit, Coil with Blower | RA1442AJ1 |  | RCFL-H*4824 | 12 | 14.5 | Yes | Yes | 2015-02-11 |  | 0
FALSE | RA1436AD1 | 4760 | 7601400 | RHEEM SALES COMPANY, INC. | RA1436AC1 | AC | Split System: Air-Cooled Condensing Unit, Coil with Blower | RA1436AC1 |  | RCF3621MTAM | 13 | 15.5 | Yes | Yes | 2015-02-11 |  | 1
FALSE | RA1642AJ1 | 4918 | 7942784 | RHEEM SALES COMPANY, INC. | RA1642AJ1 | AC | Split System: Air-Cooled Condensing Unit, Coil with Blower | RA1642AJ1 |  | RCFN-H*4824 | 13 | 16 | Yes | Yes | 2015-02-11 |  | 2
FALSE | RA1636AJ1 | 4917 | 7944172 | RHEEM SALES COMPANY, INC. | RA1636AJ1 | AC | Split System: Air-Cooled Condensing Unit, Coil with Blower | RA1636AJ1 |  | RCF3624MTAM | 13 | 16 | Yes | Yes | 2015-02-11 |  | 2
FALSE | RA1318AJ1 | 4821 | 7507407 | RHEEM SALES COMPANY, INC. | RA1318AJ1 | AC | Split System: Air-Cooled Condensing Unit, Coil with Blower | RA1318AJ1 |  | RCF2414STAM | 12 | 14.5 | Yes | Yes | 2015-02-11 |  | 0
FALSE | RA1642AJ1 | 4918 | 7942596 | RHEEM SALES COMPANY, INC. | RA1642AJ1 | AC | Split System: Air-Cooled Condensing Unit, Coil with Blower | RA1642AJ1 |  | RCF4821STAM | 13 | 16 | Yes | Yes | 2015-02-11 |  | 2
FALSE | RA1660AC1 | 4920 | 7944298 | RHEEM SALES COMPANY, INC. | RA1660AJ1 | AC | Split System: Air-Cooled Condensing Unit, Coil with Blower | RA1660AJ1 |  | RCF6024HTAM | 12.5 | 15.1 | Yes | Yes | 2015-02-11 |  | 1
FALSE | RA1436AD1 | 4760 | 7601429 | RHEEM SALES COMPANY, INC. | RA1436AD1 | AC | Split System: Air-Cooled Condensing Unit, Coil with Blower | RA1436AD1 |  | RCF3621MTAM | 12.5 | 15.1 | Yes | Yes | 2015-02-11 |  | 1
FALSE | RA1330AJ1 | 4823 | 7508168 | RHEEM SALES COMPANY, INC. | RA1330AJ1 | AC | Split System: Air-Cooled Condensing Unit, Coil with Blower | RA1330AJ1 |  | RCQD-3624 | 13 | 15.5 | Yes | Yes | 2015-02-11 |  | 1
FALSE | RA1648AJ1 | 4919 | 7943101 | RHEEM SALES COMPANY, INC. | RA1648AC1 | AC | Split System: Air-Cooled Condensing Unit, Coil with Blower | RA1648AC1 |  | RCFN-H*4824 | 13 | 16 | Yes | Yes | 2015-02-11 |  | 2
FALSE | RA1442AD1 | 4761 | 7945126 | RHEEM SALES COMPANY, INC. | RA1442AJ1 | AC | Split System: Air-Cooled Condensing Unit, Coil with Blower | RA1442AJ1 |  | RCF4824HTAM | 13 | 15.5 | Yes | Yes | 2015-02-11 |  | 1
FALSE | RA1424AJ1 | 4758 | 7490739 | RHEEM SALES COMPANY, INC. | RA1424AJ1 | AC | Split System: Air-Cooled Condensing Unit, Coil with Blower | RA1424AJ1 |  | RCF2417HTAM | 12.5 | 15.1 | Yes | Yes | 2015-02-11 |  | 1
FALSE | RA1436AD1 | 4760 | 7491367 | RHEEM SALES COMPANY, INC. | RA1436AC1 | AC | Split System: Air-Cooled Condensing Unit, Coil with Blower | RA1436AC1 |  | RCFL-H*3617 | 12.5 | 15.1 | Yes | Yes | 2015-02-11 |  | 1
FALSE | RA1442AD1 | 4761 | 7491900 | RHEEM SALES COMPANY, INC. | RA1442AC1 | AC | Split System: Air-Cooled Condensing Unit, Coil with Blower | RA1442AC1 |  | RCFL-H*4821 | 12 | 14.5 | Yes | Yes | 2015-02-11 |  | 0
FALSE | RA1442AD1 | 4761 | 7491852 | RHEEM SALES COMPANY, INC. | RA1442AC1 | AC | Split System: Air-Cooled Condensing Unit, Coil with Blower | RA1442AC1 |  | RCF4824HTAM | 12.5 | 15 | Yes | Yes | 2015-02-11 |  | 1
FALSE | RA1648AJ1 | 4919 | 7942973 | RHEEM SALES COMPANY, INC. | RA1648AC1 | AC | Split System: Air-Cooled Condensing Unit, Coil with Blower | RA1648AC1 |  | RCF4824STAM | 13 | 15.5 | Yes | Yes | 2015-02-11 |  | 1
FALSE | RA1648AJ1 | 4919 | 7943520 | RHEEM SALES COMPANY, INC. | RA1648AJ1 | AC | Split System: Air-Cooled Condensing Unit, Coil with Blower | RA1648AJ1 |  | RCQD-4824 | 13 | 16 | Yes | Yes | 2015-02-11 |  | 2
FALSE | RA1630AJ1 | 4916 | 7941147 | RHEEM SALES COMPANY, INC. | RA1630AJ1 | AC | Split System: Air-Cooled Condensing Unit, Coil with Blower | RA1630AJ1 |  | RCFL-H*3621 | 13 | 16 | Yes | Yes | 2015-02-11 |  | 2
FALSE | RA1436AD1 | 4760 | 7501090 | RHEEM SALES COMPANY, INC. | RA1436AJ1 | AC | Split System: Air-Cooled Condensing Unit, Coil with Blower | RA1436AJ1 |  | RCFL-H*3821 | 13 | 15.5 | Yes | Yes | 2015-02-11 |  | 1
FALSE | RA1318AJ1 | 4821 | 7507452 | RHEEM SALES COMPANY, INC. | RA1318AJ1 | AC | Split System: Air-Cooled Condensing Unit, Coil with Blower | RA1318AJ1 |  | RCF2417STAM | 12 | 14.5 | Yes | Yes | 2015-02-11 |  | 0
FALSE | RA1648AJ1 | 4919 | 7942943 | RHEEM SALES COMPANY, INC. | RA1648AC1 | AC | Split System: Air-Cooled Condensing Unit, Coil with Blower | RA1648AC1 |  | RCF4824HTAM | 13 | 16 | Yes | Yes | 2015-02-11 |  | 2
FALSE | RA1430AJ1 | 4759 | 7491090 | RHEEM SALES COMPANY, INC. | RA1430AJ1 | AC | Split System: Air-Cooled Condensing Unit, Coil with Blower | RA1430AJ1 |  | RCFL-H*3617 | 12.5 | 15.1 | Yes | Yes | 2015-02-11 |  | 1
FALSE | RA1648AJ1 | 4919 | 7942901 | RHEEM SALES COMPANY, INC. | RA1648AC1 | AC | Split System: Air-Cooled Condensing Unit, Coil with Blower | RA1648AC1 |  | RCF4821STAM | 12.5 | 15.1 | Yes | Yes | 2015-02-11 |  | 1
FALSE | RA1448AD1 | 4762 | 7492553 | RHEEM SALES COMPANY, INC. | RA1448AJ1 | AC | Split System: Air-Cooled Condensing Unit, Coil with Blower | RA1448AJ1 |  | RCQD-4824 | 12 | 14.5 | Yes | Yes | 2015-02-11 |  | 0
FALSE | RA1442AD1 | 4761 | 7492056 | RHEEM SALES COMPANY, INC. | RA1442AJ1 | AC | Split System: Air-Cooled Condensing Unit, Coil with Blower | RA1442AJ1 |  | RCF4824STAM | 12.5 | 15 | Yes | Yes | 2015-02-11 |  | 1
FALSE | RA1424AJ1 | 4758 | 7599589 | RHEEM SALES COMPANY, INC. | RA1424AJ1 | AC | Split System: Air-Cooled Condensing Unit, Coil with Blower | RA1424AJ1 |  | RCFL-H*2617 | 13 | 15.5 | Yes | Yes | 2015-02-11 |  | 1
FALSE | RA1442AD1 | 4761 | 7600522 | RHEEM SALES COMPANY, INC. | RA1442AJ1 | AC | Split System: Air-Cooled Condensing Unit, Coil with Blower | RA1442AJ1 |  | RCF4821STAM | 12 | 14.5 | Yes | Yes | 2015-02-11 |  | 0
FALSE | RA1630AJ1 | 4916 | 7941100 | RHEEM SALES COMPANY, INC. | RA1630AJ1 | AC | Split System: Air-Cooled Condensing Unit, Coil with Blower | RA1630AJ1 |  | RCFL-H*3617 | 13 | 16 | Yes | Yes | 2015-02-11 |  | 2
FALSE | RA1336AD1 | 4824 | 7508480 | RHEEM SALES COMPANY, INC. | RA1336AC1 | AC | Split System: Air-Cooled Condensing Unit, Coil with Blower | RA1336AC1 |  | RCFN-H*3624 | 12.5 | 15 | Yes | Yes | 2015-02-11 |  | 1
FALSE | RA1442AD1 | 4761 | 7600427 | RHEEM SALES COMPANY, INC. | RA1442AD1 | AC | Split System: Air-Cooled Condensing Unit, Coil with Blower | RA1442AD1 |  | RCFL-H*4824 | 12.5 | 15.1 | Yes | Yes | 2015-02-11 |  | 1
FALSE | RA1430AJ1 | 4759 | 7601372 | RHEEM SALES COMPANY, INC. | RA1430AJ1 | AC | Split System: Air-Cooled Condensing Unit, Coil with Blower | RA1430AJ1 |  | RCF3621MTAM | 13 | 16 | Yes | Yes | 2015-02-11 |  | 2
FALSE | RA1448AD1 | 4762 | 7492506 | RHEEM SALES COMPANY, INC. | RA1448AJ1 | AC | Split System: Air-Cooled Condensing Unit, Coil with Blower | RA1448AJ1 |  | RCFN-H*4824 | 12.5 | 15.1 | Yes | Yes | 2015-02-11 |  | 1
FALSE | RA1442AD1 | 4761 | 7501118 | RHEEM SALES COMPANY, INC. | RA1442AC1 | AC | Split System: Air-Cooled Condensing Unit, Coil with Blower | RA1442AC1 |  | RCFL-H*4821 | 12.5 | 15.1 | Yes | Yes | 2015-02-11 |  | 1
FALSE | RA1648AJ1 | 4919 | 7943167 | RHEEM SALES COMPANY, INC. | RA1648AC1 | AC | Split System: Air-Cooled Condensing Unit, Coil with Blower | RA1648AC1 |  | RCQD-4821 | 13 | 16 | Yes | Yes | 2015-02-11 |  | 2
FALSE | RA1318AJ1 | 4821 | 7507594 | RHEEM SALES COMPANY, INC. | RA1318AJ1 | AC | Split System: Air-Cooled Condensing Unit, Coil with Blower | RA1318AJ1 |  | RCQD-2417 | 12.5 | 15.1 | Yes | Yes | 2015-02-11 |  | 1
FALSE | RA1442AD1 | 4761 | 7600472 | RHEEM SALES COMPANY, INC. | RA1442AD1 | AC | Split System: Air-Cooled Condensing Unit, Coil with Blower | RA1442AD1 |  | RCFN-H*4824 | 13 | 15.5 | Yes | Yes | 2015-02-11 |  | 1
FALSE | RA1424AJ1 | 4758 | 7490837 | RHEEM SALES COMPANY, INC. | RA1424AJ1 | AC | Split System: Air-Cooled Condensing Unit, Coil with Blower | RA1424AJ1 |  | RCFL-H*2417 | 12.5 | 15.1 | Yes | Yes | 2015-02-11 |  | 1
FALSE | RA1430AJ1 | 4759 | 7491091 | RHEEM SALES COMPANY, INC. | RA1430AJ1 | AC | Split System: Air-Cooled Condensing Unit, Coil with Blower | RA1430AJ1 |  | RCFL-H*3617 | 13 | 15.5 | Yes | Yes | 2015-02-11 |  | 1
FALSE | RA1436AD1 | 4760 | 7491676 | RHEEM SALES COMPANY, INC. | RA1436AJ1 | AC | Split System: Air-Cooled Condensing Unit, Coil with Blower | RA1436AJ1 |  | RCFL-H*3621 | 12.5 | 15.1 | Yes | Yes | 2015-02-11 |  | 1
FALSE | RA1660AC1 | 4920 | 7943921 | RHEEM SALES COMPANY, INC. | RA1660AC1 | AC | Split System: Air-Cooled Condensing Unit, Coil with Blower | RA1660AC1 |  | RCQD-6024 | 12 | 14.5 | Yes | Yes | 2015-02-11 |  | 0
FALSE | RA1636AJ1 | 4917 | 7941590 | RHEEM SALES COMPANY, INC. | RA1636AC1 | AC | Split System: Air-Cooled Condensing Unit, Coil with Blower | RA1636AC1 |  | RCFL-H*3621 | 13 | 15.5 | Yes | Yes | 2015-02-11 |  | 1
FALSE | RA1436AD1 | 4760 | 7599779 | RHEEM SALES COMPANY, INC. | RA1436AD1 | AC | Split System: Air-Cooled Condensing Unit, Coil with Blower | RA1436AD1 |  | RCF3621MTAM | 13 | 15.5 | Yes | Yes | 2015-02-11 |  | 1
FALSE | RA1624AJ1 | 4915 | 7940854 | RHEEM SALES COMPANY, INC. | RA1624AJ1 | AC | Split System: Air-Cooled Condensing Unit, Coil with Blower | RA1624AJ1 |  | RCFN-H*2421 | 13 | 16 | Yes | Yes | 2015-02-11 |  | 2
FALSE | RA1330AJ1 | 4823 | 7982326 | RHEEM SALES COMPANY, INC. | RA1330AJ1 | AC | Split System: Air-Cooled Condensing Unit, Coil with Blower | RA1330AJ1 |  | RCF3624HTAM | 13 | 15.5 | Yes | Yes | 2015-02-11 |  | 1
FALSE | RA1418AJ1 | 4757 | 7490556 | RHEEM SALES COMPANY, INC. | RA1418AJ1 | AC | Split System: Air-Cooled Condensing Unit, Coil with Blower | RA1418AJ1 |  | RCF2417STAM | 13 | 15.5 | Yes | Yes | 2015-02-11 |  | 1
FALSE | RA1424AJ1 | 4758 | 7599561 | RHEEM SALES COMPANY, INC. | RA1424AJ1 | AC | Split System: Air-Cooled Condensing Unit, Coil with Blower | RA1424AJ1 |  | RCF2417MTAM | 13 | 15.5 | Yes | Yes | 2015-02-11 |  | 1
FALSE | RA1324AJ1 | 4822 | 7507646 | RHEEM SALES COMPANY, INC. | RA1324AJ1 | AC | Split System: Air-Cooled Condensing Unit, Coil with Blower | RA1324AJ1 |  | RCF2417MTAM | 12 | 14.5 | Yes | Yes | 2015-02-11 |  | 0
FALSE | RA1436AD1 | 4760 | 7600157 | RHEEM SALES COMPANY, INC. | RA1436AD1 | AC | Split System: Air-Cooled Condensing Unit, Coil with Blower | RA1436AD1 |  | RH1V3617STAN | 12.5 | 15 | Yes | Yes | 2015-02-11 |  | 1
FALSE | RA1618AJ1 | 4914 | 7940400 | RHEEM SALES COMPANY, INC. | RA1618AJ1 | AC | Split System: Air-Cooled Condensing Unit, Coil with Blower | RA1618AJ1 |  | RCF2421MTAM | 13 | 16 | Yes | Yes | 2015-02-11 |  | 2
FALSE | RA1636AJ1 | 4917 | 7941766 | RHEEM SALES COMPANY, INC. | RA1636AC1 | AC | Split System: Air-Cooled Condensing Unit, Coil with Blower | RA1636AC1 |  | RCQD-3624 | 13 | 16 | Yes | Yes | 2015-02-11 |  | 2
FALSE | RA1418AJ1 | 4757 | 7490690 | RHEEM SALES COMPANY, INC. | RA1418AJ1 | AC | Split System: Air-Cooled Condensing Unit, Coil with Blower | RA1418AJ1 |  | RCFN-H*2421 | 13 | 15.5 | Yes | Yes | 2015-02-11 |  | 1
FALSE | RA1424AJ1 | 4758 | 7884962 | RHEEM SALES COMPANY, INC. | RA1424AJ1 | AC | Split System: Air-Cooled Condensing Unit, Coil with Blower | RA1424AJ1 |  | RF1T2421MTAN | 12.5 | 15 | Yes | Yes | 2015-02-11 |  | 1
FALSE | RA1660AC1 | 4920 | 7943623 | RHEEM SALES COMPANY, INC. | RA1660AJ1 | AC | Split System: Air-Cooled Condensing Unit, Coil with Blower | RA1660AJ1 |  | RCFL-H*6024 | 13 | 15.5 | Yes | Yes | 2015-02-11 |  | 1
FALSE | RA1618AJ1 | 4914 | 7940441 | RHEEM SALES COMPANY, INC. | RA1618AJ1 | AC | Split System: Air-Cooled Condensing Unit, Coil with Blower | RA1618AJ1 |  | RCFL-H*2617 | 13 | 16 | Yes | Yes | 2015-02-11 |  | 2
FALSE | RA1648AJ1 | 4919 | 7943385 | RHEEM SALES COMPANY, INC. | RA1648AJ1 | AC | Split System: Air-Cooled Condensing Unit, Coil with Blower | RA1648AJ1 |  | RCFL-H*4824 | 13 | 15.5 | Yes | Yes | 2015-02-11 |  | 1
FALSE | RA1324AJ1 | 4822 | 7507686 | RHEEM SALES COMPANY, INC. | RA1324AJ1 | AC | Split System: Air-Cooled Condensing Unit, Coil with Blower | RA1324AJ1 |  | RCF2421HTAM | 12 | 14.5 | Yes | Yes | 2015-02-11 |  | 0
FALSE | RA1436AD1 | 4760 | 7599932 | RHEEM SALES COMPANY, INC. | RA1436AD1 | AC | Split System: Air-Cooled Condensing Unit, Coil with Blower | RA1436AD1 |  | RCFL-H*3617 | 12.5 | 15 | Yes | Yes | 2015-02-11 |  | 1
FALSE | RA1442AD1 | 4761 | 7491866 | RHEEM SALES COMPANY, INC. | RA1442AC1 | AC | Split System: Air-Cooled Condensing Unit, Coil with Blower | RA1442AC1 |  | RCF4824HTAM | 12.5 | 15.1 | Yes | Yes | 2015-02-11 |  | 1
FALSE | RA1618AJ1 | 4914 | 7943968 | RHEEM SALES COMPANY, INC. | RA1618AJ1 | AC | Split System: Air-Cooled Condensing Unit, Coil with Blower | RA1618AJ1 |  | RCF2421HTAM | 13 | 16 | Yes | Yes | 2015-02-11 |  | 2
FALSE | RA1436AD1 | 4760 | 7501098 | RHEEM SALES COMPANY, INC. | RA1436AJ1 | AC | Split System: Air-Cooled Condensing Unit, Coil with Blower | RA1436AJ1 |  | RCQD-3621 | 13 | 16 | Yes | Yes | 2015-02-11 |  | 2
FALSE | RA1448AD1 | 4762 | 7600897 | RHEEM SALES COMPANY, INC. | RA1448AJ1 | AC | Split System: Air-Cooled Condensing Unit, Coil with Blower | RA1448AJ1 |  | RCFN-H*4824 | 12.5 | 15.1 | Yes | Yes | 2015-02-11 |  | 1
FALSE | RA1648AJ1 | 4919 | 7943427 | RHEEM SALES COMPANY, INC. | RA1648AJ1 | AC | Split System: Air-Cooled Condensing Unit, Coil with Blower | RA1648AJ1 |  | RCFN-H*4824 | 13 | 16 | Yes | Yes | 2015-02-11 |  | 2
FALSE | RA1436AD1 | 4760 | 7491373 | RHEEM SALES COMPANY, INC. | RA1436AC1 | AC | Split System: Air-Cooled Condensing Unit, Coil with Blower | RA1436AC1 |  | RCFL-H*3621 | 12 | 14.5 | Yes | Yes | 2015-02-11 |  | 0
FALSE | RA1624AJ1 | 4915 | 7940597 | RHEEM SALES COMPANY, INC. | RA1624AJ1 | AC | Split System: Air-Cooled Condensing Unit, Coil with Blower | RA1624AJ1 |  | RCF2417HTAM | 13 | 16 | Yes | Yes | 2015-02-11 |  | 2
FALSE | RA1630AJ1 | 4916 | 7941173 | RHEEM SALES COMPANY, INC. | RA1630AJ1 | AC | Split System: Air-Cooled Condensing Unit, Coil with Blower | RA1630AJ1 |  | RCFL-H*3821 | 13 | 16 | Yes | Yes | 2015-02-11 |  | 2
FALSE | RA1642AJ1 | 4918 | 7942831 | RHEEM SALES COMPANY, INC. | RA1642AJ1 | AC | Split System: Air-Cooled Condensing Unit, Coil with Blower | RA1642AJ1 |  | RCQD-4821 | 13 | 16 | Yes | Yes | 2015-02-11 |  | 2
FALSE | RA1436AD1 | 4760 | 7491250 | RHEEM SALES COMPANY, INC. | RA1436AC1 | AC | Split System: Air-Cooled Condensing Unit, Coil with Blower | RA1436AC1 |  | RCF3617STAM | 12 | 14.5 | Yes | Yes | 2015-02-11 |  | 0
FALSE | RA1436AD1 | 4760 | 7599935 | RHEEM SALES COMPANY, INC. | RA1436AD1 | AC | Split System: Air-Cooled Condensing Unit, Coil with Blower | RA1436AD1 |  | RCFL-H*3617 | 12 | 14.5 | Yes | Yes | 2015-02-11 |  | 0
FALSE | RA1330AJ1 | 4823 | 7507873 | RHEEM SALES COMPANY, INC. | RA1330AJ1 | AC | Split System: Air-Cooled Condensing Unit, Coil with Blower | RA1330AJ1 |  | RCF3621MTAM | 12 | 14.5 | Yes | Yes | 2015-02-11 |  | 0
FALSE | RA1642AJ1 | 4918 | 7944194 | RHEEM SALES COMPANY, INC. | RA1642AC1 | AC | Split System: Air-Cooled Condensing Unit, Coil with Blower | RA1642AC1 |  | RCF4824HTAM | 13 | 16 | Yes | Yes | 2015-02-11 |  | 2
FALSE | RA1436AD1 | 4760 | 7491462 | RHEEM SALES COMPANY, INC. | RA1436AC1 | AC | Split System: Air-Cooled Condensing Unit, Coil with Blower | RA1436AC1 |  | RCFL-H*3824 | 13 | 15.5 | Yes | Yes | 2015-02-11 |  | 1
FALSE | RA1448AD1 | 4762 | 7492508 | RHEEM SALES COMPANY, INC. | RA1448AJ1 | AC | Split System: Air-Cooled Condensing Unit, Coil with Blower | RA1448AJ1 |  | RCFN-H*4824 | 12.5 | 15.1 | Yes | Yes | 2015-02-11 |  | 1
FALSE | RA1648AJ1 | 4919 | 7943389 | RHEEM SALES COMPANY, INC. | RA1648AJ1 | AC | Split System: Air-Cooled Condensing Unit, Coil with Blower | RA1648AJ1 |  | RCFL-H*4824 | 13 | 16 | Yes | Yes | 2015-02-11 |  | 2
FALSE | RA1636AJ1 | 4917 | 7941438 | RHEEM SALES COMPANY, INC. | RA1636AC1 | AC | Split System: Air-Cooled Condensing Unit, Coil with Blower | RA1636AC1 |  | RCF3621STAM | 12.5 | 15 | Yes | Yes | 2015-02-11 |  | 1
FALSE | RA1424AJ1 | 4758 | 7599594 | RHEEM SALES COMPANY, INC. | RA1424AJ1 | AC | Split System: Air-Cooled Condensing Unit, Coil with Blower | RA1424AJ1 |  | RCFL-H*2621 | 13 | 15.5 | Yes | Yes | 2015-02-11 |  | 1
FALSE | RA1442AD1 | 4761 | 7600315 | RHEEM SALES COMPANY, INC. | RA1442AD1 | AC | Split System: Air-Cooled Condensing Unit, Coil with Blower | RA1442AD1 |  | RCF4824HTAM | 13 | 15.5 | Yes | Yes | 2015-02-11 |  | 1
FALSE | RA1630AJ1 | 4916 | 7941318 | RHEEM SALES COMPANY, INC. | RA1630AJ1 | AC | Split System: Air-Cooled Condensing Unit, Coil with Blower | RA1630AJ1 |  | RCQD-3624 | 13 | 16 | Yes | Yes | 2015-02-11 |  | 2
FALSE | RA1624AJ1 | 4915 | 7940687 | RHEEM SALES COMPANY, INC. | RA1624AJ1 | AC | Split System: Air-Cooled Condensing Unit, Coil with Blower | RA1624AJ1 |  | RCF2421MTAM | 13 | 16 | Yes | Yes | 2015-02-11 |  | 2
FALSE | RA1424AJ1 | 4758 | 7944946 | RHEEM SALES COMPANY, INC. | RA1424AJ1 | AC | Split System: Air-Cooled Condensing Unit, Coil with Blower | RA1424AJ1 |  | RCF2421HTAM | 12.5 | 15.1 | Yes | Yes | 2015-02-11 |  | 1
FALSE | RA1636AJ1 | 4917 | 7941384 | RHEEM SALES COMPANY, INC. | RA1636AC1 | AC | Split System: Air-Cooled Condensing Unit, Coil with Blower | RA1636AC1 |  | RCF3621MTAM | 13 | 16 | Yes | Yes | 2015-02-11 |  | 2
FALSE | RA1636AJ1 | 4917 | 7941501 | RHEEM SALES COMPANY, INC. | RA1636AC1 | AC | Split System: Air-Cooled Condensing Unit, Coil with Blower | RA1636AC1 |  | RCF3624HTAM | 13 | 16 | Yes | Yes | 2015-02-11 |  | 2
FALSE | RA1448AD1 | 4762 | 7600878 | RHEEM SALES COMPANY, INC. | RA1448AJ1 | AC | Split System: Air-Cooled Condensing Unit, Coil with Blower | RA1448AJ1 |  | RCF4824HTAM | 12.5 | 15.1 | Yes | Yes | 2015-02-11 |  | 1
FALSE | RA1418AJ1 | 4757 | 7490546 | RHEEM SALES COMPANY, INC. | RA1418AJ1 | AC | Split System: Air-Cooled Condensing Unit, Coil with Blower | RA1418AJ1 |  | RCF2417MTAM | 13 | 16 | Yes | Yes | 2015-02-11 |  | 2
FALSE | RA1418AJ1 | 4757 | 7599518 | RHEEM SALES COMPANY, INC. | RA1418AJ1 | AC | Split System: Air-Cooled Condensing Unit, Coil with Blower | RA1418AJ1 |  | RCF2417STAM | 13 | 16 | Yes | Yes | 2015-02-11 |  | 2
FALSE | RA1436AD1 | 4760 | 7599977 | RHEEM SALES COMPANY, INC. | RA1436AD1 | AC | Split System: Air-Cooled Condensing Unit, Coil with Blower | RA1436AD1 |  | RCFL-H*3621 | 12.5 | 15.1 | Yes | Yes | 2015-02-11 |  | 1
FALSE | RA1636AJ1 | 4917 | 7942107 | RHEEM SALES COMPANY, INC. | RA1636AJ1 | AC | Split System: Air-Cooled Condensing Unit, Coil with Blower | RA1636AJ1 |  | RCFL-H*3824 | 13 | 16 | Yes | Yes | 2015-02-11 |  | 2
FALSE | RA1436AD1 | 4760 | 7491669 | RHEEM SALES COMPANY, INC. | RA1436AJ1 | AC | Split System: Air-Cooled Condensing Unit, Coil with Blower | RA1436AJ1 |  | RCFL-H*3621 | 12 | 14.5 | Yes | Yes | 2015-02-11 |  | 0
FALSE | RA1436AD1 | 4760 | 7600138 | RHEEM SALES COMPANY, INC. | RA1436AD1 | AC | Split System: Air-Cooled Condensing Unit, Coil with Blower | RA1436AD1 |  | RCQD-3624 | 13 | 16 | Yes | Yes | 2015-02-11 |  | 2
FALSE | RA1642AJ1 | 4918 | 7942759 | RHEEM SALES COMPANY, INC. | RA1642AJ1 | AC | Split System: Air-Cooled Condensing Unit, Coil with Blower | RA1642AJ1 |  | RCFL-H*4824 | 13 | 15.5 | Yes | Yes | 2015-02-11 |  | 1
FALSE | RA1648AJ1 | 4919 | 7943460 | RHEEM SALES COMPANY, INC. | RA1648AJ1 | AC | Split System: Air-Cooled Condensing Unit, Coil with Blower | RA1648AJ1 |  | RCFN-H*4824 | 13 | 16 | Yes | Yes | 2015-02-11 |  | 2
FALSE | RA1448AD1 | 4762 | 7492302 | RHEEM SALES COMPANY, INC. | RA1448AC1 | AC | Split System: Air-Cooled Condensing Unit, Coil with Blower | RA1448AC1 |  | RCFN-H*4824 | 13 | 15.5 | Yes | Yes | 2015-02-11 |  | 1
FALSE | RA1424AJ1 | 4758 | 7601345 | RHEEM SALES COMPANY, INC. | RA1424AJ1 | AC | Split System: Air-Cooled Condensing Unit, Coil with Blower | RA1424AJ1 |  | RCF2421HTAM | 12.5 | 15.1 | Yes | Yes | 2015-02-11 |  | 1
FALSE | RA1648AJ1 | 4919 | 7943106 | RHEEM SALES COMPANY, INC. | RA1648AC1 | AC | Split System: Air-Cooled Condensing Unit, Coil with Blower | RA1648AC1 |  | RCFN-H*4824 | 13 | 16 | Yes | Yes | 2015-02-11 |  | 2
FALSE | RA1624AJ1 | 4915 | 7940856 | RHEEM SALES COMPANY, INC. | RA1624AJ1 | AC | Split System: Air-Cooled Condensing Unit, Coil with Blower | RA1624AJ1 |  | RCFN-H*2421 | 13 | 16 | Yes | Yes | 2015-02-11 |  | 2
FALSE | RA1436AD1 | 4760 | 7945007 | RHEEM SALES COMPANY, INC. | RA1436AC1 | AC | Split System: Air-Cooled Condensing Unit, Coil with Blower | RA1436AC1 |  | RCF3624HTAM | 13 | 16 | Yes | Yes | 2015-02-11 |  | 2
FALSE | RA1448AD1 | 4762 | 7492362 | RHEEM SALES COMPANY, INC. | RA1448AC1 | AC | Split System: Air-Cooled Condensing Unit, Coil with Blower | RA1448AC1 |  | RH1V4824STAN | 12.5 | 15 | Yes | Yes | 2015-02-11 |  | 1
FALSE | RA1442AD1 | 4761 | 7492005 | RHEEM SALES COMPANY, INC. | RA1442AJ1 | AC | Split System: Air-Cooled Condensing Unit, Coil with Blower | RA1442AJ1 |  | RCF4821STAM | 12 | 14.5 | Yes | Yes | 2015-02-11 |  | 0
FALSE | RA1636AJ1 | 4917 | 7941556 | RHEEM SALES COMPANY, INC. | RA1636AC1 | AC | Split System: Air-Cooled Condensing Unit, Coil with Blower | RA1636AC1 |  | RCFL-H*3617 | 12.5 | 15 | Yes | Yes | 2015-02-11 |  | 1
FALSE | RA1330AJ1 | 4823 | 7982367 | RHEEM SALES COMPANY, INC. | RA1330AJ1 | AC | Split System: Air-Cooled Condensing Unit, Coil with Blower | RA1330AJ1 |  | RCQD-3624 | 13 | 15.5 | Yes | Yes | 2015-02-11 |  | 1
FALSE | RA1430AJ1 | 4759 | 7491124 | RHEEM SALES COMPANY, INC. | RA1430AJ1 | AC | Split System: Air-Cooled Condensing Unit, Coil with Blower | RA1430AJ1 |  | RCFL-H*3621 | 12.5 | 15.1 | Yes | Yes | 2015-02-11 |  | 1
FALSE | RA1436AD1 | 4760 | 7945020 | RHEEM SALES COMPANY, INC. | RA1436AD1 | AC | Split System: Air-Cooled Condensing Unit, Coil with Blower | RA1436AD1 |  | RCF3617STAM | 12 | 14.5 | Yes | Yes | 2015-02-11 |  | 0
FALSE | RA1436AD1 | 4760 | 7599739 | RHEEM SALES COMPANY, INC. | RA1436AD1 | AC | Split System: Air-Cooled Condensing Unit, Coil with Blower | RA1436AD1 |  | RCF3617STAM | 12.5 | 15 | Yes | Yes | 2015-02-11 |  | 1
FALSE | RA1336AD1 | 4824 | 7508286 | RHEEM SALES COMPANY, INC. | RA1336AC1 | AC | Split System: Air-Cooled Condensing Unit, Coil with Blower | RA1336AC1 |  | RCF3624HTAM | 12.5 | 15.1 | Yes | Yes | 2015-02-11 |  | 1
FALSE | RA1448AD1 | 4762 | 7600664 | RHEEM SALES COMPANY, INC. | RA1448AD1 | AC | Split System: Air-Cooled Condensing Unit, Coil with Blower | RA1448AD1 |  | RCF4824STAM | 12.5 | 15 | Yes | Yes | 2015-02-11 |  | 1
FALSE | RA1430AJ1 | 4759 | 7491027 | RHEEM SALES COMPANY, INC. | RA1430AJ1 | AC | Split System: Air-Cooled Condensing Unit, Coil with Blower | RA1430AJ1 |  | RCF3621STAM | 12.5 | 15.1 | Yes | Yes | 2015-02-11 |  | 1
FALSE | RA1436AD1 | 4760 | 7599821 | RHEEM SALES COMPANY, INC. | RA1436AD1 | AC | Split System: Air-Cooled Condensing Unit, Coil with Blower | RA1436AD1 |  | RCF3621STAM | 12 | 14.5 | Yes | Yes | 2015-02-11 |  | 0
FALSE | RA1648AJ1 | 4919 | 7943075 | RHEEM SALES COMPANY, INC. | RA1648AC1 | AC | Split System: Air-Cooled Condensing Unit, Coil with Blower | RA1648AC1 |  | RCFL-H*4824 | 13 | 15.5 | Yes | Yes | 2015-02-11 |  | 1
FALSE | RA1648AJ1 | 4919 | 7943225 | RHEEM SALES COMPANY, INC. | RA1648AJ1 | AC | Split System: Air-Cooled Condensing Unit, Coil with Blower | RA1648AJ1 |  | RCF4821STAM | 13 | 15.5 | Yes | Yes | 2015-02-11 |  | 1
FALSE | RA1648AJ1 | 4919 | 7943515 | RHEEM SALES COMPANY, INC. | RA1648AJ1 | AC | Split System: Air-Cooled Condensing Unit, Coil with Blower | RA1648AJ1 |  | RCQD-4824 | 13 | 16 | Yes | Yes | 2015-02-11 |  | 2
FALSE | RA1336AD1 | 4824 | 7508525 | RHEEM SALES COMPANY, INC. | RA1336AC1 | AC | Split System: Air-Cooled Condensing Unit, Coil with Blower | RA1336AC1 |  | RCQD-3624 | 12.5 | 15 | Yes | Yes | 2015-02-11 |  | 1
FALSE | RA1330AJ1 | 4823 | 7983309 | RHEEM SALES COMPANY, INC. | RA1330AJ1 | AC | Split System: Air-Cooled Condensing Unit, Coil with Blower | RA1330AJ1 |  | RCF3624MTAM | 12.5 | 15 | Yes | Yes | 2015-02-11 |  | 1
FALSE | RA1636AJ1 | 4917 | 7942208 | RHEEM SALES COMPANY, INC. | RA1636AJ1 | AC | Split System: Air-Cooled Condensing Unit, Coil with Blower | RA1636AJ1 |  | RH1T3621MTAN | 13 | 16 | Yes | Yes | 2015-02-11 |  | 2
FALSE | RA1642AJ1 | 4918 | 7942880 | RHEEM SALES COMPANY, INC. | RA1642AJ1 | AC | Split System: Air-Cooled Condensing Unit, Coil with Blower | RA1642AJ1 |  | RCQD-4824 | 13 | 15.5 | Yes | Yes | 2015-02-11 |  | 1
FALSE | RA1636AJ1 | 4917 | 7941407 | RHEEM SALES COMPANY, INC. | RA1636AC1 | AC | Split System: Air-Cooled Condensing Unit, Coil with Blower | RA1636AC1 |  | RCF3621MTAM | 13 | 16 | Yes | Yes | 2015-02-11 |  | 2
FALSE | RA1424AJ1 | 4758 | 7599559 | RHEEM SALES COMPANY, INC. | RA1424AJ1 | AC | Split System: Air-Cooled Condensing Unit, Coil with Blower | RA1424AJ1 |  | RCF2417HTAM | 12.5 | 15.1 | Yes | Yes | 2015-02-11 |  | 1
FALSE | RA1436AD1 | 4760 | 7491770 | RHEEM SALES COMPANY, INC. | RA1436AJ1 | AC | Split System: Air-Cooled Condensing Unit, Coil with Blower | RA1436AJ1 |  | RCQD-3621 | 13 | 16 | Yes | Yes | 2015-02-11 |  | 2
FALSE | RA1436AD1 | 4760 | 7491796 | RHEEM SALES COMPANY, INC. | RA1436AJ1 | AC | Split System: Air-Cooled Condensing Unit, Coil with Blower | RA1436AJ1 |  | RCQD-3624 | 13 | 16 | Yes | Yes | 2015-02-11 |  | 2
FALSE | RA1324AJ1 | 4822 | 7507770 | RHEEM SALES COMPANY, INC. | RA1324AJ1 | AC | Split System: Air-Cooled Condensing Unit, Coil with Blower | RA1324AJ1 |  | RCFL-H*2621 | 12 | 14.5 | Yes | Yes | 2015-02-11 |  | 0
FALSE | RA1436AD1 | 4760 | 7491716 | RHEEM SALES COMPANY, INC. | RA1436AJ1 | AC | Split System: Air-Cooled Condensing Unit, Coil with Blower | RA1436AJ1 |  | RCFL-H*3821 | 13 | 16 | Yes | Yes | 2015-02-11 |  | 2
FALSE | RA1436AD1 | 4760 | 7491353 | RHEEM SALES COMPANY, INC. | RA1436AC1 | AC | Split System: Air-Cooled Condensing Unit, Coil with Blower | RA1436AC1 |  | RCFL-H*3617 | 12 | 14.5 | Yes | Yes | 2015-02-11 |  | 0
FALSE | RA1636AJ1 | 4917 | 7941998 | RHEEM SALES COMPANY, INC. | RA1636AJ1 | AC | Split System: Air-Cooled Condensing Unit, Coil with Blower | RA1636AJ1 |  | RCFL-H*3617 | 13 | 15.5 | Yes | Yes | 2015-02-11 |  | 1
FALSE | RA1342AD1 | 4827 | 7983458 | RHEEM SALES COMPANY, INC. | RA1342AC1 | AC | Split System: Air-Cooled Condensing Unit, Coil with Blower | RA1342AC1 |  | RCF4824HTAM | 12 | 14.5 | Yes | Yes | 2015-02-11 |  | 0
FALSE | RA1630AJ1 | 4916 | 7941293 | RHEEM SALES COMPANY, INC. | RA1630AJ1 | AC | Split System: Air-Cooled Condensing Unit, Coil with Blower | RA1630AJ1 |  | RCQD-3621 | 13 | 16 | Yes | Yes | 2015-02-11 |  | 2
FALSE | RA1636AJ1 | 4917 | 7941813 | RHEEM SALES COMPANY, INC. | RA1636AJ1 | AC | Split System: Air-Cooled Condensing Unit, Coil with Blower | RA1636AJ1 |  | RCF3617STAM | 12.5 | 15.1 | Yes | Yes | 2015-02-11 |  | 1
FALSE | RA1636AJ1 | 4917 | 7942118 | RHEEM SALES COMPANY, INC. | RA1636AJ1 | AC | Split System: Air-Cooled Condensing Unit, Coil with Blower | RA1636AJ1 |  | RCFL-H*3824 | 13 | 16 | Yes | Yes | 2015-02-11 |  | 2
FALSE | RA1618AJ1 | 4914 | 7940381 | RHEEM SALES COMPANY, INC. | RA1618AJ1 | AC | Split System: Air-Cooled Condensing Unit, Coil with Blower | RA1618AJ1 |  | RCF2421HTAM | 13 | 16 | Yes | Yes | 2015-02-11 |  | 2
FALSE | RA1448AD1 | 4762 | 7600583 | RHEEM SALES COMPANY, INC. | RA1448AC1 | AC | Split System: Air-Cooled Condensing Unit, Coil with Blower | RA1448AC1 |  | RCFN-H*4824 | 12.5 | 15.1 | Yes | Yes | 2015-02-11 |  | 1
FALSE | RA1436AD1 | 4760 | 7599862 | RHEEM SALES COMPANY, INC. | RA1436AD1 | AC | Split System: Air-Cooled Condensing Unit, Coil with Blower | RA1436AD1 |  | RCF3624HTAM | 13 | 16 | Yes | Yes | 2015-02-11 |  | 2
FALSE | RA1636AJ1 | 4917 | 7942128 | RHEEM SALES COMPANY, INC. | RA1636AJ1 | AC | Split System: Air-Cooled Condensing Unit, Coil with Blower | RA1636AJ1 |  | RCFL-H*3824 | 13 | 16 | Yes | Yes | 2015-02-11 |  | 2
FALSE | RA1330AJ1 | 4823 | 7983267 | RHEEM SALES COMPANY, INC. | RA1330AJ1 | AC | Split System: Air-Cooled Condensing Unit, Coil with Blower | RA1330AJ1 |  | RCF3621MTAM | 12 | 14.5 | Yes | Yes | 2015-02-11 |  | 0
FALSE | RA1630AJ1 | 4916 | 7944063 | RHEEM SALES COMPANY, INC. | RA1630AJ1 | AC | Split System: Air-Cooled Condensing Unit, Coil with Blower | RA1630AJ1 |  | RCF3624MTAM | 13 | 16 | Yes | Yes | 2015-02-11 |  | 2
FALSE | RA1624AJ1 | 4915 | 7940848 | RHEEM SALES COMPANY, INC. | RA1624AJ1 | AC | Split System: Air-Cooled Condensing Unit, Coil with Blower | RA1624AJ1 |  | RCFN-H*2421 | 13 | 16 | Yes | Yes | 2015-02-11 |  | 2
FALSE | RA1648AJ1 | 4919 | 7943116 | RHEEM SALES COMPANY, INC. | RA1648AC1 | AC | Split System: Air-Cooled Condensing Unit, Coil with Blower | RA1648AC1 |  | RCFN-H*4824 | 13 | 16 | Yes | Yes | 2015-02-11 |  | 2
FALSE | RA1430AJ1 | 4759 | 7491037 | RHEEM SALES COMPANY, INC. | RA1430AJ1 | AC | Split System: Air-Cooled Condensing Unit, Coil with Blower | RA1430AJ1 |  | RCF3621STAM | 12.5 | 15.1 | Yes | Yes | 2015-02-11 |  | 1
FALSE | RA1424AJ1 | 4758 | 7490811 | RHEEM SALES COMPANY, INC. | RA1424AJ1 | AC | Split System: Air-Cooled Condensing Unit, Coil with Blower | RA1424AJ1 |  | RCF2421MTAM | 12.5 | 15.1 | Yes | Yes | 2015-02-11 |  | 1
FALSE | RA1336AD1 | 4824 | 7508275 | RHEEM SALES COMPANY, INC. | RA1336AC1 | AC | Split System: Air-Cooled Condensing Unit, Coil with Blower | RA1336AC1 |  | RCF3624HTAM | 12.5 | 15.1 | Yes | Yes | 2015-02-11 |  | 1
FALSE | RA1324AJ1 | 4822 | 7507647 | RHEEM SALES COMPANY, INC. | RA1324AJ1 | AC | Split System: Air-Cooled Condensing Unit, Coil with Blower | RA1324AJ1 |  | RCF2417MTAM | 12 | 14.5 | Yes | Yes | 2015-02-11 |  | 0
FALSE | RA1460AD1 | 4763 | 7601055 | RHEEM SALES COMPANY, INC. | RA1460AJ1 | AC | Split System: Air-Cooled Condensing Unit, Coil with Blower | RA1460AJ1 |  | RCFL-H*6024 | 12 | 14.5 | Yes | Yes | 2015-02-11 |  | 0
FALSE | RA1436AD1 | 4760 | 7491387 | RHEEM SALES COMPANY, INC. | RA1436AC1 | AC | Split System: Air-Cooled Condensing Unit, Coil with Blower | RA1436AC1 |  | RCFL-H*3621 | 12.5 | 15.1 | Yes | Yes | 2015-02-11 |  | 1
FALSE | RA1436AD1 | 4760 | 7599993 | RHEEM SALES COMPANY, INC. | RA1436AD1 | AC | Split System: Air-Cooled Condensing Unit, Coil with Blower | RA1436AD1 |  | RCFL-H*3621 | 13 | 15.5 | Yes | Yes | 2015-02-11 |  | 1
FALSE | RA1636AJ1 | 4917 | 7941646 | RHEEM SALES COMPANY, INC. | RA1636AC1 | AC | Split System: Air-Cooled Condensing Unit, Coil with Blower | RA1636AC1 |  | RCFL-H*3821 | 13 | 16 | Yes | Yes | 2015-02-11 |  | 2
FALSE | RA1436AD1 | 4760 | 7945019 | RHEEM SALES COMPANY, INC. | RA1436AD1 | AC | Split System: Air-Cooled Condensing Unit, Coil with Blower | RA1436AD1 |  | RCF3617STAM | 12 | 14.5 | Yes | Yes | 2015-02-11 |  | 0
FALSE | RA1448AD1 | 4762 | 7492562 | RHEEM SALES COMPANY, INC. | RA1448AJ1 | AC | Split System: Air-Cooled Condensing Unit, Coil with Blower | RA1448AJ1 |  | RH2T4824MTAN | 13 | 15.5 | Yes | Yes | 2015-02-11 |  | 1
FALSE | RA1342AD1 | 4827 | 7511840 | RHEEM SALES COMPANY, INC. | RA1342AJ1 | AC | Split System: Air-Cooled Condensing Unit, Coil with Blower | RA1342AJ1 |  | RCF4824HTAM | 12 | 14.5 | Yes | Yes | 2015-02-11 |  | 0
FALSE | RA1436AD1 | 4760 | 7491699 | RHEEM SALES COMPANY, INC. | RA1436AJ1 | AC | Split System: Air-Cooled Condensing Unit, Coil with Blower | RA1436AJ1 |  | RCFL-H*3821 | 12.5 | 15.1 | Yes | Yes | 2015-02-11 |  | 1
FALSE | RA1430AJ1 | 4759 | 7944963 | RHEEM SALES COMPANY, INC. | RA1430AJ1 | AC | Split System: Air-Cooled Condensing Unit, Coil with Blower | RA1430AJ1 |  | RCF3621MTAM | 13 | 16 | Yes | Yes | 2015-02-11 |  | 2
FALSE | RA1336AD1 | 4824 | 7508546 | RHEEM SALES COMPANY, INC. | RA1336AC1 | AC | Split System: Air-Cooled Condensing Unit, Coil with Blower | RA1336AC1 |  | RH2V3624HTAC | 12.5 | 15 | Yes | Yes | 2015-02-11 |  | 1
FALSE | RA1436AD1 | 4760 | 7491423 | RHEEM SALES COMPANY, INC. | RA1436AC1 | AC | Split System: Air-Cooled Condensing Unit, Coil with Blower | RA1436AC1 |  | RCFL-H*3821 | 13 | 15.5 | Yes | Yes | 2015-02-11 |  | 1
FALSE | RA1642AJ1 | 4918 | 7942727 | RHEEM SALES COMPANY, INC. | RA1642AJ1 | AC | Split System: Air-Cooled Condensing Unit, Coil with Blower | RA1642AJ1 |  | RCFL-H*4821 | 13 | 15.5 | Yes | Yes | 2015-02-11 |  | 1
FALSE | RA1618AJ1 | 4914 | 7940371 | RHEEM SALES COMPANY, INC. | RA1618AJ1 | AC | Split System: Air-Cooled Condensing Unit, Coil with Blower | RA1618AJ1 |  | RCF2421HTAM | 13 | 16 | Yes | Yes | 2015-02-11 |  | 2
FALSE | RA1630AJ1 | 4916 | 7940963 | RHEEM SALES COMPANY, INC. | RA1630AJ1 | AC | Split System: Air-Cooled Condensing Unit, Coil with Blower | RA1630AJ1 |  | RCF3621MTAM | 13 | 16 | Yes | Yes | 2015-02-11 |  | 2
FALSE | RA1442AD1 | 4761 | 7600336 | RHEEM SALES COMPANY, INC. | RA1442AD1 | AC | Split System: Air-Cooled Condensing Unit, Coil with Blower | RA1442AD1 |  | RCF4824HTAM | 13 | 15.5 | Yes | Yes | 2015-02-11 |  | 1
FALSE | RA1448AD1 | 4762 | 7600652 | RHEEM SALES COMPANY, INC. | RA1448AD1 | AC | Split System: Air-Cooled Condensing Unit, Coil with Blower | RA1448AD1 |  | RCF4824HTAM | 12.5 | 15.1 | Yes | Yes | 2015-02-11 |  | 1
FALSE | RA1636AJ1 | 4917 | 7941551 | RHEEM SALES COMPANY, INC. | RA1636AC1 | AC | Split System: Air-Cooled Condensing Unit, Coil with Blower | RA1636AC1 |  | RCFL-H*3617 | 12.5 | 15.1 | Yes | Yes | 2015-02-11 |  | 1
FALSE | RA1630AJ1 | 4916 | 7941099 | RHEEM SALES COMPANY, INC. | RA1630AJ1 | AC | Split System: Air-Cooled Condensing Unit, Coil with Blower | RA1630AJ1 |  | RCFL-H*3617 | 13 | 16 | Yes | Yes | 2015-02-11 |  | 2
FALSE | RA1630AJ1 | 4916 | 7944037 | RHEEM SALES COMPANY, INC. | RA1630AJ1 | AC | Split System: Air-Cooled Condensing Unit, Coil with Blower | RA1630AJ1 |  | RCF3621STAM | 13 | 16 | Yes | Yes | 2015-02-11 |  | 2
FALSE | RA1436AD1 | 4760 | 7599854 | RHEEM SALES COMPANY, INC. | RA1436AD1 | AC | Split System: Air-Cooled Condensing Unit, Coil with Blower | RA1436AD1 |  | RCF3624HTAM | 13 | 16 | Yes | Yes | 2015-02-11 |  | 2
FALSE | RA1424AJ1 | 4758 | 7493668 | RHEEM SALES COMPANY, INC. | RA1424AJ1 | AC | Split System: Air-Cooled Condensing Unit, Coil with Blower | RA1424AJ1 |  | RHLL-HM2417 | 13 | 15.5 | Yes | Yes | 2015-02-11 |  | 1
FALSE | RA1624AJ1 | 4915 | 7940703 | RHEEM SALES COMPANY, INC. | RA1624AJ1 | AC | Split System: Air-Cooled Condensing Unit, Coil with Blower | RA1624AJ1 |  | RCF2421MTAM | 13 | 16 | Yes | Yes | 2015-02-11 |  | 2
FALSE | RA1630AJ1 | 4916 | 7941015 | RHEEM SALES COMPANY, INC. | RA1630AJ1 | AC | Split System: Air-Cooled Condensing Unit, Coil with Blower | RA1630AJ1 |  | RCF3621STAM | 13 | 16 | Yes | Yes | 2015-02-11 |  | 2
FALSE | RA1660AC1 | 4920 | 7943665 | RHEEM SALES COMPANY, INC. | RA1660AJ1 | AC | Split System: Air-Cooled Condensing Unit, Coil with Blower | RA1660AJ1 |  | RCFN-H*6024 | 12.5 | 15.1 | Yes | Yes | 2015-02-11 |  | 1
FALSE | RA1436AD1 | 4760 | 7491292 | RHEEM SALES COMPANY, INC. | RA1436AC1 | AC | Split System: Air-Cooled Condensing Unit, Coil with Blower | RA1436AC1 |  | RCF3621STAM | 12 | 14.5 | Yes | Yes | 2015-02-11 |  | 0
FALSE | RA1648AJ1 | 4919 | 7942908 | RHEEM SALES COMPANY, INC. | RA1648AC1 | AC | Split System: Air-Cooled Condensing Unit, Coil with Blower | RA1648AC1 |  | RCF4821STAM | 13 | 15.5 | Yes | Yes | 2015-02-11 |  | 1
FALSE | RA1436AD1 | 4760 | 7599940 | RHEEM SALES COMPANY, INC. | RA1436AD1 | AC | Split System: Air-Cooled Condensing Unit, Coil with Blower | RA1436AD1 |  | RCFL-H*3617 | 12.5 | 15.1 | Yes | Yes | 2015-02-11 |  | 1
FALSE | RA1424AJ1 | 4758 | 7599592 | RHEEM SALES COMPANY, INC. | RA1424AJ1 | AC | Split System: Air-Cooled Condensing Unit, Coil with Blower | RA1424AJ1 |  | RCFL-H*2621 | 13 | 15.5 | Yes | Yes | 2015-02-11 |  | 1
FALSE | RA1636AJ1 | 4917 | 7941692 | RHEEM SALES COMPANY, INC. | RA1636AC1 | AC | Split System: Air-Cooled Condensing Unit, Coil with Blower | RA1636AC1 |  | RCFL-H*3824 | 13 | 16 | Yes | Yes | 2015-02-11 |  | 2
FALSE | RA1318AJ1 | 4821 | 7507461 | RHEEM SALES COMPANY, INC. | RA1318AJ1 | AC | Split System: Air-Cooled Condensing Unit, Coil with Blower | RA1318AJ1 |  | RCF2421HTAM | 12 | 14.5 | Yes | Yes | 2015-02-11 |  | 0
FALSE | RA1436AD1 | 4760 | 7491666 | RHEEM SALES COMPANY, INC. | RA1436AJ1 | AC | Split System: Air-Cooled Condensing Unit, Coil with Blower | RA1436AJ1 |  | RCFL-H*3621 | 12.5 | 15.1 | Yes | Yes | 2015-02-11 |  | 1
FALSE | RA1618AJ1 | 4914 | 7940378 | RHEEM SALES COMPANY, INC. | RA1618AJ1 | AC | Split System: Air-Cooled Condensing Unit, Coil with Blower | RA1618AJ1 |  | RCF2421HTAM | 13 | 16 | Yes | Yes | 2015-02-11 |  | 2
FALSE | RA1442AD1 | 4761 | 7600390 | RHEEM SALES COMPANY, INC. | RA1442AD1 | AC | Split System: Air-Cooled Condensing Unit, Coil with Blower | RA1442AD1 |  | RCFL-H*4821 | 12 | 14.5 | Yes | Yes | 2015-02-11 |  | 0
FALSE | RA1630AJ1 | 4916 | 7941057 | RHEEM SALES COMPANY, INC. | RA1630AJ1 | AC | Split System: Air-Cooled Condensing Unit, Coil with Blower | RA1630AJ1 |  | RCF3624MTAM | 13 | 16 | Yes | Yes | 2015-02-11 |  | 2
FALSE | RA1424AJ1 | 4758 | 7490743 | RHEEM SALES COMPANY, INC. | RA1424AJ1 | AC | Split System: Air-Cooled Condensing Unit, Coil with Blower | RA1424AJ1 |  | RCF2417HTAM | 12.5 | 15.1 | Yes | Yes | 2015-02-11 |  | 1
FALSE | RA1318AJ1 | 4821 | 7507497 | RHEEM SALES COMPANY, INC. | RA1318AJ1 | AC | Split System: Air-Cooled Condensing Unit, Coil with Blower | RA1318AJ1 |  | RCFL-H*2417 | 12 | 14.5 | Yes | Yes | 2015-02-11 |  | 0
FALSE | RA1336AD1 | 4824 | 7508880 | RHEEM SALES COMPANY, INC. | RA1336AJ1 | AC | Split System: Air-Cooled Condensing Unit, Coil with Blower | RA1336AJ1 |  | RCQD-3621 | 12 | 14.5 | Yes | Yes | 2015-02-11 |  | 0
FALSE | RA1642AJ1 | 4918 | 7942276 | RHEEM SALES COMPANY, INC. | RA1642AC1 | AC | Split System: Air-Cooled Condensing Unit, Coil with Blower | RA1642AC1 |  | RCF4824HTAM | 13 | 16 | Yes | Yes | 2015-02-11 |  | 2
FALSE | RA1442AD1 | 4761 | 7491875 | RHEEM SALES COMPANY, INC. | RA1442AC1 | AC | Split System: Air-Cooled Condensing Unit, Coil with Blower | RA1442AC1 |  | RCF4824STAM | 12 | 14.5 | Yes | Yes | 2015-02-11 |  | 0
FALSE | RA1648AJ1 | 4919 | 7943088 | RHEEM SALES COMPANY, INC. | RA1648AC1 | AC | Split System: Air-Cooled Condensing Unit, Coil with Blower | RA1648AC1 |  | RCFL-H*4824 | 13 | 15.5 | Yes | Yes | 2015-02-11 |  | 1
FALSE | RA1424AJ1 | 4758 | 7522123 | RHEEM SALES COMPANY, INC. | RA1424AJ1 | AC | Split System: Air-Cooled Condensing Unit, Coil with Blower | RA1424AJ1 |  | RHBL-FR24T | 12.5 | 15 | Yes | Yes | 2015-02-11 |  | 1
FALSE | RA1618AJ1 | 4914 | 7940450 | RHEEM SALES COMPANY, INC. | RA1618AJ1 | AC | Split System: Air-Cooled Condensing Unit, Coil with Blower | RA1618AJ1 |  | RCFL-H*2617 | 13 | 16 | Yes | Yes | 2015-02-11 |  | 2
FALSE | RA1442AD1 | 4761 | 7600239 | RHEEM SALES COMPANY, INC. | RA1442AC1 | AC | Split System: Air-Cooled Condensing Unit, Coil with Blower | RA1442AC1 |  | RCF4821STAM | 12.5 | 15 | Yes | Yes | 2015-02-11 |  | 1
FALSE | RA1648AJ1 | 4919 | 7943539 | RHEEM SALES COMPANY, INC. | RA1648AJ1 | AC | Split System: Air-Cooled Condensing Unit, Coil with Blower | RA1648AJ1 |  | RH2V4824HTAC | 13 | 16 | Yes | Yes | 2015-02-11 |  | 2
FALSE | RA1642AJ1 | 4918 | 7942693 | RHEEM SALES COMPANY, INC. | RA1642AJ1 | AC | Split System: Air-Cooled Condensing Unit, Coil with Blower | RA1642AJ1 |  | RCFL-H*4821 | 12.5 | 15 | Yes | Yes | 2015-02-11 |  | 1
FALSE | RA1630AJ1 | 4916 | 7941207 | RHEEM SALES COMPANY, INC. | RA1630AJ1 | AC | Split System: Air-Cooled Condensing Unit, Coil with Blower | RA1630AJ1 |  | RCFL-H*3824 | 13 | 16 | Yes | Yes | 2015-02-11 |  | 2
FALSE | RA1318AJ1 | 4821 | 7982221 | RHEEM SALES COMPANY, INC. | RA1318AJ1 | AC | Split System: Air-Cooled Condensing Unit, Coil with Blower | RA1318AJ1 |  | RCFN-H*2417 | 12.5 | 15 | Yes | Yes | 2015-02-11 |  | 1
FALSE | RA1448AD1 | 4762 | 7600790 | RHEEM SALES COMPANY, INC. | RA1448AD1 | AC | Split System: Air-Cooled Condensing Unit, Coil with Blower | RA1448AD1 |  | RCFN-H*4824 | 12.5 | 15.1 | Yes | Yes | 2015-02-11 |  | 1
FALSE | RA1436AD1 | 4760 | 7599924 | RHEEM SALES COMPANY, INC. | RA1436AD1 | AC | Split System: Air-Cooled Condensing Unit, Coil with Blower | RA1436AD1 |  | RCFL-H*3617 | 12 | 14.5 | Yes | Yes | 2015-02-11 |  | 0
FALSE | RA1648AJ1 | 4919 | 7942917 | RHEEM SALES COMPANY, INC. | RA1648AC1 | AC | Split System: Air-Cooled Condensing Unit, Coil with Blower | RA1648AC1 |  | RCF4821STAM | 12.5 | 15.1 | Yes | Yes | 2015-02-11 |  | 1
FALSE | RA1318AJ1 | 4821 | 7507487 | RHEEM SALES COMPANY, INC. | RA1318AJ1 | AC | Split System: Air-Cooled Condensing Unit, Coil with Blower | RA1318AJ1 |  | RCF2421MTAM | 12.5 | 15 | Yes | Yes | 2015-02-11 |  | 1
FALSE | RA1442AD1 | 4761 | 7600467 | RHEEM SALES COMPANY, INC. | RA1442AD1 | AC | Split System: Air-Cooled Condensing Unit, Coil with Blower | RA1442AD1 |  | RCFN-H*4824 | 13 | 15.5 | Yes | Yes | 2015-02-11 |  | 1
FALSE | RA1448AD1 | 4762 | 7492346 | RHEEM SALES COMPANY, INC. | RA1448AC1 | AC | Split System: Air-Cooled Condensing Unit, Coil with Blower | RA1448AC1 |  | RCQD-4824 | 12 | 14.5 | Yes | Yes | 2015-02-11 |  | 0
FALSE | RA1318AJ1 | 4821 | 7507421 | RHEEM SALES COMPANY, INC. | RA1318AJ1 | AC | Split System: Air-Cooled Condensing Unit, Coil with Blower | RA1318AJ1 |  | RCF2417HTAM | 12.5 | 15 | Yes | Yes | 2015-02-11 |  | 1
FALSE | RA1418AJ1 | 4757 | 7490610 | RHEEM SALES COMPANY, INC. | RA1418AJ1 | AC | Split System: Air-Cooled Condensing Unit, Coil with Blower | RA1418AJ1 |  | RCFL-A*2417 | 13 | 15.5 | Yes | Yes | 2015-02-11 |  | 1
FALSE | RA1636AJ1 | 4917 | 7942158 | RHEEM SALES COMPANY, INC. | RA1636AJ1 | AC | Split System: Air-Cooled Condensing Unit, Coil with Blower | RA1636AJ1 |  | RCQD-3621 | 13 | 16 | Yes | Yes | 2015-02-11 |  | 2
FALSE | RA1636AJ1 | 4917 | 7941459 | RHEEM SALES COMPANY, INC. | RA1636AC1 | AC | Split System: Air-Cooled Condensing Unit, Coil with Blower | RA1636AC1 |  | RCF3621STAM | 13 | 15.5 | Yes | Yes | 2015-02-11 |  | 1
FALSE | RA1448AD1 | 4762 | 7492524 | RHEEM SALES COMPANY, INC. | RA1448AJ1 | AC | Split System: Air-Cooled Condensing Unit, Coil with Blower | RA1448AJ1 |  | RCQD-4821 | 12 | 14.5 | Yes | Yes | 2015-02-11 |  | 0
FALSE | RA1448AD1 | 4762 | 7600608 | RHEEM SALES COMPANY, INC. | RA1448AD1 | AC | Split System: Air-Cooled Condensing Unit, Coil with Blower | RA1448AD1 |  | RCF4821STAM | 12 | 14.5 | Yes | Yes | 2015-02-11 |  | 0
FALSE | RA1442AD1 | 4761 | 7492157 | RHEEM SALES COMPANY, INC. | RA1442AJ1 | AC | Split System: Air-Cooled Condensing Unit, Coil with Blower | RA1442AJ1 |  | RCFN-H*4824 | 12.5 | 15.1 | Yes | Yes | 2015-02-11 |  | 1
FALSE | RA1618AJ1 | 4914 | 7940445 | RHEEM SALES COMPANY, INC. | RA1618AJ1 | AC | Split System: Air-Cooled Condensing Unit, Coil with Blower | RA1618AJ1 |  | RCFL-H*2617 | 13 | 16 | Yes | Yes | 2015-02-11 |  | 2
FALSE | RA1648AJ1 | 4919 | 7943160 | RHEEM SALES COMPANY, INC. | RA1648AC1 | AC | Split System: Air-Cooled Condensing Unit, Coil with Blower | RA1648AC1 |  | RCQD-4821 | 13 | 15.5 | Yes | Yes | 2015-02-11 |  | 1
FALSE | RA1436AD1 | 4760 | 7491501 | RHEEM SALES COMPANY, INC. | RA1436AC1 | AC | Split System: Air-Cooled Condensing Unit, Coil with Blower | RA1436AC1 |  | RCQD-3624 | 13 | 16 | Yes | Yes | 2015-02-11 |  | 2
FALSE | RA1660AC1 | 4920 | 7943784 | RHEEM SALES COMPANY, INC. | RA1660AC1 | AC | Split System: Air-Cooled Condensing Unit, Coil with Blower | RA1660AC1 |  | RCF6024HTAM | 12.5 | 15.1 | Yes | Yes | 2015-02-11 |  | 1
FALSE | RA1436AD1 | 4760 | 7491607 | RHEEM SALES COMPANY, INC. | RA1436AJ1 | AC | Split System: Air-Cooled Condensing Unit, Coil with Blower | RA1436AJ1 |  | RCF3624HTAM | 13 | 16 | Yes | Yes | 2015-02-11 |  | 2
FALSE | RA1436AD1 | 4760 | 7501032 | RHEEM SALES COMPANY, INC. | RA1436AC1 | AC | Split System: Air-Cooled Condensing Unit, Coil with Blower | RA1436AC1 |  | RCF3624MTAM | 13 | 16 | Yes | Yes | 2015-02-11 |  | 2
FALSE | RA1636AJ1 | 4917 | 7944133 | RHEEM SALES COMPANY, INC. | RA1636AJ1 | AC | Split System: Air-Cooled Condensing Unit, Coil with Blower | RA1636AJ1 |  | RCF3617STAM | 13 | 15.5 | Yes | Yes | 2015-02-11 |  | 1
FALSE | RA1418AJ1 | 4757 | 7490705 | RHEEM SALES COMPANY, INC. | RA1418AJ1 | AC | Split System: Air-Cooled Condensing Unit, Coil with Blower | RA1418AJ1 |  | RCFN-H*2421 | 13 | 15.5 | Yes | Yes | 2015-02-11 |  | 1
FALSE | RA1436AD1 | 4760 | 7600123 | RHEEM SALES COMPANY, INC. | RA1436AD1 | AC | Split System: Air-Cooled Condensing Unit, Coil with Blower | RA1436AD1 |  | RCQD-3621 | 13 | 16 | Yes | Yes | 2015-02-11 |  | 2
FALSE | RA1448AD1 | 4762 | 7601560 | RHEEM SALES COMPANY, INC. | RA1448AJ1 | AC | Split System: Air-Cooled Condensing Unit, Coil with Blower | RA1448AJ1 |  | RCF4821STAM | 12 | 14.5 | Yes | Yes | 2015-02-11 |  | 0
FALSE | RA1624AJ1 | 4915 | 7940741 | RHEEM SALES COMPANY, INC. | RA1624AJ1 | AC | Split System: Air-Cooled Condensing Unit, Coil with Blower | RA1624AJ1 |  | RCFL-H*2514 | 13 | 16 | Yes | Yes | 2015-02-11 |  | 2
FALSE | RA1436AD1 | 4760 | 7599995 | RHEEM SALES COMPANY, INC. | RA1436AD1 | AC | Split System: Air-Cooled Condensing Unit, Coil with Blower | RA1436AD1 |  | RCFL-H*3621 | 12.5 | 15.1 | Yes | Yes | 2015-02-11 |  | 1
FALSE | RA1442AD1 | 4761 | 7493655 | RHEEM SALES COMPANY, INC. | RA1442AC1 | AC | Split System: Air-Cooled Condensing Unit, Coil Alone | RA1442AC1 |  | RCF4824HTAM+RXMD-C04 | 12 | 14.5 | Yes | Yes | 2015-02-11 |  | 0
FALSE | RA1660AC1 | 4920 | 7943860 | RHEEM SALES COMPANY, INC. | RA1660AC1 | AC | Split System: Air-Cooled Condensing Unit, Coil with Blower | RA1660AC1 |  | RCFL-H*6024 | 12.5 | 15.1 | Yes | Yes | 2015-02-11 |  | 1
FALSE | RA1318AJ1 | 4821 | 7507512 | RHEEM SALES COMPANY, INC. | RA1318AJ1 | AC | Split System: Air-Cooled Condensing Unit, Coil with Blower | RA1318AJ1 |  | RCFL-H*2617 | 12 | 14.5 | Yes | Yes | 2015-02-11 |  | 0
FALSE | RA1442AD1 | 4761 | 7492128 | RHEEM SALES COMPANY, INC. | RA1442AJ1 | AC | Split System: Air-Cooled Condensing Unit, Coil with Blower | RA1442AJ1 |  | RCFL-H*4824 | 12 | 14.5 | Yes | Yes | 2015-02-11 |  | 0
FALSE | RA1648AJ1 | 4919 | 7943424 | RHEEM SALES COMPANY, INC. | RA1648AJ1 | AC | Split System: Air-Cooled Condensing Unit, Coil with Blower | RA1648AJ1 |  | RCFL-H*4824 | 13 | 15.5 | Yes | Yes | 2015-02-11 |  | 1
FALSE | RA1642AJ1 | 4918 | 7942347 | RHEEM SALES COMPANY, INC. | RA1642AC1 | AC | Split System: Air-Cooled Condensing Unit, Coil with Blower | RA1642AC1 |  | RCFL-H*4821 | 13 | 15.5 | Yes | Yes | 2015-02-11 |  | 1
FALSE | RA1660AC1 | 4920 | 7943714 | RHEEM SALES COMPANY, INC. | RA1660AJ1 | AC | Split System: Air-Cooled Condensing Unit, Coil with Blower | RA1660AJ1 |  | RH1T6024STAN | 13 | 16 | Yes | Yes | 2015-02-11 |  | 2
FALSE | RA1336AD1 | 4824 | 7508601 | RHEEM SALES COMPANY, INC. | RA1336AJ1 | AC | Split System: Air-Cooled Condensing Unit, Coil with Blower | RA1336AJ1 |  | RCF3621MTAM | 12 | 14.5 | Yes | Yes | 2015-02-11 |  | 0
FALSE | RA1424AJ1 | 4758 | 7599590 | RHEEM SALES COMPANY, INC. | RA1424AJ1 | AC | Split System: Air-Cooled Condensing Unit, Coil with Blower | RA1424AJ1 |  | RCFL-H*2617 | 13 | 15.5 | Yes | Yes | 2015-02-11 |  | 1
FALSE | RA1448AD1 | 4762 | 7600747 | RHEEM SALES COMPANY, INC. | RA1448AD1 | AC | Split System: Air-Cooled Condensing Unit, Coil with Blower | RA1448AD1 |  | RCFL-H*4824 | 12 | 14.5 | Yes | Yes | 2015-02-11 |  | 0
FALSE | RA1630AJ1 | 4916 | 7941287 | RHEEM SALES COMPANY, INC. | RA1630AJ1 | AC | Split System: Air-Cooled Condensing Unit, Coil with Blower | RA1630AJ1 |  | RCQD-3621 | 13 | 16 | Yes | Yes | 2015-02-11 |  | 2
FALSE | RA1630AJ1 | 4916 | 7941224 | RHEEM SALES COMPANY, INC. | RA1630AJ1 | AC | Split System: Air-Cooled Condensing Unit, Coil with Blower | RA1630AJ1 |  | RCFL-H*3824 | 13 | 16 | Yes | Yes | 2015-02-11 |  | 2
FALSE | RA1642AJ1 | 4918 | 7942593 | RHEEM SALES COMPANY, INC. | RA1642AJ1 | AC | Split System: Air-Cooled Condensing Unit, Coil with Blower | RA1642AJ1 |  | RCF4821STAM | 12.5 | 15.1 | Yes | Yes | 2015-02-11 |  | 1
FALSE | RA1624AJ1 | 4915 | 7940630 | RHEEM SALES COMPANY, INC. | RA1624AJ1 | AC | Split System: Air-Cooled Condensing Unit, Coil with Blower | RA1624AJ1 |  | RCF2417STAM | 13 | 15.5 | Yes | Yes | 2015-02-11 |  | 1
FALSE | RA1630AJ1 | 4916 | 7941161 | RHEEM SALES COMPANY, INC. | RA1630AJ1 | AC | Split System: Air-Cooled Condensing Unit, Coil with Blower | RA1630AJ1 |  | RCFL-H*3821 | 13 | 16 | Yes | Yes | 2015-02-11 |  | 2
FALSE | RA1436AD1 | 4760 | 7501040 | RHEEM SALES COMPANY, INC. | RA1436AC1 | AC | Split System: Air-Cooled Condensing Unit, Coil with Blower | RA1436AC1 |  | RCFL-H*3621 | 13 | 15.5 | Yes | Yes | 2015-02-11 |  | 1
FALSE | RA1448AD1 | 4762 | 7600569 | RHEEM SALES COMPANY, INC. | RA1448AC1 | AC | Split System: Air-Cooled Condensing Unit, Coil with Blower | RA1448AC1 |  | RCF4824STAM | 12 | 14.5 | Yes | Yes | 2015-02-11 |  | 0
FALSE | RA1648AJ1 | 4919 | 7943394 | RHEEM SALES COMPANY, INC. | RA1648AJ1 | AC | Split System: Air-Cooled Condensing Unit, Coil with Blower | RA1648AJ1 |  | RCFL-H*4824 | 12.5 | 15.1 | Yes | Yes | 2015-02-11 |  | 1
FALSE | RA1436AD1 | 4760 | 7600207 | RHEEM SALES COMPANY, INC. | RA1436AJ1 | AC | Split System: Air-Cooled Condensing Unit, Coil with Blower | RA1436AJ1 |  | RCFL-H*3621 | 12 | 14.5 | Yes | Yes | 2015-02-11 |  | 0
FALSE | RA1636AJ1 | 4917 | 7941392 | RHEEM SALES COMPANY, INC. | RA1636AC1 | AC | Split System: Air-Cooled Condensing Unit, Coil with Blower | RA1636AC1 |  | RCF3621MTAM | 13 | 16 | Yes | Yes | 2015-02-11 |  | 2
FALSE | RA1442AD1 | 4761 | 7491869 | RHEEM SALES COMPANY, INC. | RA1442AC1 | AC | Split System: Air-Cooled Condensing Unit, Coil with Blower | RA1442AC1 |  | RCF4824HTAM | 13 | 15.5 | Yes | Yes | 2015-02-11 |  | 1
FALSE | RA1660AC1 | 4920 | 7943913 | RHEEM SALES COMPANY, INC. | RA1660AC1 | AC | Split System: Air-Cooled Condensing Unit, Coil with Blower | RA1660AC1 |  | RCQD-6024 | 12 | 14.5 | Yes | Yes | 2015-02-11 |  | 0
FALSE | RA1336AD1 | 4824 | 7508300 | RHEEM SALES COMPANY, INC. | RA1336AC1 | AC | Split System: Air-Cooled Condensing Unit, Coil with Blower | RA1336AC1 |  | RCF3624MTAM | 12 | 14.5 | Yes | Yes | 2015-02-11 |  | 0
FALSE | RA1648AJ1 | 4919 | 7943117 | RHEEM SALES COMPANY, INC. | RA1648AC1 | AC | Split System: Air-Cooled Condensing Unit, Coil with Blower | RA1648AC1 |  | RCFN-H*4824 | 13 | 16 | Yes | Yes | 2015-02-11 |  | 2
FALSE | RA1660AC1 | 4920 | 7943583 | RHEEM SALES COMPANY, INC. | RA1660AJ1 | AC | Split System: Air-Cooled Condensing Unit, Coil with Blower | RA1660AJ1 |  | RCF6024STAM | 13 | 15.5 | Yes | Yes | 2015-02-11 |  | 1
FALSE | RA1430AJ1 | 4759 | 7491084 | RHEEM SALES COMPANY, INC. | RA1430AJ1 | AC | Split System: Air-Cooled Condensing Unit, Coil with Blower | RA1430AJ1 |  | RCFL-H*3617 | 13 | 15.5 | Yes | Yes | 2015-02-11 |  | 1
FALSE | RA1618AJ1 | 4914 | 7943969 | RHEEM SALES COMPANY, INC. | RA1618AJ1 | AC | Split System: Air-Cooled Condensing Unit, Coil with Blower | RA1618AJ1 |  | RCF2421HTAM | 13 | 16 | Yes | Yes | 2015-02-11 |  | 2
FALSE | RA1430AJ1 | 4759 | 7490976 | RHEEM SALES COMPANY, INC. | RA1430AJ1 | AC | Split System: Air-Cooled Condensing Unit, Coil with Blower | RA1430AJ1 |  | RCF3617STAM | 12.5 | 15.1 | Yes | Yes | 2015-02-11 |  | 1
FALSE | RA1442AD1 | 4761 | 7601515 | RHEEM SALES COMPANY, INC. | RA1442AJ1 | AC | Split System: Air-Cooled Condensing Unit, Coil with Blower | RA1442AJ1 |  | RCF4821STAM | 12 | 14.5 | Yes | Yes | 2015-02-11 |  | 0
FALSE | RA1436AD1 | 4760 | 7491769 | RHEEM SALES COMPANY, INC. | RA1436AJ1 | AC | Split System: Air-Cooled Condensing Unit, Coil with Blower | RA1436AJ1 |  | RCQD-3621 | 13 | 15.5 | Yes | Yes | 2015-02-11 |  | 1
FALSE | RA1642AJ1 | 4918 | 7942638 | RHEEM SALES COMPANY, INC. | RA1642AJ1 | AC | Split System: Air-Cooled Condensing Unit, Coil with Blower | RA1642AJ1 |  | RCF4824HTAM | 13 | 16 | Yes | Yes | 2015-02-11 |  | 2
FALSE | RA1318AJ1 | 4821 | 7507468 | RHEEM SALES COMPANY, INC. | RA1318AJ1 | AC | Split System: Air-Cooled Condensing Unit, Coil with Blower | RA1318AJ1 |  | RCF2421HTAM | 12.5 | 15 | Yes | Yes | 2015-02-11 |  | 1
FALSE | RA1436AD1 | 4760 | 7491636 | RHEEM SALES COMPANY, INC. | RA1436AJ1 | AC | Split System: Air-Cooled Condensing Unit, Coil with Blower | RA1436AJ1 |  | RCF3624MTAM | 13 | 15.5 | Yes | Yes | 2015-02-11 |  | 1
FALSE | RA1330AJ1 | 4823 | 7508073 | RHEEM SALES COMPANY, INC. | RA1330AJ1 | AC | Split System: Air-Cooled Condensing Unit, Coil with Blower | RA1330AJ1 |  | RCFL-H*3824 | 12 | 14.5 | Yes | Yes | 2015-02-11 |  | 0
FALSE | RA1436AD1 | 4760 | 7600030 | RHEEM SALES COMPANY, INC. | RA1436AD1 | AC | Split System: Air-Cooled Condensing Unit, Coil with Blower | RA1436AD1 |  | RCFL-H*3821 | 13 | 15.5 | Yes | Yes | 2015-02-11 |  | 1
FALSE | RA1436AD1 | 4760 | 7600211 | RHEEM SALES COMPANY, INC. | RA1436AJ1 | AC | Split System: Air-Cooled Condensing Unit, Coil with Blower | RA1436AJ1 |  | RCFL-H*3621 | 13 | 15.5 | Yes | Yes | 2015-02-11 |  | 1
FALSE | RA1436AD1 | 4760 | 7491472 | RHEEM SALES COMPANY, INC. | RA1436AC1 | AC | Split System: Air-Cooled Condensing Unit, Coil with Blower | RA1436AC1 |  | RCQD-3621 | 13 | 16 | Yes | Yes | 2015-02-11 |  | 2
FALSE | RA1436AD1 | 4760 | 7601458 | RHEEM SALES COMPANY, INC. | RA1436AD1 | AC | Split System: Air-Cooled Condensing Unit, Coil with Blower | RA1436AD1 |  | RCQD-3624 | 13 | 16 | Yes | Yes | 2015-02-11 |  | 2
FALSE | RA1442AD1 | 4761 | 7945103 | RHEEM SALES COMPANY, INC. | RA1442AD1 | AC | Split System: Air-Cooled Condensing Unit, Coil with Blower | RA1442AD1 |  | RCF4824HTAM | 13 | 15.5 | Yes | Yes | 2015-02-11 |  | 1
FALSE | RA1424AJ1 | 4758 | 7490893 | RHEEM SALES COMPANY, INC. | RA1424AJ1 | AC | Split System: Air-Cooled Condensing Unit, Coil with Blower | RA1424AJ1 |  | RCFL-H*2621 | 13 | 15.5 | Yes | Yes | 2015-02-11 |  | 1
FALSE | RA1642AJ1 | 4918 | 7942363 | RHEEM SALES COMPANY, INC. | RA1642AC1 | AC | Split System: Air-Cooled Condensing Unit, Coil with Blower | RA1642AC1 |  | RCFL-H*4821 | 13 | 15.5 | Yes | Yes | 2015-02-11 |  | 1
FALSE | RA1660AC1 | 4920 | 7943634 | RHEEM SALES COMPANY, INC. | RA1660AJ1 | AC | Split System: Air-Cooled Condensing Unit, Coil with Blower | RA1660AJ1 |  | RCFL-H*6024 | 12.5 | 15.1 | Yes | Yes | 2015-02-11 |  | 1
FALSE | RA1436AD1 | 4760 | 7501043 | RHEEM SALES COMPANY, INC. | RA1436AC1 | AC | Split System: Air-Cooled Condensing Unit, Coil with Blower | RA1436AC1 |  | RCFL-H*3821 | 13 | 15.5 | Yes | Yes | 2015-02-11 |  | 1
FALSE | RA1430AJ1 | 4759 | 7501001 | RHEEM SALES COMPANY, INC. | RA1430AJ1 | AC | Split System: Air-Cooled Condensing Unit, Coil with Blower | RA1430AJ1 |  | RCFL-H*3821 | 13 | 16 | Yes | Yes | 2015-02-11 |  | 2
FALSE | RA1318AJ1 | 4821 | 7507476 | RHEEM SALES COMPANY, INC. | RA1318AJ1 | AC | Split System: Air-Cooled Condensing Unit, Coil with Blower | RA1318AJ1 |  | RCF2421MTAM | 12 | 14.5 | Yes | Yes | 2015-02-11 |  | 0
FALSE | RA1618AJ1 | 4914 | 7940504 | RHEEM SALES COMPANY, INC. | RA1618AJ1 | AC | Split System: Air-Cooled Condensing Unit, Coil with Blower | RA1618AJ1 |  | RCFN-H*2417 | 13 | 16 | Yes | Yes | 2015-02-11 |  | 2
FALSE | RA1318AJ1 | 4821 | 7982157 | RHEEM SALES COMPANY, INC. | RA1318AJ1 | AC | Split System: Air-Cooled Condensing Unit, Coil with Blower | RA1318AJ1 |  | RCF2417MTAM | 12 | 14.5 | Yes | Yes | 2015-02-11 |  | 0
FALSE | RA1418AJ1 | 4757 | 7490675 | RHEEM SALES COMPANY, INC. | RA1418AJ1 | AC | Split System: Air-Cooled Condensing Unit, Coil with Blower | RA1418AJ1 |  | RCFN-H*2417 | 13 | 16 | Yes | Yes | 2015-02-11 |  | 2
FALSE | RA1436AD1 | 4760 | 7600019 | RHEEM SALES COMPANY, INC. | RA1436AD1 | AC | Split System: Air-Cooled Condensing Unit, Coil with Blower | RA1436AD1 |  | RCFL-H*3821 | 12.5 | 15.1 | Yes | Yes | 2015-02-11 |  | 1
FALSE | RA1436AD1 | 4760 | 7491715 | RHEEM SALES COMPANY, INC. | RA1436AJ1 | AC | Split System: Air-Cooled Condensing Unit, Coil with Blower | RA1436AJ1 |  | RCFL-H*3821 | 13 | 15.5 | Yes | Yes | 2015-02-11 |  | 1
FALSE | RA1442AD1 | 4761 | 7491974 | RHEEM SALES COMPANY, INC. | RA1442AC1 | AC | Split System: Air-Cooled Condensing Unit, Coil with Blower | RA1442AC1 |  | RCFN-H*4824 | 13 | 15.5 | Yes | Yes | 2015-02-11 |  | 1
FALSE | RA1442AD1 | 4761 | 7600420 | RHEEM SALES COMPANY, INC. | RA1442AD1 | AC | Split System: Air-Cooled Condensing Unit, Coil with Blower | RA1442AD1 |  | RCFL-H*4821 | 12 | 14.5 | Yes | Yes | 2015-02-11 |  | 0
FALSE | RA1436AD1 | 4760 | 7599872 | RHEEM SALES COMPANY, INC. | RA1436AD1 | AC | Split System: Air-Cooled Condensing Unit, Coil Alone | RA1436AD1 |  | RCF3624HTAM+RXMD-C04 | 12 | 14.5 | Yes | Yes | 2015-02-11 |  | 0
FALSE | RA1642AJ1 | 4918 | 7942312 | RHEEM SALES COMPANY, INC. | RA1642AC1 | AC | Split System: Air-Cooled Condensing Unit, Coil with Blower | RA1642AC1 |  | RCF4824STAM | 13 | 16 | Yes | Yes | 2015-02-11 |  | 2
FALSE | RA1660AC1 | 4920 | 7943721 | RHEEM SALES COMPANY, INC. | RA1660AJ1 | AC | Split System: Air-Cooled Condensing Unit, Coil with Blower | RA1660AJ1 |  | RHPL-HM6024 | 13 | 16 | Yes | Yes | 2015-02-11 |  | 2
FALSE | RA1660AC1 | 4920 | 7943831 | RHEEM SALES COMPANY, INC. | RA1660AC1 | AC | Split System: Air-Cooled Condensing Unit, Coil with Blower | RA1660AC1 |  | RCFL-H*6024 | 13 | 15.5 | Yes | Yes | 2015-02-11 |  | 1
FALSE | RA1418AJ1 | 4757 | 7490638 | RHEEM SALES COMPANY, INC. | RA1418AJ1 | AC | Split System: Air-Cooled Condensing Unit, Coil with Blower | RA1418AJ1 |  | RCFL-H*2617 | 13 | 16 | Yes | Yes | 2015-02-11 |  | 2
FALSE | RA1424AJ1 | 4758 | 7944937 | RHEEM SALES COMPANY, INC. | RA1424AJ1 | AC | Split System: Air-Cooled Condensing Unit, Coil with Blower | RA1424AJ1 |  | RCF2417MTAM | 12.5 | 15.1 | Yes | Yes | 2015-02-11 |  | 1
FALSE | RA1418AJ1 | 4757 | 7944928 | RHEEM SALES COMPANY, INC. | RA1418AJ1 | AC | Split System: Air-Cooled Condensing Unit, Coil with Blower | RA1418AJ1 |  | RCF2421MTAM | 13 | 16 | Yes | Yes | 2015-02-11 |  | 2
FALSE | RA1436AD1 | 4760 | 7491555 | RHEEM SALES COMPANY, INC. | RA1436AJ1 | AC | Split System: Air-Cooled Condensing Unit, Coil with Blower | RA1436AJ1 |  | RCF3621MTAM | 13 | 15.5 | Yes | Yes | 2015-02-11 |  | 1
FALSE | RA1336AD1 | 4824 | 7521149 | RHEEM SALES COMPANY, INC. | RA1336AJ1 | AC | Split System: Air-Cooled Condensing Unit, Coil with Blower | RA1336AJ1 |  | RHBL-FR36T | 12 | 14.5 | Yes | Yes | 2015-02-11 |  | 0
FALSE | RA1660AC1 | 4920 | 7943777 | RHEEM SALES COMPANY, INC. | RA1660AC1 | AC | Split System: Air-Cooled Condensing Unit, Coil with Blower | RA1660AC1 |  | RCF6024HTAM | 13 | 15.5 | Yes | Yes | 2015-02-11 |  | 1
FALSE | RA1630AJ1 | 4916 | 7944057 | RHEEM SALES COMPANY, INC. | RA1630AJ1 | AC | Split System: Air-Cooled Condensing Unit, Coil with Blower | RA1630AJ1 |  | RCF3624MTAM | 13 | 16 | Yes | Yes | 2015-02-11 |  | 2
FALSE | RA1430AJ1 | 4759 | 7493672 | RHEEM SALES COMPANY, INC. | RA1430AJ1 | AC | Split System: Air-Cooled Condensing Unit, Coil with Blower | RA1430AJ1 |  | RHPN-HM3624 | 13 | 16 | Yes | Yes | 2015-02-11 |  | 2
FALSE | RA1630AJ1 | 4916 | 7941034 | RHEEM SALES COMPANY, INC. | RA1630AJ1 | AC | Split System: Air-Cooled Condensing Unit, Coil with Blower | RA1630AJ1 |  | RCF3624HTAM | 13 | 16 | Yes | Yes | 2015-02-11 |  | 2
FALSE | RA1436AD1 | 4760 | 7599798 | RHEEM SALES COMPANY, INC. | RA1436AD1 | AC | Split System: Air-Cooled Condensing Unit, Coil Alone | RA1436AD1 |  | RCF3621MTAM+RXMD-C04 | 12 | 14.5 | Yes | Yes | 2015-02-11 |  | 0
FALSE | RA1442AD1 | 4761 | 7492136 | RHEEM SALES COMPANY, INC. | RA1442AJ1 | AC | Split System: Air-Cooled Condensing Unit, Coil with Blower | RA1442AJ1 |  | RCFN-H*4824 | 12.5 | 15.1 | Yes | Yes | 2015-02-11 |  | 1
FALSE | RA1630AJ1 | 4916 | 7944016 | RHEEM SALES COMPANY, INC. | RA1630AJ1 | AC | Split System: Air-Cooled Condensing Unit, Coil with Blower | RA1630AJ1 |  | RCF3617STAM | 13 | 16 | Yes | Yes | 2015-02-11 |  | 2
FALSE | RA1660AC1 | 4920 | 7943779 | RHEEM SALES COMPANY, INC. | RA1660AC1 | AC | Split System: Air-Cooled Condensing Unit, Coil with Blower | RA1660AC1 |  | RCF6024HTAM | 12.5 | 15.1 | Yes | Yes | 2015-02-11 |  | 1
FALSE | RA1436AD1 | 4760 | 7599813 | RHEEM SALES COMPANY, INC. | RA1436AD1 | AC | Split System: Air-Cooled Condensing Unit, Coil with Blower | RA1436AD1 |  | RCF3621STAM | 12 | 14.5 | Yes | Yes | 2015-02-11 |  | 0
FALSE | RA1636AJ1 | 4917 | 7941667 | RHEEM SALES COMPANY, INC. | RA1636AC1 | AC | Split System: Air-Cooled Condensing Unit, Coil with Blower | RA1636AC1 |  | RCFL-H*3824 | 13 | 16 | Yes | Yes | 2015-02-11 |  | 2
FALSE | RA1436AD1 | 4760 | 7491613 | RHEEM SALES COMPANY, INC. | RA1436AJ1 | AC | Split System: Air-Cooled Condensing Unit, Coil with Blower | RA1436AJ1 |  | RCF3624HTAM | 13 | 16 | Yes | Yes | 2015-02-11 |  | 2
FALSE | RA1436AD1 | 4760 | 7491385 | RHEEM SALES COMPANY, INC. | RA1436AC1 | AC | Split System: Air-Cooled Condensing Unit, Coil with Blower | RA1436AC1 |  | RCFL-H*3621 | 12.5 | 15.1 | Yes | Yes | 2015-02-11 |  | 1
FALSE | RA1630AJ1 | 4916 | 7940908 | RHEEM SALES COMPANY, INC. | RA1630AJ1 | AC | Split System: Air-Cooled Condensing Unit, Coil with Blower | RA1630AJ1 |  | RCF3617STAM | 13 | 16 | Yes | Yes | 2015-02-11 |  | 2
FALSE | RA1430AJ1 | 4759 | 7491229 | RHEEM SALES COMPANY, INC. | RA1430AJ1 | AC | Split System: Air-Cooled Condensing Unit, Coil with Blower | RA1430AJ1 |  | RH1V3621MTAN | 13 | 16 | Yes | Yes | 2015-02-11 |  | 2
FALSE | RA1636AJ1 | 4917 | 7941436 | RHEEM SALES COMPANY, INC. | RA1636AC1 | AC | Split System: Air-Cooled Condensing Unit, Coil with Blower | RA1636AC1 |  | RCF3621STAM | 13 | 15.5 | Yes | Yes | 2015-02-11 |  | 1
FALSE | RA1442AD1 | 4761 | 7491967 | RHEEM SALES COMPANY, INC. | RA1442AC1 | AC | Split System: Air-Cooled Condensing Unit, Coil with Blower | RA1442AC1 |  | RCFN-H*4824 | 13 | 15.5 | Yes | Yes | 2015-02-11 |  | 1
FALSE | RA1636AJ1 | 4917 | 7942187 | RHEEM SALES COMPANY, INC. | RA1636AJ1 | AC | Split System: Air-Cooled Condensing Unit, Coil with Blower | RA1636AJ1 |  | RCQD-3624 | 13 | 16 | Yes | Yes | 2015-02-11 |  | 2
FALSE | RA1336AD1 | 4824 | 7508523 | RHEEM SALES COMPANY, INC. | RA1336AC1 | AC | Split System: Air-Cooled Condensing Unit, Coil with Blower | RA1336AC1 |  | RCQD-3624 | 12 | 14.5 | Yes | Yes | 2015-02-11 |  | 0
FALSE | RA1430AJ1 | 4759 | 7491116 | RHEEM SALES COMPANY, INC. | RA1430AJ1 | AC | Split System: Air-Cooled Condensing Unit, Coil with Blower | RA1430AJ1 |  | RCFL-H*3621 | 13 | 15.5 | Yes | Yes | 2015-02-11 |  | 1
FALSE | RA1336AD1 | 4824 | 7508843 | RHEEM SALES COMPANY, INC. | RA1336AJ1 | AC | Split System: Air-Cooled Condensing Unit, Coil with Blower | RA1336AJ1 |  | RCFN-H*3624 | 12.5 | 15.1 | Yes | Yes | 2015-02-11 |  | 1
FALSE | RA1436AD1 | 4760 | 7599949 | RHEEM SALES COMPANY, INC. | RA1436AD1 | AC | Split System: Air-Cooled Condensing Unit, Coil with Blower | RA1436AD1 |  | RCFL-H*3621 | 12.5 | 15.1 | Yes | Yes | 2015-02-11 |  | 1
FALSE | RA1624AJ1 | 4915 | 7940686 | RHEEM SALES COMPANY, INC. | RA1624AJ1 | AC | Split System: Air-Cooled Condensing Unit, Coil with Blower | RA1624AJ1 |  | RCF2421MTAM | 13 | 16 | Yes | Yes | 2015-02-11 |  | 2
FALSE | RA1418AJ1 | 4757 | 7490689 | RHEEM SALES COMPANY, INC. | RA1418AJ1 | AC | Split System: Air-Cooled Condensing Unit, Coil with Blower | RA1418AJ1 |  | RCFN-H*2421 | 13 | 16 | Yes | Yes | 2015-02-11 |  | 2
FALSE | RA1648AJ1 | 4919 | 7942957 | RHEEM SALES COMPANY, INC. | RA1648AC1 | AC | Split System: Air-Cooled Condensing Unit, Coil with Blower | RA1648AC1 |  | RCF4824HTAM | 13 | 16 | Yes | Yes | 2015-02-11 |  | 2
FALSE | RA1318AJ1 | 4821 | 7507564 | RHEEM SALES COMPANY, INC. | RA1318AJ1 | AC | Split System: Air-Cooled Condensing Unit, Coil with Blower | RA1318AJ1 |  | RCFN-H*2417 | 12 | 14.5 | Yes | Yes | 2015-02-11 |  | 0
FALSE | RA1430AJ1 | 4759 | 7491215 | RHEEM SALES COMPANY, INC. | RA1430AJ1 | AC | Split System: Air-Cooled Condensing Unit, Coil with Blower | RA1430AJ1 |  | RCFN-H*3624 | 13 | 16 | Yes | Yes | 2015-02-11 |  | 2
FALSE | RA1442AD1 | 4761 | 7600362 | RHEEM SALES COMPANY, INC. | RA1442AD1 | AC | Split System: Air-Cooled Condensing Unit, Coil with Blower | RA1442AD1 |  | RCF4824STAM | 12 | 14.5 | Yes | Yes | 2015-02-11 |  | 0
FALSE | RA1424AJ1 | 4758 | 7490822 | RHEEM SALES COMPANY, INC. | RA1424AJ1 | AC | Split System: Air-Cooled Condensing Unit, Coil with Blower | RA1424AJ1 |  | RCF2421MTAM | 13 | 15.5 | Yes | Yes | 2015-02-11 |  | 1
FALSE | RA1648AJ1 | 4919 | 7943346 | RHEEM SALES COMPANY, INC. | RA1648AJ1 | AC | Split System: Air-Cooled Condensing Unit, Coil with Blower | RA1648AJ1 |  | RCFL-H*4821 | 12.5 | 15.1 | Yes | Yes | 2015-02-11 |  | 1
FALSE | RA1624AJ1 | 4915 | 7940659 | RHEEM SALES COMPANY, INC. | RA1624AJ1 | AC | Split System: Air-Cooled Condensing Unit, Coil with Blower | RA1624AJ1 |  | RCF2421HTAM | 13 | 16 | Yes | Yes | 2015-02-11 |  | 2
FALSE | RA1418AJ1 | 4757 | 7490530 | RHEEM SALES COMPANY, INC. | RA1418AJ1 | AC | Split System: Air-Cooled Condensing Unit, Coil with Blower | RA1418AJ1 |  | RCF2417HTAM | 13 | 16 | Yes | Yes | 2015-02-11 |  | 2
FALSE | RA1436AD1 | 4760 | 7491757 | RHEEM SALES COMPANY, INC. | RA1436AJ1 | AC | Split System: Air-Cooled Condensing Unit, Coil with Blower | RA1436AJ1 |  | RCFL-H*3824 | 13 | 15.5 | Yes | Yes | 2015-02-11 |  | 1
FALSE | RA1636AJ1 | 4917 | 7941515 | RHEEM SALES COMPANY, INC. | RA1636AC1 | AC | Split System: Air-Cooled Condensing Unit, Coil with Blower | RA1636AC1 |  | RCF3624MTAM | 13 | 16 | Yes | Yes | 2015-02-11 |  | 2
FALSE | RA1636AJ1 | 4917 | 7942029 | RHEEM SALES COMPANY, INC. | RA1636AJ1 | AC | Split System: Air-Cooled Condensing Unit, Coil with Blower | RA1636AJ1 |  | RCFL-H*3621 | 13 | 15.5 | Yes | Yes | 2015-02-11 |  | 1
FALSE | RA1442AD1 | 4761 | 7600476 | RHEEM SALES COMPANY, INC. | RA1442AD1 | AC | Split System: Air-Cooled Condensing Unit, Coil with Blower | RA1442AD1 |  | RCFN-H*4824 | 13 | 15.5 | Yes | Yes | 2015-02-11 |  | 1
FALSE | RA1630AJ1 | 4916 | 7941295 | RHEEM SALES COMPANY, INC. | RA1630AJ1 | AC | Split System: Air-Cooled Condensing Unit, Coil with Blower | RA1630AJ1 |  | RCQD-3621 | 13 | 16 | Yes | Yes | 2015-02-11 |  | 2
FALSE | RA1648AJ1 | 4919 | 7942998 | RHEEM SALES COMPANY, INC. | RA1648AC1 | AC | Split System: Air-Cooled Condensing Unit, Coil with Blower | RA1648AC1 |  | RCF4824STAM | 13 | 15.5 | Yes | Yes | 2015-02-11 |  | 1
FALSE | RA1424AJ1 | 4758 | 7490765 | RHEEM SALES COMPANY, INC. | RA1424AJ1 | AC | Split System: Air-Cooled Condensing Unit, Coil with Blower | RA1424AJ1 |  | RCF2417STAM | 12 | 14.5 | Yes | Yes | 2015-02-11 |  | 0
FALSE | RA1660AC1 | 4920 | 7943707 | RHEEM SALES COMPANY, INC. | RA1660AJ1 | AC | Split System: Air-Cooled Condensing Unit, Coil with Blower | RA1660AJ1 |  | RCQD-6024 | 12.5 | 15.1 | Yes | Yes | 2015-02-11 |  | 1
FALSE | RA1436AD1 | 4760 | 7491408 | RHEEM SALES COMPANY, INC. | RA1436AC1 | AC | Split System: Air-Cooled Condensing Unit, Coil with Blower | RA1436AC1 |  | RCFL-H*3821 | 12.5 | 15.1 | Yes | Yes | 2015-02-11 |  | 1
FALSE | RA1448AD1 | 4762 | 7600808 | RHEEM SALES COMPANY, INC. | RA1448AD1 | AC | Split System: Air-Cooled Condensing Unit, Coil with Blower | RA1448AD1 |  | RCQD-4821 | 12 | 14.5 | Yes | Yes | 2015-02-11 |  | 0
FALSE | RA1618AJ1 | 4914 | 7940377 | RHEEM SALES COMPANY, INC. | RA1618AJ1 | AC | Split System: Air-Cooled Condensing Unit, Coil with Blower | RA1618AJ1 |  | RCF2421HTAM | 13 | 16 | Yes | Yes | 2015-02-11 |  | 2
FALSE | RA1648AJ1 | 4919 | 7943433 | RHEEM SALES COMPANY, INC. | RA1648AJ1 | AC | Split System: Air-Cooled Condensing Unit, Coil with Blower | RA1648AJ1 |  | RCFN-H*4824 | 13 | 16 | Yes | Yes | 2015-02-11 |  | 2
FALSE | RA1418AJ1 | 4757 | 7944927 | RHEEM SALES COMPANY, INC. | RA1418AJ1 | AC | Split System: Air-Cooled Condensing Unit, Coil with Blower | RA1418AJ1 |  | RCF2421MTAM | 13 | 16 | Yes | Yes | 2015-02-11 |  | 2
FALSE | RA1424AJ1 | 4758 | 7490744 | RHEEM SALES COMPANY, INC. | RA1424AJ1 | AC | Split System: Air-Cooled Condensing Unit, Coil with Blower | RA1424AJ1 |  | RCF2417HTAM | 13 | 15.5 | Yes | Yes | 2015-02-11 |  | 1
FALSE | RA1636AJ1 | 4917 | 7941659 | RHEEM SALES COMPANY, INC. | RA1636AC1 | AC | Split System: Air-Cooled Condensing Unit, Coil with Blower | RA1636AC1 |  | RCFL-H*3821 | 13 | 16 | Yes | Yes | 2015-02-11 |  | 2
FALSE | RA1436AD1 | 4760 | 7501030 | RHEEM SALES COMPANY, INC. | RA1436AC1 | AC | Split System: Air-Cooled Condensing Unit, Coil with Blower | RA1436AC1 |  | RCF3624MTAM | 13 | 16 | Yes | Yes | 2015-02-11 |  | 2
FALSE | RA1642AJ1 | 4918 | 7942342 | RHEEM SALES COMPANY, INC. | RA1642AC1 | AC | Split System: Air-Cooled Condensing Unit, Coil Alone | RA1642AC1 |  | RCF4824STAM+RXMD-C04 | 12.2 | 14.5 | Yes | Yes | 2015-02-11 |  | 0
FALSE | RA1336AD1 | 4824 | 7508874 | RHEEM SALES COMPANY, INC. | RA1336AJ1 | AC | Split System: Air-Cooled Condensing Unit, Coil with Blower | RA1336AJ1 |  | RCQD-3621 | 12.5 | 15 | Yes | Yes | 2015-02-11 |  | 1
FALSE | RA1624AJ1 | 4915 | 7940858 | RHEEM SALES COMPANY, INC. | RA1624AJ1 | AC | Split System: Air-Cooled Condensing Unit, Coil with Blower | RA1624AJ1 |  | RCFN-H*2421 | 13 | 16 | Yes | Yes | 2015-02-11 |  | 2
FALSE | RA1460AD1 | 4763 | 7492674 | RHEEM SALES COMPANY, INC. | RA1460AJ1 | AC | Split System: Air-Cooled Condensing Unit, Coil with Blower | RA1460AJ1 |  | RH1V6024STAN | 12 | 14.5 | Yes | Yes | 2015-02-11 |  | 0
FALSE | RA1660AC1 | 4920 | 7943629 | RHEEM SALES COMPANY, INC. | RA1660AJ1 | AC | Split System: Air-Cooled Condensing Unit, Coil with Blower | RA1660AJ1 |  | RCFL-H*6024 | 12.5 | 15.1 | Yes | Yes | 2015-02-11 |  | 1
FALSE | RA1448AD1 | 4762 | 7492350 | RHEEM SALES COMPANY, INC. | RA1448AC1 | AC | Split System: Air-Cooled Condensing Unit, Coil with Blower | RA1448AC1 |  | RCQD-4824 | 12 | 14.5 | Yes | Yes | 2015-02-11 |  | 0
FALSE | RA1642AJ1 | 4918 | 7942465 | RHEEM SALES COMPANY, INC. | RA1642AC1 | AC | Split System: Air-Cooled Condensing Unit, Coil with Blower | RA1642AC1 |  | RCFN-H*4824 | 13 | 16 | Yes | Yes | 2015-02-11 |  | 2
FALSE | RA1430AJ1 | 4759 | 7500970 | RHEEM SALES COMPANY, INC. | RA1430AJ1 | AC | Split System: Air-Cooled Condensing Unit, Coil with Blower | RA1430AJ1 |  | RCF3617STAM | 12.5 | 15.1 | Yes | Yes | 2015-02-11 |  | 1
FALSE | RA1630AJ1 | 4916 | 7941183 | RHEEM SALES COMPANY, INC. | RA1630AJ1 | AC | Split System: Air-Cooled Condensing Unit, Coil with Blower | RA1630AJ1 |  | RCFL-H*3821 | 13 | 16 | Yes | Yes | 2015-02-11 |  | 2
FALSE | RA1648AJ1 | 4919 | 7942904 | RHEEM SALES COMPANY, INC. | RA1648AC1 | AC | Split System: Air-Cooled Condensing Unit, Coil with Blower | RA1648AC1 |  | RCF4821STAM | 13 | 15.5 | Yes | Yes | 2015-02-11 |  | 1
FALSE | RA1648AJ1 | 4919 | 7942949 | RHEEM SALES COMPANY, INC. | RA1648AC1 | AC | Split System: Air-Cooled Condensing Unit, Coil with Blower | RA1648AC1 |  | RCF4824HTAM | 13 | 16 | Yes | Yes | 2015-02-11 |  | 2
FALSE | RA1442AD1 | 4761 | 7492105 | RHEEM SALES COMPANY, INC. | RA1442AJ1 | AC | Split System: Air-Cooled Condensing Unit, Coil with Blower | RA1442AJ1 |  | RCFL-H*4824 | 12 | 14.5 | Yes | Yes | 2015-02-11 |  | 0
FALSE | RA1618AJ1 | 4914 | 7940422 | RHEEM SALES COMPANY, INC. | RA1618AJ1 | AC | Split System: Air-Cooled Condensing Unit, Coil with Blower | RA1618AJ1 |  | RCFL-H*2417 | 13 | 16 | Yes | Yes | 2015-02-11 |  | 2
FALSE | RA1442AD1 | 4761 | 7600482 | RHEEM SALES COMPANY, INC. | RA1442AD1 | AC | Split System: Air-Cooled Condensing Unit, Coil with Blower | RA1442AD1 |  | RCFN-H*4824 | 13 | 15.5 | Yes | Yes | 2015-02-11 |  | 1
FALSE | RA1636AJ1 | 4917 | 7944132 | RHEEM SALES COMPANY, INC. | RA1636AJ1 | AC | Split System: Air-Cooled Condensing Unit, Coil with Blower | RA1636AJ1 |  | RCF3617STAM | 12.2 | 14.5 | Yes | Yes | 2015-02-11 |  | 0
FALSE | RA1636AJ1 | 4917 | 7942003 | RHEEM SALES COMPANY, INC. | RA1636AJ1 | AC | Split System: Air-Cooled Condensing Unit, Coil with Blower | RA1636AJ1 |  | RCFL-H*3621 | 13 | 16 | Yes | Yes | 2015-02-11 |  | 2
FALSE | RA1442AD1 | 4761 | 7492112 | RHEEM SALES COMPANY, INC. | RA1442AJ1 | AC | Split System: Air-Cooled Condensing Unit, Coil with Blower | RA1442AJ1 |  | RCFL-H*4824 | 12 | 14.5 | Yes | Yes | 2015-02-11 |  | 0
FALSE | RA1636AJ1 | 4917 | 7941618 | RHEEM SALES COMPANY, INC. | RA1636AC1 | AC | Split System: Air-Cooled Condensing Unit, Coil with Blower | RA1636AC1 |  | RCFL-H*3821 | 13 | 16 | Yes | Yes | 2015-02-11 |  | 2
FALSE | RA1660AC1 | 4920 | 7943586 | RHEEM SALES COMPANY, INC. | RA1660AJ1 | AC | Split System: Air-Cooled Condensing Unit, Coil with Blower | RA1660AJ1 |  | RCF6024STAM | 12.5 | 15.1 | Yes | Yes | 2015-02-11 |  | 1
FALSE | RA1436AD1 | 4760 | 7600110 | RHEEM SALES COMPANY, INC. | RA1436AD1 | AC | Split System: Air-Cooled Condensing Unit, Coil with Blower | RA1436AD1 |  | RCQD-3621 | 13 | 16 | Yes | Yes | 2015-02-11 |  | 2
FALSE | RA1442AD1 | 4761 | 7501127 | RHEEM SALES COMPANY, INC. | RA1442AC1 | AC | Split System: Air-Cooled Condensing Unit, Coil with Blower | RA1442AC1 |  | RCFN-H*4824 | 13 | 15.5 | Yes | Yes | 2015-02-11 |  | 1
FALSE | RA1630AJ1 | 4916 | 7941092 | RHEEM SALES COMPANY, INC. | RA1630AJ1 | AC | Split System: Air-Cooled Condensing Unit, Coil with Blower | RA1630AJ1 |  | RCFL-H*3617 | 13 | 16 | Yes | Yes | 2015-02-11 |  | 2
FALSE | RA1636AJ1 | 4917 | 7941882 | RHEEM SALES COMPANY, INC. | RA1636AJ1 | AC | Split System: Air-Cooled Condensing Unit, Coil with Blower | RA1636AJ1 |  | RCF3621STAM | 12.5 | 15.1 | Yes | Yes | 2015-02-11 |  | 1
FALSE | RA1418AJ1 | 4757 | 7944915 | RHEEM SALES COMPANY, INC. | RA1418AJ1 | AC | Split System: Air-Cooled Condensing Unit, Coil with Blower | RA1418AJ1 |  | RCF2417MTAM | 13 | 16 | Yes | Yes | 2015-02-11 |  | 2
FALSE | RA1436AD1 | 4760 | 7600167 | RHEEM SALES COMPANY, INC. | RA1436AD1 | AC | Split System: Air-Cooled Condensing Unit, Coil with Blower | RA1436AD1 |  | RHML-HM3621 | 13 | 16 | Yes | Yes | 2015-02-11 |  | 2
FALSE | RA1442AD1 | 4761 | 7492014 | RHEEM SALES COMPANY, INC. | RA1442AJ1 | AC | Split System: Air-Cooled Condensing Unit, Coil with Blower | RA1442AJ1 |  | RCF4821STAM | 12.5 | 15 | Yes | Yes | 2015-02-11 |  | 1
FALSE | RA1648AJ1 | 4919 | 7942931 | RHEEM SALES COMPANY, INC. | RA1648AC1 | AC | Split System: Air-Cooled Condensing Unit, Coil with Blower | RA1648AC1 |  | RCF4821STAM | 13 | 16 | Yes | Yes | 2015-02-11 |  | 2
FALSE | RA1448AD1 | 4762 | 7601559 | RHEEM SALES COMPANY, INC. | RA1448AJ1 | AC | Split System: Air-Cooled Condensing Unit, Coil with Blower | RA1448AJ1 |  | RCF4821STAM | 12 | 14.5 | Yes | Yes | 2015-02-11 |  | 0
FALSE | RA1442AD1 | 4761 | 7601524 | RHEEM SALES COMPANY, INC. | RA1442AJ1 | AC | Split System: Air-Cooled Condensing Unit, Coil with Blower | RA1442AJ1 |  | RCFL-H*4824 | 12 | 14.5 | Yes | Yes | 2015-02-11 |  | 0
FALSE | RA1418AJ1 | 4757 | 7490561 | RHEEM SALES COMPANY, INC. | RA1418AJ1 | AC | Split System: Air-Cooled Condensing Unit, Coil with Blower | RA1418AJ1 |  | RCF2421HTAM | 13 | 15.5 | Yes | Yes | 2015-02-11 |  | 1
FALSE | RA1436AD1 | 4760 | 7491351 | RHEEM SALES COMPANY, INC. | RA1436AC1 | AC | Split System: Air-Cooled Condensing Unit, Coil with Blower | RA1436AC1 |  | RCF3624MTAM | 13 | 15.5 | Yes | Yes | 2015-02-11 |  | 1
FALSE | RA1436AD1 | 4760 | 7599836 | RHEEM SALES COMPANY, INC. | RA1436AD1 | AC | Split System: Air-Cooled Condensing Unit, Coil with Blower | RA1436AD1 |  | RCF3621STAM | 12.5 | 15.1 | Yes | Yes | 2015-02-11 |  | 1
FALSE | RA1436AD1 | 4760 | 7491737 | RHEEM SALES COMPANY, INC. | RA1436AJ1 | AC | Split System: Air-Cooled Condensing Unit, Coil with Blower | RA1436AJ1 |  | RCFL-H*3824 | 13 | 15.5 | Yes | Yes | 2015-02-11 |  | 1
FALSE | RA1430AJ1 | 4759 | 7944973 | RHEEM SALES COMPANY, INC. | RA1430AJ1 | AC | Split System: Air-Cooled Condensing Unit, Coil with Blower | RA1430AJ1 |  | RCF3621STAM | 12.5 | 15.1 | Yes | Yes | 2015-02-11 |  | 1
FALSE | RA1442AD1 | 4761 | 7491864 | RHEEM SALES COMPANY, INC. | RA1442AC1 | AC | Split System: Air-Cooled Condensing Unit, Coil with Blower | RA1442AC1 |  | RCF4824HTAM | 12.5 | 15.1 | Yes | Yes | 2015-02-11 |  | 1
FALSE | RA1436AD1 | 4760 | 7501046 | RHEEM SALES COMPANY, INC. | RA1436AC1 | AC | Split System: Air-Cooled Condensing Unit, Coil with Blower | RA1436AC1 |  | RCFL-H*3821 | 13 | 15.5 | Yes | Yes | 2015-02-11 |  | 1
FALSE | RA1630AJ1 | 4916 | 7941304 | RHEEM SALES COMPANY, INC. | RA1630AJ1 | AC | Split System: Air-Cooled Condensing Unit, Coil with Blower | RA1630AJ1 |  | RCQD-3621 | 13 | 16 | Yes | Yes | 2015-02-11 |  | 2
FALSE | RA1636AJ1 | 4917 | 7941545 | RHEEM SALES COMPANY, INC. | RA1636AC1 | AC | Split System: Air-Cooled Condensing Unit, Coil with Blower | RA1636AC1 |  | RCFL-H*3617 | 12.5 | 15.1 | Yes | Yes | 2015-02-11 |  | 1
FALSE | RA1436AD1 | 4760 | 7600002 | RHEEM SALES COMPANY, INC. | RA1436AD1 | AC | Split System: Air-Cooled Condensing Unit, Coil with Blower | RA1436AD1 |  | RCFL-H*3821 | 12.5 | 15.1 | Yes | Yes | 2015-02-11 |  | 1
FALSE | RA1648AJ1 | 4919 | 7942896 | RHEEM SALES COMPANY, INC. | RA1648AC1 | AC | Split System: Air-Cooled Condensing Unit, Coil with Blower | RA1648AC1 |  | RCF4821STAM | 13 | 16 | Yes | Yes | 2015-02-11 |  | 2
FALSE | RA1648AJ1 | 4919 | 7943199 | RHEEM SALES COMPANY, INC. | RA1648AC1 | AC | Split System: Air-Cooled Condensing Unit, Coil with Blower | RA1648AC1 |  | RCQD-4824 | 13 | 16 | Yes | Yes | 2015-02-11 |  | 2
FALSE | RA1648AJ1 | 4919 | 7943019 | RHEEM SALES COMPANY, INC. | RA1648AC1 | AC | Split System: Air-Cooled Condensing Unit, Coil with Blower | RA1648AC1 |  | RCFL-H*4821 | 12.5 | 15.1 | Yes | Yes | 2015-02-11 |  | 1
FALSE | RA1436AD1 | 4760 | 7491775 | RHEEM SALES COMPANY, INC. | RA1436AJ1 | AC | Split System: Air-Cooled Condensing Unit, Coil with Blower | RA1436AJ1 |  | RCQD-3621 | 13 | 16 | Yes | Yes | 2015-02-11 |  | 2
FALSE | RA1418AJ1 | 4757 | 7490645 | RHEEM SALES COMPANY, INC. | RA1418AJ1 | AC | Split System: Air-Cooled Condensing Unit, Coil with Blower | RA1418AJ1 |  | RCFL-H*2617 | 13 | 16 | Yes | Yes | 2015-02-11 |  | 2
FALSE | RA1418AJ1 | 4757 | 7490679 | RHEEM SALES COMPANY, INC. | RA1418AJ1 | AC | Split System: Air-Cooled Condensing Unit, Coil with Blower | RA1418AJ1 |  | RCFN-H*2417 | 13 | 16 | Yes | Yes | 2015-02-11 |  | 2
FALSE | RA1630AJ1 | 4916 | 7940913 | RHEEM SALES COMPANY, INC. | RA1630AJ1 | AC | Split System: Air-Cooled Condensing Unit, Coil with Blower | RA1630AJ1 |  | RCF3617STAM | 13 | 16 | Yes | Yes | 2015-02-11 |  | 2
FALSE | RA1430AJ1 | 4759 | 7491079 | RHEEM SALES COMPANY, INC. | RA1430AJ1 | AC | Split System: Air-Cooled Condensing Unit, Coil with Blower | RA1430AJ1 |  | RCF3624MTAM | 13 | 16 | Yes | Yes | 2015-02-11 |  | 2
FALSE | RA1436AD1 | 4760 | 7599916 | RHEEM SALES COMPANY, INC. | RA1436AD1 | AC | Split System: Air-Cooled Condensing Unit, Coil Alone | RA1436AD1 |  | RCF3624MTAM+RXMD-C04 | 12 | 14.5 | Yes | Yes | 2015-02-11 |  | 0
FALSE | RA1442AD1 | 4761 | 7600447 | RHEEM SALES COMPANY, INC. | RA1442AD1 | AC | Split System: Air-Cooled Condensing Unit, Coil with Blower | RA1442AD1 |  | RCFL-H*4824 | 12 | 14.5 | Yes | Yes | 2015-02-11 |  | 0
FALSE | RA1436AD1 | 4760 | 7491584 | RHEEM SALES COMPANY, INC. | RA1436AJ1 | AC | Split System: Air-Cooled Condensing Unit, Coil with Blower | RA1436AJ1 |  | RCF3621STAM | 12 | 14.5 | Yes | Yes | 2015-02-11 |  | 0
FALSE | RA1442AD1 | 4761 | 7491892 | RHEEM SALES COMPANY, INC. | RA1442AC1 | AC | Split System: Air-Cooled Condensing Unit, Coil with Blower | RA1442AC1 |  | RCF4824STAM | 12.5 | 15 | Yes | Yes | 2015-02-11 |  | 1
FALSE | RA1618AJ1 | 4914 | 7940547 | RHEEM SALES COMPANY, INC. | RA1618AJ1 | AC | Split System: Air-Cooled Condensing Unit, Coil with Blower | RA1618AJ1 |  | RCQD-2417 | 13 | 16 | Yes | Yes | 2015-02-11 |  | 2
FALSE | RA1330AJ1 | 4823 | 7508085 | RHEEM SALES COMPANY, INC. | RA1330AJ1 | AC | Split System: Air-Cooled Condensing Unit, Coil with Blower | RA1330AJ1 |  | RCFL-H*3824 | 12.5 | 15 | Yes | Yes | 2015-02-11 |  | 1
FALSE | RA1418AJ1 | 4757 | 7490717 | RHEEM SALES COMPANY, INC. | RA1418AJ1 | AC | Split System: Air-Cooled Condensing Unit, Coil with Blower | RA1418AJ1 |  | RCQD-2417 | 13 | 16 | Yes | Yes | 2015-02-11 |  | 2
FALSE | RA1648AJ1 | 4919 | 7943391 | RHEEM SALES COMPANY, INC. | RA1648AJ1 | AC | Split System: Air-Cooled Condensing Unit, Coil with Blower | RA1648AJ1 |  | RCFL-H*4824 | 13 | 16 | Yes | Yes | 2015-02-11 |  | 2
FALSE | RA1660AC1 | 4920 | 7943791 | RHEEM SALES COMPANY, INC. | RA1660AC1 | AC | Split System: Air-Cooled Condensing Unit, Coil with Blower | RA1660AC1 |  | RCF6024HTAM | 13 | 15.5 | Yes | Yes | 2015-02-11 |  | 1
FALSE | RA1442AD1 | 4761 | 7600249 | RHEEM SALES COMPANY, INC. | RA1442AC1 | AC | Split System: Air-Cooled Condensing Unit, Coil with Blower | RA1442AC1 |  | RCF4824STAM | 12.5 | 15 | Yes | Yes | 2015-02-11 |  | 1
FALSE | RA1660AC1 | 4920 | 7943664 | RHEEM SALES COMPANY, INC. | RA1660AJ1 | AC | Split System: Air-Cooled Condensing Unit, Coil with Blower | RA1660AJ1 |  | RCFN-H*6024 | 12.5 | 15.1 | Yes | Yes | 2015-02-11 |  | 1
FALSE | RA1448AD1 | 4762 | 7492227 | RHEEM SALES COMPANY, INC. | RA1448AC1 | AC | Split System: Air-Cooled Condensing Unit, Coil with Blower | RA1448AC1 |  | RCF4824STAM | 12 | 14.5 | Yes | Yes | 2015-02-11 |  | 0
FALSE | RA1436AD1 | 4760 | 7491252 | RHEEM SALES COMPANY, INC. | RA1436AC1 | AC | Split System: Air-Cooled Condensing Unit, Coil with Blower | RA1436AC1 |  | RCF3617STAM | 12.5 | 15 | Yes | Yes | 2015-02-11 |  | 1
FALSE | RA1430AJ1 | 4759 | 7522125 | RHEEM SALES COMPANY, INC. | RA1430AJ1 | AC | Split System: Air-Cooled Condensing Unit, Coil with Blower | RA1430AJ1 |  | RHBL-FR36T | 13 | 16 | Yes | Yes | 2015-02-11 |  | 2
FALSE | RA1630AJ1 | 4916 | 7944021 | RHEEM SALES COMPANY, INC. | RA1630AJ1 | AC | Split System: Air-Cooled Condensing Unit, Coil with Blower | RA1630AJ1 |  | RCF3617STAM | 13 | 16 | Yes | Yes | 2015-02-11 |  | 2
FALSE | RA1318AJ1 | 4821 | 7507501 | RHEEM SALES COMPANY, INC. | RA1318AJ1 | AC | Split System: Air-Cooled Condensing Unit, Coil with Blower | RA1318AJ1 |  | RCFL-H*2417 | 12 | 14.5 | Yes | Yes | 2015-02-11 |  | 0
FALSE | RA1424AJ1 | 4758 | 7607059 | RHEEM SALES COMPANY, INC. | RA1424AJ1 | AC | Split System: Air-Cooled Condensing Unit, Coil with Blower | RA1424AJ1 |  | RCFL-H*2621 | 13 | 15.5 | Yes | Yes | 2015-02-11 |  | 1
FALSE | RA1636AJ1 | 4917 | 7942115 | RHEEM SALES COMPANY, INC. | RA1636AJ1 | AC | Split System: Air-Cooled Condensing Unit, Coil with Blower | RA1636AJ1 |  | RCFL-H*3824 | 13 | 16 | Yes | Yes | 2015-02-11 |  | 2
FALSE | RA1430AJ1 | 4759 | 7490971 | RHEEM SALES COMPANY, INC. | RA1430AJ1 | AC | Split System: Air-Cooled Condensing Unit, Coil with Blower | RA1430AJ1 |  | RCF3617STAM | 12.5 | 15.1 | Yes | Yes | 2015-02-11 |  | 1
FALSE | RA1418AJ1 | 4757 | 7601320 | RHEEM SALES COMPANY, INC. | RA1418AJ1 | AC | Split System: Air-Cooled Condensing Unit, Coil with Blower | RA1418AJ1 |  | RCF2421MTAM | 13 | 16 | Yes | Yes | 2015-02-11 |  | 2
FALSE | RA1336AD1 | 4824 | 7508214 | RHEEM SALES COMPANY, INC. | RA1336AC1 | AC | Split System: Air-Cooled Condensing Unit, Coil with Blower | RA1336AC1 |  | RCF3621MTAM | 12 | 14.5 | Yes | Yes | 2015-02-11 |  | 0
FALSE | RA1436AD1 | 4760 | 7599697 | RHEEM SALES COMPANY, INC. | RA1436AC1 | AC | Split System: Air-Cooled Condensing Unit, Coil with Blower | RA1436AC1 |  | RCF3624MTAM | 13 | 16 | Yes | Yes | 2015-02-11 |  | 2
FALSE | RA1336AD1 | 4824 | 7508841 | RHEEM SALES COMPANY, INC. | RA1336AJ1 | AC | Split System: Air-Cooled Condensing Unit, Coil with Blower | RA1336AJ1 |  | RCFN-H*3624 | 12.5 | 15.1 | Yes | Yes | 2015-02-11 |  | 1
FALSE | RA1630AJ1 | 4916 | 7941146 | RHEEM SALES COMPANY, INC. | RA1630AJ1 | AC | Split System: Air-Cooled Condensing Unit, Coil with Blower | RA1630AJ1 |  | RCFL-H*3621 | 13 | 16 | Yes | Yes | 2015-02-11 |  | 2
FALSE | RA1630AJ1 | 4916 | 7941321 | RHEEM SALES COMPANY, INC. | RA1630AJ1 | AC | Split System: Air-Cooled Condensing Unit, Coil with Blower | RA1630AJ1 |  | RCQD-3624 | 13 | 16 | Yes | Yes | 2015-02-11 |  | 2
FALSE | RA1336AD1 | 4824 | 7508641 | RHEEM SALES COMPANY, INC. | RA1336AJ1 | AC | Split System: Air-Cooled Condensing Unit, Coil with Blower | RA1336AJ1 |  | RCF3624HTAM | 12.5 | 15.1 | Yes | Yes | 2015-02-11 |  | 1
FALSE | RA1648AJ1 | 4919 | 7943098 | RHEEM SALES COMPANY, INC. | RA1648AC1 | AC | Split System: Air-Cooled Condensing Unit, Coil with Blower | RA1648AC1 |  | RCFL-H*4824 | 13 | 15.5 | Yes | Yes | 2015-02-11 |  | 1
FALSE | RA1336AD1 | 4824 | 7508591 | RHEEM SALES COMPANY, INC. | RA1336AJ1 | AC | Split System: Air-Cooled Condensing Unit, Coil with Blower | RA1336AJ1 |  | RCF3621MTAM | 12 | 14.5 | Yes | Yes | 2015-02-11 |  | 0
FALSE | RA1336AD1 | 4824 | 7508887 | RHEEM SALES COMPANY, INC. | RA1336AJ1 | AC | Split System: Air-Cooled Condensing Unit, Coil with Blower | RA1336AJ1 |  | RCQD-3624 | 12 | 14.5 | Yes | Yes | 2015-02-11 |  | 0
FALSE | RA1624AJ1 | 4915 | 7940751 | RHEEM SALES COMPANY, INC. | RA1624AJ1 | AC | Split System: Air-Cooled Condensing Unit, Coil with Blower | RA1624AJ1 |  | RCFL-H*2617 | 13 | 16 | Yes | Yes | 2015-02-11 |  | 2
FALSE | RA1642AJ1 | 4918 | 7942794 | RHEEM SALES COMPANY, INC. | RA1642AJ1 | AC | Split System: Air-Cooled Condensing Unit, Coil with Blower | RA1642AJ1 |  | RCFN-H*4824 | 13 | 16 | Yes | Yes | 2015-02-11 |  | 2
FALSE | RA1648AJ1 | 4919 | 7943322 | RHEEM SALES COMPANY, INC. | RA1648AJ1 | AC | Split System: Air-Cooled Condensing Unit, Coil with Blower | RA1648AJ1 |  | RCF4824STAM | 13 | 16 | Yes | Yes | 2015-02-11 |  | 2
FALSE | RA1330AJ1 | 4823 | 7508173 | RHEEM SALES COMPANY, INC. | RA1330AJ1 | AC | Split System: Air-Cooled Condensing Unit, Coil with Blower | RA1330AJ1 |  | RCQD-3624 | 12.5 | 15.1 | Yes | Yes | 2015-02-11 |  | 1
FALSE | RA1630AJ1 | 4916 | 7941314 | RHEEM SALES COMPANY, INC. | RA1630AJ1 | AC | Split System: Air-Cooled Condensing Unit, Coil with Blower | RA1630AJ1 |  | RCQD-3621 | 13 | 16 | Yes | Yes | 2015-02-11 |  | 2
FALSE | RA1448AD1 | 4762 | 7600686 | RHEEM SALES COMPANY, INC. | RA1448AD1 | AC | Split System: Air-Cooled Condensing Unit, Coil with Blower | RA1448AD1 |  | RCF4824STAM | 12 | 14.5 | Yes | Yes | 2015-02-11 |  | 0
FALSE | RA1436AD1 | 4760 | 7491434 | RHEEM SALES COMPANY, INC. | RA1436AC1 | AC | Split System: Air-Cooled Condensing Unit, Coil with Blower | RA1436AC1 |  | RCFL-H*3821 | 13 | 15.5 | Yes | Yes | 2015-02-11 |  | 1
FALSE | RA1336AD1 | 4824 | 7508902 | RHEEM SALES COMPANY, INC. | RA1336AJ1 | AC | Split System: Air-Cooled Condensing Unit, Coil with Blower | RA1336AJ1 |  | RCQD-3624 | 12 | 14.5 | Yes | Yes | 2015-02-11 |  | 0
FALSE | RA1642AJ1 | 4918 | 7942819 | RHEEM SALES COMPANY, INC. | RA1642AJ1 | AC | Split System: Air-Cooled Condensing Unit, Coil with Blower | RA1642AJ1 |  | RCQD-4821 | 13 | 16 | Yes | Yes | 2015-02-11 |  | 2
FALSE | RA1436AD1 | 4760 | 7491569 | RHEEM SALES COMPANY, INC. | RA1436AJ1 | AC | Split System: Air-Cooled Condensing Unit, Coil with Blower | RA1436AJ1 |  | RCF3621MTAM | 13 | 15.5 | Yes | Yes | 2015-02-11 |  | 1
FALSE | RA1442AD1 | 4761 | 7493658 | RHEEM SALES COMPANY, INC. | RA1442AJ1 | AC | Split System: Air-Cooled Condensing Unit, Coil Alone | RA1442AJ1 |  | RCF4824HTAM+RXMD-C04 | 12 | 14.5 | Yes | Yes | 2015-02-11 |  | 0
FALSE | RA1436AD1 | 4760 | 7600180 | RHEEM SALES COMPANY, INC. | RA1436AJ1 | AC | Split System: Air-Cooled Condensing Unit, Coil with Blower | RA1436AJ1 |  | RCF3621MTAM | 13 | 15.5 | Yes | Yes | 2015-02-11 |  | 1
FALSE | RA1436AD1 | 4760 | 7601397 | RHEEM SALES COMPANY, INC. | RA1436AC1 | AC | Split System: Air-Cooled Condensing Unit, Coil with Blower | RA1436AC1 |  | RCF3621MTAM | 12.5 | 15.1 | Yes | Yes | 2015-02-11 |  | 1
FALSE | RA1324AJ1 | 4822 | 7507832 | RHEEM SALES COMPANY, INC. | RA1324AJ1 | AC | Split System: Air-Cooled Condensing Unit, Coil with Blower | RA1324AJ1 |  | RCFN-H*2421 | 12 | 14.5 | Yes | Yes | 2015-02-11 |  | 0
FALSE | RA1442AD1 | 4761 | 7492095 | RHEEM SALES COMPANY, INC. | RA1442AJ1 | AC | Split System: Air-Cooled Condensing Unit, Coil with Blower | RA1442AJ1 |  | RCFL-H*4821 | 12 | 14.5 | Yes | Yes | 2015-02-11 |  | 0
FALSE | RA1630AJ1 | 4916 | 7941196 | RHEEM SALES COMPANY, INC. | RA1630AJ1 | AC | Split System: Air-Cooled Condensing Unit, Coil with Blower | RA1630AJ1 |  | RCFL-H*3821 | 13 | 16 | Yes | Yes | 2015-02-11 |  | 2
FALSE | RA1630AJ1 | 4916 | 7941025 | RHEEM SALES COMPANY, INC. | RA1630AJ1 | AC | Split System: Air-Cooled Condensing Unit, Coil with Blower | RA1630AJ1 |  | RCF3624HTAM | 13 | 16 | Yes | Yes | 2015-02-11 |  | 2
FALSE | RA1430AJ1 | 4759 | 7601382 | RHEEM SALES COMPANY, INC. | RA1430AJ1 | AC | Split System: Air-Cooled Condensing Unit, Coil with Blower | RA1430AJ1 |  | RCFL-H*3617 | 13 | 15.5 | Yes | Yes | 2015-02-11 |  | 1
FALSE | RA1642AJ1 | 4918 | 7942490 | RHEEM SALES COMPANY, INC. | RA1642AC1 | AC | Split System: Air-Cooled Condensing Unit, Coil with Blower | RA1642AC1 |  | RCQD-4821 | 12.5 | 15.1 | Yes | Yes | 2015-02-11 |  | 1
FALSE | RA1442AD1 | 4761 | 7601495 | RHEEM SALES COMPANY, INC. | RA1442AC1 | AC | Split System: Air-Cooled Condensing Unit, Coil with Blower | RA1442AC1 |  | RCF4824STAM | 12 | 14.5 | Yes | Yes | 2015-02-11 |  | 0
FALSE | RA1430AJ1 | 4759 | 7491118 | RHEEM SALES COMPANY, INC. | RA1430AJ1 | AC | Split System: Air-Cooled Condensing Unit, Coil with Blower | RA1430AJ1 |  | RCFL-H*3621 | 13 | 15.5 | Yes | Yes | 2015-02-11 |  | 1
FALSE | RA1624AJ1 | 4915 | 7940831 | RHEEM SALES COMPANY, INC. | RA1624AJ1 | AC | Split System: Air-Cooled Condensing Unit, Coil Alone | RA1624AJ1 |  | RCFN-H*2417+RXMD-C04 | 12.2 | 14.5 | Yes | Yes | 2015-02-11 |  | 0
FALSE | RA1442AD1 | 4761 | 7491925 | RHEEM SALES COMPANY, INC. | RA1442AC1 | AC | Split System: Air-Cooled Condensing Unit, Coil with Blower | RA1442AC1 |  | RCFL-H*4821 | 12 | 14.5 | Yes | Yes | 2015-02-11 |  | 0
FALSE | RA1330AJ1 | 4823 | 7507998 | RHEEM SALES COMPANY, INC. | RA1330AJ1 | AC | Split System: Air-Cooled Condensing Unit, Coil with Blower | RA1330AJ1 |  | RCFL-H*3621 | 12 | 14.5 | Yes | Yes | 2015-02-11 |  | 0
FALSE | RA1636AJ1 | 4917 | 7941397 | RHEEM SALES COMPANY, INC. | RA1636AC1 | AC | Split System: Air-Cooled Condensing Unit, Coil with Blower | RA1636AC1 |  | RCF3621MTAM | 13 | 16 | Yes | Yes | 2015-02-11 |  | 2
FALSE | RA1330AJ1 | 4823 | 7508091 | RHEEM SALES COMPANY, INC. | RA1330AJ1 | AC | Split System: Air-Cooled Condensing Unit, Coil with Blower | RA1330AJ1 |  | RCFL-H*3824 | 12 | 14.5 | Yes | Yes | 2015-02-11 |  | 0
FALSE | RA1318AJ1 | 4821 | 7983170 | RHEEM SALES COMPANY, INC. | RA1318AJ1 | AC | Split System: Air-Cooled Condensing Unit, Coil with Blower | RA1318AJ1 |  | RCF2417HTAM | 12 | 14.5 | Yes | Yes | 2015-02-11 |  | 0
FALSE | RA1436AD1 | 4760 | 7501080 | RHEEM SALES COMPANY, INC. | RA1436AJ1 | AC | Split System: Air-Cooled Condensing Unit, Coil with Blower | RA1436AJ1 |  | RCFL-H*3617 | 12.5 | 15 | Yes | Yes | 2015-02-11 |  | 1
FALSE | RA1424AJ1 | 4758 | 7490741 | RHEEM SALES COMPANY, INC. | RA1424AJ1 | AC | Split System: Air-Cooled Condensing Unit, Coil with Blower | RA1424AJ1 |  | RCF2417HTAM | 12.5 | 15.1 | Yes | Yes | 2015-02-11 |  | 1
FALSE | RA1424AJ1 | 4758 | 7944931 | RHEEM SALES COMPANY, INC. | RA1424AJ1 | AC | Split System: Air-Cooled Condensing Unit, Coil with Blower | RA1424AJ1 |  | RCF2417HTAM | 12.5 | 15.1 | Yes | Yes | 2015-02-11 |  | 1
FALSE | RA1442AD1 | 4761 | 7600471 | RHEEM SALES COMPANY, INC. | RA1442AD1 | AC | Split System: Air-Cooled Condensing Unit, Coil with Blower | RA1442AD1 |  | RCFN-H*4824 | 13 | 15.5 | Yes | Yes | 2015-02-11 |  | 1
FALSE | RA1448AD1 | 4762 | 7601546 | RHEEM SALES COMPANY, INC. | RA1448AD1 | AC | Split System: Air-Cooled Condensing Unit, Coil with Blower | RA1448AD1 |  | RCF4824HTAM | 12.5 | 15 | Yes | Yes | 2015-02-11 |  | 1
FALSE | RA1442AD1 | 4761 | 7600306 | RHEEM SALES COMPANY, INC. | RA1442AD1 | AC | Split System: Air-Cooled Condensing Unit, Coil with Blower | RA1442AD1 |  | RCF4821STAM | 12 | 14.5 | Yes | Yes | 2015-02-11 |  | 0
FALSE | RA1436AD1 | 4760 | 7491652 | RHEEM SALES COMPANY, INC. | RA1436AJ1 | AC | Split System: Air-Cooled Condensing Unit, Coil with Blower | RA1436AJ1 |  | RCFL-H*3617 | 12 | 14.5 | Yes | Yes | 2015-02-11 |  | 0
FALSE | RA1630AJ1 | 4916 | 7941299 | RHEEM SALES COMPANY, INC. | RA1630AJ1 | AC | Split System: Air-Cooled Condensing Unit, Coil with Blower | RA1630AJ1 |  | RCQD-3621 | 13 | 16 | Yes | Yes | 2015-02-11 |  | 2
FALSE | RA1424AJ1 | 4758 | 7599596 | RHEEM SALES COMPANY, INC. | RA1424AJ1 | AC | Split System: Air-Cooled Condensing Unit, Coil with Blower | RA1424AJ1 |  | RCFL-H*2621 | 12.5 | 15.1 | Yes | Yes | 2015-02-11 |  | 1
FALSE | RA1660AC1 | 4920 | 7943869 | RHEEM SALES COMPANY, INC. | RA1660AC1 | AC | Split System: Air-Cooled Condensing Unit, Coil with Blower | RA1660AC1 |  | RCFN-H*6024 | 13 | 15.5 | Yes | Yes | 2015-02-11 |  | 1
FALSE | RA1642AJ1 | 4918 | 7942358 | RHEEM SALES COMPANY, INC. | RA1642AC1 | AC | Split System: Air-Cooled Condensing Unit, Coil with Blower | RA1642AC1 |  | RCFL-H*4821 | 12.2 | 14.5 | Yes | Yes | 2015-02-11 |  | 0
FALSE | RA1430AJ1 | 4759 | 7491101 | RHEEM SALES COMPANY, INC. | RA1430AJ1 | AC | Split System: Air-Cooled Condensing Unit, Coil with Blower | RA1430AJ1 |  | RCFL-H*3621 | 12.5 | 15.1 | Yes | Yes | 2015-02-11 |  | 1
FALSE | RA1436AD1 | 4760 | 7491575 | RHEEM SALES COMPANY, INC. | RA1436AJ1 | AC | Split System: Air-Cooled Condensing Unit, Coil with Blower | RA1436AJ1 |  | RCF3621STAM | 12 | 14.5 | Yes | Yes | 2015-02-11 |  | 0
FALSE | RA1442AD1 | 4761 | 7600513 | RHEEM SALES COMPANY, INC. | RA1442AD1 | AC | Split System: Air-Cooled Condensing Unit, Coil with Blower | RA1442AD1 |  | RH2T4824MTAN | 13 | 15.5 | Yes | Yes | 2015-02-11 |  | 1
FALSE | RA1418AJ1 | 4757 | 7490694 | RHEEM SALES COMPANY, INC. | RA1418AJ1 | AC | Split System: Air-Cooled Condensing Unit, Coil with Blower | RA1418AJ1 |  | RCFN-H*2421 | 13 | 16 | Yes | Yes | 2015-02-11 |  | 2
FALSE | RA1336AD1 | 4824 | 7508467 | RHEEM SALES COMPANY, INC. | RA1336AC1 | AC | Split System: Air-Cooled Condensing Unit, Coil with Blower | RA1336AC1 |  | RCFN-H*3624 | 12.5 | 15 | Yes | Yes | 2015-02-11 |  | 1
FALSE | RA1642AJ1 | 4918 | 7944199 | RHEEM SALES COMPANY, INC. | RA1642AC1 | AC | Split System: Air-Cooled Condensing Unit, Coil with Blower | RA1642AC1 |  | RCF4824STAM | 13 | 16 | Yes | Yes | 2015-02-11 |  | 2
FALSE | RA1436AD1 | 4760 | 7599726 | RHEEM SALES COMPANY, INC. | RA1436AC1 | AC | Split System: Air-Cooled Condensing Unit, Coil with Blower | RA1436AC1 |  | RCQD-3621 | 13 | 15.5 | Yes | Yes | 2015-02-11 |  | 1
FALSE | RA1636AJ1 | 4917 | 7941834 | RHEEM SALES COMPANY, INC. | RA1636AJ1 | AC | Split System: Air-Cooled Condensing Unit, Coil with Blower | RA1636AJ1 |  | RCF3621MTAM | 13 | 16 | Yes | Yes | 2015-02-11 |  | 2
FALSE | RA1318AJ1 | 4821 | 7507534 | RHEEM SALES COMPANY, INC. | RA1318AJ1 | AC | Split System: Air-Cooled Condensing Unit, Coil with Blower | RA1318AJ1 |  | RCFL-H*2621 | 12.5 | 15.1 | Yes | Yes | 2015-02-11 |  | 1
FALSE | RA1636AJ1 | 4917 | 7941852 | RHEEM SALES COMPANY, INC. | RA1636AJ1 | AC | Split System: Air-Cooled Condensing Unit, Coil with Blower | RA1636AJ1 |  | RCF3621MTAM | 13 | 16 | Yes | Yes | 2015-02-11 |  | 2
FALSE | RA1460AD1 | 4763 | 7501248 | RHEEM SALES COMPANY, INC. | RA1460AJ1 | AC | Split System: Air-Cooled Condensing Unit, Coil with Blower | RA1460AJ1 |  | RCF6024HTAM | 12 | 14.5 | Yes | Yes | 2015-02-11 |  | 0
FALSE | RA1636AJ1 | 4917 | 7941606 | RHEEM SALES COMPANY, INC. | RA1636AC1 | AC | Split System: Air-Cooled Condensing Unit, Coil with Blower | RA1636AC1 |  | RCFL-H*3621 | 13 | 15.5 | Yes | Yes | 2015-02-11 |  | 1
FALSE | RA1418AJ1 | 4757 | 7490649 | RHEEM SALES COMPANY, INC. | RA1418AJ1 | AC | Split System: Air-Cooled Condensing Unit, Coil with Blower | RA1418AJ1 |  | RCFL-H*2621 | 13 | 16 | Yes | Yes | 2015-02-11 |  | 2
FALSE | RA1636AJ1 | 4917 | 7941664 | RHEEM SALES COMPANY, INC. | RA1636AC1 | AC | Split System: Air-Cooled Condensing Unit, Coil Alone | RA1636AC1 |  | RCFL-H*3821+RXMD-C04 | 12.2 | 14.5 | Yes | Yes | 2015-02-11 |  | 0
FALSE | RA1648AJ1 | 4919 | 7943081 | RHEEM SALES COMPANY, INC. | RA1648AC1 | AC | Split System: Air-Cooled Condensing Unit, Coil with Blower | RA1648AC1 |  | RCFL-H*4824 | 13 | 15.5 | Yes | Yes | 2015-02-11 |  | 1
FALSE | RA1648AJ1 | 4919 | 7942922 | RHEEM SALES COMPANY, INC. | RA1648AC1 | AC | Split System: Air-Cooled Condensing Unit, Coil with Blower | RA1648AC1 |  | RCF4821STAM | 13 | 16 | Yes | Yes | 2015-02-11 |  | 2
FALSE | RA1448AD1 | 4762 | 7492490 | RHEEM SALES COMPANY, INC. | RA1448AJ1 | AC | Split System: Air-Cooled Condensing Unit, Coil with Blower | RA1448AJ1 |  | RCFN-H*4824 | 12.5 | 15.1 | Yes | Yes | 2015-02-11 |  | 1
FALSE | RA1630AJ1 | 4916 | 7940983 | RHEEM SALES COMPANY, INC. | RA1630AJ1 | AC | Split System: Air-Cooled Condensing Unit, Coil with Blower | RA1630AJ1 |  | RCF3621STAM | 13 | 16 | Yes | Yes | 2015-02-11 |  | 2
FALSE | RA1448AD1 | 4762 | 7600662 | RHEEM SALES COMPANY, INC. | RA1448AD1 | AC | Split System: Air-Cooled Condensing Unit, Coil with Blower | RA1448AD1 |  | RCF4824STAM | 12.5 | 15 | Yes | Yes | 2015-02-11 |  | 1
FALSE | RA1648AJ1 | 4919 | 7942952 | RHEEM SALES COMPANY, INC. | RA1648AC1 | AC | Split System: Air-Cooled Condensing Unit, Coil with Blower | RA1648AC1 |  | RCF4824HTAM | 13 | 16 | Yes | Yes | 2015-02-11 |  | 2
FALSE | RA1330AJ1 | 4823 | 7508066 | RHEEM SALES COMPANY, INC. | RA1330AJ1 | AC | Split System: Air-Cooled Condensing Unit, Coil with Blower | RA1330AJ1 |  | RCFL-H*3821 | 12 | 14.5 | Yes | Yes | 2015-02-11 |  | 0
FALSE | RA1624AJ1 | 4915 | 7940756 | RHEEM SALES COMPANY, INC. | RA1624AJ1 | AC | Split System: Air-Cooled Condensing Unit, Coil with Blower | RA1624AJ1 |  | RCFL-H*2617 | 13 | 16 | Yes | Yes | 2015-02-11 |  | 2
FALSE | RA1624AJ1 | 4915 | 7940785 | RHEEM SALES COMPANY, INC. | RA1624AJ1 | AC | Split System: Air-Cooled Condensing Unit, Coil with Blower | RA1624AJ1 |  | RCFL-H*2621 | 13 | 16 | Yes | Yes | 2015-02-11 |  | 2
FALSE | RA1648AJ1 | 4919 | 7943027 | RHEEM SALES COMPANY, INC. | RA1648AC1 | AC | Split System: Air-Cooled Condensing Unit, Coil with Blower | RA1648AC1 |  | RCFL-H*4821 | 12 | 14.5 | Yes | Yes | 2015-02-11 |  | 0
FALSE | RA1642AJ1 | 4918 | 7942571 | RHEEM SALES COMPANY, INC. | RA1642AJ1 | AC | Split System: Air-Cooled Condensing Unit, Coil with Blower | RA1642AJ1 |  | RCF4821STAM | 13 | 15.5 | Yes | Yes | 2015-02-11 |  | 1
FALSE | RA1442AD1 | 4761 | 7492144 | RHEEM SALES COMPANY, INC. | RA1442AJ1 | AC | Split System: Air-Cooled Condensing Unit, Coil with Blower | RA1442AJ1 |  | RCFN-H*4824 | 13 | 15.5 | Yes | Yes | 2015-02-11 |  | 1
FALSE | RA1436AD1 | 4760 | 7599678 | RHEEM SALES COMPANY, INC. | RA1436AC1 | AC | Split System: Air-Cooled Condensing Unit, Coil with Blower | RA1436AC1 |  | RCF3621MTAM | 13 | 15.5 | Yes | Yes | 2015-02-11 |  | 1
FALSE | RA1336AD1 | 4824 | 7508680 | RHEEM SALES COMPANY, INC. | RA1336AJ1 | AC | Split System: Air-Cooled Condensing Unit, Coil with Blower | RA1336AJ1 |  | RCF3624MTAM | 12 | 14.5 | Yes | Yes | 2015-02-11 |  | 0
FALSE | RA1660AC1 | 4920 | 7943579 | RHEEM SALES COMPANY, INC. | RA1660AJ1 | AC | Split System: Air-Cooled Condensing Unit, Coil with Blower | RA1660AJ1 |  | RCF6024STAM | 13 | 15.5 | Yes | Yes | 2015-02-11 |  | 1
FALSE | RA1448AD1 | 4762 | 7492352 | RHEEM SALES COMPANY, INC. | RA1448AC1 | AC | Split System: Air-Cooled Condensing Unit, Coil with Blower | RA1448AC1 |  | RCQD-4824 | 12 | 14.5 | Yes | Yes | 2015-02-11 |  | 0
FALSE | RA1642AJ1 | 4918 | 7944227 | RHEEM SALES COMPANY, INC. | RA1642AJ1 | AC | Split System: Air-Cooled Condensing Unit, Coil with Blower | RA1642AJ1 |  | RCF4824STAM | 13 | 15.5 | Yes | Yes | 2015-02-11 |  | 1
FALSE | RA1660AC1 | 4920 | 7943901 | RHEEM SALES COMPANY, INC. | RA1660AC1 | AC | Split System: Air-Cooled Condensing Unit, Coil with Blower | RA1660AC1 |  | RCFN-H*6024 | 13 | 16 | Yes | Yes | 2015-02-11 |  | 2
FALSE | RA1442AD1 | 4761 | 7491977 | RHEEM SALES COMPANY, INC. | RA1442AC1 | AC | Split System: Air-Cooled Condensing Unit, Coil with Blower | RA1442AC1 |  | RCFN-H*4824 | 13 | 15.5 | Yes | Yes | 2015-02-11 |  | 1
FALSE | RA1448AD1 | 4762 | 7492513 | RHEEM SALES COMPANY, INC. | RA1448AJ1 | AC | Split System: Air-Cooled Condensing Unit, Coil with Blower | RA1448AJ1 |  | RCFN-H*4824 | 12.5 | 15.1 | Yes | Yes | 2015-02-11 |  | 1
FALSE | RA1442AD1 | 4761 | 7492150 | RHEEM SALES COMPANY, INC. | RA1442AJ1 | AC | Split System: Air-Cooled Condensing Unit, Coil with Blower | RA1442AJ1 |  | RCFN-H*4824 | 13 | 15.5 | Yes | Yes | 2015-02-11 |  | 1
FALSE | RA1336AD1 | 4824 | 7508771 | RHEEM SALES COMPANY, INC. | RA1336AJ1 | AC | Split System: Air-Cooled Condensing Unit, Coil with Blower | RA1336AJ1 |  | RCFL-H*3821 | 12 | 14.5 | Yes | Yes | 2015-02-11 |  | 0
FALSE | RA1436AD1 | 4760 | 7600040 | RHEEM SALES COMPANY, INC. | RA1436AD1 | AC | Split System: Air-Cooled Condensing Unit, Coil with Blower | RA1436AD1 |  | RCFL-H*3821 | 13 | 15.5 | Yes | Yes | 2015-02-11 |  | 1
FALSE | RA1448AD1 | 4762 | 7600827 | RHEEM SALES COMPANY, INC. | RA1448AD1 | AC | Split System: Air-Cooled Condensing Unit, Coil with Blower | RA1448AD1 |  | RCQD-4824 | 12.5 | 15.1 | Yes | Yes | 2015-02-11 |  | 1
FALSE | RA1642AJ1 | 4918 | 7942257 | RHEEM SALES COMPANY, INC. | RA1642AC1 | AC | Split System: Air-Cooled Condensing Unit, Coil with Blower | RA1642AC1 |  | RCF4821STAM | 12.5 | 15.1 | Yes | Yes | 2015-02-11 |  | 1
FALSE | RA1330AJ1 | 4823 | 7508086 | RHEEM SALES COMPANY, INC. | RA1330AJ1 | AC | Split System: Air-Cooled Condensing Unit, Coil with Blower | RA1330AJ1 |  | RCFL-H*3824 | 12 | 14.5 | Yes | Yes | 2015-02-11 |  | 0
FALSE | RA1648AJ1 | 4919 | 7943324 | RHEEM SALES COMPANY, INC. | RA1648AJ1 | AC | Split System: Air-Cooled Condensing Unit, Coil with Blower | RA1648AJ1 |  | RCF4824STAM | 13 | 15.5 | Yes | Yes | 2015-02-11 |  | 1
FALSE | RA1436AD1 | 4760 | 7491326 | RHEEM SALES COMPANY, INC. | RA1436AC1 | AC | Split System: Air-Cooled Condensing Unit, Coil with Blower | RA1436AC1 |  | RCF3624HTAM | 13 | 16 | Yes | Yes | 2015-02-11 |  | 2
FALSE | RA1330AJ1 | 4823 | 7507933 | RHEEM SALES COMPANY, INC. | RA1330AJ1 | AC | Split System: Air-Cooled Condensing Unit, Coil with Blower | RA1330AJ1 |  | RCF3624HTAM | 13 | 15.5 | Yes | Yes | 2015-02-11 |  | 1
FALSE | RA1436AD1 | 4760 | 7491561 | RHEEM SALES COMPANY, INC. | RA1436AJ1 | AC | Split System: Air-Cooled Condensing Unit, Coil with Blower | RA1436AJ1 |  | RCF3621MTAM | 13 | 16 | Yes | Yes | 2015-02-11 |  | 2
FALSE | RA1430AJ1 | 4759 | 7599652 | RHEEM SALES COMPANY, INC. | RA1430AJ1 | AC | Split System: Air-Cooled Condensing Unit, Coil with Blower | RA1430AJ1 |  | RCFL-H*3621 | 13 | 15.5 | Yes | Yes | 2015-02-11 |  | 1
FALSE | RA1442AD1 | 4761 | 7600307 | RHEEM SALES COMPANY, INC. | RA1442AD1 | AC | Split System: Air-Cooled Condensing Unit, Coil with Blower | RA1442AD1 |  | RCF4821STAM | 12 | 14.5 | Yes | Yes | 2015-02-11 |  | 0
FALSE | RA1636AJ1 | 4917 | 7942039 | RHEEM SALES COMPANY, INC. | RA1636AJ1 | AC | Split System: Air-Cooled Condensing Unit, Coil with Blower | RA1636AJ1 |  | RCFL-H*3621 | 13 | 15.5 | Yes | Yes | 2015-02-11 |  | 1
FALSE | RA1642AJ1 | 4918 | 7942415 | RHEEM SALES COMPANY, INC. | RA1642AC1 | AC | Split System: Air-Cooled Condensing Unit, Coil with Blower | RA1642AC1 |  | RCFL-H*4824 | 13 | 15.5 | Yes | Yes | 2015-02-11 |  | 1
FALSE | RA1430AJ1 | 4759 | 7491049 | RHEEM SALES COMPANY, INC. | RA1430AJ1 | AC | Split System: Air-Cooled Condensing Unit, Coil with Blower | RA1430AJ1 |  | RCF3624HTAM | 13 | 16 | Yes | Yes | 2015-02-11 |  | 2
FALSE | RA1636AJ1 | 4917 | 7944101 | RHEEM SALES COMPANY, INC. | RA1636AC1 | AC | Split System: Air-Cooled Condensing Unit, Coil with Blower | RA1636AC1 |  | RCF3621MTAM | 13 | 16 | Yes | Yes | 2015-02-11 |  | 2
FALSE | RA1442AD1 | 4761 | 7491831 | RHEEM SALES COMPANY, INC. | RA1442AC1 | AC | Split System: Air-Cooled Condensing Unit, Coil with Blower | RA1442AC1 |  | RCF4821STAM | 12 | 14.5 | Yes | Yes | 2015-02-11 |  | 0
FALSE | RA1330AJ1 | 4823 | 7982331 | RHEEM SALES COMPANY, INC. | RA1330AJ1 | AC | Split System: Air-Cooled Condensing Unit, Coil with Blower | RA1330AJ1 |  | RCF3624MTAM | 12.5 | 15.1 | Yes | Yes | 2015-02-11 |  | 1
FALSE | RA1442AD1 | 4761 | 7491834 | RHEEM SALES COMPANY, INC. | RA1442AC1 | AC | Split System: Air-Cooled Condensing Unit, Coil with Blower | RA1442AC1 |  | RCF4821STAM | 12.5 | 15 | Yes | Yes | 2015-02-11 |  | 1
FALSE | RA1630AJ1 | 4916 | 7940975 | RHEEM SALES COMPANY, INC. | RA1630AJ1 | AC | Split System: Air-Cooled Condensing Unit, Coil with Blower | RA1630AJ1 |  | RCF3621STAM | 13 | 16 | Yes | Yes | 2015-02-11 |  | 2
FALSE | RA1442AD1 | 4761 | 7600543 | RHEEM SALES COMPANY, INC. | RA1442AJ1 | AC | Split System: Air-Cooled Condensing Unit, Coil with Blower | RA1442AJ1 |  | RCFL-H*4821 | 12 | 14.5 | Yes | Yes | 2015-02-11 |  | 0
FALSE | RA1648AJ1 | 4919 | 7943343 | RHEEM SALES COMPANY, INC. | RA1648AJ1 | AC | Split System: Air-Cooled Condensing Unit, Coil with Blower | RA1648AJ1 |  | RCFL-H*4821 | 12 | 14.5 | Yes | Yes | 2015-02-11 |  | 0
FALSE | RA1460AD1 | 4763 | 7600929 | RHEEM SALES COMPANY, INC. | RA1460AC1 | AC | Split System: Air-Cooled Condensing Unit, Coil with Blower | RA1460AC1 |  | RCFN-H*6024 | 12 | 14.5 | Yes | Yes | 2015-02-11 |  | 0
FALSE | RA1636AJ1 | 4917 | 7941850 | RHEEM SALES COMPANY, INC. | RA1636AJ1 | AC | Split System: Air-Cooled Condensing Unit, Coil with Blower | RA1636AJ1 |  | RCF3621MTAM | 13 | 16 | Yes | Yes | 2015-02-11 |  | 2
FALSE | RA1642AJ1 | 4918 | 7942674 | RHEEM SALES COMPANY, INC. | RA1642AJ1 | AC | Split System: Air-Cooled Condensing Unit, Coil with Blower | RA1642AJ1 |  | RCF4824STAM | 12.5 | 15.1 | Yes | Yes | 2015-02-11 |  | 1
FALSE | RA1436AD1 | 4760 | 7493649 | RHEEM SALES COMPANY, INC. | RA1436AJ1 | AC | Split System: Air-Cooled Condensing Unit, Coil Alone | RA1436AJ1 |  | RCF3624MTAM+RXMD-C04 | 12 | 14.5 | Yes | Yes | 2015-02-11 |  | 0
FALSE | RA1436AD1 | 4760 | 7491738 | RHEEM SALES COMPANY, INC. | RA1436AJ1 | AC | Split System: Air-Cooled Condensing Unit, Coil with Blower | RA1436AJ1 |  | RCFL-H*3824 | 13 | 15.5 | Yes | Yes | 2015-02-11 |  | 1
FALSE | RA1642AJ1 | 4918 | 7942241 | RHEEM SALES COMPANY, INC. | RA1642AC1 | AC | Split System: Air-Cooled Condensing Unit, Coil with Blower | RA1642AC1 |  | RCF4821STAM | 12.5 | 15.1 | Yes | Yes | 2015-02-11 |  | 1
FALSE | RA1642AJ1 | 4918 | 7942815 | RHEEM SALES COMPANY, INC. | RA1642AJ1 | AC | Split System: Air-Cooled Condensing Unit, Coil with Blower | RA1642AJ1 |  | RCFN-H*4824 | 13 | 16 | Yes | Yes | 2015-02-11 |  | 2
FALSE | RA1642AJ1 | 4918 | 7944186 | RHEEM SALES COMPANY, INC. | RA1642AC1 | AC | Split System: Air-Cooled Condensing Unit, Coil with Blower | RA1642AC1 |  | RCF4821STAM | 13 | 15.5 | Yes | Yes | 2015-02-11 |  | 1
FALSE | RA1424AJ1 | 4758 | 7599569 | RHEEM SALES COMPANY, INC. | RA1424AJ1 | AC | Split System: Air-Cooled Condensing Unit, Coil with Blower | RA1424AJ1 |  | RCF2421HTAM | 13 | 15.5 | Yes | Yes | 2015-02-11 |  | 1
FALSE | RA1436AD1 | 4760 | 7601433 | RHEEM SALES COMPANY, INC. | RA1436AD1 | AC | Split System: Air-Cooled Condensing Unit, Coil with Blower | RA1436AD1 |  | RCF3621STAM | 12 | 14.5 | Yes | Yes | 2015-02-11 |  | 0
FALSE | RA1636AJ1 | 4917 | 7941663 | RHEEM SALES COMPANY, INC. | RA1636AC1 | AC | Split System: Air-Cooled Condensing Unit, Coil with Blower | RA1636AC1 |  | RCFL-H*3821 | 13 | 16 | Yes | Yes | 2015-02-11 |  | 2
FALSE | RA1642AJ1 | 4918 | 7942647 | RHEEM SALES COMPANY, INC. | RA1642AJ1 | AC | Split System: Air-Cooled Condensing Unit, Coil with Blower | RA1642AJ1 |  | RCF4824STAM | 13 | 15.5 | Yes | Yes | 2015-02-11 |  | 1
FALSE | RA1424AJ1 | 4758 | 7601340 | RHEEM SALES COMPANY, INC. | RA1424AJ1 | AC | Split System: Air-Cooled Condensing Unit, Coil with Blower | RA1424AJ1 |  | RCF2417MTAM | 12.5 | 15.1 | Yes | Yes | 2015-02-11 |  | 1
FALSE | RA1460AD1 | 4763 | 7601062 | RHEEM SALES COMPANY, INC. | RA1460AJ1 | AC | Split System: Air-Cooled Condensing Unit, Coil with Blower | RA1460AJ1 |  | RCFN-H*6024 | 12 | 14.5 | Yes | Yes | 2015-02-11 |  | 0
FALSE | RA1642AJ1 | 4918 | 7942319 | RHEEM SALES COMPANY, INC. | RA1642AC1 | AC | Split System: Air-Cooled Condensing Unit, Coil with Blower | RA1642AC1 |  | RCF4824STAM | 13 | 15.5 | Yes | Yes | 2015-02-11 |  | 1
FALSE | RA1642AJ1 | 4918 | 7942772 | RHEEM SALES COMPANY, INC. | RA1642AJ1 | AC | Split System: Air-Cooled Condensing Unit, Coil with Blower | RA1642AJ1 |  | RCFL-H*4824 | 13 | 15.5 | Yes | Yes | 2015-02-11 |  | 1
FALSE | RA1618AJ1 | 4914 | 7940478 | RHEEM SALES COMPANY, INC. | RA1618AJ1 | AC | Split System: Air-Cooled Condensing Unit, Coil with Blower | RA1618AJ1 |  | RCFL-H*2621 | 13 | 16 | Yes | Yes | 2015-02-11 |  | 2
FALSE | RA1430AJ1 | 4759 | 7491130 | RHEEM SALES COMPANY, INC. | RA1430AJ1 | AC | Split System: Air-Cooled Condensing Unit, Coil with Blower | RA1430AJ1 |  | RCFL-H*3621 | 12.5 | 15.1 | Yes | Yes | 2015-02-11 |  | 1
FALSE | RA1636AJ1 | 4917 | 7942026 | RHEEM SALES COMPANY, INC. | RA1636AJ1 | AC | Split System: Air-Cooled Condensing Unit, Coil with Blower | RA1636AJ1 |  | RCFL-H*3621 | 13 | 15.5 | Yes | Yes | 2015-02-11 |  | 1
TRUE | RA1636AJ1 | 4917 | 7941816 | RHEEM SALES COMPANY, INC. | RA1636AJ1 | AC | Split System: Air-Cooled Condensing Unit, Coil Alone | RA1636AJ1 |  | RCF3617STAM+RXMD-C04 | 12.2 | 14.5 | Yes | Yes | 2015-02-11 |  | 0
FALSE | RA1436AD1 | 4760 | 7491379 | RHEEM SALES COMPANY, INC. | RA1436AC1 | AC | Split System: Air-Cooled Condensing Unit, Coil with Blower | RA1436AC1 |  | RCFL-H*3621 | 12.5 | 15.1 | Yes | Yes | 2015-02-11 |  | 1
FALSE | RA1442AD1 | 4761 | 7600521 | RHEEM SALES COMPANY, INC. | RA1442AJ1 | AC | Split System: Air-Cooled Condensing Unit, Coil with Blower | RA1442AJ1 |  | RCF4821STAM | 12 | 14.5 | Yes | Yes | 2015-02-11 |  | 0
FALSE | RA1448AD1 | 4762 | 7601531 | RHEEM SALES COMPANY, INC. | RA1448AC1 | AC | Split System: Air-Cooled Condensing Unit, Coil with Blower | RA1448AC1 |  | RCF4824STAM | 12 | 14.5 | Yes | Yes | 2015-02-11 |  | 0
FALSE | RA1636AJ1 | 4917 | 7941554 | RHEEM SALES COMPANY, INC. | RA1636AC1 | AC | Split System: Air-Cooled Condensing Unit, Coil with Blower | RA1636AC1 |  | RCFL-H*3617 | 12.5 | 15.1 | Yes | Yes | 2015-02-11 |  | 1
FALSE | RA1448AD1 | 4762 | 7945141 | RHEEM SALES COMPANY, INC. | RA1448AC1 | AC | Split System: Air-Cooled Condensing Unit, Coil with Blower | RA1448AC1 |  | RCF4824HTAM | 13 | 15.5 | Yes | Yes | 2015-02-11 |  | 1
FALSE | RA1618AJ1 | 4914 | 7940308 | RHEEM SALES COMPANY, INC. | RA1618AJ1 | AC | Split System: Air-Cooled Condensing Unit, Coil with Blower | RA1618AJ1 |  | RCF2417HTAM | 13 | 16 | Yes | Yes | 2015-02-11 |  | 2
FALSE | RA1648AJ1 | 4919 | 7942982 | RHEEM SALES COMPANY, INC. | RA1648AC1 | AC | Split System: Air-Cooled Condensing Unit, Coil with Blower | RA1648AC1 |  | RCF4824STAM | 13 | 15.5 | Yes | Yes | 2015-02-11 |  | 1
FALSE | RA1648AJ1 | 4919 | 7944259 | RHEEM SALES COMPANY, INC. | RA1648AJ1 | AC | Split System: Air-Cooled Condensing Unit, Coil with Blower | RA1648AJ1 |  | RCF4821STAM | 13 | 15.5 | Yes | Yes | 2015-02-11 |  | 1
FALSE | RA1436AD1 | 4760 | 7600125 | RHEEM SALES COMPANY, INC. | RA1436AD1 | AC | Split System: Air-Cooled Condensing Unit, Coil with Blower | RA1436AD1 |  | RCQD-3621 | 13 | 16 | Yes | Yes | 2015-02-11 |  | 2
FALSE | RA1448AD1 | 4762 | 7600873 | RHEEM SALES COMPANY, INC. | RA1448AJ1 | AC | Split System: Air-Cooled Condensing Unit, Coil with Blower | RA1448AJ1 |  | RCF4824HTAM | 12.5 | 15 | Yes | Yes | 2015-02-11 |  | 1
FALSE | RA1624AJ1 | 4915 | 7940575 | RHEEM SALES COMPANY, INC. | RA1624AJ1 | AC | Split System: Air-Cooled Condensing Unit, Coil with Blower | RA1624AJ1 |  | RCF2417HTAM | 13 | 16 | Yes | Yes | 2015-02-11 |  | 2
FALSE | RA1418AJ1 | 4757 | 7500942 | RHEEM SALES COMPANY, INC. | RA1418AJ1 | AC | Split System: Air-Cooled Condensing Unit, Coil with Blower | RA1418AJ1 |  | RCF2421MTAM | 13 | 16 | Yes | Yes | 2015-02-11 |  | 2
FALSE | RA1642AJ1 | 4918 | 7942604 | RHEEM SALES COMPANY, INC. | RA1642AJ1 | AC | Split System: Air-Cooled Condensing Unit, Coil with Blower | RA1642AJ1 |  | RCF4821STAM | 13 | 16 | Yes | Yes | 2015-02-11 |  | 2
FALSE | RA1618AJ1 | 4914 | 7940466 | RHEEM SALES COMPANY, INC. | RA1618AJ1 | AC | Split System: Air-Cooled Condensing Unit, Coil with Blower | RA1618AJ1 |  | RCFL-H*2621 | 13 | 16 | Yes | Yes | 2015-02-11 |  | 2
FALSE | RA1660AC1 | 4920 | 7943701 | RHEEM SALES COMPANY, INC. | RA1660AJ1 | AC | Split System: Air-Cooled Condensing Unit, Coil with Blower | RA1660AJ1 |  | RCQD-6024 | 12 | 14.5 | Yes | Yes | 2015-02-11 |  | 0
FALSE | RA1630AJ1 | 4916 | 7941062 | RHEEM SALES COMPANY, INC. | RA1630AJ1 | AC | Split System: Air-Cooled Condensing Unit, Coil with Blower | RA1630AJ1 |  | RCF3624MTAM | 13 | 16 | Yes | Yes | 2015-02-11 |  | 2
FALSE | RA1618AJ1 | 4914 | 7940393 | RHEEM SALES COMPANY, INC. | RA1618AJ1 | AC | Split System: Air-Cooled Condensing Unit, Coil with Blower | RA1618AJ1 |  | RCF2421MTAM | 13 | 16 | Yes | Yes | 2015-02-11 |  | 2
FALSE | RA1436AD1 | 4760 | 7599884 | RHEEM SALES COMPANY, INC. | RA1436AD1 | AC | Split System: Air-Cooled Condensing Unit, Coil with Blower | RA1436AD1 |  | RCF3624MTAM | 13 | 15.5 | Yes | Yes | 2015-02-11 |  | 1
FALSE | RA1648AJ1 | 4919 | 7943267 | RHEEM SALES COMPANY, INC. | RA1648AJ1 | AC | Split System: Air-Cooled Condensing Unit, Coil with Blower | RA1648AJ1 |  | RCF4824HTAM | 13 | 16 | Yes | Yes | 2015-02-11 |  | 2
FALSE | RA1430AJ1 | 4759 | 7491150 | RHEEM SALES COMPANY, INC. | RA1430AJ1 | AC | Split System: Air-Cooled Condensing Unit, Coil with Blower | RA1430AJ1 |  | RCFL-H*3821 | 13 | 15.5 | Yes | Yes | 2015-02-11 |  | 1
FALSE | RA1618AJ1 | 4914 | 7940404 | RHEEM SALES COMPANY, INC. | RA1618AJ1 | AC | Split System: Air-Cooled Condensing Unit, Coil with Blower | RA1618AJ1 |  | RCF2421MTAM | 13 | 16 | Yes | Yes | 2015-02-11 |  | 2
FALSE | RA1636AJ1 | 4917 | 7941396 | RHEEM SALES COMPANY, INC. | RA1636AC1 | AC | Split System: Air-Cooled Condensing Unit, Coil with Blower | RA1636AC1 |  | RCF3621MTAM | 13 | 16 | Yes | Yes | 2015-02-11 |  | 2
FALSE | RA1660AC1 | 4920 | 7943910 | RHEEM SALES COMPANY, INC. | RA1660AC1 | AC | Split System: Air-Cooled Condensing Unit, Coil with Blower | RA1660AC1 |  | RCQD-6024 | 12 | 14.5 | Yes | Yes | 2015-02-11 |  | 0
FALSE | RA1642AJ1 | 4918 | 7942548 | RHEEM SALES COMPANY, INC. | RA1642AC1 | AC | Split System: Air-Cooled Condensing Unit, Coil with Blower | RA1642AC1 |  | RCQD-4824 | 13 | 16 | Yes | Yes | 2015-02-11 |  | 2
FALSE | RA1642AJ1 | 4918 | 7942652 | RHEEM SALES COMPANY, INC. | RA1642AJ1 | AC | Split System: Air-Cooled Condensing Unit, Coil with Blower | RA1642AJ1 |  | RCF4824STAM | 12.5 | 15.1 | Yes | Yes | 2015-02-11 |  | 1
FALSE | RA1648AJ1 | 4919 | 7943435 | RHEEM SALES COMPANY, INC. | RA1648AJ1 | AC | Split System: Air-Cooled Condensing Unit, Coil with Blower | RA1648AJ1 |  | RCFN-H*4824 | 13 | 16 | Yes | Yes | 2015-02-11 |  | 2
FALSE | RA1648AJ1 | 4919 | 7943517 | RHEEM SALES COMPANY, INC. | RA1648AJ1 | AC | Split System: Air-Cooled Condensing Unit, Coil with Blower | RA1648AJ1 |  | RCQD-4824 | 13 | 15.5 | Yes | Yes | 2015-02-11 |  | 1
FALSE | RA1642AJ1 | 4918 | 7942714 | RHEEM SALES COMPANY, INC. | RA1642AJ1 | AC | Split System: Air-Cooled Condensing Unit, Coil with Blower | RA1642AJ1 |  | RCFL-H*4821 | 12.5 | 15 | Yes | Yes | 2015-02-11 |  | 1
FALSE | RA1330AJ1 | 4823 | 7983299 | RHEEM SALES COMPANY, INC. | RA1330AJ1 | AC | Split System: Air-Cooled Condensing Unit, Coil with Blower | RA1330AJ1 |  | RCF3624MTAM | 12 | 14.5 | Yes | Yes | 2015-02-11 |  | 0
FALSE | RA1448AD1 | 4762 | 7492561 | RHEEM SALES COMPANY, INC. | RA1448AJ1 | AC | Split System: Air-Cooled Condensing Unit, Coil with Blower | RA1448AJ1 |  | RH1V4824STAN | 12.5 | 15 | Yes | Yes | 2015-02-11 |  | 1
FALSE | RA1442AD1 | 4761 | 7493654 | RHEEM SALES COMPANY, INC. | RA1442AC1 | AC | Split System: Air-Cooled Condensing Unit, Coil with Blower | RA1442AC1 |  | RBHP-24 | 12.5 | 15 | Yes | Yes | 2015-02-11 |  | 1
FALSE | RA1418AJ1 | 4757 | 7490707 | RHEEM SALES COMPANY, INC. | RA1418AJ1 | AC | Split System: Air-Cooled Condensing Unit, Coil with Blower | RA1418AJ1 |  | RCFN-H*2421 | 13 | 16 | Yes | Yes | 2015-02-11 |  | 2
FALSE | RA1430AJ1 | 4759 | 7491220 | RHEEM SALES COMPANY, INC. | RA1430AJ1 | AC | Split System: Air-Cooled Condensing Unit, Coil with Blower | RA1430AJ1 |  | RCFN-H*3624 | 13 | 16 | Yes | Yes | 2015-02-11 |  | 2
FALSE | RA1660AC1 | 4920 | 7943657 | RHEEM SALES COMPANY, INC. | RA1660AJ1 | AC | Split System: Air-Cooled Condensing Unit, Coil with Blower | RA1660AJ1 |  | RCFN-H*6024 | 12.5 | 15.1 | Yes | Yes | 2015-02-11 |  | 1
FALSE | RA1642AJ1 | 4918 | 7942330 | RHEEM SALES COMPANY, INC. | RA1642AC1 | AC | Split System: Air-Cooled Condensing Unit, Coil with Blower | RA1642AC1 |  | RCF4824STAM | 13 | 16 | Yes | Yes | 2015-02-11 |  | 2
FALSE | RA1618AJ1 | 4914 | 7940360 | RHEEM SALES COMPANY, INC. | RA1618AJ1 | AC | Split System: Air-Cooled Condensing Unit, Coil with Blower | RA1618AJ1 |  | RCF2421HTAM | 13 | 16 | Yes | Yes | 2015-02-11 |  | 2
FALSE | RA1624AJ1 | 4915 | 7940602 | RHEEM SALES COMPANY, INC. | RA1624AJ1 | AC | Split System: Air-Cooled Condensing Unit, Coil with Blower | RA1624AJ1 |  | RCF2417MTAM | 13 | 16 | Yes | Yes | 2015-02-11 |  | 2
FALSE | RA1436AD1 | 4760 | 7601478 | RHEEM SALES COMPANY, INC. | RA1436AJ1 | AC | Split System: Air-Cooled Condensing Unit, Coil with Blower | RA1436AJ1 |  | RCFL-H*3621 | 12.5 | 15.1 | Yes | Yes | 2015-02-11 |  | 1
FALSE | RA1442AD1 | 4761 | 7492164 | RHEEM SALES COMPANY, INC. | RA1442AJ1 | AC | Split System: Air-Cooled Condensing Unit, Coil with Blower | RA1442AJ1 |  | RH2T4824MTAN | 13 | 15.5 | Yes | Yes | 2015-02-11 |  | 1
FALSE | RA1448AD1 | 4762 | 7600619 | RHEEM SALES COMPANY, INC. | RA1448AD1 | AC | Split System: Air-Cooled Condensing Unit, Coil with Blower | RA1448AD1 |  | RCF4821STAM | 12 | 14.5 | Yes | Yes | 2015-02-11 |  | 0
FALSE | RA1630AJ1 | 4916 | 7941174 | RHEEM SALES COMPANY, INC. | RA1630AJ1 | AC | Split System: Air-Cooled Condensing Unit, Coil with Blower | RA1630AJ1 |  | RCFL-H*3821 | 13 | 16 | Yes | Yes | 2015-02-11 |  | 2
FALSE | RA1642AJ1 | 4918 | 7942766 | RHEEM SALES COMPANY, INC. | RA1642AJ1 | AC | Split System: Air-Cooled Condensing Unit, Coil with Blower | RA1642AJ1 |  | RCFL-H*4824 | 13 | 15.5 | Yes | Yes | 2015-02-11 |  | 1
FALSE | RA1448AD1 | 4762 | 7492290 | RHEEM SALES COMPANY, INC. | RA1448AC1 | AC | Split System: Air-Cooled Condensing Unit, Coil with Blower | RA1448AC1 |  | RCFN-H*4824 | 12.5 | 15 | Yes | Yes | 2015-02-11 |  | 1
FALSE | RA1642AJ1 | 4918 | 7942807 | RHEEM SALES COMPANY, INC. | RA1642AJ1 | AC | Split System: Air-Cooled Condensing Unit, Coil with Blower | RA1642AJ1 |  | RCFN-H*4824 | 13 | 16 | Yes | Yes | 2015-02-11 |  | 2
FALSE | RA1324AJ1 | 4822 | 7507795 | RHEEM SALES COMPANY, INC. | RA1324AJ1 | AC | Split System: Air-Cooled Condensing Unit, Coil with Blower | RA1324AJ1 |  | RCFN-H*2417 | 12 | 14.5 | Yes | Yes | 2015-02-11 |  | 0
FALSE | RA1660AC1 | 4920 | 7943830 | RHEEM SALES COMPANY, INC. | RA1660AC1 | AC | Split System: Air-Cooled Condensing Unit, Coil with Blower | RA1660AC1 |  | RCFL-H*6024 | 12.5 | 15.1 | Yes | Yes | 2015-02-11 |  | 1
FALSE | RA1636AJ1 | 4917 | 7941547 | RHEEM SALES COMPANY, INC. | RA1636AC1 | AC | Split System: Air-Cooled Condensing Unit, Coil with Blower | RA1636AC1 |  | RCFL-H*3617 | 12.5 | 15.1 | Yes | Yes | 2015-02-11 |  | 1
FALSE | RA1436AD1 | 4760 | 7491317 | RHEEM SALES COMPANY, INC. | RA1436AC1 | AC | Split System: Air-Cooled Condensing Unit, Coil with Blower | RA1436AC1 |  | RCF3624HTAM | 13 | 16 | Yes | Yes | 2015-02-11 |  | 2
FALSE | RA1342AD1 | 4827 | 7511999 | RHEEM SALES COMPANY, INC. | RA1342AJ1 | AC | Split System: Air-Cooled Condensing Unit, Coil with Blower | RA1342AJ1 |  | RCFN-H*4824 | 12 | 14.5 | Yes | Yes | 2015-02-11 |  | 0
FALSE | RA1436AD1 | 4760 | 7491653 | RHEEM SALES COMPANY, INC. | RA1436AJ1 | AC | Split System: Air-Cooled Condensing Unit, Coil with Blower | RA1436AJ1 |  | RCFL-H*3617 | 12 | 14.5 | Yes | Yes | 2015-02-11 |  | 0
FALSE | RA1330AJ1 | 4823 | 7886612 | RHEEM SALES COMPANY, INC. | RA1330AJ1 | AC | Split System: Air-Cooled Condensing Unit, Coil with Blower | RA1330AJ1 |  | RF1T3624MTAN | 12 | 14.5 | Yes | Yes | 2015-02-11 |  | 0
FALSE | RA1436AD1 | 4760 | 7491608 | RHEEM SALES COMPANY, INC. | RA1436AJ1 | AC | Split System: Air-Cooled Condensing Unit, Coil with Blower | RA1436AJ1 |  | RCF3624HTAM | 13 | 16 | Yes | Yes | 2015-02-11 |  | 2
FALSE | RA1648AJ1 | 4919 | 7942927 | RHEEM SALES COMPANY, INC. | RA1648AC1 | AC | Split System: Air-Cooled Condensing Unit, Coil with Blower | RA1648AC1 |  | RCF4821STAM | 13 | 15.5 | Yes | Yes | 2015-02-11 |  | 1
FALSE | RA1436AD1 | 4760 | 7600035 | RHEEM SALES COMPANY, INC. | RA1436AD1 | AC | Split System: Air-Cooled Condensing Unit, Coil with Blower | RA1436AD1 |  | RCFL-H*3821 | 13 | 15.5 | Yes | Yes | 2015-02-11 |  | 1
FALSE | RA1436AD1 | 4760 | 7600023 | RHEEM SALES COMPANY, INC. | RA1436AD1 | AC | Split System: Air-Cooled Condensing Unit, Coil with Blower | RA1436AD1 |  | RCFL-H*3821 | 13 | 15.5 | Yes | Yes | 2015-02-11 |  | 1
FALSE | RA1636AJ1 | 4917 | 7944153 | RHEEM SALES COMPANY, INC. | RA1636AJ1 | AC | Split System: Air-Cooled Condensing Unit, Coil with Blower | RA1636AJ1 |  | RCF3621STAM | 13 | 15.5 | Yes | Yes | 2015-02-11 |  | 1
FALSE | RA1424AJ1 | 4758 | 7490839 | RHEEM SALES COMPANY, INC. | RA1424AJ1 | AC | Split System: Air-Cooled Condensing Unit, Coil with Blower | RA1424AJ1 |  | RCFL-H*2417 | 12.5 | 15.1 | Yes | Yes | 2015-02-11 |  | 1
FALSE | RA1442AD1 | 4761 | 7600319 | RHEEM SALES COMPANY, INC. | RA1442AD1 | AC | Split System: Air-Cooled Condensing Unit, Coil with Blower | RA1442AD1 |  | RCF4824HTAM | 13 | 15.5 | Yes | Yes | 2015-02-11 |  | 1
FALSE | RA1424AJ1 | 4758 | 7490907 | RHEEM SALES COMPANY, INC. | RA1424AJ1 | AC | Split System: Air-Cooled Condensing Unit, Coil with Blower | RA1424AJ1 |  | RCFN-H*2417 | 13 | 15.5 | Yes | Yes | 2015-02-11 |  | 1
FALSE | RA1442AD1 | 4761 | 7492022 | RHEEM SALES COMPANY, INC. | RA1442AJ1 | AC | Split System: Air-Cooled Condensing Unit, Coil with Blower | RA1442AJ1 |  | RCF4824HTAM | 12 | 14.5 | Yes | Yes | 2015-02-11 |  | 0
FALSE | RA1630AJ1 | 4916 | 7941060 | RHEEM SALES COMPANY, INC. | RA1630AJ1 | AC | Split System: Air-Cooled Condensing Unit, Coil with Blower | RA1630AJ1 |  | RCF3624MTAM | 13 | 16 | Yes | Yes | 2015-02-11 |  | 2
FALSE | RA1324AJ1 | 4822 | 7507766 | RHEEM SALES COMPANY, INC. | RA1324AJ1 | AC | Split System: Air-Cooled Condensing Unit, Coil with Blower | RA1324AJ1 |  | RCFL-H*2621 | 12 | 14.5 | Yes | Yes | 2015-02-11 |  | 0
FALSE | RA1418AJ1 | 4757 | 7490681 | RHEEM SALES COMPANY, INC. | RA1418AJ1 | AC | Split System: Air-Cooled Condensing Unit, Coil with Blower | RA1418AJ1 |  | RCFN-H*2417 | 13 | 16 | Yes | Yes | 2015-02-11 |  | 2
FALSE | RA1642AJ1 | 4918 | 7942846 | RHEEM SALES COMPANY, INC. | RA1642AJ1 | AC | Split System: Air-Cooled Condensing Unit, Coil with Blower | RA1642AJ1 |  | RCQD-4821 | 13 | 16 | Yes | Yes | 2015-02-11 |  | 2
FALSE | RA1418AJ1 | 4757 | 7490586 | RHEEM SALES COMPANY, INC. | RA1418AJ1 | AC | Split System: Air-Cooled Condensing Unit, Coil with Blower | RA1418AJ1 |  | RCF2421MTAM | 13 | 16 | Yes | Yes | 2015-02-11 |  | 2
FALSE | RA1418AJ1 | 4757 | 7490613 | RHEEM SALES COMPANY, INC. | RA1418AJ1 | AC | Split System: Air-Cooled Condensing Unit, Coil with Blower | RA1418AJ1 |  | RCFL-A*2417 | 13 | 15.5 | Yes | Yes | 2015-02-11 |  | 1
FALSE | RA1448AD1 | 4762 | 7492226 | RHEEM SALES COMPANY, INC. | RA1448AC1 | AC | Split System: Air-Cooled Condensing Unit, Coil with Blower | RA1448AC1 |  | RCF4824STAM | 12 | 14.5 | Yes | Yes | 2015-02-11 |  | 0
FALSE | RA1660AC1 | 4920 | 7944295 | RHEEM SALES COMPANY, INC. | RA1660AJ1 | AC | Split System: Air-Cooled Condensing Unit, Coil with Blower | RA1660AJ1 |  | RCF6024HTAM | 13 | 16 | Yes | Yes | 2015-02-11 |  | 2
FALSE | RA1642AJ1 | 4918 | 7944177 | RHEEM SALES COMPANY, INC. | RA1642AC1 | AC | Split System: Air-Cooled Condensing Unit, Coil with Blower | RA1642AC1 |  | RCF4821STAM | 13 | 16 | Yes | Yes | 2015-02-11 |  | 2
FALSE | RA1430AJ1 | 4759 | 7491075 | RHEEM SALES COMPANY, INC. | RA1430AJ1 | AC | Split System: Air-Cooled Condensing Unit, Coil with Blower | RA1430AJ1 |  | RCF3624MTAM | 13 | 16 | Yes | Yes | 2015-02-11 |  | 2
FALSE | RA1448AD1 | 4762 | 7492351 | RHEEM SALES COMPANY, INC. | RA1448AC1 | AC | Split System: Air-Cooled Condensing Unit, Coil with Blower | RA1448AC1 |  | RCQD-4824 | 12 | 14.5 | Yes | Yes | 2015-02-11 |  | 0
FALSE | RA1442AD1 | 4761 | 7600270 | RHEEM SALES COMPANY, INC. | RA1442AC1 | AC | Split System: Air-Cooled Condensing Unit, Coil with Blower | RA1442AC1 |  | RCFN-H*4824 | 13 | 15.5 | Yes | Yes | 2015-02-11 |  | 1
FALSE | RA1436AD1 | 4760 | 7599846 | RHEEM SALES COMPANY, INC. | RA1436AD1 | AC | Split System: Air-Cooled Condensing Unit, Coil with Blower | RA1436AD1 |  | RCF3624HTAM | 13 | 16 | Yes | Yes | 2015-02-11 |  | 2
FALSE | RA1642AJ1 | 4918 | 7942718 | RHEEM SALES COMPANY, INC. | RA1642AJ1 | AC | Split System: Air-Cooled Condensing Unit, Coil with Blower | RA1642AJ1 |  | RCFL-H*4821 | 12.5 | 15.1 | Yes | Yes | 2015-02-11 |  | 1
FALSE | RA1318AJ1 | 4821 | 7983182 | RHEEM SALES COMPANY, INC. | RA1318AJ1 | AC | Split System: Air-Cooled Condensing Unit, Coil with Blower | RA1318AJ1 |  | RCF2421HTAM | 12 | 14.5 | Yes | Yes | 2015-02-11 |  | 0
FALSE | RA1642AJ1 | 4918 | 7942496 | RHEEM SALES COMPANY, INC. | RA1642AC1 | AC | Split System: Air-Cooled Condensing Unit, Coil with Blower | RA1642AC1 |  | RCQD-4821 | 13 | 16 | Yes | Yes | 2015-02-11 |  | 2
FALSE | RA1460AD1 | 4763 | 7600969 | RHEEM SALES COMPANY, INC. | RA1460AD1 | AC | Split System: Air-Cooled Condensing Unit, Coil with Blower | RA1460AD1 |  | RCF6024STAM | 12 | 14.5 | Yes | Yes | 2015-02-11 |  | 0
FALSE | RA1630AJ1 | 4916 | 7941054 | RHEEM SALES COMPANY, INC. | RA1630AJ1 | AC | Split System: Air-Cooled Condensing Unit, Coil with Blower | RA1630AJ1 |  | RCF3624MTAM | 13 | 16 | Yes | Yes | 2015-02-11 |  | 2
FALSE | RA1424AJ1 | 4758 | 7490900 | RHEEM SALES COMPANY, INC. | RA1424AJ1 | AC | Split System: Air-Cooled Condensing Unit, Coil with Blower | RA1424AJ1 |  | RCFN-H*2417 | 12.5 | 15.1 | Yes | Yes | 2015-02-11 |  | 1
FALSE | RA1630AJ1 | 4916 | 7941177 | RHEEM SALES COMPANY, INC. | RA1630AJ1 | AC | Split System: Air-Cooled Condensing Unit, Coil with Blower | RA1630AJ1 |  | RCFL-H*3821 | 13 | 16 | Yes | Yes | 2015-02-11 |  | 2
FALSE | RA1660AC1 | 4920 | 7943854 | RHEEM SALES COMPANY, INC. | RA1660AC1 | AC | Split System: Air-Cooled Condensing Unit, Coil with Blower | RA1660AC1 |  | RCFL-H*6024 | 12.5 | 15.1 | Yes | Yes | 2015-02-11 |  | 1
FALSE | RA1660AC1 | 4920 | 7943558 | RHEEM SALES COMPANY, INC. | RA1660AJ1 | AC | Split System: Air-Cooled Condensing Unit, Coil with Blower | RA1660AJ1 |  | RCF6024HTAM | 12.5 | 15.1 | Yes | Yes | 2015-02-11 |  | 1
FALSE | RA1648AJ1 | 4919 | 7943390 | RHEEM SALES COMPANY, INC. | RA1648AJ1 | AC | Split System: Air-Cooled Condensing Unit, Coil with Blower | RA1648AJ1 |  | RCFL-H*4824 | 13 | 15.5 | Yes | Yes | 2015-02-11 |  | 1
FALSE | RA1324AJ1 | 4822 | 7983198 | RHEEM SALES COMPANY, INC. | RA1324AJ1 | AC | Split System: Air-Cooled Condensing Unit, Coil with Blower | RA1324AJ1 |  | RCF2417HTAM | 12 | 14.5 | Yes | Yes | 2015-02-11 |  | 0
FALSE | RA1442AD1 | 4761 | 7945094 | RHEEM SALES COMPANY, INC. | RA1442AC1 | AC | Split System: Air-Cooled Condensing Unit, Coil with Blower | RA1442AC1 |  | RCF4824STAM | 12.5 | 15.1 | Yes | Yes | 2015-02-11 |  | 1
FALSE | RA1624AJ1 | 4915 | 7940719 | RHEEM SALES COMPANY, INC. | RA1624AJ1 | AC | Split System: Air-Cooled Condensing Unit, Coil with Blower | RA1624AJ1 |  | RCFL-H*2417 | 13 | 15.5 | Yes | Yes | 2015-02-11 |  | 1
FALSE | RA1624AJ1 | 4915 | 7940824 | RHEEM SALES COMPANY, INC. | RA1624AJ1 | AC | Split System: Air-Cooled Condensing Unit, Coil with Blower | RA1624AJ1 |  | RCFN-H*2417 | 13 | 16 | Yes | Yes | 2015-02-11 |  | 2
FALSE | RA1624AJ1 | 4915 | 7940815 | RHEEM SALES COMPANY, INC. | RA1624AJ1 | AC | Split System: Air-Cooled Condensing Unit, Coil with Blower | RA1624AJ1 |  | RCFN-H*2417 | 13 | 16 | Yes | Yes | 2015-02-11 |  | 2
FALSE | RA1318AJ1 | 4821 | 7507502 | RHEEM SALES COMPANY, INC. | RA1318AJ1 | AC | Split System: Air-Cooled Condensing Unit, Coil with Blower | RA1318AJ1 |  | RCFL-H*2417 | 12 | 14.5 | Yes | Yes | 2015-02-11 |  | 0
FALSE | RA1648AJ1 | 4919 | 7943421 | RHEEM SALES COMPANY, INC. | RA1648AJ1 | AC | Split System: Air-Cooled Condensing Unit, Coil with Blower | RA1648AJ1 |  | RCFL-H*4824 | 12.5 | 15.1 | Yes | Yes | 2015-02-11 |  | 1
FALSE | RA1636AJ1 | 4917 | 7942036 | RHEEM SALES COMPANY, INC. | RA1636AJ1 | AC | Split System: Air-Cooled Condensing Unit, Coil with Blower | RA1636AJ1 |  | RCFL-H*3621 | 13 | 15.5 | Yes | Yes | 2015-02-11 |  | 1
FALSE | RA1618AJ1 | 4914 | 7943958 | RHEEM SALES COMPANY, INC. | RA1618AJ1 | AC | Split System: Air-Cooled Condensing Unit, Coil with Blower | RA1618AJ1 |  | RCF2417STAM | 13 | 16 | Yes | Yes | 2015-02-11 |  | 2
FALSE | RA1636AJ1 | 4917 | 7941498 | RHEEM SALES COMPANY, INC. | RA1636AC1 | AC | Split System: Air-Cooled Condensing Unit, Coil with Blower | RA1636AC1 |  | RCF3624HTAM | 13 | 16 | Yes | Yes | 2015-02-11 |  | 2
FALSE | RA1648AJ1 | 4919 | 7943234 | RHEEM SALES COMPANY, INC. | RA1648AJ1 | AC | Split System: Air-Cooled Condensing Unit, Coil with Blower | RA1648AJ1 |  | RCF4821STAM | 13 | 15.5 | Yes | Yes | 2015-02-11 |  | 1
FALSE | RA1448AD1 | 4762 | 7601543 | RHEEM SALES COMPANY, INC. | RA1448AD1 | AC | Split System: Air-Cooled Condensing Unit, Coil with Blower | RA1448AD1 |  | RCF4821STAM | 12 | 14.5 | Yes | Yes | 2015-02-11 |  | 0
FALSE | RA1442AD1 | 4761 | 7945124 | RHEEM SALES COMPANY, INC. | RA1442AJ1 | AC | Split System: Air-Cooled Condensing Unit, Coil with Blower | RA1442AJ1 |  | RCF4824HTAM | 13 | 15.5 | Yes | Yes | 2015-02-11 |  | 1
FALSE | RA1418AJ1 | 4757 | 7490643 | RHEEM SALES COMPANY, INC. | RA1418AJ1 | AC | Split System: Air-Cooled Condensing Unit, Coil with Blower | RA1418AJ1 |  | RCFL-H*2617 | 13 | 15.5 | Yes | Yes | 2015-02-11 |  | 1
FALSE | RA1418AJ1 | 4757 | 7490590 | RHEEM SALES COMPANY, INC. | RA1418AJ1 | AC | Split System: Air-Cooled Condensing Unit, Coil with Blower | RA1418AJ1 |  | RCF2421MTAM | 13 | 16 | Yes | Yes | 2015-02-11 |  | 2
FALSE | RA1418AJ1 | 4757 | 7490571 | RHEEM SALES COMPANY, INC. | RA1418AJ1 | AC | Split System: Air-Cooled Condensing Unit, Coil with Blower | RA1418AJ1 |  | RCF2421HTAM | 13 | 16 | Yes | Yes | 2015-02-11 |  | 2
FALSE | RA1424AJ1 | 4758 | 7490905 | RHEEM SALES COMPANY, INC. | RA1424AJ1 | AC | Split System: Air-Cooled Condensing Unit, Coil with Blower | RA1424AJ1 |  | RCFN-H*2417 | 13 | 15.5 | Yes | Yes | 2015-02-11 |  | 1
FALSE | RA1636AJ1 | 4917 | 7942151 | RHEEM SALES COMPANY, INC. | RA1636AJ1 | AC | Split System: Air-Cooled Condensing Unit, Coil with Blower | RA1636AJ1 |  | RCQD-3621 | 13 | 16 | Yes | Yes | 2015-02-11 |  | 2
FALSE | RA1618AJ1 | 4914 | 7940482 | RHEEM SALES COMPANY, INC. | RA1618AJ1 | AC | Split System: Air-Cooled Condensing Unit, Coil with Blower | RA1618AJ1 |  | RCFL-H*2621 | 13 | 16 | Yes | Yes | 2015-02-11 |  | 2
FALSE | RA1618AJ1 | 4914 | 7940522 | RHEEM SALES COMPANY, INC. | RA1618AJ1 | AC | Split System: Air-Cooled Condensing Unit, Coil with Blower | RA1618AJ1 |  | RCFN-H*2421 | 13 | 16 | Yes | Yes | 2015-02-11 |  | 2
FALSE | RA1648AJ1 | 4919 | 7943436 | RHEEM SALES COMPANY, INC. | RA1648AJ1 | AC | Split System: Air-Cooled Condensing Unit, Coil with Blower | RA1648AJ1 |  | RCFN-H*4824 | 13 | 16 | Yes | Yes | 2015-02-11 |  | 2
FALSE | RA1330AJ1 | 4823 | 7507887 | RHEEM SALES COMPANY, INC. | RA1330AJ1 | AC | Split System: Air-Cooled Condensing Unit, Coil with Blower | RA1330AJ1 |  | RCF3621MTAM | 12.5 | 15.1 | Yes | Yes | 2015-02-11 |  | 1
FALSE | RA1330AJ1 | 4823 | 7507931 | RHEEM SALES COMPANY, INC. | RA1330AJ1 | AC | Split System: Air-Cooled Condensing Unit, Coil with Blower | RA1330AJ1 |  | RCF3624HTAM | 12.5 | 15.1 | Yes | Yes | 2015-02-11 |  | 1
FALSE | RA1330AJ1 | 4823 | 7507885 | RHEEM SALES COMPANY, INC. | RA1330AJ1 | AC | Split System: Air-Cooled Condensing Unit, Coil with Blower | RA1330AJ1 |  | RCF3621MTAM | 12 | 14.5 | Yes | Yes | 2015-02-11 |  | 0
FALSE | RA1648AJ1 | 4919 | 7943425 | RHEEM SALES COMPANY, INC. | RA1648AJ1 | AC | Split System: Air-Cooled Condensing Unit, Coil with Blower | RA1648AJ1 |  | RCFL-H*4824 | 13 | 15.5 | Yes | Yes | 2015-02-11 |  | 1
FALSE | RA1436AD1 | 4760 | 7491511 | RHEEM SALES COMPANY, INC. | RA1436AC1 | AC | Split System: Air-Cooled Condensing Unit, Coil with Blower | RA1436AC1 |  | RCQD-3624 | 13 | 15.5 | Yes | Yes | 2015-02-11 |  | 1
FALSE | RA1630AJ1 | 4916 | 7941121 | RHEEM SALES COMPANY, INC. | RA1630AJ1 | AC | Split System: Air-Cooled Condensing Unit, Coil with Blower | RA1630AJ1 |  | RCFL-H*3621 | 13 | 16 | Yes | Yes | 2015-02-11 |  | 2
FALSE | RA1436AD1 | 4760 | 7600133 | RHEEM SALES COMPANY, INC. | RA1436AD1 | AC | Split System: Air-Cooled Condensing Unit, Coil with Blower | RA1436AD1 |  | RCQD-3624 | 13 | 16 | Yes | Yes | 2015-02-11 |  | 2
FALSE | RA1642AJ1 | 4918 | 7942825 | RHEEM SALES COMPANY, INC. | RA1642AJ1 | AC | Split System: Air-Cooled Condensing Unit, Coil with Blower | RA1642AJ1 |  | RCQD-4821 | 12.5 | 15.1 | Yes | Yes | 2015-02-11 |  | 1
FALSE | RA1436AD1 | 4760 | 7491269 | RHEEM SALES COMPANY, INC. | RA1436AC1 | AC | Split System: Air-Cooled Condensing Unit, Coil with Blower | RA1436AC1 |  | RCF3621MTAM | 13 | 15.5 | Yes | Yes | 2015-02-11 |  | 1
FALSE | RA1436AD1 | 4760 | 7491274 | RHEEM SALES COMPANY, INC. | RA1436AC1 | AC | Split System: Air-Cooled Condensing Unit, Coil with Blower | RA1436AC1 |  | RCF3621MTAM | 13 | 16 | Yes | Yes | 2015-02-11 |  | 2
FALSE | RA1460AD1 | 4763 | 7493722 | RHEEM SALES COMPANY, INC. | RA1460AJ1 | AC | Split System: Air-Cooled Condensing Unit, Coil with Blower | RA1460AJ1 |  | RHPL-HM6024 | 12 | 14.5 | Yes | Yes | 2015-02-11 |  | 0
FALSE | RA1442AD1 | 4761 | 7491905 | RHEEM SALES COMPANY, INC. | RA1442AC1 | AC | Split System: Air-Cooled Condensing Unit, Coil with Blower | RA1442AC1 |  | RCFL-H*4821 | 12 | 14.5 | Yes | Yes | 2015-02-11 |  | 0
FALSE | RA1624AJ1 | 4915 | 7940706 | RHEEM SALES COMPANY, INC. | RA1624AJ1 | AC | Split System: Air-Cooled Condensing Unit, Coil with Blower | RA1624AJ1 |  | RCF2421MTAM | 13 | 16 | Yes | Yes | 2015-02-11 |  | 2
FALSE | RA1436AD1 | 4760 | 7600213 | RHEEM SALES COMPANY, INC. | RA1436AJ1 | AC | Split System: Air-Cooled Condensing Unit, Coil with Blower | RA1436AJ1 |  | RCFL-H*3621 | 12.5 | 15 | Yes | Yes | 2015-02-11 |  | 1
FALSE | RA1636AJ1 | 4917 | 7941849 | RHEEM SALES COMPANY, INC. | RA1636AJ1 | AC | Split System: Air-Cooled Condensing Unit, Coil with Blower | RA1636AJ1 |  | RCF3621MTAM | 13 | 16 | Yes | Yes | 2015-02-11 |  | 2
FALSE | RA1430AJ1 | 4759 | 7491094 | RHEEM SALES COMPANY, INC. | RA1430AJ1 | AC | Split System: Air-Cooled Condensing Unit, Coil with Blower | RA1430AJ1 |  | RCFL-H*3617 | 12.5 | 15.1 | Yes | Yes | 2015-02-11 |  | 1
FALSE | RA1436AD1 | 4760 | 7491532 | RHEEM SALES COMPANY, INC. | RA1436AJ1 | AC | Split System: Air-Cooled Condensing Unit, Coil with Blower | RA1436AJ1 |  | RCF3617STAM | 12 | 14.5 | Yes | Yes | 2015-02-11 |  | 0
FALSE | RA1436AD1 | 4760 | 7491442 | RHEEM SALES COMPANY, INC. | RA1436AC1 | AC | Split System: Air-Cooled Condensing Unit, Coil with Blower | RA1436AC1 |  | RCFL-H*3824 | 13 | 15.5 | Yes | Yes | 2015-02-11 |  | 1
FALSE | RA1318AJ1 | 4821 | 7507590 | RHEEM SALES COMPANY, INC. | RA1318AJ1 | AC | Split System: Air-Cooled Condensing Unit, Coil with Blower | RA1318AJ1 |  | RCQD-2417 | 12 | 14.5 | Yes | Yes | 2015-02-11 |  | 0
FALSE | RA1624AJ1 | 4915 | 7940688 | RHEEM SALES COMPANY, INC. | RA1624AJ1 | AC | Split System: Air-Cooled Condensing Unit, Coil with Blower | RA1624AJ1 |  | RCF2421MTAM | 13 | 15.5 | Yes | Yes | 2015-02-11 |  | 1
FALSE | RA1624AJ1 | 4915 | 7943983 | RHEEM SALES COMPANY, INC. | RA1624AJ1 | AC | Split System: Air-Cooled Condensing Unit, Coil with Blower | RA1624AJ1 |  | RCF2417HTAM | 13 | 16 | Yes | Yes | 2015-02-11 |  | 2
FALSE | RA1436AD1 | 4760 | 7599939 | RHEEM SALES COMPANY, INC. | RA1436AD1 | AC | Split System: Air-Cooled Condensing Unit, Coil with Blower | RA1436AD1 |  | RCFL-H*3617 | 12.5 | 15.1 | Yes | Yes | 2015-02-11 |  | 1
FALSE | RA1424AJ1 | 4758 | 7500959 | RHEEM SALES COMPANY, INC. | RA1424AJ1 | AC | Split System: Air-Cooled Condensing Unit, Coil with Blower | RA1424AJ1 |  | RCF2421MTAM | 12.5 | 15.1 | Yes | Yes | 2015-02-11 |  | 1
FALSE | RA1642AJ1 | 4918 | 7942679 | RHEEM SALES COMPANY, INC. | RA1642AJ1 | AC | Split System: Air-Cooled Condensing Unit, Coil with Blower | RA1642AJ1 |  | RCFL-H*4821 | 13 | 15.5 | Yes | Yes | 2015-02-11 |  | 1
FALSE | RA1642AJ1 | 4918 | 7944224 | RHEEM SALES COMPANY, INC. | RA1642AJ1 | AC | Split System: Air-Cooled Condensing Unit, Coil with Blower | RA1642AJ1 |  | RCF4824STAM | 13 | 16 | Yes | Yes | 2015-02-11 |  | 2
FALSE | RA1436AD1 | 4760 | 7491755 | RHEEM SALES COMPANY, INC. | RA1436AJ1 | AC | Split System: Air-Cooled Condensing Unit, Coil with Blower | RA1436AJ1 |  | RCFL-H*3824 | 13 | 15.5 | Yes | Yes | 2015-02-11 |  | 1
FALSE | RA1436AD1 | 4760 | 7601450 | RHEEM SALES COMPANY, INC. | RA1436AD1 | AC | Split System: Air-Cooled Condensing Unit, Coil with Blower | RA1436AD1 |  | RCFL-H*3821 | 13 | 15.5 | Yes | Yes | 2015-02-11 |  | 1
FALSE | RA1636AJ1 | 4917 | 7941487 | RHEEM SALES COMPANY, INC. | RA1636AC1 | AC | Split System: Air-Cooled Condensing Unit, Coil with Blower | RA1636AC1 |  | RCF3624HTAM | 13 | 16 | Yes | Yes | 2015-02-11 |  | 2
FALSE | RA1618AJ1 | 4914 | 7940453 | RHEEM SALES COMPANY, INC. | RA1618AJ1 | AC | Split System: Air-Cooled Condensing Unit, Coil with Blower | RA1618AJ1 |  | RCFL-H*2617 | 13 | 16 | Yes | Yes | 2015-02-11 |  | 2
FALSE | RA1648AJ1 | 4919 | 7942951 | RHEEM SALES COMPANY, INC. | RA1648AC1 | AC | Split System: Air-Cooled Condensing Unit, Coil with Blower | RA1648AC1 |  | RCF4824HTAM | 13 | 16 | Yes | Yes | 2015-02-11 |  | 2
FALSE | RA1442AD1 | 4761 | 7601502 | RHEEM SALES COMPANY, INC. | RA1442AC1 | AC | Split System: Air-Cooled Condensing Unit, Coil with Blower | RA1442AC1 |  | RCFN-H*4824 | 13 | 15.5 | Yes | Yes | 2015-02-11 |  | 1
FALSE | RA1636AJ1 | 4917 | 7941430 | RHEEM SALES COMPANY, INC. | RA1636AC1 | AC | Split System: Air-Cooled Condensing Unit, Coil with Blower | RA1636AC1 |  | RCF3621STAM | 13 | 15.5 | Yes | Yes | 2015-02-11 |  | 1
FALSE | RA1636AJ1 | 4917 | 7942163 | RHEEM SALES COMPANY, INC. | RA1636AJ1 | AC | Split System: Air-Cooled Condensing Unit, Coil with Blower | RA1636AJ1 |  | RCQD-3621 | 13 | 16 | Yes | Yes | 2015-02-11 |  | 2
FALSE | RA1442AD1 | 4761 | 7600457 | RHEEM SALES COMPANY, INC. | RA1442AD1 | AC | Split System: Air-Cooled Condensing Unit, Coil with Blower | RA1442AD1 |  | RCFL-H*4824 | 12.5 | 15.1 | Yes | Yes | 2015-02-11 |  | 1
FALSE | RA1630AJ1 | 4916 | 7941108 | RHEEM SALES COMPANY, INC. | RA1630AJ1 | AC | Split System: Air-Cooled Condensing Unit, Coil with Blower | RA1630AJ1 |  | RCFL-H*3617 | 13 | 16 | Yes | Yes | 2015-02-11 |  | 2
FALSE | RA1430AJ1 | 4759 | 7491081 | RHEEM SALES COMPANY, INC. | RA1430AJ1 | AC | Split System: Air-Cooled Condensing Unit, Coil with Blower | RA1430AJ1 |  | RCFL-H*3617 | 12.5 | 15.1 | Yes | Yes | 2015-02-11 |  | 1
FALSE | RA1336AD1 | 4824 | 7982391 | RHEEM SALES COMPANY, INC. | RA1336AC1 | AC | Split System: Air-Cooled Condensing Unit, Coil with Blower | RA1336AC1 |  | RCF3624HTAM | 12.5 | 15.1 | Yes | Yes | 2015-02-11 |  | 1
FALSE | RA1436AD1 | 4760 | 7945055 | RHEEM SALES COMPANY, INC. | RA1436AJ1 | AC | Split System: Air-Cooled Condensing Unit, Coil with Blower | RA1436AJ1 |  | RCF3621MTAM | 13 | 16 | Yes | Yes | 2015-02-11 |  | 2
FALSE | RA1424AJ1 | 4758 | 7490931 | RHEEM SALES COMPANY, INC. | RA1424AJ1 | AC | Split System: Air-Cooled Condensing Unit, Coil with Blower | RA1424AJ1 |  | RCFN-H*2421 | 13 | 15.5 | Yes | Yes | 2015-02-11 |  | 1
FALSE | RA1636AJ1 | 4917 | 7941874 | RHEEM SALES COMPANY, INC. | RA1636AJ1 | AC | Split System: Air-Cooled Condensing Unit, Coil with Blower | RA1636AJ1 |  | RCF3621STAM | 12.5 | 15.1 | Yes | Yes | 2015-02-11 |  | 1
FALSE | RA1442AD1 | 4761 | 7492148 | RHEEM SALES COMPANY, INC. | RA1442AJ1 | AC | Split System: Air-Cooled Condensing Unit, Coil with Blower | RA1442AJ1 |  | RCFN-H*4824 | 13 | 16 | Yes | Yes | 2015-02-11 |  | 2
FALSE | RA1336AD1 | 4824 | 7508869 | RHEEM SALES COMPANY, INC. | RA1336AJ1 | AC | Split System: Air-Cooled Condensing Unit, Coil with Blower | RA1336AJ1 |  | RCQD-3621 | 12 | 14.5 | Yes | Yes | 2015-02-11 |  | 0
FALSE | RA1642AJ1 | 4918 | 7942266 | RHEEM SALES COMPANY, INC. | RA1642AC1 | AC | Split System: Air-Cooled Condensing Unit, Coil with Blower | RA1642AC1 |  | RCF4821STAM | 13 | 15.5 | Yes | Yes | 2015-02-11 |  | 1
FALSE | RA1648AJ1 | 4919 | 7943021 | RHEEM SALES COMPANY, INC. | RA1648AC1 | AC | Split System: Air-Cooled Condensing Unit, Coil with Blower | RA1648AC1 |  | RCFL-H*4821 | 13 | 15.5 | Yes | Yes | 2015-02-11 |  | 1
FALSE | RA1330AJ1 | 4823 | 7508032 | RHEEM SALES COMPANY, INC. | RA1330AJ1 | AC | Split System: Air-Cooled Condensing Unit, Coil with Blower | RA1330AJ1 |  | RCFL-H*3821 | 12 | 14.5 | Yes | Yes | 2015-02-11 |  | 0
FALSE | RA1424AJ1 | 4758 | 7490875 | RHEEM SALES COMPANY, INC. | RA1424AJ1 | AC | Split System: Air-Cooled Condensing Unit, Coil with Blower | RA1424AJ1 |  | RCFL-H*2621 | 13 | 15.5 | Yes | Yes | 2015-02-11 |  | 1
FALSE | RA1630AJ1 | 4916 | 7941067 | RHEEM SALES COMPANY, INC. | RA1630AJ1 | AC | Split System: Air-Cooled Condensing Unit, Coil with Blower | RA1630AJ1 |  | RCF3624MTAM | 13 | 16 | Yes | Yes | 2015-02-11 |  | 2
FALSE | RA1448AD1 | 4762 | 7493705 | RHEEM SALES COMPANY, INC. | RA1448AJ1 | AC | Split System: Air-Cooled Condensing Unit, Coil with Blower | RA1448AJ1 |  | RHKL-HM4824 | 12 | 14.5 | Yes | Yes | 2015-02-11 |  | 0
FALSE | RA1336AD1 | 4824 | 7508821 | RHEEM SALES COMPANY, INC. | RA1336AJ1 | AC | Split System: Air-Cooled Condensing Unit, Coil with Blower | RA1336AJ1 |  | RCFN-H*3624 | 12.5 | 15.1 | Yes | Yes | 2015-02-11 |  | 1
FALSE | RA1424AJ1 | 4758 | 7599611 | RHEEM SALES COMPANY, INC. | RA1424AJ1 | AC | Split System: Air-Cooled Condensing Unit, Coil with Blower | RA1424AJ1 |  | RCQD-2417 | 13 | 15.5 | Yes | Yes | 2015-02-11 |  | 1
FALSE | RA1436AD1 | 4760 | 7945063 | RHEEM SALES COMPANY, INC. | RA1436AJ1 | AC | Split System: Air-Cooled Condensing Unit, Coil with Blower | RA1436AJ1 |  | RCF3621STAM | 12.5 | 15.1 | Yes | Yes | 2015-02-11 |  | 1
FALSE | RA1630AJ1 | 4916 | 7941188 | RHEEM SALES COMPANY, INC. | RA1630AJ1 | AC | Split System: Air-Cooled Condensing Unit, Coil with Blower | RA1630AJ1 |  | RCFL-H*3821 | 13 | 16 | Yes | Yes | 2015-02-11 |  | 2
FALSE | RA1636AJ1 | 4917 | 7942197 | RHEEM SALES COMPANY, INC. | RA1636AJ1 | AC | Split System: Air-Cooled Condensing Unit, Coil with Blower | RA1636AJ1 |  | RCQD-3624 | 13 | 16 | Yes | Yes | 2015-02-11 |  | 2
FALSE | RA1624AJ1 | 4915 | 7940861 | RHEEM SALES COMPANY, INC. | RA1624AJ1 | AC | Split System: Air-Cooled Condensing Unit, Coil with Blower | RA1624AJ1 |  | RCFN-H*2421 | 13 | 16 | Yes | Yes | 2015-02-11 |  | 2
FALSE | RA1642AJ1 | 4918 | 7942649 | RHEEM SALES COMPANY, INC. | RA1642AJ1 | AC | Split System: Air-Cooled Condensing Unit, Coil with Blower | RA1642AJ1 |  | RCF4824STAM | 13 | 16 | Yes | Yes | 2015-02-11 |  | 2
FALSE | RA1436AD1 | 4760 | 7491359 | RHEEM SALES COMPANY, INC. | RA1436AC1 | AC | Split System: Air-Cooled Condensing Unit, Coil with Blower | RA1436AC1 |  | RCFL-H*3617 | 12 | 14.5 | Yes | Yes | 2015-02-11 |  | 0
FALSE | RA1436AD1 | 4760 | 7599753 | RHEEM SALES COMPANY, INC. | RA1436AD1 | AC | Split System: Air-Cooled Condensing Unit, Coil with Blower | RA1436AD1 |  | RCF3617STAM | 12 | 14.5 | Yes | Yes | 2015-02-11 |  | 0
FALSE | RA1448AD1 | 4762 | 7501184 | RHEEM SALES COMPANY, INC. | RA1448AC1 | AC | Split System: Air-Cooled Condensing Unit, Coil with Blower | RA1448AC1 |  | RCFN-H*4824 | 12.5 | 15.1 | Yes | Yes | 2015-02-11 |  | 1
FALSE | RA1330AJ1 | 4823 | 7507927 | RHEEM SALES COMPANY, INC. | RA1330AJ1 | AC | Split System: Air-Cooled Condensing Unit, Coil with Blower | RA1330AJ1 |  | RCF3624HTAM | 13 | 15.5 | Yes | Yes | 2015-02-11 |  | 1
FALSE | RA1636AJ1 | 4917 | 7941937 | RHEEM SALES COMPANY, INC. | RA1636AJ1 | AC | Split System: Air-Cooled Condensing Unit, Coil Alone | RA1636AJ1 |  | RCF3624HTAM+RXMD-C04 | 12.5 | 15.1 | Yes | Yes | 2015-02-11 |  | 1
FALSE | RA1436AD1 | 4760 | 7600141 | RHEEM SALES COMPANY, INC. | RA1436AD1 | AC | Split System: Air-Cooled Condensing Unit, Coil with Blower | RA1436AD1 |  | RCQD-3624 | 13 | 16 | Yes | Yes | 2015-02-11 |  | 2
FALSE | RA1624AJ1 | 4915 | 7944014 | RHEEM SALES COMPANY, INC. | RA1624AJ1 | AC | Split System: Air-Cooled Condensing Unit, Coil with Blower | RA1624AJ1 |  | RCF2421MTAM | 13 | 16 | Yes | Yes | 2015-02-11 |  | 2
FALSE | RA1618AJ1 | 4914 | 7940363 | RHEEM SALES COMPANY, INC. | RA1618AJ1 | AC | Split System: Air-Cooled Condensing Unit, Coil with Blower | RA1618AJ1 |  | RCF2421HTAM | 13 | 16 | Yes | Yes | 2015-02-11 |  | 2
FALSE | RA1660AC1 | 4920 | 7943931 | RHEEM SALES COMPANY, INC. | RA1660AC1 | AC | Split System: Air-Cooled Condensing Unit, Coil with Blower | RA1660AC1 |  | RCQD-6024 | 12 | 14.5 | Yes | Yes | 2015-02-11 |  | 0
FALSE | RA1436AD1 | 4760 | 7491487 | RHEEM SALES COMPANY, INC. | RA1436AC1 | AC | Split System: Air-Cooled Condensing Unit, Coil with Blower | RA1436AC1 |  | RCQD-3621 | 13 | 16 | Yes | Yes | 2015-02-11 |  | 2
FALSE | RA1436AD1 | 4760 | 7501093 | RHEEM SALES COMPANY, INC. | RA1436AJ1 | AC | Split System: Air-Cooled Condensing Unit, Coil with Blower | RA1436AJ1 |  | RCFL-H*3824 | 13 | 15.5 | Yes | Yes | 2015-02-11 |  | 1
FALSE | RA1448AD1 | 4762 | 7492272 | RHEEM SALES COMPANY, INC. | RA1448AC1 | AC | Split System: Air-Cooled Condensing Unit, Coil with Blower | RA1448AC1 |  | RCFL-H*4824 | 12 | 14.5 | Yes | Yes | 2015-02-11 |  | 0
FALSE | RA1642AJ1 | 4918 | 7942757 | RHEEM SALES COMPANY, INC. | RA1642AJ1 | AC | Split System: Air-Cooled Condensing Unit, Coil with Blower | RA1642AJ1 |  | RCFL-H*4824 | 13 | 15.5 | Yes | Yes | 2015-02-11 |  | 1
FALSE | RA1660AC1 | 4920 | 7943711 | RHEEM SALES COMPANY, INC. | RA1660AJ1 | AC | Split System: Air-Cooled Condensing Unit, Coil with Blower | RA1660AJ1 |  | RCQD-6024 | 12 | 14.5 | Yes | Yes | 2015-02-11 |  | 0
FALSE | RA1436AD1 | 4760 | 7599941 | RHEEM SALES COMPANY, INC. | RA1436AD1 | AC | Split System: Air-Cooled Condensing Unit, Coil with Blower | RA1436AD1 |  | RCFL-H*3617 | 12.5 | 15.1 | Yes | Yes | 2015-02-11 |  | 1
FALSE | RA1448AD1 | 4762 | 7493701 | RHEEM SALES COMPANY, INC. | RA1448AC1 | AC | Split System: Air-Cooled Condensing Unit, Coil with Blower | RA1448AC1 |  | RHPL-HM4824 | 12 | 14.5 | Yes | Yes | 2015-02-11 |  | 0
FALSE | RA1630AJ1 | 4916 | 7941064 | RHEEM SALES COMPANY, INC. | RA1630AJ1 | AC | Split System: Air-Cooled Condensing Unit, Coil with Blower | RA1630AJ1 |  | RCF3624MTAM | 13 | 16 | Yes | Yes | 2015-02-11 |  | 2
FALSE | RA1436AD1 | 4760 | 7599723 | RHEEM SALES COMPANY, INC. | RA1436AC1 | AC | Split System: Air-Cooled Condensing Unit, Coil with Blower | RA1436AC1 |  | RCFL-H*3824 | 13 | 16 | Yes | Yes | 2015-02-11 |  | 2
FALSE | RA1436AD1 | 4760 | 7600088 | RHEEM SALES COMPANY, INC. | RA1436AD1 | AC | Split System: Air-Cooled Condensing Unit, Coil with Blower | RA1436AD1 |  | RCFL-H*3824 | 13 | 15.5 | Yes | Yes | 2015-02-11 |  | 1
FALSE | RA1436AD1 | 4760 | 7601489 | RHEEM SALES COMPANY, INC. | RA1436AJ1 | AC | Split System: Air-Cooled Condensing Unit, Coil with Blower | RA1436AJ1 |  | RCQD-3624 | 13 | 16 | Yes | Yes | 2015-02-11 |  | 2
FALSE | RA1424AJ1 | 4758 | 7944952 | RHEEM SALES COMPANY, INC. | RA1424AJ1 | AC | Split System: Air-Cooled Condensing Unit, Coil with Blower | RA1424AJ1 |  | RCF2421MTAM | 12.5 | 15.1 | Yes | Yes | 2015-02-11 |  | 1
FALSE | RA1430AJ1 | 4759 | 7599632 | RHEEM SALES COMPANY, INC. | RA1430AJ1 | AC | Split System: Air-Cooled Condensing Unit, Coil with Blower | RA1430AJ1 |  | RCF3624HTAM | 13 | 16 | Yes | Yes | 2015-02-11 |  | 2
FALSE | RA1636AJ1 | 4917 | 7941446 | RHEEM SALES COMPANY, INC. | RA1636AC1 | AC | Split System: Air-Cooled Condensing Unit, Coil with Blower | RA1636AC1 |  | RCF3621STAM | 12.2 | 14.5 | Yes | Yes | 2015-02-11 |  | 0
FALSE | RA1642AJ1 | 4918 | 7942615 | RHEEM SALES COMPANY, INC. | RA1642AJ1 | AC | Split System: Air-Cooled Condensing Unit, Coil with Blower | RA1642AJ1 |  | RCF4824HTAM | 13 | 16 | Yes | Yes | 2015-02-11 |  | 2
FALSE | RA1448AD1 | 4762 | 7492410 | RHEEM SALES COMPANY, INC. | RA1448AJ1 | AC | Split System: Air-Cooled Condensing Unit, Coil with Blower | RA1448AJ1 |  | RCF4824HTAM | 12.5 | 15.1 | Yes | Yes | 2015-02-11 |  | 1
FALSE | RA1430AJ1 | 4759 | 7491189 | RHEEM SALES COMPANY, INC. | RA1430AJ1 | AC | Split System: Air-Cooled Condensing Unit, Coil with Blower | RA1430AJ1 |  | RCFL-H*3824 | 13 | 16 | Yes | Yes | 2015-02-11 |  | 2
FALSE | RA1448AD1 | 4762 | 7945159 | RHEEM SALES COMPANY, INC. | RA1448AD1 | AC | Split System: Air-Cooled Condensing Unit, Coil with Blower | RA1448AD1 |  | RCF4824HTAM | 12.5 | 15.1 | Yes | Yes | 2015-02-11 |  | 1
FALSE | RA1636AJ1 | 4917 | 7941873 | RHEEM SALES COMPANY, INC. | RA1636AJ1 | AC | Split System: Air-Cooled Condensing Unit, Coil with Blower | RA1636AJ1 |  | RCF3621STAM | 12.5 | 15 | Yes | Yes | 2015-02-11 |  | 1
FALSE | RA1336AD1 | 4824 | 7508901 | RHEEM SALES COMPANY, INC. | RA1336AJ1 | AC | Split System: Air-Cooled Condensing Unit, Coil with Blower | RA1336AJ1 |  | RCQD-3624 | 12 | 14.5 | Yes | Yes | 2015-02-11 |  | 0
FALSE | RA1448AD1 | 4762 | 7492374 | RHEEM SALES COMPANY, INC. | RA1448AJ1 | AC | Split System: Air-Cooled Condensing Unit, Coil with Blower | RA1448AJ1 |  | RCF4821STAM | 12 | 14.5 | Yes | Yes | 2015-02-11 |  | 0
FALSE | RA1436AD1 | 4760 | 7600201 | RHEEM SALES COMPANY, INC. | RA1436AJ1 | AC | Split System: Air-Cooled Condensing Unit, Coil with Blower | RA1436AJ1 |  | RCF3624MTAM | 13 | 16 | Yes | Yes | 2015-02-11 |  | 2
FALSE | RA1436AD1 | 4760 | 7491278 | RHEEM SALES COMPANY, INC. | RA1436AC1 | AC | Split System: Air-Cooled Condensing Unit, Coil with Blower | RA1436AC1 |  | RCF3621MTAM | 13 | 15.5 | Yes | Yes | 2015-02-11 |  | 1
FALSE | RA1424AJ1 | 4758 | 7490892 | RHEEM SALES COMPANY, INC. | RA1424AJ1 | AC | Split System: Air-Cooled Condensing Unit, Coil with Blower | RA1424AJ1 |  | RCFL-H*2621 | 13 | 15.5 | Yes | Yes | 2015-02-11 |  | 1
FALSE | RA1324AJ1 | 4822 | 7982287 | RHEEM SALES COMPANY, INC. | RA1324AJ1 | AC | Split System: Air-Cooled Condensing Unit, Coil with Blower | RA1324AJ1 |  | RCFL-H*2617 | 12 | 14.5 | Yes | Yes | 2015-02-11 |  | 0
FALSE | RA1442AD1 | 4761 | 7492137 | RHEEM SALES COMPANY, INC. | RA1442AJ1 | AC | Split System: Air-Cooled Condensing Unit, Coil with Blower | RA1442AJ1 |  | RCFN-H*4824 | 12.5 | 15.1 | Yes | Yes | 2015-02-11 |  | 1
FALSE | RA1630AJ1 | 4916 | 7941319 | RHEEM SALES COMPANY, INC. | RA1630AJ1 | AC | Split System: Air-Cooled Condensing Unit, Coil with Blower | RA1630AJ1 |  | RCQD-3624 | 13 | 16 | Yes | Yes | 2015-02-11 |  | 2
FALSE | RA1324AJ1 | 4822 | 7507703 | RHEEM SALES COMPANY, INC. | RA1324AJ1 | AC | Split System: Air-Cooled Condensing Unit, Coil with Blower | RA1324AJ1 |  | RCF2421MTAM | 12 | 14.5 | Yes | Yes | 2015-02-11 |  | 0
FALSE | RA1448AD1 | 4762 | 7493707 | RHEEM SALES COMPANY, INC. | RA1448AJ1 | AC | Split System: Air-Cooled Condensing Unit, Coil with Blower | RA1448AJ1 |  | RHLL-HM4821 | 12 | 14.5 | Yes | Yes | 2015-02-11 |  | 0
FALSE | RA1424AJ1 | 4758 | 7490776 | RHEEM SALES COMPANY, INC. | RA1424AJ1 | AC | Split System: Air-Cooled Condensing Unit, Coil with Blower | RA1424AJ1 |  | RCF2417STAM | 13 | 15.5 | Yes | Yes | 2015-02-11 |  | 1
FALSE | RA1642AJ1 | 4918 | 7942246 | RHEEM SALES COMPANY, INC. | RA1642AC1 | AC | Split System: Air-Cooled Condensing Unit, Coil with Blower | RA1642AC1 |  | RCF4821STAM | 12.2 | 14.5 | Yes | Yes | 2015-02-11 |  | 0
FALSE | RA1430AJ1 | 4759 | 7501006 | RHEEM SALES COMPANY, INC. | RA1430AJ1 | AC | Split System: Air-Cooled Condensing Unit, Coil with Blower | RA1430AJ1 |  | RCFL-H*3824 | 13 | 16 | Yes | Yes | 2015-02-11 |  | 2
FALSE | RA1430AJ1 | 4759 | 7491216 | RHEEM SALES COMPANY, INC. | RA1430AJ1 | AC | Split System: Air-Cooled Condensing Unit, Coil with Blower | RA1430AJ1 |  | RCFN-H*3624 | 13 | 16 | Yes | Yes | 2015-02-11 |  | 2
FALSE | RA1636AJ1 | 4917 | 7942035 | RHEEM SALES COMPANY, INC. | RA1636AJ1 | AC | Split System: Air-Cooled Condensing Unit, Coil with Blower | RA1636AJ1 |  | RCFL-H*3621 | 13 | 15.5 | Yes | Yes | 2015-02-11 |  | 1
FALSE | RA1418AJ1 | 4757 | 7490575 | RHEEM SALES COMPANY, INC. | RA1418AJ1 | AC | Split System: Air-Cooled Condensing Unit, Coil with Blower | RA1418AJ1 |  | RCF2421HTAM | 13 | 16 | Yes | Yes | 2015-02-11 |  | 2
FALSE | RA1642AJ1 | 4918 | 7942855 | RHEEM SALES COMPANY, INC. | RA1642AJ1 | AC | Split System: Air-Cooled Condensing Unit, Coil Alone | RA1642AJ1 |  | RCQD-4821+RXMD-C04 | 12.5 | 15 | Yes | Yes | 2015-02-11 |  | 1
FALSE | RA1448AD1 | 4762 | 7492353 | RHEEM SALES COMPANY, INC. | RA1448AC1 | AC | Split System: Air-Cooled Condensing Unit, Coil with Blower | RA1448AC1 |  | RCQD-4824 | 12 | 14.5 | Yes | Yes | 2015-02-11 |  | 0
FALSE | RA1430AJ1 | 4759 | 7491203 | RHEEM SALES COMPANY, INC. | RA1430AJ1 | AC | Split System: Air-Cooled Condensing Unit, Coil with Blower | RA1430AJ1 |  | RCFN-H*3624 | 13 | 16 | Yes | Yes | 2015-02-11 |  | 2
FALSE | RA1630AJ1 | 4916 | 7941199 | RHEEM SALES COMPANY, INC. | RA1630AJ1 | AC | Split System: Air-Cooled Condensing Unit, Coil with Blower | RA1630AJ1 |  | RCFL-H*3821 | 13 | 16 | Yes | Yes | 2015-02-11 |  | 2
FALSE | RA1630AJ1 | 4916 | 7941266 | RHEEM SALES COMPANY, INC. | RA1630AJ1 | AC | Split System: Air-Cooled Condensing Unit, Coil with Blower | RA1630AJ1 |  | RCFN-H*3624 | 13 | 16 | Yes | Yes | 2015-02-11 |  | 2
FALSE | RA1636AJ1 | 4917 | 7941536 | RHEEM SALES COMPANY, INC. | RA1636AC1 | AC | Split System: Air-Cooled Condensing Unit, Coil with Blower | RA1636AC1 |  | RCFL-H*3617 | 13 | 15.5 | Yes | Yes | 2015-02-11 |  | 1
FALSE | RA1636AJ1 | 4917 | 7941831 | RHEEM SALES COMPANY, INC. | RA1636AJ1 | AC | Split System: Air-Cooled Condensing Unit, Coil with Blower | RA1636AJ1 |  | RCF3621MTAM | 13 | 16 | Yes | Yes | 2015-02-11 |  | 2
FALSE | RA1636AJ1 | 4917 | 7942153 | RHEEM SALES COMPANY, INC. | RA1636AJ1 | AC | Split System: Air-Cooled Condensing Unit, Coil with Blower | RA1636AJ1 |  | RCQD-3621 | 13 | 16 | Yes | Yes | 2015-02-11 |  | 2
FALSE | RA1636AJ1 | 4917 | 7941603 | RHEEM SALES COMPANY, INC. | RA1636AC1 | AC | Split System: Air-Cooled Condensing Unit, Coil with Blower | RA1636AC1 |  | RCFL-H*3621 | 12.5 | 15.1 | Yes | Yes | 2015-02-11 |  | 1
FALSE | RA1648AJ1 | 4919 | 7943066 | RHEEM SALES COMPANY, INC. | RA1648AC1 | AC | Split System: Air-Cooled Condensing Unit, Coil with Blower | RA1648AC1 |  | RCFL-H*4824 | 13 | 15.5 | Yes | Yes | 2015-02-11 |  | 1
FALSE | RA1630AJ1 | 4916 | 7941280 | RHEEM SALES COMPANY, INC. | RA1630AJ1 | AC | Split System: Air-Cooled Condensing Unit, Coil with Blower | RA1630AJ1 |  | RCQD-3621 | 13 | 16 | Yes | Yes | 2015-02-11 |  | 2
FALSE | RA1436AD1 | 4760 | 7491450 | RHEEM SALES COMPANY, INC. | RA1436AC1 | AC | Split System: Air-Cooled Condensing Unit, Coil with Blower | RA1436AC1 |  | RCFL-H*3824 | 13 | 15.5 | Yes | Yes | 2015-02-11 |  | 1
FALSE | RA1336AD1 | 4824 | 7982396 | RHEEM SALES COMPANY, INC. | RA1336AC1 | AC | Split System: Air-Cooled Condensing Unit, Coil with Blower | RA1336AC1 |  | RCF3624MTAM | 12 | 14.5 | Yes | Yes | 2015-02-11 |  | 0
FALSE | RA1336AD1 | 4824 | 7508443 | RHEEM SALES COMPANY, INC. | RA1336AC1 | AC | Split System: Air-Cooled Condensing Unit, Coil with Blower | RA1336AC1 |  | RCFL-H*3824 | 12 | 14.5 | Yes | Yes | 2015-02-11 |  | 0
FALSE | RA1636AJ1 | 4917 | 7941810 | RHEEM SALES COMPANY, INC. | RA1636AJ1 | AC | Split System: Air-Cooled Condensing Unit, Coil with Blower | RA1636AJ1 |  | RCF3617STAM | 12.5 | 15.1 | Yes | Yes | 2015-02-11 |  | 1
FALSE | RA1648AJ1 | 4919 | 7943235 | RHEEM SALES COMPANY, INC. | RA1648AJ1 | AC | Split System: Air-Cooled Condensing Unit, Coil with Blower | RA1648AJ1 |  | RCF4821STAM | 13 | 15.5 | Yes | Yes | 2015-02-11 |  | 1
FALSE | RA1436AD1 | 4760 | 7491253 | RHEEM SALES COMPANY, INC. | RA1436AC1 | AC | Split System: Air-Cooled Condensing Unit, Coil with Blower | RA1436AC1 |  | RCF3617STAM | 12.5 | 15 | Yes | Yes | 2015-02-11 |  | 1
FALSE | RA1448AD1 | 4762 | 7601529 | RHEEM SALES COMPANY, INC. | RA1448AC1 | AC | Split System: Air-Cooled Condensing Unit, Coil with Blower | RA1448AC1 |  | RCF4824HTAM | 12.5 | 15 | Yes | Yes | 2015-02-11 |  | 1
FALSE | RA1642AJ1 | 4918 | 7944229 | RHEEM SALES COMPANY, INC. | RA1642AJ1 | AC | Split System: Air-Cooled Condensing Unit, Coil with Blower | RA1642AJ1 |  | RCF4824STAM | 13 | 16 | Yes | Yes | 2015-02-11 |  | 2
FALSE | RA1630AJ1 | 4916 | 7941106 | RHEEM SALES COMPANY, INC. | RA1630AJ1 | AC | Split System: Air-Cooled Condensing Unit, Coil with Blower | RA1630AJ1 |  | RCFL-H*3617 | 13 | 16 | Yes | Yes | 2015-02-11 |  | 2
FALSE | RA1648AJ1 | 4919 | 7943376 | RHEEM SALES COMPANY, INC. | RA1648AJ1 | AC | Split System: Air-Cooled Condensing Unit, Coil with Blower | RA1648AJ1 |  | RCFL-H*4821 | 12.5 | 15.1 | Yes | Yes | 2015-02-11 |  | 1
FALSE | RA1660AC1 | 4920 | 7943546 | RHEEM SALES COMPANY, INC. | RA1660AJ1 | AC | Split System: Air-Cooled Condensing Unit, Coil with Blower | RA1660AJ1 |  | RBHP-25 | 12.5 | 15 | Yes | Yes | 2015-02-11 |  | 1
FALSE | RA1436AD1 | 4760 | 7491568 | RHEEM SALES COMPANY, INC. | RA1436AJ1 | AC | Split System: Air-Cooled Condensing Unit, Coil with Blower | RA1436AJ1 |  | RCF3621MTAM | 13 | 15.5 | Yes | Yes | 2015-02-11 |  | 1
FALSE | RA1636AJ1 | 4917 | 7942022 | RHEEM SALES COMPANY, INC. | RA1636AJ1 | AC | Split System: Air-Cooled Condensing Unit, Coil with Blower | RA1636AJ1 |  | RCFL-H*3621 | 13 | 15.5 | Yes | Yes | 2015-02-11 |  | 1
FALSE | RA1436AD1 | 4760 | 7491469 | RHEEM SALES COMPANY, INC. | RA1436AC1 | AC | Split System: Air-Cooled Condensing Unit, Coil with Blower | RA1436AC1 |  | RCQD-3621 | 13 | 15.5 | Yes | Yes | 2015-02-11 |  | 1
FALSE | RA1630AJ1 | 4916 | 7941063 | RHEEM SALES COMPANY, INC. | RA1630AJ1 | AC | Split System: Air-Cooled Condensing Unit, Coil with Blower | RA1630AJ1 |  | RCF3624MTAM | 13 | 16 | Yes | Yes | 2015-02-11 |  | 2
FALSE | RA1436AD1 | 4760 | 7491772 | RHEEM SALES COMPANY, INC. | RA1436AJ1 | AC | Split System: Air-Cooled Condensing Unit, Coil with Blower | RA1436AJ1 |  | RCQD-3621 | 13 | 15.5 | Yes | Yes | 2015-02-11 |  | 1
FALSE | RA1636AJ1 | 4917 | 7941791 | RHEEM SALES COMPANY, INC. | RA1636AJ1 | AC | Split System: Air-Cooled Condensing Unit, Coil with Blower | RA1636AJ1 |  | RCF3617STAM | 12.5 | 15.1 | Yes | Yes | 2015-02-11 |  | 1
FALSE | RA1442AD1 | 4761 | 7600474 | RHEEM SALES COMPANY, INC. | RA1442AD1 | AC | Split System: Air-Cooled Condensing Unit, Coil with Blower | RA1442AD1 |  | RCFN-H*4824 | 13 | 15.5 | Yes | Yes | 2015-02-11 |  | 1
FALSE | RA1642AJ1 | 4918 | 7942339 | RHEEM SALES COMPANY, INC. | RA1642AC1 | AC | Split System: Air-Cooled Condensing Unit, Coil with Blower | RA1642AC1 |  | RCF4824STAM | 13 | 15.5 | Yes | Yes | 2015-02-11 |  | 1
FALSE | RA1636AJ1 | 4917 | 7944070 | RHEEM SALES COMPANY, INC. | RA1636AC1 | AC | Split System: Air-Cooled Condensing Unit, Coil with Blower | RA1636AC1 |  | RCF3617STAM | 12.5 | 15.1 | Yes | Yes | 2015-02-11 |  | 1
FALSE | RA1442AD1 | 4761 | 7600346 | RHEEM SALES COMPANY, INC. | RA1442AD1 | AC | Split System: Air-Cooled Condensing Unit, Coil with Blower | RA1442AD1 |  | RCF4824HTAM | 13 | 15.5 | Yes | Yes | 2015-02-11 |  | 1
FALSE | RA1336AD1 | 4824 | 7508463 | RHEEM SALES COMPANY, INC. | RA1336AC1 | AC | Split System: Air-Cooled Condensing Unit, Coil with Blower | RA1336AC1 |  | RCFN-H*3624 | 12.5 | 15.1 | Yes | Yes | 2015-02-11 |  | 1
FALSE | RA1648AJ1 | 4919 | 7943186 | RHEEM SALES COMPANY, INC. | RA1648AC1 | AC | Split System: Air-Cooled Condensing Unit, Coil with Blower | RA1648AC1 |  | RCQD-4824 | 13 | 16 | Yes | Yes | 2015-02-11 |  | 2
FALSE | RA1336AD1 | 4824 | 7508317 | RHEEM SALES COMPANY, INC. | RA1336AC1 | AC | Split System: Air-Cooled Condensing Unit, Coil with Blower | RA1336AC1 |  | RCF3624MTAM | 12 | 14.5 | Yes | Yes | 2015-02-11 |  | 0
FALSE | RA1642AJ1 | 4918 | 7942230 | RHEEM SALES COMPANY, INC. | RA1642AC1 | AC | Split System: Air-Cooled Condensing Unit, Coil with Blower | RA1642AC1 |  | RCF4821STAM | 13 | 16 | Yes | Yes | 2015-02-11 |  | 2
FALSE | RA1442AD1 | 4761 | 7600418 | RHEEM SALES COMPANY, INC. | RA1442AD1 | AC | Split System: Air-Cooled Condensing Unit, Coil with Blower | RA1442AD1 |  | RCFL-H*4821 | 12 | 14.5 | Yes | Yes | 2015-02-11 |  | 0
FALSE | RA1460AD1 | 4763 | 7492608 | RHEEM SALES COMPANY, INC. | RA1460AC1 | AC | Split System: Air-Cooled Condensing Unit, Coil with Blower | RA1460AC1 |  | RCFN-H*6024 | 12 | 14.5 | Yes | Yes | 2015-02-11 |  | 0
FALSE | RA1642AJ1 | 4918 | 7942843 | RHEEM SALES COMPANY, INC. | RA1642AJ1 | AC | Split System: Air-Cooled Condensing Unit, Coil with Blower | RA1642AJ1 |  | RCQD-4821 | 13 | 15.5 | Yes | Yes | 2015-02-11 |  | 1
FALSE | RA1336AD1 | 4824 | 7508303 | RHEEM SALES COMPANY, INC. | RA1336AC1 | AC | Split System: Air-Cooled Condensing Unit, Coil with Blower | RA1336AC1 |  | RCF3624MTAM | 12 | 14.5 | Yes | Yes | 2015-02-11 |  | 0
FALSE | RA1636AJ1 | 4917 | 7942202 | RHEEM SALES COMPANY, INC. | RA1636AJ1 | AC | Split System: Air-Cooled Condensing Unit, Coil Alone | RA1636AJ1 |  | RCQD-3624+RXMD-C04 | 12.5 | 15.1 | Yes | Yes | 2015-02-11 |  | 1
FALSE | RA1648AJ1 | 4919 | 7943250 | RHEEM SALES COMPANY, INC. | RA1648AJ1 | AC | Split System: Air-Cooled Condensing Unit, Coil with Blower | RA1648AJ1 |  | RCF4821STAM | 13 | 15.5 | Yes | Yes | 2015-02-11 |  | 1
FALSE | RA1330AJ1 | 4823 | 7508108 | RHEEM SALES COMPANY, INC. | RA1330AJ1 | AC | Split System: Air-Cooled Condensing Unit, Coil with Blower | RA1330AJ1 |  | RCFN-H*3624 | 13 | 15.5 | Yes | Yes | 2015-02-11 |  | 1
FALSE | RA1624AJ1 | 4915 | 7940593 | RHEEM SALES COMPANY, INC. | RA1624AJ1 | AC | Split System: Air-Cooled Condensing Unit, Coil with Blower | RA1624AJ1 |  | RCF2417HTAM | 13 | 16 | Yes | Yes | 2015-02-11 |  | 2
FALSE | RA1624AJ1 | 4915 | 7940637 | RHEEM SALES COMPANY, INC. | RA1624AJ1 | AC | Split System: Air-Cooled Condensing Unit, Coil with Blower | RA1624AJ1 |  | RCF2417STAM | 13 | 16 | Yes | Yes | 2015-02-11 |  | 2
FALSE | RA1430AJ1 | 4759 | 7491041 | RHEEM SALES COMPANY, INC. | RA1430AJ1 | AC | Split System: Air-Cooled Condensing Unit, Coil with Blower | RA1430AJ1 |  | RCF3624HTAM | 13 | 16 | Yes | Yes | 2015-02-11 |  | 2
FALSE | RA1636AJ1 | 4917 | 7942198 | RHEEM SALES COMPANY, INC. | RA1636AJ1 | AC | Split System: Air-Cooled Condensing Unit, Coil with Blower | RA1636AJ1 |  | RCQD-3624 | 13 | 16 | Yes | Yes | 2015-02-11 |  | 2
FALSE | RA1636AJ1 | 4917 | 7941389 | RHEEM SALES COMPANY, INC. | RA1636AC1 | AC | Split System: Air-Cooled Condensing Unit, Coil with Blower | RA1636AC1 |  | RCF3621MTAM | 13 | 16 | Yes | Yes | 2015-02-11 |  | 2
FALSE | RA1442AD1 | 4761 | 7492063 | RHEEM SALES COMPANY, INC. | RA1442AJ1 | AC | Split System: Air-Cooled Condensing Unit, Coil with Blower | RA1442AJ1 |  | RCF4824STAM | 12 | 14.5 | Yes | Yes | 2015-02-11 |  | 0
FALSE | RA1430AJ1 | 4759 | 7944960 | RHEEM SALES COMPANY, INC. | RA1430AJ1 | AC | Split System: Air-Cooled Condensing Unit, Coil with Blower | RA1430AJ1 |  | RCF3617STAM | 12.5 | 15.1 | Yes | Yes | 2015-02-11 |  | 1
FALSE | RA1448AD1 | 4762 | 7600823 | RHEEM SALES COMPANY, INC. | RA1448AD1 | AC | Split System: Air-Cooled Condensing Unit, Coil with Blower | RA1448AD1 |  | RCQD-4821 | 12 | 14.5 | Yes | Yes | 2015-02-11 |  | 0
FALSE | RA1648AJ1 | 4919 | 7944240 | RHEEM SALES COMPANY, INC. | RA1648AC1 | AC | Split System: Air-Cooled Condensing Unit, Coil with Blower | RA1648AC1 |  | RCF4824HTAM | 13 | 16 | Yes | Yes | 2015-02-11 |  | 2
FALSE | RA1436AD1 | 4760 | 7491551 | RHEEM SALES COMPANY, INC. | RA1436AJ1 | AC | Split System: Air-Cooled Condensing Unit, Coil with Blower | RA1436AJ1 |  | RCF3621MTAM | 12.5 | 15.1 | Yes | Yes | 2015-02-11 |  | 1
FALSE | RA1648AJ1 | 4919 | 7943007 | RHEEM SALES COMPANY, INC. | RA1648AC1 | AC | Split System: Air-Cooled Condensing Unit, Coil with Blower | RA1648AC1 |  | RCFL-H*4821 | 13 | 15.5 | Yes | Yes | 2015-02-11 |  | 1
FALSE | RA1448AD1 | 4762 | 7492426 | RHEEM SALES COMPANY, INC. | RA1448AJ1 | AC | Split System: Air-Cooled Condensing Unit, Coil with Blower | RA1448AJ1 |  | RCF4824STAM | 12 | 14.5 | Yes | Yes | 2015-02-11 |  | 0
FALSE | RA1330AJ1 | 4823 | 7508142 | RHEEM SALES COMPANY, INC. | RA1330AJ1 | AC | Split System: Air-Cooled Condensing Unit, Coil with Blower | RA1330AJ1 |  | RCQD-3621 | 12.5 | 15 | Yes | Yes | 2015-02-11 |  | 1
FALSE | RA1436AD1 | 4760 | 7599710 | RHEEM SALES COMPANY, INC. | RA1436AC1 | AC | Split System: Air-Cooled Condensing Unit, Coil with Blower | RA1436AC1 |  | RCFL-H*3621 | 13 | 15.5 | Yes | Yes | 2015-02-11 |  | 1
FALSE | RA1442AD1 | 4761 | 7492098 | RHEEM SALES COMPANY, INC. | RA1442AJ1 | AC | Split System: Air-Cooled Condensing Unit, Coil with Blower | RA1442AJ1 |  | RCFL-H*4821 | 12 | 14.5 | Yes | Yes | 2015-02-11 |  | 0
FALSE | RA1442AD1 | 4761 | 7600329 | RHEEM SALES COMPANY, INC. | RA1442AD1 | AC | Split System: Air-Cooled Condensing Unit, Coil with Blower | RA1442AD1 |  | RCF4824HTAM | 12.5 | 15 | Yes | Yes | 2015-02-11 |  | 1
FALSE | RA1442AD1 | 4761 | 7600442 | RHEEM SALES COMPANY, INC. | RA1442AD1 | AC | Split System: Air-Cooled Condensing Unit, Coil with Blower | RA1442AD1 |  | RCFL-H*4824 | 12 | 14.5 | Yes | Yes | 2015-02-11 |  | 0
FALSE | RA1648AJ1 | 4919 | 7943058 | RHEEM SALES COMPANY, INC. | RA1648AC1 | AC | Split System: Air-Cooled Condensing Unit, Coil with Blower | RA1648AC1 |  | RCFL-H*4824 | 13 | 15.5 | Yes | Yes | 2015-02-11 |  | 1
FALSE | RA1336AD1 | 4824 | 7508690 | RHEEM SALES COMPANY, INC. | RA1336AJ1 | AC | Split System: Air-Cooled Condensing Unit, Coil with Blower | RA1336AJ1 |  | RCF3624MTAM | 12 | 14.5 | Yes | Yes | 2015-02-11 |  | 0
FALSE | RA1648AJ1 | 4919 | 7943477 | RHEEM SALES COMPANY, INC. | RA1648AJ1 | AC | Split System: Air-Cooled Condensing Unit, Coil with Blower | RA1648AJ1 |  | RCQD-4821 | 13 | 16 | Yes | Yes | 2015-02-11 |  | 2
FALSE | RA1636AJ1 | 4917 | 7941561 | RHEEM SALES COMPANY, INC. | RA1636AC1 | AC | Split System: Air-Cooled Condensing Unit, Coil with Blower | RA1636AC1 |  | RCFL-H*3617 | 13 | 15.5 | Yes | Yes | 2015-02-11 |  | 1
FALSE | RA1648AJ1 | 4919 | 7943185 | RHEEM SALES COMPANY, INC. | RA1648AC1 | AC | Split System: Air-Cooled Condensing Unit, Coil with Blower | RA1648AC1 |  | RCQD-4824 | 13 | 16 | Yes | Yes | 2015-02-11 |  | 2
FALSE | RA1442AD1 | 4761 | 7600542 | RHEEM SALES COMPANY, INC. | RA1442AJ1 | AC | Split System: Air-Cooled Condensing Unit, Coil with Blower | RA1442AJ1 |  | RCFL-H*4821 | 12.5 | 15.1 | Yes | Yes | 2015-02-11 |  | 1
FALSE | RA1436AD1 | 4760 | 7491619 | RHEEM SALES COMPANY, INC. | RA1436AJ1 | AC | Split System: Air-Cooled Condensing Unit, Coil with Blower | RA1436AJ1 |  | RCF3624HTAM | 13 | 16 | Yes | Yes | 2015-02-11 |  | 2
FALSE | RA1336AD1 | 4824 | 7508491 | RHEEM SALES COMPANY, INC. | RA1336AC1 | AC | Split System: Air-Cooled Condensing Unit, Coil with Blower | RA1336AC1 |  | RCQD-3621 | 12 | 14.5 | Yes | Yes | 2015-02-11 |  | 0
FALSE | RA1436AD1 | 4760 | 7600159 | RHEEM SALES COMPANY, INC. | RA1436AD1 | AC | Split System: Air-Cooled Condensing Unit, Coil with Blower | RA1436AD1 |  | RH2V3624HTAC | 13 | 16 | Yes | Yes | 2015-02-11 |  | 2
FALSE | RA1424AJ1 | 4758 | 7599577 | RHEEM SALES COMPANY, INC. | RA1424AJ1 | AC | Split System: Air-Cooled Condensing Unit, Coil with Blower | RA1424AJ1 |  | RCF2421MTAM | 12.5 | 15.1 | Yes | Yes | 2015-02-11 |  | 1
FALSE | RA1436AD1 | 4760 | 7599975 | RHEEM SALES COMPANY, INC. | RA1436AD1 | AC | Split System: Air-Cooled Condensing Unit, Coil with Blower | RA1436AD1 |  | RCFL-H*3621 | 12.5 | 15.1 | Yes | Yes | 2015-02-11 |  | 1
FALSE | RA1442AD1 | 4761 | 7492061 | RHEEM SALES COMPANY, INC. | RA1442AJ1 | AC | Split System: Air-Cooled Condensing Unit, Coil with Blower | RA1442AJ1 |  | RCF4824STAM | 12.5 | 15 | Yes | Yes | 2015-02-11 |  | 1
FALSE | RA1636AJ1 | 4917 | 7941608 | RHEEM SALES COMPANY, INC. | RA1636AC1 | AC | Split System: Air-Cooled Condensing Unit, Coil with Blower | RA1636AC1 |  | RCFL-H*3621 | 13 | 15.5 | Yes | Yes | 2015-02-11 |  | 1
FALSE | RA1448AD1 | 4762 | 7600770 | RHEEM SALES COMPANY, INC. | RA1448AD1 | AC | Split System: Air-Cooled Condensing Unit, Coil with Blower | RA1448AD1 |  | RCFN-H*4824 | 12.5 | 15.1 | Yes | Yes | 2015-02-11 |  | 1
FALSE | RA1648AJ1 | 4919 | 7943445 | RHEEM SALES COMPANY, INC. | RA1648AJ1 | AC | Split System: Air-Cooled Condensing Unit, Coil with Blower | RA1648AJ1 |  | RCFN-H*4824 | 13 | 16 | Yes | Yes | 2015-02-11 |  | 2
FALSE | RA1330AJ1 | 4823 | 7507936 | RHEEM SALES COMPANY, INC. | RA1330AJ1 | AC | Split System: Air-Cooled Condensing Unit, Coil with Blower | RA1330AJ1 |  | RCF3624HTAM | 13 | 15.5 | Yes | Yes | 2015-02-11 |  | 1
FALSE | RA1448AD1 | 4762 | 7600772 | RHEEM SALES COMPANY, INC. | RA1448AD1 | AC | Split System: Air-Cooled Condensing Unit, Coil with Blower | RA1448AD1 |  | RCFN-H*4824 | 13 | 15.5 | Yes | Yes | 2015-02-11 |  | 1
FALSE | RA1442AD1 | 4761 | 7600355 | RHEEM SALES COMPANY, INC. | RA1442AD1 | AC | Split System: Air-Cooled Condensing Unit, Coil with Blower | RA1442AD1 |  | RCF4824STAM | 12.5 | 15 | Yes | Yes | 2015-02-11 |  | 1
FALSE | RA1660AC1 | 4920 | 7943613 | RHEEM SALES COMPANY, INC. | RA1660AJ1 | AC | Split System: Air-Cooled Condensing Unit, Coil with Blower | RA1660AJ1 |  | RCFL-H*6024 | 13 | 16 | Yes | Yes | 2015-02-11 |  | 2
FALSE | RA1642AJ1 | 4918 | 7942780 | RHEEM SALES COMPANY, INC. | RA1642AJ1 | AC | Split System: Air-Cooled Condensing Unit, Coil with Blower | RA1642AJ1 |  | RCFN-H*4824 | 13 | 16 | Yes | Yes | 2015-02-11 |  | 2
FALSE | RA1342AD1 | 4827 | 7982599 | RHEEM SALES COMPANY, INC. | RA1342AJ1 | AC | Split System: Air-Cooled Condensing Unit, Coil with Blower | RA1342AJ1 |  | RCF4824HTAM | 12 | 14.5 | Yes | Yes | 2015-02-11 |  | 0
FALSE | RA1618AJ1 | 4914 | 7940300 | RHEEM SALES COMPANY, INC. | RA1618AJ1 | AC | Split System: Air-Cooled Condensing Unit, Coil with Blower | RA1618AJ1 |  | RCF2417HTAM | 13 | 16 | Yes | Yes | 2015-02-11 |  | 2
FALSE | RA1436AD1 | 4760 | 7501070 | RHEEM SALES COMPANY, INC. | RA1436AJ1 | AC | Split System: Air-Cooled Condensing Unit, Coil with Blower | RA1436AJ1 |  | RCF3624HTAM | 13 | 16 | Yes | Yes | 2015-02-11 |  | 2
FALSE | RA1330AJ1 | 4823 | 7507914 | RHEEM SALES COMPANY, INC. | RA1330AJ1 | AC | Split System: Air-Cooled Condensing Unit, Coil with Blower | RA1330AJ1 |  | RCF3621STAM | 12 | 14.5 | Yes | Yes | 2015-02-11 |  | 0
FALSE | RA1642AJ1 | 4918 | 7942302 | RHEEM SALES COMPANY, INC. | RA1642AC1 | AC | Split System: Air-Cooled Condensing Unit, Coil with Blower | RA1642AC1 |  | RCF4824HTAM | 13 | 16 | Yes | Yes | 2015-02-11 |  | 2
FALSE | RA1430AJ1 | 4759 | 7601376 | RHEEM SALES COMPANY, INC. | RA1430AJ1 | AC | Split System: Air-Cooled Condensing Unit, Coil with Blower | RA1430AJ1 |  | RCF3621STAM | 12.5 | 15.1 | Yes | Yes | 2015-02-11 |  | 1
FALSE | RA1436AD1 | 4760 | 7491544 | RHEEM SALES COMPANY, INC. | RA1436AJ1 | AC | Split System: Air-Cooled Condensing Unit, Coil with Blower | RA1436AJ1 |  | RCF3617STAM | 12.5 | 15 | Yes | Yes | 2015-02-11 |  | 1
FALSE | RA1642AJ1 | 4918 | 7942444 | RHEEM SALES COMPANY, INC. | RA1642AC1 | AC | Split System: Air-Cooled Condensing Unit, Coil with Blower | RA1642AC1 |  | RCFN-H*4824 | 13 | 16 | Yes | Yes | 2015-02-11 |  | 2
FALSE | RA1430AJ1 | 4759 | 7601370 | RHEEM SALES COMPANY, INC. | RA1430AJ1 | AC | Split System: Air-Cooled Condensing Unit, Coil with Blower | RA1430AJ1 |  | RCF3621MTAM | 13 | 16 | Yes | Yes | 2015-02-11 |  | 2
FALSE | RA1660AC1 | 4920 | 7943575 | RHEEM SALES COMPANY, INC. | RA1660AJ1 | AC | Split System: Air-Cooled Condensing Unit, Coil Alone | RA1660AJ1 |  | RCF6024HTAM+RXMD-C04 | 12.5 | 15.1 | Yes | Yes | 2015-02-11 |  | 1
FALSE | RA1648AJ1 | 4919 | 7943166 | RHEEM SALES COMPANY, INC. | RA1648AC1 | AC | Split System: Air-Cooled Condensing Unit, Coil with Blower | RA1648AC1 |  | RCQD-4821 | 13 | 16 | Yes | Yes | 2015-02-11 |  | 2
FALSE | RA1424AJ1 | 4758 | 7599570 | RHEEM SALES COMPANY, INC. | RA1424AJ1 | AC | Split System: Air-Cooled Condensing Unit, Coil with Blower | RA1424AJ1 |  | RCF2421HTAM | 12.5 | 15.1 | Yes | Yes | 2015-02-11 |  | 1
FALSE | RA1442AD1 | 4761 | 7600459 | RHEEM SALES COMPANY, INC. | RA1442AD1 | AC | Split System: Air-Cooled Condensing Unit, Coil with Blower | RA1442AD1 |  | RCFL-H*4824 | 12 | 14.5 | Yes | Yes | 2015-02-11 |  | 0
FALSE | RA1448AD1 | 4762 | 7501194 | RHEEM SALES COMPANY, INC. | RA1448AJ1 | AC | Split System: Air-Cooled Condensing Unit, Coil with Blower | RA1448AJ1 |  | RCF4821STAM | 12 | 14.5 | Yes | Yes | 2015-02-11 |  | 0
FALSE | RA1442AD1 | 4761 | 7600468 | RHEEM SALES COMPANY, INC. | RA1442AD1 | AC | Split System: Air-Cooled Condensing Unit, Coil with Blower | RA1442AD1 |  | RCFN-H*4824 | 13 | 15.5 | Yes | Yes | 2015-02-11 |  | 1
FALSE | RA1636AJ1 | 4917 | 7941747 | RHEEM SALES COMPANY, INC. | RA1636AC1 | AC | Split System: Air-Cooled Condensing Unit, Coil with Blower | RA1636AC1 |  | RCQD-3624 | 13 | 16 | Yes | Yes | 2015-02-11 |  | 2
FALSE | RA1636AJ1 | 4917 | 7942030 | RHEEM SALES COMPANY, INC. | RA1636AJ1 | AC | Split System: Air-Cooled Condensing Unit, Coil with Blower | RA1636AJ1 |  | RCFL-H*3621 | 13 | 15.5 | Yes | Yes | 2015-02-11 |  | 1
FALSE | RA1636AJ1 | 4917 | 7942164 | RHEEM SALES COMPANY, INC. | RA1636AJ1 | AC | Split System: Air-Cooled Condensing Unit, Coil with Blower | RA1636AJ1 |  | RCQD-3621 | 13 | 16 | Yes | Yes | 2015-02-11 |  | 2
FALSE | RA1318AJ1 | 4821 | 7507480 | RHEEM SALES COMPANY, INC. | RA1318AJ1 | AC | Split System: Air-Cooled Condensing Unit, Coil with Blower | RA1318AJ1 |  | RCF2421MTAM | 12 | 14.5 | Yes | Yes | 2015-02-11 |  | 0
FALSE | RA1424AJ1 | 4758 | 7490889 | RHEEM SALES COMPANY, INC. | RA1424AJ1 | AC | Split System: Air-Cooled Condensing Unit, Coil with Blower | RA1424AJ1 |  | RCFL-H*2621 | 12.5 | 15.1 | Yes | Yes | 2015-02-11 |  | 1
FALSE | RA1642AJ1 | 4918 | 7942398 | RHEEM SALES COMPANY, INC. | RA1642AC1 | AC | Split System: Air-Cooled Condensing Unit, Coil with Blower | RA1642AC1 |  | RCFL-H*4824 | 13 | 15.5 | Yes | Yes | 2015-02-11 |  | 1
FALSE | RA1636AJ1 | 4917 | 7941421 | RHEEM SALES COMPANY, INC. | RA1636AC1 | AC | Split System: Air-Cooled Condensing Unit, Coil with Blower | RA1636AC1 |  | RCF3621MTAM | 13 | 16 | Yes | Yes | 2015-02-11 |  | 2
FALSE | RA1330AJ1 | 4823 | 7508158 | RHEEM SALES COMPANY, INC. | RA1330AJ1 | AC | Split System: Air-Cooled Condensing Unit, Coil with Blower | RA1330AJ1 |  | RCQD-3624 | 12.5 | 15.1 | Yes | Yes | 2015-02-11 |  | 1
FALSE | RA1436AD1 | 4760 | 7491309 | RHEEM SALES COMPANY, INC. | RA1436AC1 | AC | Split System: Air-Cooled Condensing Unit, Coil with Blower | RA1436AC1 |  | RCF3621STAM | 12.5 | 15 | Yes | Yes | 2015-02-11 |  | 1
FALSE | RA1648AJ1 | 4919 | 7943468 | RHEEM SALES COMPANY, INC. | RA1648AJ1 | AC | Split System: Air-Cooled Condensing Unit, Coil with Blower | RA1648AJ1 |  | RCQD-4821 | 13 | 16 | Yes | Yes | 2015-02-11 |  | 2
FALSE | RA1436AD1 | 4760 | 7601461 | RHEEM SALES COMPANY, INC. | RA1436AJ1 | AC | Split System: Air-Cooled Condensing Unit, Coil with Blower | RA1436AJ1 |  | RCF3621MTAM | 12.5 | 15.1 | Yes | Yes | 2015-02-11 |  | 1
FALSE | RA1436AD1 | 4760 | 7501062 | RHEEM SALES COMPANY, INC. | RA1436AJ1 | AC | Split System: Air-Cooled Condensing Unit, Coil with Blower | RA1436AJ1 |  | RCF3621MTAM | 13 | 16 | Yes | Yes | 2015-02-11 |  | 2
FALSE | RA1630AJ1 | 4916 | 7941317 | RHEEM SALES COMPANY, INC. | RA1630AJ1 | AC | Split System: Air-Cooled Condensing Unit, Coil with Blower | RA1630AJ1 |  | RCQD-3624 | 13 | 16 | Yes | Yes | 2015-02-11 |  | 2
FALSE | RA1636AJ1 | 4917 | 7941593 | RHEEM SALES COMPANY, INC. | RA1636AC1 | AC | Split System: Air-Cooled Condensing Unit, Coil with Blower | RA1636AC1 |  | RCFL-H*3621 | 12.5 | 15.1 | Yes | Yes | 2015-02-11 |  | 1
FALSE | RA1436AD1 | 4760 | 7944998 | RHEEM SALES COMPANY, INC. | RA1436AC1 | AC | Split System: Air-Cooled Condensing Unit, Coil with Blower | RA1436AC1 |  | RCF3621STAM | 12 | 14.5 | Yes | Yes | 2015-02-11 |  | 0
FALSE | RA1418AJ1 | 4757 | 7490558 | RHEEM SALES COMPANY, INC. | RA1418AJ1 | AC | Split System: Air-Cooled Condensing Unit, Coil with Blower | RA1418AJ1 |  | RCF2417STAM | 13 | 16 | Yes | Yes | 2015-02-11 |  | 2
FALSE | RA1436AD1 | 4760 | 7599820 | RHEEM SALES COMPANY, INC. | RA1436AD1 | AC | Split System: Air-Cooled Condensing Unit, Coil with Blower | RA1436AD1 |  | RCF3621STAM | 12 | 14.5 | Yes | Yes | 2015-02-11 |  | 0
FALSE | RA1648AJ1 | 4919 | 7944255 | RHEEM SALES COMPANY, INC. | RA1648AJ1 | AC | Split System: Air-Cooled Condensing Unit, Coil with Blower | RA1648AJ1 |  | RCF4821STAM | 13 | 15.5 | Yes | Yes | 2015-02-11 |  | 1
FALSE | RA1448AD1 | 4762 | 7600637 | RHEEM SALES COMPANY, INC. | RA1448AD1 | AC | Split System: Air-Cooled Condensing Unit, Coil with Blower | RA1448AD1 |  | RCF4824HTAM | 12.5 | 15.1 | Yes | Yes | 2015-02-11 |  | 1
FALSE | RA1636AJ1 | 4917 | 7941415 | RHEEM SALES COMPANY, INC. | RA1636AC1 | AC | Split System: Air-Cooled Condensing Unit, Coil with Blower | RA1636AC1 |  | RCF3621MTAM | 13 | 16 | Yes | Yes | 2015-02-11 |  | 2
FALSE | RA1642AJ1 | 4918 | 7942851 | RHEEM SALES COMPANY, INC. | RA1642AJ1 | AC | Split System: Air-Cooled Condensing Unit, Coil with Blower | RA1642AJ1 |  | RCQD-4821 | 13 | 15.5 | Yes | Yes | 2015-02-11 |  | 1
FALSE | RA1418AJ1 | 4757 | 7601336 | RHEEM SALES COMPANY, INC. | RA1418AJ1 | AC | Split System: Air-Cooled Condensing Unit, Coil with Blower | RA1418AJ1 |  | RCQD-2417 | 13 | 16 | Yes | Yes | 2015-02-11 |  | 2
FALSE | RA1442AD1 | 4761 | 7491883 | RHEEM SALES COMPANY, INC. | RA1442AC1 | AC | Split System: Air-Cooled Condensing Unit, Coil with Blower | RA1442AC1 |  | RCF4824STAM | 12.5 | 15.1 | Yes | Yes | 2015-02-11 |  | 1
FALSE | RA1642AJ1 | 4918 | 7942592 | RHEEM SALES COMPANY, INC. | RA1642AJ1 | AC | Split System: Air-Cooled Condensing Unit, Coil with Blower | RA1642AJ1 |  | RCF4821STAM | 13 | 16 | Yes | Yes | 2015-02-11 |  | 2
FALSE | RA1436AD1 | 4760 | 7491638 | RHEEM SALES COMPANY, INC. | RA1436AJ1 | AC | Split System: Air-Cooled Condensing Unit, Coil with Blower | RA1436AJ1 |  | RCF3624MTAM | 13 | 15.5 | Yes | Yes | 2015-02-11 |  | 1
FALSE | RA1636AJ1 | 4917 | 7941789 | RHEEM SALES COMPANY, INC. | RA1636AJ1 | AC | Split System: Air-Cooled Condensing Unit, Coil with Blower | RA1636AJ1 |  | RBHP-21 | 13 | 15.5 | Yes | Yes | 2015-02-11 |  | 1
FALSE | RA1442AD1 | 4761 | 7600375 | RHEEM SALES COMPANY, INC. | RA1442AD1 | AC | Split System: Air-Cooled Condensing Unit, Coil with Blower | RA1442AD1 |  | RCF4824STAM | 12.5 | 15 | Yes | Yes | 2015-02-11 |  | 1
FALSE | RA1642AJ1 | 4918 | 7944190 | RHEEM SALES COMPANY, INC. | RA1642AC1 | AC | Split System: Air-Cooled Condensing Unit, Coil with Blower | RA1642AC1 |  | RCF4824HTAM | 13 | 16 | Yes | Yes | 2015-02-11 |  | 2
FALSE | RA1448AD1 | 4762 | 7492193 | RHEEM SALES COMPANY, INC. | RA1448AC1 | AC | Split System: Air-Cooled Condensing Unit, Coil with Blower | RA1448AC1 |  | RCF4821STAM | 12 | 14.5 | Yes | Yes | 2015-02-11 |  | 0
FALSE | RA1648AJ1 | 4919 | 7942989 | RHEEM SALES COMPANY, INC. | RA1648AC1 | AC | Split System: Air-Cooled Condensing Unit, Coil with Blower | RA1648AC1 |  | RCF4824STAM | 13 | 16 | Yes | Yes | 2015-02-11 |  | 2
FALSE | RA1648AJ1 | 4919 | 7942940 | RHEEM SALES COMPANY, INC. | RA1648AC1 | AC | Split System: Air-Cooled Condensing Unit, Coil with Blower | RA1648AC1 |  | RCF4824HTAM | 13 | 16 | Yes | Yes | 2015-02-11 |  | 2
FALSE | RA1636AJ1 | 4917 | 7941586 | RHEEM SALES COMPANY, INC. | RA1636AC1 | AC | Split System: Air-Cooled Condensing Unit, Coil with Blower | RA1636AC1 |  | RCFL-H*3621 | 13 | 15.5 | Yes | Yes | 2015-02-11 |  | 1
FALSE | RA1648AJ1 | 4919 | 7943023 | RHEEM SALES COMPANY, INC. | RA1648AC1 | AC | Split System: Air-Cooled Condensing Unit, Coil with Blower | RA1648AC1 |  | RCFL-H*4821 | 12.5 | 15.1 | Yes | Yes | 2015-02-11 |  | 1
FALSE | RA1442AD1 | 4761 | 7600266 | RHEEM SALES COMPANY, INC. | RA1442AC1 | AC | Split System: Air-Cooled Condensing Unit, Coil with Blower | RA1442AC1 |  | RCFN-H*4824 | 13 | 15.5 | Yes | Yes | 2015-02-11 |  | 1
FALSE | RA1418AJ1 | 4757 | 7490663 | RHEEM SALES COMPANY, INC. | RA1418AJ1 | AC | Split System: Air-Cooled Condensing Unit, Coil with Blower | RA1418AJ1 |  | RCFL-H*2621 | 13 | 16 | Yes | Yes | 2015-02-11 |  | 2
FALSE | RA1442AD1 | 4761 | 7491846 | RHEEM SALES COMPANY, INC. | RA1442AC1 | AC | Split System: Air-Cooled Condensing Unit, Coil with Blower | RA1442AC1 |  | RCF4824HTAM | 12 | 14.5 | Yes | Yes | 2015-02-11 |  | 0
FALSE | RA1618AJ1 | 4914 | 7940456 | RHEEM SALES COMPANY, INC. | RA1618AJ1 | AC | Split System: Air-Cooled Condensing Unit, Coil with Blower | RA1618AJ1 |  | RCFL-H*2617 | 13 | 16 | Yes | Yes | 2015-02-11 |  | 2
FALSE | RA1442AD1 | 4761 | 7600328 | RHEEM SALES COMPANY, INC. | RA1442AD1 | AC | Split System: Air-Cooled Condensing Unit, Coil with Blower | RA1442AD1 |  | RCF4824HTAM | 12.5 | 15.1 | Yes | Yes | 2015-02-11 |  | 1
FALSE | RA1660AC1 | 4920 | 7943881 | RHEEM SALES COMPANY, INC. | RA1660AC1 | AC | Split System: Air-Cooled Condensing Unit, Coil with Blower | RA1660AC1 |  | RCFN-H*6024 | 13 | 15.5 | Yes | Yes | 2015-02-11 |  | 1
FALSE | RA1336AD1 | 4824 | 7508823 | RHEEM SALES COMPANY, INC. | RA1336AJ1 | AC | Split System: Air-Cooled Condensing Unit, Coil with Blower | RA1336AJ1 |  | RCFN-H*3624 | 12.5 | 15 | Yes | Yes | 2015-02-11 |  | 1
FALSE | RA1318AJ1 | 4821 | 7982168 | RHEEM SALES COMPANY, INC. | RA1318AJ1 | AC | Split System: Air-Cooled Condensing Unit, Coil with Blower | RA1318AJ1 |  | RCF2421HTAM | 12 | 14.5 | Yes | Yes | 2015-02-11 |  | 0
FALSE | RA1430AJ1 | 4759 | 7491227 | RHEEM SALES COMPANY, INC. | RA1430AJ1 | AC | Split System: Air-Cooled Condensing Unit, Coil with Blower | RA1430AJ1 |  | RH1T3621MTAN | 13 | 16 | Yes | Yes | 2015-02-11 |  | 2
FALSE | RA1630AJ1 | 4916 | 7941138 | RHEEM SALES COMPANY, INC. | RA1630AJ1 | AC | Split System: Air-Cooled Condensing Unit, Coil with Blower | RA1630AJ1 |  | RCFL-H*3621 | 13 | 16 | Yes | Yes | 2015-02-11 |  | 2
FALSE | RA1448AD1 | 4762 | 7492492 | RHEEM SALES COMPANY, INC. | RA1448AJ1 | AC | Split System: Air-Cooled Condensing Unit, Coil with Blower | RA1448AJ1 |  | RCFN-H*4824 | 12.5 | 15 | Yes | Yes | 2015-02-11 |  | 1
FALSE | RA1618AJ1 | 4914 | 7943974 | RHEEM SALES COMPANY, INC. | RA1618AJ1 | AC | Split System: Air-Cooled Condensing Unit, Coil with Blower | RA1618AJ1 |  | RCF2421MTAM | 13 | 16 | Yes | Yes | 2015-02-11 |  | 2
FALSE | RA1336AD1 | 4824 | 7508471 | RHEEM SALES COMPANY, INC. | RA1336AC1 | AC | Split System: Air-Cooled Condensing Unit, Coil with Blower | RA1336AC1 |  | RCFN-H*3624 | 12.5 | 15.1 | Yes | Yes | 2015-02-11 |  | 1
FALSE | RA1618AJ1 | 4914 | 7940321 | RHEEM SALES COMPANY, INC. | RA1618AJ1 | AC | Split System: Air-Cooled Condensing Unit, Coil with Blower | RA1618AJ1 |  | RCF2417MTAM | 13 | 16 | Yes | Yes | 2015-02-11 |  | 2
FALSE | RA1448AD1 | 4762 | 7600568 | RHEEM SALES COMPANY, INC. | RA1448AC1 | AC | Split System: Air-Cooled Condensing Unit, Coil with Blower | RA1448AC1 |  | RCF4824STAM | 12.5 | 15.1 | Yes | Yes | 2015-02-11 |  | 1
FALSE | RA1624AJ1 | 4915 | 7940697 | RHEEM SALES COMPANY, INC. | RA1624AJ1 | AC | Split System: Air-Cooled Condensing Unit, Coil with Blower | RA1624AJ1 |  | RCF2421MTAM | 13 | 16 | Yes | Yes | 2015-02-11 |  | 2
FALSE | RA1642AJ1 | 4918 | 7942482 | RHEEM SALES COMPANY, INC. | RA1642AC1 | AC | Split System: Air-Cooled Condensing Unit, Coil with Blower | RA1642AC1 |  | RCQD-4821 | 13 | 16 | Yes | Yes | 2015-02-11 |  | 2
FALSE | RA1630AJ1 | 4916 | 7940988 | RHEEM SALES COMPANY, INC. | RA1630AJ1 | AC | Split System: Air-Cooled Condensing Unit, Coil with Blower | RA1630AJ1 |  | RCF3621STAM | 13 | 16 | Yes | Yes | 2015-02-11 |  | 2
FALSE | RA1636AJ1 | 4917 | 7941875 | RHEEM SALES COMPANY, INC. | RA1636AJ1 | AC | Split System: Air-Cooled Condensing Unit, Coil with Blower | RA1636AJ1 |  | RCF3621STAM | 12.5 | 15.1 | Yes | Yes | 2015-02-11 |  | 1
FALSE | RA1618AJ1 | 4914 | 7940433 | RHEEM SALES COMPANY, INC. | RA1618AJ1 | AC | Split System: Air-Cooled Condensing Unit, Coil with Blower | RA1618AJ1 |  | RCFL-H*2417 | 13 | 16 | Yes | Yes | 2015-02-11 |  | 2
FALSE | RA1442AD1 | 4761 | 7493686 | RHEEM SALES COMPANY, INC. | RA1442AC1 | AC | Split System: Air-Cooled Condensing Unit, Coil with Blower | RA1442AC1 |  | RHKL-HM4821 | 12 | 14.5 | Yes | Yes | 2015-02-11 |  | 0
FALSE | RA1448AD1 | 4762 | 7492405 | RHEEM SALES COMPANY, INC. | RA1448AJ1 | AC | Split System: Air-Cooled Condensing Unit, Coil with Blower | RA1448AJ1 |  | RCF4824HTAM | 12 | 14.5 | Yes | Yes | 2015-02-11 |  | 0
FALSE | RA1636AJ1 | 4917 | 7941699 | RHEEM SALES COMPANY, INC. | RA1636AC1 | AC | Split System: Air-Cooled Condensing Unit, Coil with Blower | RA1636AC1 |  | RCFL-H*3824 | 13 | 15.5 | Yes | Yes | 2015-02-11 |  | 1
FALSE | RA1618AJ1 | 4914 | 7940403 | RHEEM SALES COMPANY, INC. | RA1618AJ1 | AC | Split System: Air-Cooled Condensing Unit, Coil with Blower | RA1618AJ1 |  | RCF2421MTAM | 13 | 16 | Yes | Yes | 2015-02-11 |  | 2
FALSE | RA1648AJ1 | 4919 | 7943268 | RHEEM SALES COMPANY, INC. | RA1648AJ1 | AC | Split System: Air-Cooled Condensing Unit, Coil with Blower | RA1648AJ1 |  | RCF4824HTAM | 13 | 16 | Yes | Yes | 2015-02-11 |  | 2
FALSE | RA1330AJ1 | 4823 | 7508071 | RHEEM SALES COMPANY, INC. | RA1330AJ1 | AC | Split System: Air-Cooled Condensing Unit, Coil with Blower | RA1330AJ1 |  | RCFL-H*3824 | 12 | 14.5 | Yes | Yes | 2015-02-11 |  | 0
FALSE | RA1448AD1 | 4762 | 7600650 | RHEEM SALES COMPANY, INC. | RA1448AD1 | AC | Split System: Air-Cooled Condensing Unit, Coil with Blower | RA1448AD1 |  | RCF4824HTAM | 12 | 14.5 | Yes | Yes | 2015-02-11 |  | 0
FALSE | RA1636AJ1 | 4917 | 7942162 | RHEEM SALES COMPANY, INC. | RA1636AJ1 | AC | Split System: Air-Cooled Condensing Unit, Coil with Blower | RA1636AJ1 |  | RCQD-3621 | 13 | 16 | Yes | Yes | 2015-02-11 |  | 2
FALSE | RA1336AD1 | 4824 | 7508458 | RHEEM SALES COMPANY, INC. | RA1336AC1 | AC | Split System: Air-Cooled Condensing Unit, Coil with Blower | RA1336AC1 |  | RCFN-H*3624 | 12.5 | 15.1 | Yes | Yes | 2015-02-11 |  | 1
FALSE | RA1436AD1 | 4760 | 7491758 | RHEEM SALES COMPANY, INC. | RA1436AJ1 | AC | Split System: Air-Cooled Condensing Unit, Coil with Blower | RA1436AJ1 |  | RCQD-3621 | 13 | 15.5 | Yes | Yes | 2015-02-11 |  | 1
FALSE | RA1442AD1 | 4761 | 7491933 | RHEEM SALES COMPANY, INC. | RA1442AC1 | AC | Split System: Air-Cooled Condensing Unit, Coil with Blower | RA1442AC1 |  | RCFL-H*4824 | 12 | 14.5 | Yes | Yes | 2015-02-11 |  | 0
FALSE | RA1442AD1 | 4761 | 7600242 | RHEEM SALES COMPANY, INC. | RA1442AC1 | AC | Split System: Air-Cooled Condensing Unit, Coil with Blower | RA1442AC1 |  | RCF4824HTAM | 13 | 15.5 | Yes | Yes | 2015-02-11 |  | 1
FALSE | RA1648AJ1 | 4919 | 7943257 | RHEEM SALES COMPANY, INC. | RA1648AJ1 | AC | Split System: Air-Cooled Condensing Unit, Coil with Blower | RA1648AJ1 |  | RCF4821STAM | 13 | 16 | Yes | Yes | 2015-02-11 |  | 2
FALSE | RA1642AJ1 | 4918 | 7942724 | RHEEM SALES COMPANY, INC. | RA1642AJ1 | AC | Split System: Air-Cooled Condensing Unit, Coil with Blower | RA1642AJ1 |  | RCFL-H*4821 | 12.5 | 15.1 | Yes | Yes | 2015-02-11 |  | 1
FALSE | RA1418AJ1 | 4757 | 7522118 | RHEEM SALES COMPANY, INC. | RA1418AJ1 | AC | Split System: Air-Cooled Condensing Unit, Coil with Blower | RA1418AJ1 |  | RCF2414STAM | 13 | 16 | Yes | Yes | 2015-02-11 |  | 2
FALSE | RA1630AJ1 | 4916 | 7941235 | RHEEM SALES COMPANY, INC. | RA1630AJ1 | AC | Split System: Air-Cooled Condensing Unit, Coil with Blower | RA1630AJ1 |  | RCFL-H*3824 | 13 | 16 | Yes | Yes | 2015-02-11 |  | 2
FALSE | RA1460AD1 | 4763 | 7945213 | RHEEM SALES COMPANY, INC. | RA1460AJ1 | AC | Split System: Air-Cooled Condensing Unit, Coil with Blower | RA1460AJ1 |  | RCF6024STAM | 12 | 14.5 | Yes | Yes | 2015-02-11 |  | 0
FALSE | RA1630AJ1 | 4916 | 7941203 | RHEEM SALES COMPANY, INC. | RA1630AJ1 | AC | Split System: Air-Cooled Condensing Unit, Coil with Blower | RA1630AJ1 |  | RCFL-H*3821 | 13 | 16 | Yes | Yes | 2015-02-11 |  | 2
FALSE | RA1436AD1 | 4760 | 7491548 | RHEEM SALES COMPANY, INC. | RA1436AJ1 | AC | Split System: Air-Cooled Condensing Unit, Coil with Blower | RA1436AJ1 |  | RCF3621MTAM | 13 | 15.5 | Yes | Yes | 2015-02-11 |  | 1
FALSE | RA1636AJ1 | 4917 | 7941474 | RHEEM SALES COMPANY, INC. | RA1636AC1 | AC | Split System: Air-Cooled Condensing Unit, Coil with Blower | RA1636AC1 |  | RCF3624HTAM | 13 | 16 | Yes | Yes | 2015-02-11 |  | 2
FALSE | RA1418AJ1 | 4757 | 7490660 | RHEEM SALES COMPANY, INC. | RA1418AJ1 | AC | Split System: Air-Cooled Condensing Unit, Coil with Blower | RA1418AJ1 |  | RCFL-H*2621 | 13 | 16 | Yes | Yes | 2015-02-11 |  | 2
FALSE | RA1436AD1 | 4760 | 7599926 | RHEEM SALES COMPANY, INC. | RA1436AD1 | AC | Split System: Air-Cooled Condensing Unit, Coil with Blower | RA1436AD1 |  | RCFL-H*3617 | 12 | 14.5 | Yes | Yes | 2015-02-11 |  | 0
FALSE | RA1648AJ1 | 4919 | 7943309 | RHEEM SALES COMPANY, INC. | RA1648AJ1 | AC | Split System: Air-Cooled Condensing Unit, Coil with Blower | RA1648AJ1 |  | RCF4824STAM | 13 | 16 | Yes | Yes | 2015-02-11 |  | 2
FALSE | RA1330AJ1 | 4823 | 7982315 | RHEEM SALES COMPANY, INC. | RA1330AJ1 | AC | Split System: Air-Cooled Condensing Unit, Coil with Blower | RA1330AJ1 |  | RCF3621MTAM | 12.5 | 15.1 | Yes | Yes | 2015-02-11 |  | 1
FALSE | RA1418AJ1 | 4757 | 7944924 | RHEEM SALES COMPANY, INC. | RA1418AJ1 | AC | Split System: Air-Cooled Condensing Unit, Coil with Blower | RA1418AJ1 |  | RCF2421HTAM | 13 | 16 | Yes | Yes | 2015-02-11 |  | 2
FALSE | RA1642AJ1 | 4918 | 7942331 | RHEEM SALES COMPANY, INC. | RA1642AC1 | AC | Split System: Air-Cooled Condensing Unit, Coil with Blower | RA1642AC1 |  | RCF4824STAM | 13 | 15.5 | Yes | Yes | 2015-02-11 |  | 1
FALSE | RA1448AD1 | 4762 | 7600882 | RHEEM SALES COMPANY, INC. | RA1448AJ1 | AC | Split System: Air-Cooled Condensing Unit, Coil with Blower | RA1448AJ1 |  | RCF4824STAM | 12.5 | 15.1 | Yes | Yes | 2015-02-11 |  | 1
FALSE | RA1642AJ1 | 4918 | 7942422 | RHEEM SALES COMPANY, INC. | RA1642AC1 | AC | Split System: Air-Cooled Condensing Unit, Coil with Blower | RA1642AC1 |  | RCFL-H*4824 | 13 | 15.5 | Yes | Yes | 2015-02-11 |  | 1
FALSE | RA1448AD1 | 4762 | 7600631 | RHEEM SALES COMPANY, INC. | RA1448AD1 | AC | Split System: Air-Cooled Condensing Unit, Coil with Blower | RA1448AD1 |  | RCF4824HTAM | 13 | 15.5 | Yes | Yes | 2015-02-11 |  | 1
FALSE | RA1418AJ1 | 4757 | 7490669 | RHEEM SALES COMPANY, INC. | RA1418AJ1 | AC | Split System: Air-Cooled Condensing Unit, Coil with Blower | RA1418AJ1 |  | RCFL-H*2621 | 13 | 15.5 | Yes | Yes | 2015-02-11 |  | 1
FALSE | RA1630AJ1 | 4916 | 7944053 | RHEEM SALES COMPANY, INC. | RA1630AJ1 | AC | Split System: Air-Cooled Condensing Unit, Coil with Blower | RA1630AJ1 |  | RCF3624MTAM | 13 | 16 | Yes | Yes | 2015-02-11 |  | 2
FALSE | RA1418AJ1 | 4757 | 7490623 | RHEEM SALES COMPANY, INC. | RA1418AJ1 | AC | Split System: Air-Cooled Condensing Unit, Coil with Blower | RA1418AJ1 |  | RCFL-H*2417 | 13 | 15.5 | Yes | Yes | 2015-02-11 |  | 1
FALSE | RA1418AJ1 | 4757 | 7944920 | RHEEM SALES COMPANY, INC. | RA1418AJ1 | AC | Split System: Air-Cooled Condensing Unit, Coil with Blower | RA1418AJ1 |  | RCF2417STAM | 13 | 16 | Yes | Yes | 2015-02-11 |  | 2
FALSE | RA1330AJ1 | 4823 | 7508055 | RHEEM SALES COMPANY, INC. | RA1330AJ1 | AC | Split System: Air-Cooled Condensing Unit, Coil with Blower | RA1330AJ1 |  | RCFL-H*3821 | 12 | 14.5 | Yes | Yes | 2015-02-11 |  | 0
FALSE | RA1460AD1 | 4763 | 7501231 | RHEEM SALES COMPANY, INC. | RA1460AC1 | AC | Split System: Air-Cooled Condensing Unit, Coil with Blower | RA1460AC1 |  | RCF6024STAM | 12 | 14.5 | Yes | Yes | 2015-02-11 |  | 0
FALSE | RA1660AC1 | 4920 | 7943837 | RHEEM SALES COMPANY, INC. | RA1660AC1 | AC | Split System: Air-Cooled Condensing Unit, Coil with Blower | RA1660AC1 |  | RCFL-H*6024 | 13 | 15.5 | Yes | Yes | 2015-02-11 |  | 1
FALSE | RA1424AJ1 | 4758 | 7490807 | RHEEM SALES COMPANY, INC. | RA1424AJ1 | AC | Split System: Air-Cooled Condensing Unit, Coil with Blower | RA1424AJ1 |  | RCF2421MTAM | 12 | 14.5 | Yes | Yes | 2015-02-11 |  | 0
FALSE | RA1660AC1 | 4920 | 7943815 | RHEEM SALES COMPANY, INC. | RA1660AC1 | AC | Split System: Air-Cooled Condensing Unit, Coil with Blower | RA1660AC1 |  | RCF6024STAM | 12.5 | 15.1 | Yes | Yes | 2015-02-11 |  | 1
FALSE | RA1618AJ1 | 4914 | 7940421 | RHEEM SALES COMPANY, INC. | RA1618AJ1 | AC | Split System: Air-Cooled Condensing Unit, Coil with Blower | RA1618AJ1 |  | RCFL-H*2417 | 13 | 16 | Yes | Yes | 2015-02-11 |  | 2
FALSE | RA1630AJ1 | 4916 | 7941208 | RHEEM SALES COMPANY, INC. | RA1630AJ1 | AC | Split System: Air-Cooled Condensing Unit, Coil with Blower | RA1630AJ1 |  | RCFL-H*3824 | 13 | 16 | Yes | Yes | 2015-02-11 |  | 2
FALSE | RA1636AJ1 | 4917 | 7942127 | RHEEM SALES COMPANY, INC. | RA1636AJ1 | AC | Split System: Air-Cooled Condensing Unit, Coil with Blower | RA1636AJ1 |  | RCFL-H*3824 | 13 | 16 | Yes | Yes | 2015-02-11 |  | 2
FALSE | RA1336AD1 | 4824 | 7508665 | RHEEM SALES COMPANY, INC. | RA1336AJ1 | AC | Split System: Air-Cooled Condensing Unit, Coil with Blower | RA1336AJ1 |  | RCF3624MTAM | 12 | 14.5 | Yes | Yes | 2015-02-11 |  | 0
FALSE | RA1630AJ1 | 4916 | 7940969 | RHEEM SALES COMPANY, INC. | RA1630AJ1 | AC | Split System: Air-Cooled Condensing Unit, Coil with Blower | RA1630AJ1 |  | RCF3621MTAM | 13 | 16 | Yes | Yes | 2015-02-11 |  | 2
FALSE | RA1624AJ1 | 4915 | 7940692 | RHEEM SALES COMPANY, INC. | RA1624AJ1 | AC | Split System: Air-Cooled Condensing Unit, Coil with Blower | RA1624AJ1 |  | RCF2421MTAM | 13 | 16 | Yes | Yes | 2015-02-11 |  | 2
FALSE | RA1636AJ1 | 4917 | 7941520 | RHEEM SALES COMPANY, INC. | RA1636AC1 | AC | Split System: Air-Cooled Condensing Unit, Coil with Blower | RA1636AC1 |  | RCF3624MTAM | 13 | 16 | Yes | Yes | 2015-02-11 |  | 2
FALSE | RA1630AJ1 | 4916 | 7941172 | RHEEM SALES COMPANY, INC. | RA1630AJ1 | AC | Split System: Air-Cooled Condensing Unit, Coil with Blower | RA1630AJ1 |  | RCFL-H*3821 | 13 | 16 | Yes | Yes | 2015-02-11 |  | 2
FALSE | RA1318AJ1 | 4821 | 7507503 | RHEEM SALES COMPANY, INC. | RA1318AJ1 | AC | Split System: Air-Cooled Condensing Unit, Coil with Blower | RA1318AJ1 |  | RCFL-H*2417 | 12 | 14.5 | Yes | Yes | 2015-02-11 |  | 0
FALSE | RA1448AD1 | 4762 | 7600564 | RHEEM SALES COMPANY, INC. | RA1448AC1 | AC | Split System: Air-Cooled Condensing Unit, Coil with Blower | RA1448AC1 |  | RCF4824HTAM | 13 | 15.5 | Yes | Yes | 2015-02-11 |  | 1
FALSE | RA1624AJ1 | 4915 | 7940714 | RHEEM SALES COMPANY, INC. | RA1624AJ1 | AC | Split System: Air-Cooled Condensing Unit, Coil with Blower | RA1624AJ1 |  | RCFL-H*2417 | 13 | 15.5 | Yes | Yes | 2015-02-11 |  | 1
FALSE | RA1630AJ1 | 4916 | 7940945 | RHEEM SALES COMPANY, INC. | RA1630AJ1 | AC | Split System: Air-Cooled Condensing Unit, Coil with Blower | RA1630AJ1 |  | RCF3621MTAM | 13 | 16 | Yes | Yes | 2015-02-11 |  | 2
FALSE | RA1318AJ1 | 4821 | 7507418 | RHEEM SALES COMPANY, INC. | RA1318AJ1 | AC | Split System: Air-Cooled Condensing Unit, Coil with Blower | RA1318AJ1 |  | RCF2417HTAM | 12 | 14.5 | Yes | Yes | 2015-02-11 |  | 0
FALSE | RA1436AD1 | 4760 | 7599740 | RHEEM SALES COMPANY, INC. | RA1436AD1 | AC | Split System: Air-Cooled Condensing Unit, Coil with Blower | RA1436AD1 |  | RCF3617STAM | 12 | 14.5 | Yes | Yes | 2015-02-11 |  | 0
FALSE | RA1448AD1 | 4762 | 7601538 | RHEEM SALES COMPANY, INC. | RA1448AC1 | AC | Split System: Air-Cooled Condensing Unit, Coil with Blower | RA1448AC1 |  | RCFN-H*4824 | 12.5 | 15.1 | Yes | Yes | 2015-02-11 |  | 1
FALSE | RA1318AJ1 | 4821 | 7507554 | RHEEM SALES COMPANY, INC. | RA1318AJ1 | AC | Split System: Air-Cooled Condensing Unit, Coil with Blower | RA1318AJ1 |  | RCFN-H*2417 | 12 | 14.5 | Yes | Yes | 2015-02-11 |  | 0
FALSE | RA1642AJ1 | 4918 | 7942459 | RHEEM SALES COMPANY, INC. | RA1642AC1 | AC | Split System: Air-Cooled Condensing Unit, Coil with Blower | RA1642AC1 |  | RCFN-H*4824 | 13 | 16 | Yes | Yes | 2015-02-11 |  | 2
FALSE | RA1436AD1 | 4760 | 7491742 | RHEEM SALES COMPANY, INC. | RA1436AJ1 | AC | Split System: Air-Cooled Condensing Unit, Coil with Blower | RA1436AJ1 |  | RCFL-H*3824 | 13 | 15.5 | Yes | Yes | 2015-02-11 |  | 1
FALSE | RA1648AJ1 | 4919 | 7943541 | RHEEM SALES COMPANY, INC. | RA1648AJ1 | AC | Split System: Air-Cooled Condensing Unit, Coil with Blower | RA1648AJ1 |  | RHLL-HM4821 | 13 | 15.5 | Yes | Yes | 2015-02-11 |  | 1
FALSE | RA1448AD1 | 4762 | 7492333 | RHEEM SALES COMPANY, INC. | RA1448AC1 | AC | Split System: Air-Cooled Condensing Unit, Coil with Blower | RA1448AC1 |  | RCQD-4821 | 12 | 14.5 | Yes | Yes | 2015-02-11 |  | 0
FALSE | RA1436AD1 | 4760 | 7491589 | RHEEM SALES COMPANY, INC. | RA1436AJ1 | AC | Split System: Air-Cooled Condensing Unit, Coil with Blower | RA1436AJ1 |  | RCF3621STAM | 12.5 | 15.1 | Yes | Yes | 2015-02-11 |  | 1
FALSE | RA1642AJ1 | 4918 | 7942563 | RHEEM SALES COMPANY, INC. | RA1642AJ1 | AC | Split System: Air-Cooled Condensing Unit, Coil with Blower | RA1642AJ1 |  | RCF4821STAM | 13 | 16 | Yes | Yes | 2015-02-11 |  | 2
FALSE | RA1330AJ1 | 4823 | 7508118 | RHEEM SALES COMPANY, INC. | RA1330AJ1 | AC | Split System: Air-Cooled Condensing Unit, Coil with Blower | RA1330AJ1 |  | RCFN-H*3624 | 13 | 15.5 | Yes | Yes | 2015-02-11 |  | 1
FALSE | RA1336AD1 | 4824 | 7508579 | RHEEM SALES COMPANY, INC. | RA1336AJ1 | AC | Split System: Air-Cooled Condensing Unit, Coil with Blower | RA1336AJ1 |  | RCF3621MTAM | 12 | 14.5 | Yes | Yes | 2015-02-11 |  | 0
FALSE | RA1630AJ1 | 4916 | 7940968 | RHEEM SALES COMPANY, INC. | RA1630AJ1 | AC | Split System: Air-Cooled Condensing Unit, Coil with Blower | RA1630AJ1 |  | RCF3621MTAM | 13 | 16 | Yes | Yes | 2015-02-11 |  | 2
FALSE | RA1436AD1 | 4760 | 7945071 | RHEEM SALES COMPANY, INC. | RA1436AJ1 | AC | Split System: Air-Cooled Condensing Unit, Coil with Blower | RA1436AJ1 |  | RCF3624MTAM | 13 | 15.5 | Yes | Yes | 2015-02-11 |  | 1
FALSE | RA1336AD1 | 4824 | 7983360 | RHEEM SALES COMPANY, INC. | RA1336AC1 | AC | Split System: Air-Cooled Condensing Unit, Coil with Blower | RA1336AC1 |  | RCF3624HTAM | 13 | 15.5 | Yes | Yes | 2015-02-11 |  | 1
FALSE | RA1624AJ1 | 4915 | 7940776 | RHEEM SALES COMPANY, INC. | RA1624AJ1 | AC | Split System: Air-Cooled Condensing Unit, Coil with Blower | RA1624AJ1 |  | RCFL-H*2621 | 13 | 16 | Yes | Yes | 2015-02-11 |  | 2
FALSE | RA1636AJ1 | 4917 | 7941522 | RHEEM SALES COMPANY, INC. | RA1636AC1 | AC | Split System: Air-Cooled Condensing Unit, Coil with Blower | RA1636AC1 |  | RCF3624MTAM | 13 | 16 | Yes | Yes | 2015-02-11 |  | 2
FALSE | RA1642AJ1 | 4918 | 7942286 | RHEEM SALES COMPANY, INC. | RA1642AC1 | AC | Split System: Air-Cooled Condensing Unit, Coil with Blower | RA1642AC1 |  | RCF4824HTAM | 13 | 16 | Yes | Yes | 2015-02-11 |  | 2
FALSE | RA1436AD1 | 4760 | 7491614 | RHEEM SALES COMPANY, INC. | RA1436AJ1 | AC | Split System: Air-Cooled Condensing Unit, Coil with Blower | RA1436AJ1 |  | RCF3624HTAM | 13 | 16 | Yes | Yes | 2015-02-11 |  | 2
FALSE | RA1418AJ1 | 4757 | 7606954 | RHEEM SALES COMPANY, INC. | RA1418AJ1 | AC | Split System: Air-Cooled Condensing Unit, Coil with Blower | RA1418AJ1 |  | RCFL-H*2621 | 13 | 15.5 | Yes | Yes | 2015-02-11 |  | 1
FALSE | RA1448AD1 | 4762 | 7492289 | RHEEM SALES COMPANY, INC. | RA1448AC1 | AC | Split System: Air-Cooled Condensing Unit, Coil with Blower | RA1448AC1 |  | RCFN-H*4824 | 12.5 | 15 | Yes | Yes | 2015-02-11 |  | 1
FALSE | RA1436AD1 | 4760 | 7493681 | RHEEM SALES COMPANY, INC. | RA1436AJ1 | AC | Split System: Air-Cooled Condensing Unit, Coil with Blower | RA1436AJ1 |  | RHLL-HM3617 | 12.5 | 15 | Yes | Yes | 2015-02-11 |  | 1
FALSE | RA1318AJ1 | 4821 | 7507464 | RHEEM SALES COMPANY, INC. | RA1318AJ1 | AC | Split System: Air-Cooled Condensing Unit, Coil with Blower | RA1318AJ1 |  | RCF2421HTAM | 12 | 14.5 | Yes | Yes | 2015-02-11 |  | 0
FALSE | RA1648AJ1 | 4919 | 7942962 | RHEEM SALES COMPANY, INC. | RA1648AC1 | AC | Split System: Air-Cooled Condensing Unit, Coil with Blower | RA1648AC1 |  | RCF4824HTAM | 13 | 16 | Yes | Yes | 2015-02-11 |  | 2
FALSE | RA1648AJ1 | 4919 | 7943292 | RHEEM SALES COMPANY, INC. | RA1648AJ1 | AC | Split System: Air-Cooled Condensing Unit, Coil with Blower | RA1648AJ1 |  | RCF4824HTAM | 13 | 16 | Yes | Yes | 2015-02-11 |  | 2
FALSE | RA1642AJ1 | 4918 | 7942540 | RHEEM SALES COMPANY, INC. | RA1642AC1 | AC | Split System: Air-Cooled Condensing Unit, Coil with Blower | RA1642AC1 |  | RCQD-4824 | 13 | 16 | Yes | Yes | 2015-02-11 |  | 2
FALSE | RA1618AJ1 | 4914 | 7940517 | RHEEM SALES COMPANY, INC. | RA1618AJ1 | AC | Split System: Air-Cooled Condensing Unit, Coil with Blower | RA1618AJ1 |  | RCFN-H*2421 | 13 | 16 | Yes | Yes | 2015-02-11 |  | 2
FALSE | RA1642AJ1 | 4918 | 7942573 | RHEEM SALES COMPANY, INC. | RA1642AJ1 | AC | Split System: Air-Cooled Condensing Unit, Coil with Blower | RA1642AJ1 |  | RCF4821STAM | 12.5 | 15.1 | Yes | Yes | 2015-02-11 |  | 1
FALSE | RA1342AD1 | 4827 | 7511750 | RHEEM SALES COMPANY, INC. | RA1342AC1 | AC | Split System: Air-Cooled Condensing Unit, Coil with Blower | RA1342AC1 |  | RCFN-H*4824 | 12 | 14.5 | Yes | Yes | 2015-02-11 |  | 0
FALSE | RA1330AJ1 | 4823 | 7508144 | RHEEM SALES COMPANY, INC. | RA1330AJ1 | AC | Split System: Air-Cooled Condensing Unit, Coil with Blower | RA1330AJ1 |  | RCQD-3621 | 12.5 | 15.1 | Yes | Yes | 2015-02-11 |  | 1
FALSE | RA1418AJ1 | 4757 | 7599548 | RHEEM SALES COMPANY, INC. | RA1418AJ1 | AC | Split System: Air-Cooled Condensing Unit, Coil with Blower | RA1418AJ1 |  | RCFN-H*2421 | 13 | 16 | Yes | Yes | 2015-02-11 |  | 2
FALSE | RA1648AJ1 | 4919 | 7942988 | RHEEM SALES COMPANY, INC. | RA1648AC1 | AC | Split System: Air-Cooled Condensing Unit, Coil with Blower | RA1648AC1 |  | RCF4824STAM | 13 | 15.5 | Yes | Yes | 2015-02-11 |  | 1
FALSE | RA1436AD1 | 4760 | 7491583 | RHEEM SALES COMPANY, INC. | RA1436AJ1 | AC | Split System: Air-Cooled Condensing Unit, Coil with Blower | RA1436AJ1 |  | RCF3621STAM | 12 | 14.5 | Yes | Yes | 2015-02-11 |  | 0
FALSE | RA1336AD1 | 4824 | 7508648 | RHEEM SALES COMPANY, INC. | RA1336AJ1 | AC | Split System: Air-Cooled Condensing Unit, Coil with Blower | RA1336AJ1 |  | RCF3624HTAM | 12 | 14.5 | Yes | Yes | 2015-02-11 |  | 0
FALSE | RA1430AJ1 | 4759 | 7500969 | RHEEM SALES COMPANY, INC. | RA1430AJ1 | AC | Split System: Air-Cooled Condensing Unit, Coil with Blower | RA1430AJ1 |  | RCF3617STAM | 12.5 | 15.1 | Yes | Yes | 2015-02-11 |  | 1
FALSE | RA1318AJ1 | 4821 | 7507493 | RHEEM SALES COMPANY, INC. | RA1318AJ1 | AC | Split System: Air-Cooled Condensing Unit, Coil with Blower | RA1318AJ1 |  | RCFL-H*2417 | 12 | 14.5 | Yes | Yes | 2015-02-11 |  | 0
FALSE | RA1618AJ1 | 4914 | 7940301 | RHEEM SALES COMPANY, INC. | RA1618AJ1 | AC | Split System: Air-Cooled Condensing Unit, Coil with Blower | RA1618AJ1 |  | RCF2417HTAM | 13 | 16 | Yes | Yes | 2015-02-11 |  | 2
FALSE | RA1648AJ1 | 4919 | 7942985 | RHEEM SALES COMPANY, INC. | RA1648AC1 | AC | Split System: Air-Cooled Condensing Unit, Coil with Blower | RA1648AC1 |  | RCF4824STAM | 13 | 15.5 | Yes | Yes | 2015-02-11 |  | 1
FALSE | RA1324AJ1 | 4822 | 7507681 | RHEEM SALES COMPANY, INC. | RA1324AJ1 | AC | Split System: Air-Cooled Condensing Unit, Coil with Blower | RA1324AJ1 |  | RCF2421HTAM | 12 | 14.5 | Yes | Yes | 2015-02-11 |  | 0
FALSE | RA1642AJ1 | 4918 | 7942493 | RHEEM SALES COMPANY, INC. | RA1642AC1 | AC | Split System: Air-Cooled Condensing Unit, Coil with Blower | RA1642AC1 |  | RCQD-4821 | 12.5 | 15.1 | Yes | Yes | 2015-02-11 |  | 1
FALSE | RA1618AJ1 | 4914 | 7940469 | RHEEM SALES COMPANY, INC. | RA1618AJ1 | AC | Split System: Air-Cooled Condensing Unit, Coil with Blower | RA1618AJ1 |  | RCFL-H*2621 | 13 | 16 | Yes | Yes | 2015-02-11 |  | 2
FALSE | RA1330AJ1 | 4823 | 7982365 | RHEEM SALES COMPANY, INC. | RA1330AJ1 | AC | Split System: Air-Cooled Condensing Unit, Coil with Blower | RA1330AJ1 |  | RCQD-3621 | 13 | 15.5 | Yes | Yes | 2015-02-11 |  | 1
FALSE | RA1448AD1 | 4762 | 7492214 | RHEEM SALES COMPANY, INC. | RA1448AC1 | AC | Split System: Air-Cooled Condensing Unit, Coil with Blower | RA1448AC1 |  | RCF4824HTAM | 12.5 | 15 | Yes | Yes | 2015-02-11 |  | 1
FALSE | RA1436AD1 | 4760 | 7491552 | RHEEM SALES COMPANY, INC. | RA1436AJ1 | AC | Split System: Air-Cooled Condensing Unit, Coil with Blower | RA1436AJ1 |  | RCF3621MTAM | 12.5 | 15.1 | Yes | Yes | 2015-02-11 |  | 1
FALSE | RA1436AD1 | 4760 | 7491431 | RHEEM SALES COMPANY, INC. | RA1436AC1 | AC | Split System: Air-Cooled Condensing Unit, Coil with Blower | RA1436AC1 |  | RCFL-H*3821 | 12.5 | 15.1 | Yes | Yes | 2015-02-11 |  | 1
FALSE | RA1442AD1 | 4761 | 7492152 | RHEEM SALES COMPANY, INC. | RA1442AJ1 | AC | Split System: Air-Cooled Condensing Unit, Coil with Blower | RA1442AJ1 |  | RCFN-H*4824 | 13 | 15.5 | Yes | Yes | 2015-02-11 |  | 1
FALSE | RA1636AJ1 | 4917 | 7944162 | RHEEM SALES COMPANY, INC. | RA1636AJ1 | AC | Split System: Air-Cooled Condensing Unit, Coil with Blower | RA1636AJ1 |  | RCF3624HTAM | 13 | 16 | Yes | Yes | 2015-02-11 |  | 2
FALSE | RA1436AD1 | 4760 | 7491267 | RHEEM SALES COMPANY, INC. | RA1436AC1 | AC | Split System: Air-Cooled Condensing Unit, Coil with Blower | RA1436AC1 |  | RCF3621MTAM | 13 | 15.5 | Yes | Yes | 2015-02-11 |  | 1
FALSE | RA1642AJ1 | 4918 | 7942314 | RHEEM SALES COMPANY, INC. | RA1642AC1 | AC | Split System: Air-Cooled Condensing Unit, Coil with Blower | RA1642AC1 |  | RCF4824STAM | 13 | 16 | Yes | Yes | 2015-02-11 |  | 2
FALSE | RA1330AJ1 | 4823 | 7982357 | RHEEM SALES COMPANY, INC. | RA1330AJ1 | AC | Split System: Air-Cooled Condensing Unit, Coil with Blower | RA1330AJ1 |  | RCFL-H*3824 | 12 | 14.5 | Yes | Yes | 2015-02-11 |  | 0
FALSE | RA1642AJ1 | 4918 | 7942742 | RHEEM SALES COMPANY, INC. | RA1642AJ1 | AC | Split System: Air-Cooled Condensing Unit, Coil with Blower | RA1642AJ1 |  | RCFL-H*4824 | 12.5 | 15 | Yes | Yes | 2015-02-11 |  | 1
FALSE | RA1318AJ1 | 4821 | 7507576 | RHEEM SALES COMPANY, INC. | RA1318AJ1 | AC | Split System: Air-Cooled Condensing Unit, Coil with Blower | RA1318AJ1 |  | RCFN-H*2421 | 12 | 14.5 | Yes | Yes | 2015-02-11 |  | 0
FALSE | RA1642AJ1 | 4918 | 7942348 | RHEEM SALES COMPANY, INC. | RA1642AC1 | AC | Split System: Air-Cooled Condensing Unit, Coil with Blower | RA1642AC1 |  | RCFL-H*4821 | 12.5 | 15.1 | Yes | Yes | 2015-02-11 |  | 1
FALSE | RA1648AJ1 | 4919 | 7943381 | RHEEM SALES COMPANY, INC. | RA1648AJ1 | AC | Split System: Air-Cooled Condensing Unit, Coil with Blower | RA1648AJ1 |  | RCFL-H*4821 | 13 | 15.5 | Yes | Yes | 2015-02-11 |  | 1
FALSE | RA1436AD1 | 4760 | 7599815 | RHEEM SALES COMPANY, INC. | RA1436AD1 | AC | Split System: Air-Cooled Condensing Unit, Coil with Blower | RA1436AD1 |  | RCF3621STAM | 12.5 | 15 | Yes | Yes | 2015-02-11 |  | 1
FALSE | RA1424AJ1 | 4758 | 7500961 | RHEEM SALES COMPANY, INC. | RA1424AJ1 | AC | Split System: Air-Cooled Condensing Unit, Coil with Blower | RA1424AJ1 |  | RCFL-H*2417 | 12.5 | 15.1 | Yes | Yes | 2015-02-11 |  | 1
FALSE | RA1436AD1 | 4760 | 7491571 | RHEEM SALES COMPANY, INC. | RA1436AJ1 | AC | Split System: Air-Cooled Condensing Unit, Coil with Blower | RA1436AJ1 |  | RCF3621MTAM | 13 | 16 | Yes | Yes | 2015-02-11 |  | 2
FALSE | RA1318AJ1 | 4821 | 7521139 | RHEEM SALES COMPANY, INC. | RA1318AJ1 | AC | Split System: Air-Cooled Condensing Unit, Coil with Blower | RA1318AJ1 |  | RHBL-FR24T | 12 | 14.5 | Yes | Yes | 2015-02-11 |  | 0
FALSE | RA1648AJ1 | 4919 | 7942977 | RHEEM SALES COMPANY, INC. | RA1648AC1 | AC | Split System: Air-Cooled Condensing Unit, Coil with Blower | RA1648AC1 |  | RCF4824STAM | 13 | 15.5 | Yes | Yes | 2015-02-11 |  | 1
FALSE | RA1630AJ1 | 4916 | 7941308 | RHEEM SALES COMPANY, INC. | RA1630AJ1 | AC | Split System: Air-Cooled Condensing Unit, Coil with Blower | RA1630AJ1 |  | RCQD-3621 | 13 | 16 | Yes | Yes | 2015-02-11 |  | 2
FALSE | RA1330AJ1 | 4823 | 7508051 | RHEEM SALES COMPANY, INC. | RA1330AJ1 | AC | Split System: Air-Cooled Condensing Unit, Coil with Blower | RA1330AJ1 |  | RCFL-H*3821 | 12 | 14.5 | Yes | Yes | 2015-02-11 |  | 0
FALSE | RA1648AJ1 | 4919 | 7943532 | RHEEM SALES COMPANY, INC. | RA1648AJ1 | AC | Split System: Air-Cooled Condensing Unit, Coil with Blower | RA1648AJ1 |  | RCQD-4824 | 13 | 16 | Yes | Yes | 2015-02-11 |  | 2
FALSE | RA1648AJ1 | 4919 | 7943209 | RHEEM SALES COMPANY, INC. | RA1648AC1 | AC | Split System: Air-Cooled Condensing Unit, Coil with Blower | RA1648AC1 |  | RH1T4821STAN | 13 | 16 | Yes | Yes | 2015-02-11 |  | 2
FALSE | RA1436AD1 | 4760 | 7600014 | RHEEM SALES COMPANY, INC. | RA1436AD1 | AC | Split System: Air-Cooled Condensing Unit, Coil with Blower | RA1436AD1 |  | RCFL-H*3821 | 13 | 15.5 | Yes | Yes | 2015-02-11 |  | 1
FALSE | RA1630AJ1 | 4916 | 7940996 | RHEEM SALES COMPANY, INC. | RA1630AJ1 | AC | Split System: Air-Cooled Condensing Unit, Coil with Blower | RA1630AJ1 |  | RCF3621STAM | 13 | 16 | Yes | Yes | 2015-02-11 |  | 2
FALSE | RA1636AJ1 | 4917 | 7942096 | RHEEM SALES COMPANY, INC. | RA1636AJ1 | AC | Split System: Air-Cooled Condensing Unit, Coil with Blower | RA1636AJ1 |  | RCFL-H*3821 | 13 | 16 | Yes | Yes | 2015-02-11 |  | 2
FALSE | RA1624AJ1 | 4915 | 7940793 | RHEEM SALES COMPANY, INC. | RA1624AJ1 | AC | Split System: Air-Cooled Condensing Unit, Coil with Blower | RA1624AJ1 |  | RCFL-H*2621 | 13 | 16 | Yes | Yes | 2015-02-11 |  | 2
FALSE | RA1436AD1 | 4760 | 7491789 | RHEEM SALES COMPANY, INC. | RA1436AJ1 | AC | Split System: Air-Cooled Condensing Unit, Coil with Blower | RA1436AJ1 |  | RCQD-3624 | 13 | 16 | Yes | Yes | 2015-02-11 |  | 2
FALSE | RA1648AJ1 | 4919 | 7943333 | RHEEM SALES COMPANY, INC. | RA1648AJ1 | AC | Split System: Air-Cooled Condensing Unit, Coil with Blower | RA1648AJ1 |  | RCFL-H*4821 | 13 | 15.5 | Yes | Yes | 2015-02-11 |  | 1
FALSE | RA1448AD1 | 4762 | 7492547 | RHEEM SALES COMPANY, INC. | RA1448AJ1 | AC | Split System: Air-Cooled Condensing Unit, Coil with Blower | RA1448AJ1 |  | RCQD-4824 | 12 | 14.5 | Yes | Yes | 2015-02-11 |  | 0
FALSE | RA1642AJ1 | 4918 | 7942653 | RHEEM SALES COMPANY, INC. | RA1642AJ1 | AC | Split System: Air-Cooled Condensing Unit, Coil with Blower | RA1642AJ1 |  | RCF4824STAM | 12.5 | 15.1 | Yes | Yes | 2015-02-11 |  | 1
FALSE | RA1342AD1 | 4827 | 7983461 | RHEEM SALES COMPANY, INC. | RA1342AC1 | AC | Split System: Air-Cooled Condensing Unit, Coil with Blower | RA1342AC1 |  | RCF4824HTAM | 12 | 14.5 | Yes | Yes | 2015-02-11 |  | 0
FALSE | RA1436AD1 | 4760 | 7599782 | RHEEM SALES COMPANY, INC. | RA1436AD1 | AC | Split System: Air-Cooled Condensing Unit, Coil with Blower | RA1436AD1 |  | RCF3621MTAM | 13 | 15.5 | Yes | Yes | 2015-02-11 |  | 1
FALSE | RA1460AD1 | 4763 | 7492578 | RHEEM SALES COMPANY, INC. | RA1460AC1 | AC | Split System: Air-Cooled Condensing Unit, Coil with Blower | RA1460AC1 |  | RCF6024HTAM | 12 | 14.5 | Yes | Yes | 2015-02-11 |  | 0
FALSE | RA1630AJ1 | 4916 | 7944019 | RHEEM SALES COMPANY, INC. | RA1630AJ1 | AC | Split System: Air-Cooled Condensing Unit, Coil with Blower | RA1630AJ1 |  | RCF3617STAM | 13 | 16 | Yes | Yes | 2015-02-11 |  | 2
FALSE | RA1448AD1 | 4762 | 7492431 | RHEEM SALES COMPANY, INC. | RA1448AJ1 | AC | Split System: Air-Cooled Condensing Unit, Coil with Blower | RA1448AJ1 |  | RCF4824STAM | 12 | 14.5 | Yes | Yes | 2015-02-11 |  | 0
FALSE | RA1330AJ1 | 4823 | 7507865 | RHEEM SALES COMPANY, INC. | RA1330AJ1 | AC | Split System: Air-Cooled Condensing Unit, Coil with Blower | RA1330AJ1 |  | RCF3621MTAM | 12 | 14.5 | Yes | Yes | 2015-02-11 |  | 0
FALSE | RA1630AJ1 | 4916 | 7941131 | RHEEM SALES COMPANY, INC. | RA1630AJ1 | AC | Split System: Air-Cooled Condensing Unit, Coil with Blower | RA1630AJ1 |  | RCFL-H*3621 | 13 | 16 | Yes | Yes | 2015-02-11 |  | 2
FALSE | RA1448AD1 | 4762 | 7492209 | RHEEM SALES COMPANY, INC. | RA1448AC1 | AC | Split System: Air-Cooled Condensing Unit, Coil with Blower | RA1448AC1 |  | RCF4824HTAM | 12.5 | 15 | Yes | Yes | 2015-02-11 |  | 1
FALSE | RA1448AD1 | 4762 | 7492428 | RHEEM SALES COMPANY, INC. | RA1448AJ1 | AC | Split System: Air-Cooled Condensing Unit, Coil with Blower | RA1448AJ1 |  | RCF4824STAM | 12 | 14.5 | Yes | Yes | 2015-02-11 |  | 0
FALSE | RA1648AJ1 | 4919 | 7943355 | RHEEM SALES COMPANY, INC. | RA1648AJ1 | AC | Split System: Air-Cooled Condensing Unit, Coil with Blower | RA1648AJ1 |  | RCFL-H*4821 | 12.5 | 15.1 | Yes | Yes | 2015-02-11 |  | 1
FALSE | RA1336AD1 | 4824 | 7508301 | RHEEM SALES COMPANY, INC. | RA1336AC1 | AC | Split System: Air-Cooled Condensing Unit, Coil with Blower | RA1336AC1 |  | RCF3624MTAM | 12 | 14.5 | Yes | Yes | 2015-02-11 |  | 0
FALSE | RA1436AD1 | 4760 | 7491776 | RHEEM SALES COMPANY, INC. | RA1436AJ1 | AC | Split System: Air-Cooled Condensing Unit, Coil with Blower | RA1436AJ1 |  | RCQD-3621 | 13 | 15.5 | Yes | Yes | 2015-02-11 |  | 1
FALSE | RA1424AJ1 | 4758 | 7490755 | RHEEM SALES COMPANY, INC. | RA1424AJ1 | AC | Split System: Air-Cooled Condensing Unit, Coil with Blower | RA1424AJ1 |  | RCF2417MTAM | 12.5 | 15.1 | Yes | Yes | 2015-02-11 |  | 1
FALSE | RA1642AJ1 | 4918 | 7942744 | RHEEM SALES COMPANY, INC. | RA1642AJ1 | AC | Split System: Air-Cooled Condensing Unit, Coil with Blower | RA1642AJ1 |  | RCFL-H*4824 | 13 | 15.5 | Yes | Yes | 2015-02-11 |  | 1
FALSE | RA1636AJ1 | 4917 | 7944144 | RHEEM SALES COMPANY, INC. | RA1636AJ1 | AC | Split System: Air-Cooled Condensing Unit, Coil with Blower | RA1636AJ1 |  | RCF3621MTAM | 13 | 16 | Yes | Yes | 2015-02-11 |  | 2
FALSE | RA1448AD1 | 4762 | 7600778 | RHEEM SALES COMPANY, INC. | RA1448AD1 | AC | Split System: Air-Cooled Condensing Unit, Coil with Blower | RA1448AD1 |  | RCFN-H*4824 | 13 | 15.5 | Yes | Yes | 2015-02-11 |  | 1
FALSE | RA1460AD1 | 4763 | 7493714 | RHEEM SALES COMPANY, INC. | RA1460AC1 | AC | Split System: Air-Cooled Condensing Unit, Coil with Blower | RA1460AC1 |  | RHKL-HM6024 | 12.5 | 15 | Yes | Yes | 2015-02-11 |  | 1
FALSE | RA1636AJ1 | 4917 | 7941674 | RHEEM SALES COMPANY, INC. | RA1636AC1 | AC | Split System: Air-Cooled Condensing Unit, Coil with Blower | RA1636AC1 |  | RCFL-H*3824 | 13 | 16 | Yes | Yes | 2015-02-11 |  | 2
FALSE | RA1436AD1 | 4760 | 7600028 | RHEEM SALES COMPANY, INC. | RA1436AD1 | AC | Split System: Air-Cooled Condensing Unit, Coil with Blower | RA1436AD1 |  | RCFL-H*3821 | 12.5 | 15.1 | Yes | Yes | 2015-02-11 |  | 1
FALSE | RA1436AD1 | 4760 | 7599806 | RHEEM SALES COMPANY, INC. | RA1436AD1 | AC | Split System: Air-Cooled Condensing Unit, Coil with Blower | RA1436AD1 |  | RCF3621STAM | 12 | 14.5 | Yes | Yes | 2015-02-11 |  | 0
FALSE | RA1436AD1 | 4760 | 7600230 | RHEEM SALES COMPANY, INC. | RA1436AJ1 | AC | Split System: Air-Cooled Condensing Unit, Coil with Blower | RA1436AJ1 |  | RCQD-3621 | 13 | 15.5 | Yes | Yes | 2015-02-11 |  | 1
FALSE | RA1430AJ1 | 4759 | 7601367 | RHEEM SALES COMPANY, INC. | RA1430AJ1 | AC | Split System: Air-Cooled Condensing Unit, Coil with Blower | RA1430AJ1 |  | RCF3617STAM | 12.5 | 15 | Yes | Yes | 2015-02-11 |  | 1
FALSE | RA1436AD1 | 4760 | 7601405 | RHEEM SALES COMPANY, INC. | RA1436AC1 | AC | Split System: Air-Cooled Condensing Unit, Coil with Blower | RA1436AC1 |  | RCF3624HTAM | 13 | 16 | Yes | Yes | 2015-02-11 |  | 2
FALSE | RA1330AJ1 | 4823 | 7507876 | RHEEM SALES COMPANY, INC. | RA1330AJ1 | AC | Split System: Air-Cooled Condensing Unit, Coil with Blower | RA1330AJ1 |  | RCF3621MTAM | 12 | 14.5 | Yes | Yes | 2015-02-11 |  | 0
FALSE | RA1418AJ1 | 4757 | 7490665 | RHEEM SALES COMPANY, INC. | RA1418AJ1 | AC | Split System: Air-Cooled Condensing Unit, Coil with Blower | RA1418AJ1 |  | RCFL-H*2621 | 13 | 15.5 | Yes | Yes | 2015-02-11 |  | 1
FALSE | RA1342AD1 | 4827 | 7511996 | RHEEM SALES COMPANY, INC. | RA1342AJ1 | AC | Split System: Air-Cooled Condensing Unit, Coil with Blower | RA1342AJ1 |  | RCFN-H*4824 | 12 | 14.5 | Yes | Yes | 2015-02-11 |  | 0
FALSE | RA1624AJ1 | 4915 | 7940625 | RHEEM SALES COMPANY, INC. | RA1624AJ1 | AC | Split System: Air-Cooled Condensing Unit, Coil with Blower | RA1624AJ1 |  | RCF2417STAM | 13 | 16 | Yes | Yes | 2015-02-11 |  | 2
FALSE | RA1648AJ1 | 4919 | 7943133 | RHEEM SALES COMPANY, INC. | RA1648AC1 | AC | Split System: Air-Cooled Condensing Unit, Coil with Blower | RA1648AC1 |  | RCFN-H*4824 | 13 | 16 | Yes | Yes | 2015-02-11 |  | 2
FALSE | RA1648AJ1 | 4919 | 7943475 | RHEEM SALES COMPANY, INC. | RA1648AJ1 | AC | Split System: Air-Cooled Condensing Unit, Coil with Blower | RA1648AJ1 |  | RCQD-4821 | 13 | 15.5 | Yes | Yes | 2015-02-11 |  | 1
FALSE | RA1442AD1 | 4761 | 7491850 | RHEEM SALES COMPANY, INC. | RA1442AC1 | AC | Split System: Air-Cooled Condensing Unit, Coil with Blower | RA1442AC1 |  | RCF4824HTAM | 13 | 15.5 | Yes | Yes | 2015-02-11 |  | 1
FALSE | RA1618AJ1 | 4914 | 7940390 | RHEEM SALES COMPANY, INC. | RA1618AJ1 | AC | Split System: Air-Cooled Condensing Unit, Coil with Blower | RA1618AJ1 |  | RCF2421MTAM | 13 | 16 | Yes | Yes | 2015-02-11 |  | 2
FALSE | RA1636AJ1 | 4917 | 7942083 | RHEEM SALES COMPANY, INC. | RA1636AJ1 | AC | Split System: Air-Cooled Condensing Unit, Coil with Blower | RA1636AJ1 |  | RCFL-H*3821 | 13 | 15.5 | Yes | Yes | 2015-02-11 |  | 1
FALSE | RA1442AD1 | 4761 | 7501157 | RHEEM SALES COMPANY, INC. | RA1442AJ1 | AC | Split System: Air-Cooled Condensing Unit, Coil with Blower | RA1442AJ1 |  | RCFN-H*4824 | 13 | 16 | Yes | Yes | 2015-02-11 |  | 2
FALSE | RA1424AJ1 | 4758 | 7601354 | RHEEM SALES COMPANY, INC. | RA1424AJ1 | AC | Split System: Air-Cooled Condensing Unit, Coil with Blower | RA1424AJ1 |  | RCFL-H*2617 | 13 | 15.5 | Yes | Yes | 2015-02-11 |  | 1
FALSE | RA1630AJ1 | 4916 | 7941265 | RHEEM SALES COMPANY, INC. | RA1630AJ1 | AC | Split System: Air-Cooled Condensing Unit, Coil with Blower | RA1630AJ1 |  | RCFN-H*3624 | 13 | 16 | Yes | Yes | 2015-02-11 |  | 2
FALSE | RA1636AJ1 | 4917 | 7942015 | RHEEM SALES COMPANY, INC. | RA1636AJ1 | AC | Split System: Air-Cooled Condensing Unit, Coil with Blower | RA1636AJ1 |  | RCFL-H*3621 | 12.5 | 15.1 | Yes | Yes | 2015-02-11 |  | 1
FALSE | RA1636AJ1 | 4917 | 7941745 | RHEEM SALES COMPANY, INC. | RA1636AC1 | AC | Split System: Air-Cooled Condensing Unit, Coil with Blower | RA1636AC1 |  | RCQD-3624 | 13 | 16 | Yes | Yes | 2015-02-11 |  | 2
FALSE | RA1336AD1 | 4824 | 7508640 | RHEEM SALES COMPANY, INC. | RA1336AJ1 | AC | Split System: Air-Cooled Condensing Unit, Coil with Blower | RA1336AJ1 |  | RCF3624HTAM | 12.5 | 15.1 | Yes | Yes | 2015-02-11 |  | 1
FALSE | RA1630AJ1 | 4916 | 7941277 | RHEEM SALES COMPANY, INC. | RA1630AJ1 | AC | Split System: Air-Cooled Condensing Unit, Coil with Blower | RA1630AJ1 |  | RCFN-H*3624 | 13 | 16 | Yes | Yes | 2015-02-11 |  | 2
FALSE | RA1630AJ1 | 4916 | 7941194 | RHEEM SALES COMPANY, INC. | RA1630AJ1 | AC | Split System: Air-Cooled Condensing Unit, Coil with Blower | RA1630AJ1 |  | RCFL-H*3821 | 13 | 16 | Yes | Yes | 2015-02-11 |  | 2
FALSE | RA1618AJ1 | 4914 | 7943949 | RHEEM SALES COMPANY, INC. | RA1618AJ1 | AC | Split System: Air-Cooled Condensing Unit, Coil with Blower | RA1618AJ1 |  | RCF2417HTAM | 13 | 16 | Yes | Yes | 2015-02-11 |  | 2
FALSE | RA1648AJ1 | 4919 | 7943059 | RHEEM SALES COMPANY, INC. | RA1648AC1 | AC | Split System: Air-Cooled Condensing Unit, Coil with Blower | RA1648AC1 |  | RCFL-H*4824 | 13 | 15.5 | Yes | Yes | 2015-02-11 |  | 1
FALSE | RA1430AJ1 | 4759 | 7491096 | RHEEM SALES COMPANY, INC. | RA1430AJ1 | AC | Split System: Air-Cooled Condensing Unit, Coil with Blower | RA1430AJ1 |  | RCFL-H*3617 | 13 | 15.5 | Yes | Yes | 2015-02-11 |  | 1
FALSE | RA1648AJ1 | 4919 | 7942929 | RHEEM SALES COMPANY, INC. | RA1648AC1 | AC | Split System: Air-Cooled Condensing Unit, Coil with Blower | RA1648AC1 |  | RCF4821STAM | 13 | 16 | Yes | Yes | 2015-02-11 |  | 2
FALSE | RA1448AD1 | 4762 | 7600730 | RHEEM SALES COMPANY, INC. | RA1448AD1 | AC | Split System: Air-Cooled Condensing Unit, Coil with Blower | RA1448AD1 |  | RCFL-H*4824 | 12 | 14.5 | Yes | Yes | 2015-02-11 |  | 0
FALSE | RA1624AJ1 | 4915 | 7940614 | RHEEM SALES COMPANY, INC. | RA1624AJ1 | AC | Split System: Air-Cooled Condensing Unit, Coil with Blower | RA1624AJ1 |  | RCF2417MTAM | 13 | 16 | Yes | Yes | 2015-02-11 |  | 2
FALSE | RA1336AD1 | 4824 | 7508457 | RHEEM SALES COMPANY, INC. | RA1336AC1 | AC | Split System: Air-Cooled Condensing Unit, Coil with Blower | RA1336AC1 |  | RCFN-H*3624 | 12.5 | 15 | Yes | Yes | 2015-02-11 |  | 1
FALSE | RA1336AD1 | 4824 | 7508891 | RHEEM SALES COMPANY, INC. | RA1336AJ1 | AC | Split System: Air-Cooled Condensing Unit, Coil with Blower | RA1336AJ1 |  | RCQD-3624 | 12.5 | 15 | Yes | Yes | 2015-02-11 |  | 1
FALSE | RA1630AJ1 | 4916 | 7941216 | RHEEM SALES COMPANY, INC. | RA1630AJ1 | AC | Split System: Air-Cooled Condensing Unit, Coil with Blower | RA1630AJ1 |  | RCFL-H*3824 | 13 | 16 | Yes | Yes | 2015-02-11 |  | 2
FALSE | RA1342AD1 | 4827 | 7512008 | RHEEM SALES COMPANY, INC. | RA1342AJ1 | AC | Split System: Air-Cooled Condensing Unit, Coil with Blower | RA1342AJ1 |  | RCFN-H*4824 | 12 | 14.5 | Yes | Yes | 2015-02-11 |  | 0
FALSE | RA1436AD1 | 4760 | 7600107 | RHEEM SALES COMPANY, INC. | RA1436AD1 | AC | Split System: Air-Cooled Condensing Unit, Coil with Blower | RA1436AD1 |  | RCQD-3621 | 13 | 16 | Yes | Yes | 2015-02-11 |  | 2
FALSE | RA1660AC1 | 4920 | 7943605 | RHEEM SALES COMPANY, INC. | RA1660AJ1 | AC | Split System: Air-Cooled Condensing Unit, Coil with Blower | RA1660AJ1 |  | RCFL-H*6024 | 13 | 15.5 | Yes | Yes | 2015-02-11 |  | 1
FALSE | RA1430AJ1 | 4759 | 7599626 | RHEEM SALES COMPANY, INC. | RA1430AJ1 | AC | Split System: Air-Cooled Condensing Unit, Coil with Blower | RA1430AJ1 |  | RCF3621STAM | 12.5 | 15.1 | Yes | Yes | 2015-02-11 |  | 1
FALSE | RA1442AD1 | 4761 | 7600384 | RHEEM SALES COMPANY, INC. | RA1442AD1 | AC | Split System: Air-Cooled Condensing Unit, Coil with Blower | RA1442AD1 |  | RCFL-H*4821 | 12 | 14.5 | Yes | Yes | 2015-02-11 |  | 0
FALSE | RA1660AC1 | 4920 | 7943653 | RHEEM SALES COMPANY, INC. | RA1660AJ1 | AC | Split System: Air-Cooled Condensing Unit, Coil with Blower | RA1660AJ1 |  | RCFN-H*6024 | 13 | 16 | Yes | Yes | 2015-02-11 |  | 2
FALSE | RA1336AD1 | 4824 | 7508318 | RHEEM SALES COMPANY, INC. | RA1336AC1 | AC | Split System: Air-Cooled Condensing Unit, Coil with Blower | RA1336AC1 |  | RCF3624MTAM | 12 | 14.5 | Yes | Yes | 2015-02-11 |  | 0
FALSE | RA1442AD1 | 4761 | 7945109 | RHEEM SALES COMPANY, INC. | RA1442AD1 | AC | Split System: Air-Cooled Condensing Unit, Coil with Blower | RA1442AD1 |  | RCF4824STAM | 12 | 14.5 | Yes | Yes | 2015-02-11 |  | 0
FALSE | RA1642AJ1 | 4918 | 7942322 | RHEEM SALES COMPANY, INC. | RA1642AC1 | AC | Split System: Air-Cooled Condensing Unit, Coil with Blower | RA1642AC1 |  | RCF4824STAM | 13 | 15.5 | Yes | Yes | 2015-02-11 |  | 1
FALSE | RA1642AJ1 | 4918 | 7942581 | RHEEM SALES COMPANY, INC. | RA1642AJ1 | AC | Split System: Air-Cooled Condensing Unit, Coil with Blower | RA1642AJ1 |  | RCF4821STAM | 12.2 | 14.5 | Yes | Yes | 2015-02-11 |  | 0
FALSE | RA1648AJ1 | 4919 | 7943482 | RHEEM SALES COMPANY, INC. | RA1648AJ1 | AC | Split System: Air-Cooled Condensing Unit, Coil with Blower | RA1648AJ1 |  | RCQD-4821 | 13 | 15.5 | Yes | Yes | 2015-02-11 |  | 1
FALSE | RA1424AJ1 | 4758 | 7601352 | RHEEM SALES COMPANY, INC. | RA1424AJ1 | AC | Split System: Air-Cooled Condensing Unit, Coil with Blower | RA1424AJ1 |  | RCFL-H*2417 | 12.5 | 15.1 | Yes | Yes | 2015-02-11 |  | 1
FALSE | RA1418AJ1 | 4757 | 7490692 | RHEEM SALES COMPANY, INC. | RA1418AJ1 | AC | Split System: Air-Cooled Condensing Unit, Coil with Blower | RA1418AJ1 |  | RCFN-H*2421 | 13 | 16 | Yes | Yes | 2015-02-11 |  | 2
FALSE | RA1442AD1 | 4761 | 7491989 | RHEEM SALES COMPANY, INC. | RA1442AC1 | AC | Split System: Air-Cooled Condensing Unit, Coil with Blower | RA1442AC1 |  | RH2T4824MTAN | 13 | 15.5 | Yes | Yes | 2015-02-11 |  | 1
FALSE | RA1660AC1 | 4920 | 7943849 | RHEEM SALES COMPANY, INC. | RA1660AC1 | AC | Split System: Air-Cooled Condensing Unit, Coil with Blower | RA1660AC1 |  | RCFL-H*6024 | 12.5 | 15.1 | Yes | Yes | 2015-02-11 |  | 1
FALSE | RA1318AJ1 | 4821 | 7982178 | RHEEM SALES COMPANY, INC. | RA1318AJ1 | AC | Split System: Air-Cooled Condensing Unit, Coil with Blower | RA1318AJ1 |  | RCF2421MTAM | 12 | 14.5 | Yes | Yes | 2015-02-11 |  | 0
FALSE | RA1642AJ1 | 4918 | 7942524 | RHEEM SALES COMPANY, INC. | RA1642AC1 | AC | Split System: Air-Cooled Condensing Unit, Coil with Blower | RA1642AC1 |  | RCQD-4824 | 13 | 16 | Yes | Yes | 2015-02-11 |  | 2
FALSE | RA1336AD1 | 4824 | 7983387 | RHEEM SALES COMPANY, INC. | RA1336AJ1 | AC | Split System: Air-Cooled Condensing Unit, Coil with Blower | RA1336AJ1 |  | RCF3621MTAM | 12 | 14.5 | Yes | Yes | 2015-02-11 |  | 0
FALSE | RA1448AD1 | 4762 | 7492210 | RHEEM SALES COMPANY, INC. | RA1448AC1 | AC | Split System: Air-Cooled Condensing Unit, Coil with Blower | RA1448AC1 |  | RCF4824HTAM | 12.5 | 15 | Yes | Yes | 2015-02-11 |  | 1
FALSE | RA1330AJ1 | 4823 | 7508024 | RHEEM SALES COMPANY, INC. | RA1330AJ1 | AC | Split System: Air-Cooled Condensing Unit, Coil with Blower | RA1330AJ1 |  | RCFL-H*3621 | 12 | 14.5 | Yes | Yes | 2015-02-11 |  | 0
FALSE | RA1636AJ1 | 4917 | 7941863 | RHEEM SALES COMPANY, INC. | RA1636AJ1 | AC | Split System: Air-Cooled Condensing Unit, Coil with Blower | RA1636AJ1 |  | RCF3621STAM | 13 | 15.5 | Yes | Yes | 2015-02-11 |  | 1
FALSE | RA1636AJ1 | 4917 | 7941698 | RHEEM SALES COMPANY, INC. | RA1636AC1 | AC | Split System: Air-Cooled Condensing Unit, Coil with Blower | RA1636AC1 |  | RCFL-H*3824 | 13 | 16 | Yes | Yes | 2015-02-11 |  | 2
FALSE | 4A7A7036A1 | 4207 | 5805043 | TRANE | 4TTX8036A1 | AC | Split System: Air-Cooled Condensing Unit, Coil with Blower | 4A7A7036A1 |  | 4TXFH041CC3 | 12.5 | 17 | Yes | Yes | 2015-03-12 |  | 1
FALSE | 4A7A7036A1 | 4207 | 5805049 | TRANE | 4TTX8036A1 | AC | Split System: Air-Cooled Condensing Unit, Coil with Blower | 4A7A7036A1 |  | 4TXFH041CC3 | 12 | 16.75 | Yes | Yes | 2015-03-12 |  | 0
FALSE | 4A7A7024A1 | 4200 | 5819874 | TRANE | 4TTX8024A1 | AC | Split System: Air-Cooled Condensing Unit, Coil with Blower | 4A7A7024A1 |  | 4TXFH024CZ3 | 13 | 17 | Yes | Yes | 2015-03-12 |  | 2
FALSE | 4A7A7024A1 | 4200 | 5819936 | TRANE | 4TTX8024A1 | AC | Split System: Air-Cooled Condensing Unit, Coil with Blower | 4A7A7024A1 |  | 4TXFH036CZ3 | 13 | 17.25 | Yes | Yes | 2015-03-12 |  | 2
FALSE | 4A7A7036A1 | 4207 | 5804417 | TRANE | 4TTX8036A1 | AC | Split System: Air-Cooled Condensing Unit, Coil with Blower | 4A7A7036A1 |  | 4TXCB048BC3 | 12 | 16.25 | Yes | Yes | 2015-03-12 |  | 0
FALSE | 4A7A7036A1 | 4207 | 5804794 | TRANE | 4TTX8036A1 | AC | Split System: Air-Cooled Condensing Unit, Coil with Blower | 4A7A7036A1 |  | 4TXCC044BC3 | 12 | 16.5 | Yes | Yes | 2015-03-12 |  | 0
FALSE | 4A7A7036A1 | 4207 | 5804810 | TRANE | 4TTX8036A1 | AC | Split System: Air-Cooled Condensing Unit, Coil with Blower | 4A7A7036A1 |  | 4TXCC044BC3 | 12 | 16.75 | Yes | Yes | 2015-03-12 |  | 0
FALSE | 4A7A7024A1 | 4200 | 5819810 | TRANE | 4TTX8024A1 | AC | Split System: Air-Cooled Condensing Unit, Coil with Blower | 4A7A7024A1 |  | 4TXCB036BC3 | 13 | 17 | Yes | Yes | 2015-03-12 |  | 2
FALSE | 4A7A7036A1 | 4207 | 5804402 | TRANE | 4TTX8036A1 | AC | Split System: Air-Cooled Condensing Unit, Coil with Blower | 4A7A7036A1 |  | 4TXCB048BC3 | 12 | 16 | Yes | Yes | 2015-03-12 |  | 0
FALSE | 4A7A7036A1 | 4207 | 5804893 | TRANE | 4TTX8036A1 | AC | Split System: Air-Cooled Condensing Unit, Coil with Blower | 4A7A7036A1 |  | 4TXCC049BC3 | 12.5 | 16.75 | Yes | Yes | 2015-03-12 |  | 1
FALSE | 4A7A7036A1 | 4207 | 5804841 | TRANE | 4TTX8036A1 | AC | Split System: Air-Cooled Condensing Unit, Coil with Blower | 4A7A7036A1 |  | 4TXCC049BC3 | 12 | 16.5 | Yes | Yes | 2015-03-12 |  | 0
FALSE | 4A7A7024A1 | 4200 | 5819923 | TRANE | 4TTX8024A1 | AC | Split System: Air-Cooled Condensing Unit, Coil with Blower | 4A7A7024A1 |  | 4TXFH036CZ3 | 13 | 17 | Yes | Yes | 2015-03-12 |  | 2
FALSE | 4A7A7036A1 | 4207 | 5804373 | TRANE | 4TTX8036A1 | AC | Split System: Air-Cooled Condensing Unit, Coil with Blower | 4A7A7036A1 |  | 4TXCB048BC3 | 12 | 16 | Yes | Yes | 2015-03-12 |  | 0
FALSE | 4A7A7036A1 | 4207 | 5804375 | TRANE | 4TTX8036A1 | AC | Split System: Air-Cooled Condensing Unit, Coil with Blower | 4A7A7036A1 |  | 4TXCB048BC3 | 12 | 15.75 | Yes | Yes | 2015-03-12 |  | 0
FALSE | 4A7A7036A1 | 4207 | 5804408 | TRANE | 4TTX8036A1 | AC | Split System: Air-Cooled Condensing Unit, Coil with Blower | 4A7A7036A1 |  | 4TXCB048BC3 | 12 | 16 | Yes | Yes | 2015-03-12 |  | 0
FALSE | 4A7A7036A1 | 4207 | 5804852 | TRANE | 4TTX8036A1 | AC | Split System: Air-Cooled Condensing Unit, Coil with Blower | 4A7A7036A1 |  | 4TXCC049BC3 | 12 | 16.25 | Yes | Yes | 2015-03-12 |  | 0
FALSE | 4A7A7036A1 | 4207 | 5804854 | TRANE | 4TTX8036A1 | AC | Split System: Air-Cooled Condensing Unit, Coil with Blower | 4A7A7036A1 |  | 4TXCC049BC3 | 12 | 16.25 | Yes | Yes | 2015-03-12 |  | 0
FALSE | 4A7A7036A1 | 4207 | 5804948 | TRANE | 4TTX8036A1 | AC | Split System: Air-Cooled Condensing Unit, Coil with Blower | 4A7A7036A1 |  | 4TXFH033CC3 | 12 | 16.25 | Yes | Yes | 2015-03-12 |  | 0
FALSE | 4A7A7036A1 | 4207 | 5804949 | TRANE | 4TTX8036A1 | AC | Split System: Air-Cooled Condensing Unit, Coil with Blower | 4A7A7036A1 |  | 4TXFH033CC3 | 12 | 16.25 | Yes | Yes | 2015-03-12 |  | 0
FALSE | 4A7A7036A1 | 4207 | 5804950 | TRANE | 4TTX8036A1 | AC | Split System: Air-Cooled Condensing Unit, Coil with Blower | 4A7A7036A1 |  | 4TXFH033CC3 | 12 | 16.25 | Yes | Yes | 2015-03-12 |  | 0
FALSE | 4A7A7024A1 | 4200 | 5819863 | TRANE | 4TTX8024A1 | AC | Split System: Air-Cooled Condensing Unit, Coil with Blower | 4A7A7024A1 |  | 4TXCC037BC3 | 13 | 17 | Yes | Yes | 2015-03-12 |  | 2
FALSE | 4A7A7036A1 | 4207 | 5804202 | TRANE | 4TTX8036A1 | AC | Split System: Air-Cooled Condensing Unit, Coil with Blower | 4A7A7036A1 |  | 4TXCB032BC3 | 12 | 16 | Yes | Yes | 2015-03-12 |  | 0
FALSE | 4A7A7036A1 | 4207 | 5804207 | TRANE | 4TTX8036A1 | AC | Split System: Air-Cooled Condensing Unit, Coil with Blower | 4A7A7036A1 |  | 4TXCB032BC3 | 12 | 16 | Yes | Yes | 2015-03-12 |  | 0
FALSE | 4A7A7036A1 | 4207 | 5804211 | TRANE | 4TTX8036A1 | AC | Split System: Air-Cooled Condensing Unit, Coil with Blower | 4A7A7036A1 |  | 4TXCB032BC3 | 12 | 16.25 | Yes | Yes | 2015-03-12 |  | 0
FALSE | 4A7A7036A1 | 4207 | 5804722 | TRANE | 4TTX8036A1 | AC | Split System: Air-Cooled Condensing Unit, Coil with Blower | 4A7A7036A1 |  | 4TXCC043BC3 | 12 | 16.25 | Yes | Yes | 2015-03-12 |  | 0
FALSE | 4A7A7036A1 | 4207 | 5804724 | TRANE | 4TTX8036A1 | AC | Split System: Air-Cooled Condensing Unit, Coil with Blower | 4A7A7036A1 |  | 4TXCC043BC3 | 12 | 16.25 | Yes | Yes | 2015-03-12 |  | 0
FALSE | 4A7A7036A1 | 4207 | 5804732 | TRANE | 4TTX8036A1 | AC | Split System: Air-Cooled Condensing Unit, Coil with Blower | 4A7A7036A1 |  | 4TXCC043BC3 | 12 | 16 | Yes | Yes | 2015-03-12 |  | 0
FALSE | 4A7A7036A1 | 4207 | 5804734 | TRANE | 4TTX8036A1 | AC | Split System: Air-Cooled Condensing Unit, Coil with Blower | 4A7A7036A1 |  | 4TXCC043BC3 | 12 | 16 | Yes | Yes | 2015-03-12 |  | 0
FALSE | 4A7A7036A1 | 4207 | 5804970 | TRANE | 4TTX8036A1 | AC | Split System: Air-Cooled Condensing Unit, Coil with Blower | 4A7A7036A1 |  | 4TXFH033CC3 | 12 | 16 | Yes | Yes | 2015-03-12 |  | 0
FALSE | 4A7A7024A1 | 4200 | 5819724 | TRANE | 4TTX8024A1 | AC | Split System: Air-Cooled Condensing Unit, Coil with Blower | 4A7A7024A1 |  | 4TXCB004CC3 | 12.5 | 16 | Yes | Yes | 2015-03-12 |  | 1
FALSE | 4A7A7036A1 | 4207 | 5804271 | TRANE | 4TTX8036A1 | AC | Split System: Air-Cooled Condensing Unit, Coil with Blower | 4A7A7036A1 |  | 4TXCB036BC3 | 12 | 16 | Yes | Yes | 2015-03-12 |  | 0
FALSE | 4A7A7036A1 | 4207 | 5804669 | TRANE | 4TTX8036A1 | AC | Split System: Air-Cooled Condensing Unit, Coil with Blower | 4A7A7036A1 |  | 4TXCC043BC3 | 12 | 15.75 | Yes | Yes | 2015-03-12 |  | 0
FALSE | 4A7A7036A1 | 4207 | 5804682 | TRANE | 4TTX8036A1 | AC | Split System: Air-Cooled Condensing Unit, Coil with Blower | 4A7A7036A1 |  | 4TXCC043BC3 | 12 | 16.25 | Yes | Yes | 2015-03-12 |  | 0
FALSE | 4A7A7036A1 | 4207 | 5805028 | TRANE | 4TTX8036A1 | AC | Split System: Air-Cooled Condensing Unit, Coil with Blower | 4A7A7036A1 |  | 4TXFH036CZ3 | 12.5 | 17 | Yes | Yes | 2015-03-12 |  | 1
FALSE | 4A7A7024A1 | 4200 | 5819715 | TRANE | 4TTX8024A1 | AC | Split System: Air-Cooled Condensing Unit, Coil with Blower | 4A7A7024A1 |  | 4TXCB004CC3 | 13 | 17.5 | Yes | Yes | 2015-03-12 |  | 2
FALSE | 4A7A7024A1 | 4200 | 5819852 | TRANE | 4TTX8024A1 | AC | Split System: Air-Cooled Condensing Unit, Coil with Blower | 4A7A7024A1 |  | 4TXCC037BC3 | 13 | 17 | Yes | Yes | 2015-03-12 |  | 2
FALSE | 4A7A7036A1 | 4207 | 5804298 | TRANE | 4TTX8036A1 | AC | Split System: Air-Cooled Condensing Unit, Coil with Blower | 4A7A7036A1 |  | 4TXCB036BC3 | 12 | 16 | Yes | Yes | 2015-03-12 |  | 0
FALSE | 4A7A7036A1 | 4207 | 5804303 | TRANE | 4TTX8036A1 | AC | Split System: Air-Cooled Condensing Unit, Coil with Blower | 4A7A7036A1 |  | 4TXCB036BC3 | 12 | 16 | Yes | Yes | 2015-03-12 |  | 0
FALSE | 4A7A7036A1 | 4207 | 5804304 | TRANE | 4TTX8036A1 | AC | Split System: Air-Cooled Condensing Unit, Coil with Blower | 4A7A7036A1 |  | 4TXCB036BC3 | 12 | 16.25 | Yes | Yes | 2015-03-12 |  | 0
FALSE | 4A7A7036A1 | 4207 | 5804697 | TRANE | 4TTX8036A1 | AC | Split System: Air-Cooled Condensing Unit, Coil with Blower | 4A7A7036A1 |  | 4TXCC043BC3 | 12.5 | 16.5 | Yes | Yes | 2015-03-12 |  | 1
FALSE | 4A7A7036A1 | 4207 | 5805031 | TRANE | 4TTX8036A1 | AC | Split System: Air-Cooled Condensing Unit, Coil with Blower | 4A7A7036A1 |  | 4TXFH036CZ3 | 12 | 15.75 | Yes | Yes | 2015-03-12 |  | 0
FALSE | 4A7A7036A1 | 4207 | 5805033 | TRANE | 4TTX8036A1 | AC | Split System: Air-Cooled Condensing Unit, Coil with Blower | 4A7A7036A1 |  | 4TXFH036CZ3 | 12 | 16.5 | Yes | Yes | 2015-03-12 |  | 0
FALSE | 4A7A7036A1 | 4207 | 5804349 | TRANE | 4TTX8036A1 | AC | Split System: Air-Cooled Condensing Unit, Coil with Blower | 4A7A7036A1 |  | 4TXCB042BC3 | 12 | 16 | Yes | Yes | 2015-03-12 |  | 0
FALSE | 4A7A7036A1 | 4207 | 5804752 | TRANE | 4TTX8036A1 | AC | Split System: Air-Cooled Condensing Unit, Coil with Blower | 4A7A7036A1 |  | 4TXCC044BC3 | 12.5 | 17 | Yes | Yes | 2015-03-12 |  | 1
FALSE | 4A7A7036A1 | 4207 | 5805039 | TRANE | 4TTX8036A1 | AC | Split System: Air-Cooled Condensing Unit, Coil with Blower | 4A7A7036A1 |  | 4TXFH041CC3 | 12 | 16.5 | Yes | Yes | 2015-03-12 |  | 0
FALSE | 4A7A7024A1 | 4200 | 5819790 | TRANE | 4TTX8024A1 | AC | Split System: Air-Cooled Condensing Unit, Coil with Blower | 4A7A7024A1 |  | 4TXCB032BC3 | 13 | 17.25 | Yes | Yes | 2015-03-12 |  | 2
FALSE | 4A7A7036A1 | 4207 | 5804369 | TRANE | 4TTX8036A1 | AC | Split System: Air-Cooled Condensing Unit, Coil with Blower | 4A7A7036A1 |  | 4TXCB042BC3 | 12 | 16 | Yes | Yes | 2015-03-12 |  | 0
FALSE | 4A7A7036A1 | 4207 | 5804773 | TRANE | 4TTX8036A1 | AC | Split System: Air-Cooled Condensing Unit, Coil with Blower | 4A7A7036A1 |  | 4TXCC044BC3 | 12 | 16.5 | Yes | Yes | 2015-03-12 |  | 0
FALSE | 4A7A7024A1 | 4200 | 5819801 | TRANE | 4TTX8024A1 | AC | Split System: Air-Cooled Condensing Unit, Coil with Blower | 4A7A7024A1 |  | 4TXCB036BC3 | 13 | 17.25 | Yes | Yes | 2015-03-12 |  | 2
FALSE | 4A7A7036A1 | 4207 | 5804873 | TRANE | 4TTX8036A1 | AC | Split System: Air-Cooled Condensing Unit, Coil with Blower | 4A7A7036A1 |  | 4TXCC049BC3 | 12 | 16.25 | Yes | Yes | 2015-03-12 |  | 0
FALSE | 4A7A7036A1 | 4207 | 5804989 | TRANE | 4TTX8036A1 | AC | Split System: Air-Cooled Condensing Unit, Coil with Blower | 4A7A7036A1 |  | 4TXFH036CZ3 | 12.5 | 17.25 | Yes | Yes | 2015-03-12 |  | 1
FALSE | 4A7A7036A1 | 4207 | 5804990 | TRANE | 4TTX8036A1 | AC | Split System: Air-Cooled Condensing Unit, Coil with Blower | 4A7A7036A1 |  | 4TXFH036CZ3 | 12.5 | 17 | Yes | Yes | 2015-03-12 |  | 1
FALSE | 4A7A7024A1 | 4200 | 5819894 | TRANE | 4TTX8024A1 | AC | Split System: Air-Cooled Condensing Unit, Coil with Blower | 4A7A7024A1 |  | 4TXFH033CC3 | 12 | 15.75 | Yes | Yes | 2015-03-12 |  | 0
FALSE | 4A7A7024A1 | 4200 | 5819963 | TRANE | 4TTX8024A1 | AC | Split System: Air-Cooled Condensing Unit, Coil with Blower | 4A7A7024A1 |  | 4TXFH041CC3 | 13 | 17.5 | Yes | Yes | 2015-03-12 |  | 2
FALSE | 4A7A7036A1 | 4207 | 5804487 | TRANE | 4TTX8036A1 | AC | Split System: Air-Cooled Condensing Unit, Coil with Blower | 4A7A7036A1 |  | 4TXCC005CC3 | 12.5 | 17.25 | Yes | Yes | 2015-03-12 |  | 1
FALSE | 4A7A7036A1 | 4207 | 5804929 | TRANE | 4TTX8036A1 | AC | Split System: Air-Cooled Condensing Unit, Coil with Blower | 4A7A7036A1 |  | 4TXCD050BC3 | 12.5 | 16.75 | Yes | Yes | 2015-03-12 |  | 1
FALSE | 4A7A7036A1 | 4207 | 5805002 | TRANE | 4TTX8036A1 | AC | Split System: Air-Cooled Condensing Unit, Coil with Blower | 4A7A7036A1 |  | 4TXFH036CZ3 | 12.5 | 17.25 | Yes | Yes | 2015-03-12 |  | 1
FALSE | 4A7A7024A1 | 4200 | 5819777 | TRANE | 4TTX8024A1 | AC | Split System: Air-Cooled Condensing Unit, Coil with Blower | 4A7A7024A1 |  | 4TXCB032BC3 | 13 | 17 | Yes | Yes | 2015-03-12 |  | 2
FALSE | 4A7A7024A1 | 4200 | 5819798 | TRANE | 4TTX8024A1 | AC | Split System: Air-Cooled Condensing Unit, Coil with Blower | 4A7A7024A1 |  | 4TXCB032BC3 | 13 | 17.25 | Yes | Yes | 2015-03-12 |  | 2
FALSE | 4A7A7024A1 | 4200 | 5819955 | TRANE | 4TTX8024A1 | AC | Split System: Air-Cooled Condensing Unit, Coil with Blower | 4A7A7024A1 |  | 4TXFH041CC3 | 13 | 17 | Yes | Yes | 2015-03-12 |  | 2
FALSE | 4A7A7036A1 | 4207 | 5804078 | TRANE | 4TTX8036A1 | AC | Split System: Air-Cooled Condensing Unit, Coil with Blower | 4A7A7036A1 |  | *AM7A0C42H31 | 13 | 18 | Yes | Yes | 2015-03-12 |  | 3
FALSE | 4A7A7036A1 | 4207 | 5804082 | TRANE | 4TTX8036A1 | AC | Split System: Air-Cooled Condensing Unit, Coil with Blower | 4A7A7036A1 |  | *AM8A0C36V31+BAYCC24V | 13 | 18 | Yes | Yes | 2015-03-12 |  | 3
FALSE | 4A7A7036A1 | 4207 | 5804498 | TRANE | 4TTX8036A1 | AC | Split System: Air-Cooled Condensing Unit, Coil with Blower | 4A7A7036A1 |  | 4TXCC005CC3 | 12 | 16.5 | Yes | Yes | 2015-03-12 |  | 0
FALSE | 4A7A7036A1 | 4207 | 5804433 | TRANE | 4TTX8036A1 | AC | Split System: Air-Cooled Condensing Unit, Coil with Blower | 4A7A7036A1 |  | 4TXCC005CC3 | 12 | 16 | Yes | Yes | 2015-03-12 |  | 0
FALSE | 4A7A7036A1 | 4207 | 5804895 | TRANE | 4TTX8036A1 | AC | Split System: Air-Cooled Condensing Unit, Coil with Blower | 4A7A7036A1 |  | 4TXCD050BC3 | 12.5 | 16.75 | Yes | Yes | 2015-03-12 |  | 1
FALSE | 4A7A7036A1 | 4207 | 5804902 | TRANE | 4TTX8036A1 | AC | Split System: Air-Cooled Condensing Unit, Coil with Blower | 4A7A7036A1 |  | 4TXCD050BC3 | 12 | 16.25 | Yes | Yes | 2015-03-12 |  | 0
FALSE | 4A7A7024A1 | 4200 | 5819682 | TRANE | 4TTX8024A1 | AC | Split System: Air-Cooled Condensing Unit, Coil with Blower | 4A7A7024A1 |  | *AM7A0A24H21 | 13 | 17.5 | Yes | Yes | 2015-03-12 |  | 2
FALSE | 4A7A7024A1 | 4200 | 5819685 | TRANE | 4TTX8024A1 | AC | Split System: Air-Cooled Condensing Unit, Coil with Blower | 4A7A7024A1 |  | *AM8A0B30V21+BAYCC24V | 13.5 | 18 | Yes | Yes | 2015-03-12 |  | 3
FALSE | 4A7A7024A1 | 4200 | 5819687 | TRANE | 4TTX8024A1 | AC | Split System: Air-Cooled Condensing Unit, Coil with Blower | 4A7A7024A1 |  | 4TXCA024BC3 | 12 | 15.75 | Yes | Yes | 2015-03-12 |  | 0
FALSE | 4A7A7036A1 | 4207 | 5804101 | TRANE | 4TTX8036A1 | AC | Split System: Air-Cooled Condensing Unit, Coil with Blower | 4A7A7036A1 |  | 4TXCB004CC3 | 12.2 | 16 | Yes | Yes | 2015-03-12 |  | 0
FALSE | 4A7A7036A1 | 4207 | 5804904 | TRANE | 4TTX8036A1 | AC | Split System: Air-Cooled Condensing Unit, Coil with Blower | 4A7A7036A1 |  | 4TXCD050BC3 | 12 | 16.25 | Yes | Yes | 2015-03-12 |  | 0
FALSE | 4A7A7024A1 | 4200 | 5819841 | TRANE | 4TTX8024A1 | AC | Split System: Air-Cooled Condensing Unit, Coil with Blower | 4A7A7024A1 |  | 4TXCC006CC3 | 12 | 15 | Yes | Yes | 2015-03-12 |  | 0
FALSE | 4A7A7024A1 | 4200 | 5819953 | TRANE | 4TTX8024A1 | AC | Split System: Air-Cooled Condensing Unit, Coil with Blower | 4A7A7024A1 |  | 4TXFH041CC3 | 13 | 17 | Yes | Yes | 2015-03-12 |  | 2
FALSE | 4A7A7024A1 | 4200 | 5819952 | TRANE | 4TTX8024A1 | AC | Split System: Air-Cooled Condensing Unit, Coil with Blower | 4A7A7024A1 |  | 4TXFH041CC3 | 13 | 17.25 | Yes | Yes | 2015-03-12 |  | 2
FALSE | 4A7A7024A1 | 4200 | 5819949 | TRANE | 4TTX8024A1 | AC | Split System: Air-Cooled Condensing Unit, Coil with Blower | 4A7A7024A1 |  | 4TXFH041CC3 | 13 | 17.25 | Yes | Yes | 2015-03-12 |  | 2
FALSE | 4A7A7036A1 | 4207 | 5804089 | TRANE | 4TTX8036A1 | AC | Split System: Air-Cooled Condensing Unit, Coil with Blower | 4A7A7036A1 |  | 4TXCB004CC3 | 12 | 16.25 | Yes | Yes | 2015-03-12 |  | 0
FALSE | 4TTR6024B1 | 3503 | 5864993 | TRANE | 4TTR6024B1 | AC | Split System: Air-Cooled Condensing Unit, Coil with Blower | 4TTR6024B1 |  | 4TXCB003CC3 | 13 | 16 | Yes | Yes | 2015-03-12 |  | 2
FALSE | 4TTR6024B1 | 3503 | 5864994 | TRANE | 4TTR6024B1 | AC | Split System: Air-Cooled Condensing Unit, Coil with Blower | 4TTR6024B1 |  | 4TXCB003CC3 | 13 | 16 | Yes | Yes | 2015-03-12 |  | 2
FALSE | 4TTR6024B1 | 3503 | 5865005 | TRANE | 4TTR6024B1 | AC | Split System: Air-Cooled Condensing Unit, Coil with Blower | 4TTR6024B1 |  | 4TXCB004CC3 | 13 | 16 | Yes | Yes | 2015-03-12 |  | 2
FALSE | 4TTR6024B1 | 3503 | 5865010 | TRANE | 4TTR6024B1 | AC | Split System: Air-Cooled Condensing Unit, Coil with Blower | 4TTR6024B1 |  | 4TXCB004CC3 | 13 | 16 | Yes | Yes | 2015-03-12 |  | 2
FALSE | 4TTR6024B1 | 3503 | 5865075 | TRANE | 4TTR6024B1 | AC | Split System: Air-Cooled Condensing Unit, Coil with Blower | 4TTR6024B1 |  | 4TXCB032BC3 | 13 | 16 | Yes | Yes | 2015-03-12 |  | 2
FALSE | 4TTR6024B1 | 3503 | 5865116 | TRANE | 4TTR6024B1 | AC | Split System: Air-Cooled Condensing Unit, Coil with Blower | 4TTR6024B1 |  | 4TXCB036BC3 | 13 | 16 | Yes | Yes | 2015-03-12 |  | 2
FALSE | 4TTR6024B1 | 3503 | 5865115 | TRANE | 4TTR6024B1 | AC | Split System: Air-Cooled Condensing Unit, Coil with Blower | 4TTR6024B1 |  | 4TXCB036BC3 | 13 | 16 | Yes | Yes | 2015-03-12 |  | 2
FALSE | 4TTR6024B1 | 3503 | 5865118 | TRANE | 4TTR6024B1 | AC | Split System: Air-Cooled Condensing Unit, Coil with Blower | 4TTR6024B1 |  | 4TXCB036BC3 | 13 | 16 | Yes | Yes | 2015-03-12 |  | 2
FALSE | 4TTR6024B1 | 3503 | 5865112 | TRANE | 4TTR6024B1 | AC | Split System: Air-Cooled Condensing Unit, Coil with Blower | 4TTR6024B1 |  | 4TXCB036BC3 | 13.5 | 16 | Yes | Yes | 2015-03-12 |  | 2
FALSE | 4TTR6024B1 | 3503 | 5865186 | TRANE | 4TTR6024B1 | AC | Split System: Air-Cooled Condensing Unit, Coil with Blower | 4TTR6024B1 |  | 4TXCC006CC3 | 13 | 15.25 | Yes | Yes | 2015-03-12 |  | 1
FALSE | 4TTR6024B1 | 3503 | 5865187 | TRANE | 4TTR6024B1 | AC | Split System: Air-Cooled Condensing Unit, Coil with Blower | 4TTR6024B1 |  | 4TXCC006CC3 | 13 | 16 | Yes | Yes | 2015-03-12 |  | 2
FALSE | 4TTR6024B1 | 3503 | 5865189 | TRANE | 4TTR6024B1 | AC | Split System: Air-Cooled Condensing Unit, Coil with Blower | 4TTR6024B1 |  | 4TXCC006CC3 | 13 | 16 | Yes | Yes | 2015-03-12 |  | 2
FALSE | 4TTR6024B1 | 3503 | 5865191 | TRANE | 4TTR6024B1 | AC | Split System: Air-Cooled Condensing Unit, Coil with Blower | 4TTR6024B1 |  | 4TXCC006CC3 | 13 | 16 | Yes | Yes | 2015-03-12 |  | 2
FALSE | 4TTR6024B1 | 3503 | 5865194 | TRANE | 4TTR6024B1 | AC | Split System: Air-Cooled Condensing Unit, Coil with Blower | 4TTR6024B1 |  | 4TXCC006CC3 | 13 | 16 | Yes | Yes | 2015-03-12 |  | 2
FALSE | 4TTR6024B1 | 3503 | 5865195 | TRANE | 4TTR6024B1 | AC | Split System: Air-Cooled Condensing Unit, Coil with Blower | 4TTR6024B1 |  | 4TXCC006CC3 | 13 | 16 | Yes | Yes | 2015-03-12 |  | 2
FALSE | 4TTR6024B1 | 3503 | 5865196 | TRANE | 4TTR6024B1 | AC | Split System: Air-Cooled Condensing Unit, Coil with Blower | 4TTR6024B1 |  | 4TXCC006CC3 | 13 | 16 | Yes | Yes | 2015-03-12 |  | 2
FALSE | 4A7A7060A1 | 289 | 5801458 | TRANE | 4TTX8060A1 | AC | Split System: Air-Cooled Condensing Unit, Coil with Blower | 4A7A7060A1 |  | 4TXFH063CZ3 | 12 | 15.5 | Yes | Yes | 2015-03-12 |  | 0
FALSE | 4TTR6024B1 | 3503 | 5865109 | TRANE | 4TTR6024B1 | AC | Split System: Air-Cooled Condensing Unit, Coil with Blower | 4TTR6024B1 |  | 4TXCB036BC3 | 13 | 15.5 | Yes | Yes | 2015-03-12 |  | 1
FALSE | 4TTR6024B1 | 3503 | 5865106 | TRANE | 4TTR6024B1 | AC | Split System: Air-Cooled Condensing Unit, Coil with Blower | 4TTR6024B1 |  | 4TXCB036BC3 | 13 | 16 | Yes | Yes | 2015-03-12 |  | 2
FALSE | 4TTR6024B1 | 3503 | 5865104 | TRANE | 4TTR6024B1 | AC | Split System: Air-Cooled Condensing Unit, Coil with Blower | 4TTR6024B1 |  | 4TXCB036BC3 | 13 | 16 | Yes | Yes | 2015-03-12 |  | 2
FALSE | 4TTR6024B1 | 3503 | 5865102 | TRANE | 4TTR6024B1 | AC | Split System: Air-Cooled Condensing Unit, Coil with Blower | 4TTR6024B1 |  | 4TXCB036BC3 | 13 | 16 | Yes | Yes | 2015-03-12 |  | 2
FALSE | 4TTR6024B1 | 3503 | 5865099 | TRANE | 4TTR6024B1 | AC | Split System: Air-Cooled Condensing Unit, Coil with Blower | 4TTR6024B1 |  | 4TXCB036BC3 | 13 | 16 | Yes | Yes | 2015-03-12 |  | 2
FALSE | 4TTR6024B1 | 3503 | 5865098 | TRANE | 4TTR6024B1 | AC | Split System: Air-Cooled Condensing Unit, Coil with Blower | 4TTR6024B1 |  | 4TXCB036BC3 | 13.5 | 16 | Yes | Yes | 2015-03-12 |  | 2
FALSE | 4TTR6024B1 | 3503 | 5865266 | TRANE | 4TTR6024B1 | AC | Split System: Air-Cooled Condensing Unit, Coil with Blower | 4TTR6024B1 |  | 4TXCC043BC3 | 13 | 16 | Yes | Yes | 2015-03-12 |  | 2
FALSE | 4TTR6024B1 | 3503 | 5865267 | TRANE | 4TTR6024B1 | AC | Split System: Air-Cooled Condensing Unit, Coil with Blower | 4TTR6024B1 |  | 4TXCC043BC3 | 13 | 16 | Yes | Yes | 2015-03-12 |  | 2
FALSE | 4TTR6024B1 | 3503 | 5865268 | TRANE | 4TTR6024B1 | AC | Split System: Air-Cooled Condensing Unit, Coil with Blower | 4TTR6024B1 |  | 4TXCC043BC3 | 13 | 16 | Yes | Yes | 2015-03-12 |  | 2
FALSE | 4TTR6024B1 | 3503 | 5865269 | TRANE | 4TTR6024B1 | AC | Split System: Air-Cooled Condensing Unit, Coil with Blower | 4TTR6024B1 |  | 4TXCC043BC3 | 13 | 16 | Yes | Yes | 2015-03-12 |  | 2
FALSE | 4TTR6024B1 | 3503 | 5865271 | TRANE | 4TTR6024B1 | AC | Split System: Air-Cooled Condensing Unit, Coil with Blower | 4TTR6024B1 |  | 4TXCC043BC3 | 13.5 | 16 | Yes | Yes | 2015-03-12 |  | 2
FALSE | 4TTR6024B1 | 3503 | 5865273 | TRANE | 4TTR6024B1 | AC | Split System: Air-Cooled Condensing Unit, Coil with Blower | 4TTR6024B1 |  | 4TXCC043BC3 | 13 | 16 | Yes | Yes | 2015-03-12 |  | 2
FALSE | 4TTR6024B1 | 3503 | 5865277 | TRANE | 4TTR6024B1 | AC | Split System: Air-Cooled Condensing Unit, Coil with Blower | 4TTR6024B1 |  | 4TXCC043BC3 | 13 | 16 | Yes | Yes | 2015-03-12 |  | 2
FALSE | 4TTR6024B1 | 3503 | 5865288 | TRANE | 4TTR6024B1 | AC | Split System: Air-Cooled Condensing Unit, Coil with Blower | 4TTR6024B1 |  | 4TXCC044BC3 | 13 | 16 | Yes | Yes | 2015-03-12 |  | 2
FALSE | 4TTR6024B1 | 3503 | 5865310 | TRANE | 4TTR6024B1 | AC | Split System: Air-Cooled Condensing Unit, Coil with Blower | 4TTR6024B1 |  | 4TXCC049BC3 | 14 | 16 | Yes | Yes | 2015-03-12 |  | 2
FALSE | 4TTR6024B1 | 3503 | 5865331 | TRANE | 4TTR6024B1 | AC | Split System: Air-Cooled Condensing Unit, Coil with Blower | 4TTR6024B1 |  | 4TXCD009CC3 | 13 | 16 | Yes | Yes | 2015-03-12 |  | 2
FALSE | 4TTR6024B1 | 3503 | 5865330 | TRANE | 4TTR6024B1 | AC | Split System: Air-Cooled Condensing Unit, Coil with Blower | 4TTR6024B1 |  | 4TXCD009CC3 | 13 | 16 | Yes | Yes | 2015-03-12 |  | 2
FALSE | 4TTR6024B1 | 3503 | 5865329 | TRANE | 4TTR6024B1 | AC | Split System: Air-Cooled Condensing Unit, Coil with Blower | 4TTR6024B1 |  | 4TXCD009CC3 | 13 | 16 | Yes | Yes | 2015-03-12 |  | 2
FALSE | 4TTR6024B1 | 3503 | 5865328 | TRANE | 4TTR6024B1 | AC | Split System: Air-Cooled Condensing Unit, Coil with Blower | 4TTR6024B1 |  | 4TXCD009CC3 | 13 | 16 | Yes | Yes | 2015-03-12 |  | 2
FALSE | 4TTR6024B1 | 3503 | 5865327 | TRANE | 4TTR6024B1 | AC | Split System: Air-Cooled Condensing Unit, Coil with Blower | 4TTR6024B1 |  | 4TXCD009CC3 | 13 | 16 | Yes | Yes | 2015-03-12 |  | 2
FALSE | 4TTR6024B1 | 3503 | 5865326 | TRANE | 4TTR6024B1 | AC | Split System: Air-Cooled Condensing Unit, Coil with Blower | 4TTR6024B1 |  | 4TXCD009CC3 | 13 | 16 | Yes | Yes | 2015-03-12 |  | 2
FALSE | 4A7A7060A1 | 289 | 5801079 | TRANE | 4TTX8060A1 | AC | Split System: Air-Cooled Condensing Unit, Coil with Blower | 4A7A7060A1 |  | 4TXCC060BC3 | 12 | 15 | Yes | Yes | 2015-03-12 |  | 0
FALSE | 4TTR6024B1 | 3503 | 5865391 | TRANE | 4TTR6024B1 | AC | Split System: Air-Cooled Condensing Unit, Coil with Blower | 4TTR6024B1 |  | GAM2A0A24S21+TDR | 12.5 | 15 | Yes | Yes | 2015-03-12 |  | 1
FALSE | 4TTR6030B1 | 3522 | 5865398 | TRANE | 4TTR6030B1 | AC | Split System: Air-Cooled Condensing Unit, Coil with Blower | 4TTR6030B1 |  | *AM7A0B30H21 | 13 | 16 | Yes | Yes | 2015-03-12 |  | 2
FALSE | 4TTR6030B1 | 3522 | 5865399 | TRANE | 4TTR6030B1 | AC | Split System: Air-Cooled Condensing Unit, Coil with Blower | 4TTR6030B1 |  | *AM7A0C36H31 | 13 | 16 | Yes | Yes | 2015-03-12 |  | 2
FALSE | 4TTR6030B1 | 3522 | 5865438 | TRANE | 4TTR6030B1 | AC | Split System: Air-Cooled Condensing Unit, Coil with Blower | 4TTR6030B1 |  | 4CXCB031CC3 | 12.5 | 14.5 | Yes | Yes | 2015-03-12 |  | 0
FALSE | 4TTR6030B1 | 3522 | 5865439 | TRANE | 4TTR6030B1 | AC | Split System: Air-Cooled Condensing Unit, Coil with Blower | 4TTR6030B1 |  | 4CXCB031CC3 | 12.5 | 15 | Yes | Yes | 2015-03-12 |  | 1
FALSE | 4TTR6030B1 | 3522 | 5865440 | TRANE | 4TTR6030B1 | AC | Split System: Air-Cooled Condensing Unit, Coil with Blower | 4TTR6030B1 |  | 4CXCB031CC3 | 12.5 | 15 | Yes | Yes | 2015-03-12 |  | 1
FALSE | 4TTR6030B1 | 3522 | 5865441 | TRANE | 4TTR6030B1 | AC | Split System: Air-Cooled Condensing Unit, Coil with Blower | 4TTR6030B1 |  | 4CXCB031CC3 | 12.5 | 15 | Yes | Yes | 2015-03-12 |  | 1
FALSE | 4TTR6030B1 | 3522 | 5865475 | TRANE | 4TTR6030B1 | AC | Split System: Air-Cooled Condensing Unit, Coil with Blower | 4TTR6030B1 |  | 4CXCB042CC3 | 12.5 | 15 | Yes | Yes | 2015-03-12 |  | 1
FALSE | 4TTR6030B1 | 3522 | 5865474 | TRANE | 4TTR6030B1 | AC | Split System: Air-Cooled Condensing Unit, Coil with Blower | 4TTR6030B1 |  | 4CXCB042CC3 | 12.5 | 15.5 | Yes | Yes | 2015-03-12 |  | 1
FALSE | 4TTR6030B1 | 3522 | 5865471 | TRANE | 4TTR6030B1 | AC | Split System: Air-Cooled Condensing Unit, Coil with Blower | 4TTR6030B1 |  | 4CXCB042CC3 | 12.5 | 14.5 | Yes | Yes | 2015-03-12 |  | 0
FALSE | 4TTR6030B1 | 3522 | 5865470 | TRANE | 4TTR6030B1 | AC | Split System: Air-Cooled Condensing Unit, Coil with Blower | 4TTR6030B1 |  | 4CXCB042CC3 | 12.5 | 14.5 | Yes | Yes | 2015-03-12 |  | 0
FALSE | 4A7A7060A1 | 289 | 5801121 | TRANE | 4TTX8060A1 | AC | Split System: Air-Cooled Condensing Unit, Coil with Blower | 4A7A7060A1 |  | 4TXCD009CC3 | 12 | 15.5 | Yes | Yes | 2015-03-12 |  | 0
FALSE | 4TTR6018B1 | 3489 | 5864625 | TRANE | 4TTR6018B1 | AC | Split System: Air-Cooled Condensing Unit, Coil with Blower | 4TTR6018B1 |  | 4TXCC037BC3 | 13 | 16 | Yes | Yes | 2015-03-12 |  | 2
FALSE | 4TTR6018B1 | 3489 | 5864635 | TRANE | 4TTR6018B1 | AC | Split System: Air-Cooled Condensing Unit, Coil with Blower | 4TTR6018B1 |  | 4TXFH024CZ3 | 13.5 | 16 | Yes | Yes | 2015-03-12 |  | 2
FALSE | 4TTR6018B1 | 3489 | 5864640 | TRANE | 4TTR6018B1 | AC | Split System: Air-Cooled Condensing Unit, Coil with Blower | 4TTR6018B1 |  | 4TXFH024CZ3 | 13.5 | 16 | Yes | Yes | 2015-03-12 |  | 2
FALSE | 4TTR6018B1 | 3489 | 5864637 | TRANE | 4TTR6018B1 | AC | Split System: Air-Cooled Condensing Unit, Coil with Blower | 4TTR6018B1 |  | 4TXFH024CZ3 | 13.5 | 16 | Yes | Yes | 2015-03-12 |  | 2
FALSE | 4TTR6018B1 | 3489 | 5864636 | TRANE | 4TTR6018B1 | AC | Split System: Air-Cooled Condensing Unit, Coil with Blower | 4TTR6018B1 |  | 4TXFH024CZ3 | 13 | 15.5 | Yes | Yes | 2015-03-12 |  | 1
FALSE | 4TTR6018B1 | 3489 | 5864647 | TRANE | 4TTR6018B1 | AC | Split System: Air-Cooled Condensing Unit, Coil with Blower | 4TTR6018B1 |  | 4TXFH033CC3 | 13 | 15 | Yes | Yes | 2015-03-12 |  | 1
FALSE | 4TTR6018B1 | 3489 | 5864648 | TRANE | 4TTR6018B1 | AC | Split System: Air-Cooled Condensing Unit, Coil with Blower | 4TTR6018B1 |  | 4TXFH033CC3 | 13 | 15.5 | Yes | Yes | 2015-03-12 |  | 1
FALSE | 4TTR6030B1 | 3522 | 5865468 | TRANE | 4TTR6030B1 | AC | Split System: Air-Cooled Condensing Unit, Coil with Blower | 4TTR6030B1 |  | 4CXCB042CC3 | 12.5 | 15 | Yes | Yes | 2015-03-12 |  | 1
FALSE | 4TTR6030B1 | 3522 | 5865497 | TRANE | 4TTR6030B1 | AC | Split System: Air-Cooled Condensing Unit, Coil with Blower | 4TTR6030B1 |  | 4CXCC037CC3 | 12.5 | 15.5 | Yes | Yes | 2015-03-12 |  | 1
FALSE | 4TTR6030B1 | 3522 | 5865495 | TRANE | 4TTR6030B1 | AC | Split System: Air-Cooled Condensing Unit, Coil with Blower | 4TTR6030B1 |  | 4CXCC037CC3 | 12.5 | 14.5 | Yes | Yes | 2015-03-12 |  | 0
FALSE | 4TTR6030B1 | 3522 | 5865493 | TRANE | 4TTR6030B1 | AC | Split System: Air-Cooled Condensing Unit, Coil with Blower | 4TTR6030B1 |  | 4CXCC037CC3 | 12.5 | 14.5 | Yes | Yes | 2015-03-12 |  | 0
FALSE | 4TTR6030B1 | 3522 | 5865492 | TRANE | 4TTR6030B1 | AC | Split System: Air-Cooled Condensing Unit, Coil with Blower | 4TTR6030B1 |  | 4CXCC037CC3 | 12.5 | 15 | Yes | Yes | 2015-03-12 |  | 1
FALSE | 4TTR6030B1 | 3522 | 5865489 | TRANE | 4TTR6030B1 | AC | Split System: Air-Cooled Condensing Unit, Coil with Blower | 4TTR6030B1 |  | 4CXCC037CC3 | 12.5 | 15 | Yes | Yes | 2015-03-12 |  | 1
FALSE | 4TTR6024B1 | 3503 | 5865322 | TRANE | 4TTR6024B1 | AC | Split System: Air-Cooled Condensing Unit, Coil with Blower | 4TTR6024B1 |  | 4TXCD009CC3 | 13 | 16 | Yes | Yes | 2015-03-12 |  | 2
FALSE | 4TTR6024B1 | 3503 | 5865321 | TRANE | 4TTR6024B1 | AC | Split System: Air-Cooled Condensing Unit, Coil with Blower | 4TTR6024B1 |  | 4TXCD009CC3 | 13 | 16 | Yes | Yes | 2015-03-12 |  | 2
FALSE | 4TTR6018B1 | 3489 | 5864641 | TRANE | 4TTR6018B1 | AC | Split System: Air-Cooled Condensing Unit, Coil with Blower | 4TTR6018B1 |  | 4TXFH033CC3 | 13 | 15.5 | Yes | Yes | 2015-03-12 |  | 1
FALSE | 4TTR6018B1 | 3489 | 5864652 | TRANE | 4TTR6018B1 | AC | Split System: Air-Cooled Condensing Unit, Coil with Blower | 4TTR6018B1 |  | 4TXFH036CZ3 | 13 | 16 | Yes | Yes | 2015-03-12 |  | 2
FALSE | 4TTR6024B1 | 3503 | 5864759 | TRANE | 4TTR6024B1 | AC | Split System: Air-Cooled Condensing Unit, Coil with Blower | 4TTR6024B1 |  | 4CXCC043CC3 | 13 | 16 | Yes | Yes | 2015-03-12 |  | 2
FALSE | 4TTR6024B1 | 3503 | 5864757 | TRANE | 4TTR6024B1 | AC | Split System: Air-Cooled Condensing Unit, Coil with Blower | 4TTR6024B1 |  | 4CXCC043CC3 | 13 | 16 | Yes | Yes | 2015-03-12 |  | 2
FALSE | 4TTR6024B1 | 3503 | 5864773 | TRANE | 4TTR6024B1 | AC | Split System: Air-Cooled Condensing Unit, Coil with Blower | 4TTR6024B1 |  | 4CXCC043CC3 | 13 | 16 | Yes | Yes | 2015-03-12 |  | 2
FALSE | 4TTR6024B1 | 3503 | 5864766 | TRANE | 4TTR6024B1 | AC | Split System: Air-Cooled Condensing Unit, Coil with Blower | 4TTR6024B1 |  | 4CXCC043CC3 | 13 | 16 | Yes | Yes | 2015-03-12 |  | 2
FALSE | 4A7A7060A1 | 289 | 5801163 | TRANE | 4TTX8060A1 | AC | Split System: Air-Cooled Condensing Unit, Coil with Blower | 4A7A7060A1 |  | 4TXCD061BC3 | 12 | 15 | Yes | Yes | 2015-03-12 |  | 0
FALSE | 4A7A7060A1 | 289 | 5801166 | TRANE | 4TTX8060A1 | AC | Split System: Air-Cooled Condensing Unit, Coil with Blower | 4A7A7060A1 |  | 4TXCD061BC3 | 12 | 15 | Yes | Yes | 2015-03-12 |  | 0
FALSE | 4A7A7060A1 | 289 | 5801169 | TRANE | 4TTX8060A1 | AC | Split System: Air-Cooled Condensing Unit, Coil with Blower | 4A7A7060A1 |  | 4TXCD061BC3 | 12 | 15 | Yes | Yes | 2015-03-12 |  | 0
FALSE | 4A7A7060A1 | 289 | 5801173 | TRANE | 4TTX8060A1 | AC | Split System: Air-Cooled Condensing Unit, Coil with Blower | 4A7A7060A1 |  | 4TXCD061BC3 | 12 | 15 | Yes | Yes | 2015-03-12 |  | 0
FALSE | 4A7A7060A1 | 289 | 5801176 | TRANE | 4TTX8060A1 | AC | Split System: Air-Cooled Condensing Unit, Coil with Blower | 4A7A7060A1 |  | 4TXCD061BC3 | 12 | 15 | Yes | Yes | 2015-03-12 |  | 0
FALSE | 4TTR6024B1 | 3503 | 5865334 | TRANE | 4TTR6024B1 | AC | Split System: Air-Cooled Condensing Unit, Coil with Blower | 4TTR6024B1 |  | 4TXCD010CC3 | 13 | 16 | Yes | Yes | 2015-03-12 |  | 2
FALSE | 4TTR6024B1 | 3503 | 5865351 | TRANE | 4TTR6024B1 | AC | Split System: Air-Cooled Condensing Unit, Coil with Blower | 4TTR6024B1 |  | 4TXCD010CC3 | 13 | 16 | Yes | Yes | 2015-03-12 |  | 2
FALSE | 4TTR6024B1 | 3503 | 5865333 | TRANE | 4TTR6024B1 | AC | Split System: Air-Cooled Condensing Unit, Coil with Blower | 4TTR6024B1 |  | 4TXCD010CC3 | 13 | 16 | Yes | Yes | 2015-03-12 |  | 2
FALSE | 4TTR6024B1 | 3503 | 5865350 | TRANE | 4TTR6024B1 | AC | Split System: Air-Cooled Condensing Unit, Coil with Blower | 4TTR6024B1 |  | 4TXCD010CC3 | 13 | 16 | Yes | Yes | 2015-03-12 |  | 2
FALSE | 4TTR6024B1 | 3503 | 5865349 | TRANE | 4TTR6024B1 | AC | Split System: Air-Cooled Condensing Unit, Coil with Blower | 4TTR6024B1 |  | 4TXCD010CC3 | 13 | 16 | Yes | Yes | 2015-03-12 |  | 2
FALSE | 4TTR6024B1 | 3503 | 5865348 | TRANE | 4TTR6024B1 | AC | Split System: Air-Cooled Condensing Unit, Coil with Blower | 4TTR6024B1 |  | 4TXCD010CC3 | 13 | 16 | Yes | Yes | 2015-03-12 |  | 2
FALSE | 4TTR6024B1 | 3503 | 5865345 | TRANE | 4TTR6024B1 | AC | Split System: Air-Cooled Condensing Unit, Coil with Blower | 4TTR6024B1 |  | 4TXCD010CC3 | 13 | 16 | Yes | Yes | 2015-03-12 |  | 2
FALSE | 4TTR6024B1 | 3503 | 5865344 | TRANE | 4TTR6024B1 | AC | Split System: Air-Cooled Condensing Unit, Coil with Blower | 4TTR6024B1 |  | 4TXCD010CC3 | 13 | 16 | Yes | Yes | 2015-03-12 |  | 2
FALSE | 4TTR6024B1 | 3503 | 5865343 | TRANE | 4TTR6024B1 | AC | Split System: Air-Cooled Condensing Unit, Coil with Blower | 4TTR6024B1 |  | 4TXCD010CC3 | 13 | 16 | Yes | Yes | 2015-03-12 |  | 2
FALSE | 4TTR6024B1 | 3503 | 5865342 | TRANE | 4TTR6024B1 | AC | Split System: Air-Cooled Condensing Unit, Coil with Blower | 4TTR6024B1 |  | 4TXCD010CC3 | 13 | 16 | Yes | Yes | 2015-03-12 |  | 2
FALSE | 4TTR6024B1 | 3503 | 5864659 | TRANE | 4TTR6024B1 | AC | Split System: Air-Cooled Condensing Unit, Coil with Blower | 4TTR6024B1 |  | *AM4A0A18S11+TDR | 12.2 | 14.5 | Yes | Yes | 2015-03-12 |  | 0
FALSE | 4TTR6024B1 | 3503 | 5864661 | TRANE | 4TTR6024B1 | AC | Split System: Air-Cooled Condensing Unit, Coil with Blower | 4TTR6024B1 |  | *AM7A0A24H21 | 13 | 16 | Yes | Yes | 2015-03-12 |  | 2
FALSE | 4TTR6024B1 | 3503 | 5864662 | TRANE | 4TTR6024B1 | AC | Split System: Air-Cooled Condensing Unit, Coil with Blower | 4TTR6024B1 |  | *AM7A0B30H21 | 13 | 16 | Yes | Yes | 2015-03-12 |  | 2
FALSE | 4TTR6024B1 | 3503 | 5864663 | TRANE | 4TTR6024B1 | AC | Split System: Air-Cooled Condensing Unit, Coil with Blower | 4TTR6024B1 |  | *AM8A0A24V21+BAYCC24V | 13 | 16 | Yes | Yes | 2015-03-12 |  | 2
FALSE | 4TTR6024B1 | 3503 | 5864664 | TRANE | 4TTR6024B1 | AC | Split System: Air-Cooled Condensing Unit, Coil with Blower | 4TTR6024B1 |  | *AM8A0B30V21+BAYCC24V | 13 | 16 | Yes | Yes | 2015-03-12 |  | 2
FALSE | 4TTR6024B1 | 3503 | 5864671 | TRANE | 4TTR6024B1 | AC | Split System: Air-Cooled Condensing Unit, Coil with Blower | 4TTR6024B1 |  | 4CXCA024CC3 | 12.5 | 14.5 | Yes | Yes | 2015-03-12 |  | 0
FALSE | 4TTR6024B1 | 3503 | 5864670 | TRANE | 4TTR6024B1 | AC | Split System: Air-Cooled Condensing Unit, Coil with Blower | 4TTR6024B1 |  | 4CXCA024CC3 | 12.5 | 14.5 | Yes | Yes | 2015-03-12 |  | 0
FALSE | 4TTR6024B1 | 3503 | 5864788 | TRANE | 4TTR6024B1 | AC | Split System: Air-Cooled Condensing Unit, Coil with Blower | 4TTR6024B1 |  | 4TXAA024BC3 | 12.5 | 14.5 | Yes | Yes | 2015-03-12 |  | 0
FALSE | 4TTR6024B1 | 3503 | 5864787 | TRANE | 4TTR6024B1 | AC | Split System: Air-Cooled Condensing Unit, Coil with Blower | 4TTR6024B1 |  | 4TXAA024BC3 | 12.5 | 14.5 | Yes | Yes | 2015-03-12 |  | 0
FALSE | 4TTR6024B1 | 3503 | 5864786 | TRANE | 4TTR6024B1 | AC | Split System: Air-Cooled Condensing Unit, Coil with Blower | 4TTR6024B1 |  | 4TXAA024BC3 | 12.5 | 14.5 | Yes | Yes | 2015-03-12 |  | 0
FALSE | 4TTR6024B1 | 3503 | 5864899 | TRANE | 4TTR6024B1 | AC | Split System: Air-Cooled Condensing Unit, Coil with Blower | 4TTR6024B1 |  | 4TXAC037BC3 | 13 | 16 | Yes | Yes | 2015-03-12 |  | 2
FALSE | 4TTR6024B1 | 3503 | 5864896 | TRANE | 4TTR6024B1 | AC | Split System: Air-Cooled Condensing Unit, Coil with Blower | 4TTR6024B1 |  | 4TXAC037BC3 | 13 | 16 | Yes | Yes | 2015-03-12 |  | 2
FALSE | 4TTR6024B1 | 3503 | 5864894 | TRANE | 4TTR6024B1 | AC | Split System: Air-Cooled Condensing Unit, Coil with Blower | 4TTR6024B1 |  | 4TXAC037BC3 | 13 | 16 | Yes | Yes | 2015-03-12 |  | 2
FALSE | 4TTR6024B1 | 3503 | 5864902 | TRANE | 4TTR6024B1 | AC | Split System: Air-Cooled Condensing Unit, Coil with Blower | 4TTR6024B1 |  | 4TXAC037BC3 | 13 | 16 | Yes | Yes | 2015-03-12 |  | 2
FALSE | 4TTR6024B1 | 3503 | 5864904 | TRANE | 4TTR6024B1 | AC | Split System: Air-Cooled Condensing Unit, Coil with Blower | 4TTR6024B1 |  | 4TXAC037BC3 | 13 | 16 | Yes | Yes | 2015-03-12 |  | 2
FALSE | 4TTR6024B1 | 3503 | 5864906 | TRANE | 4TTR6024B1 | AC | Split System: Air-Cooled Condensing Unit, Coil with Blower | 4TTR6024B1 |  | 4TXAC037BC3 | 13 | 16 | Yes | Yes | 2015-03-12 |  | 2
FALSE | 4TTR6024B1 | 3503 | 5864907 | TRANE | 4TTR6024B1 | AC | Split System: Air-Cooled Condensing Unit, Coil with Blower | 4TTR6024B1 |  | 4TXAC037BC3 | 13 | 16 | Yes | Yes | 2015-03-12 |  | 2
FALSE | 4TTR6024B1 | 3503 | 5864908 | TRANE | 4TTR6024B1 | AC | Split System: Air-Cooled Condensing Unit, Coil with Blower | 4TTR6024B1 |  | 4TXAC037BC3 | 13 | 16 | Yes | Yes | 2015-03-12 |  | 2
FALSE | 4A7A7060A1 | 289 | 5801256 | TRANE | 4TTX8060A1 | AC | Split System: Air-Cooled Condensing Unit, Coil with Blower | 4A7A7060A1 |  | 4TXCD063BC3 | 12 | 16 | Yes | Yes | 2015-03-12 |  | 0
FALSE | 4A7A7060A1 | 289 | 5801264 | TRANE | 4TTX8060A1 | AC | Split System: Air-Cooled Condensing Unit, Coil with Blower | 4A7A7060A1 |  | 4TXCD063BC3 | 12 | 16 | Yes | Yes | 2015-03-12 |  | 0
FALSE | 4A7A7060A1 | 289 | 5801274 | TRANE | 4TTX8060A1 | AC | Split System: Air-Cooled Condensing Unit, Coil with Blower | 4A7A7060A1 |  | 4TXCD063BC3 | 12 | 16 | Yes | Yes | 2015-03-12 |  | 0
FALSE | 4TTX6049H1 | 3690 | 5861283 | TRANE | 4TTX6049H1 | AC | Split System: Air-Cooled Condensing Unit, Coil with Blower | 4TTX6049H1 |  | 4TXCD009CC3 | 12.5 | 15 | Yes | Yes | 2015-03-12 |  | 1
FALSE | 4TTX6049H1 | 3690 | 5861428 | TRANE | 4TTX6049H1 | AC | Split System: Air-Cooled Condensing Unit, Coil with Blower | 4TTX6049H1 |  | 4TXCD063BC3 | 13 | 16 | Yes | Yes | 2015-03-12 |  | 2
FALSE | 4TTX6049H1 | 3690 | 5861429 | TRANE | 4TTX6049H1 | AC | Split System: Air-Cooled Condensing Unit, Coil with Blower | 4TTX6049H1 |  | 4TXCD063BC3 | 13 | 16 | Yes | Yes | 2015-03-12 |  | 2
FALSE | 4TTX6049H1 | 3690 | 5861430 | TRANE | 4TTX6049H1 | AC | Split System: Air-Cooled Condensing Unit, Coil with Blower | 4TTX6049H1 |  | 4TXCD063BC3 | 13 | 16 | Yes | Yes | 2015-03-12 |  | 2
FALSE | 4TTX6049H1 | 3690 | 5861431 | TRANE | 4TTX6049H1 | AC | Split System: Air-Cooled Condensing Unit, Coil with Blower | 4TTX6049H1 |  | 4TXCD063BC3 | 13 | 16 | Yes | Yes | 2015-03-12 |  | 2
FALSE | 4TTX6049H1 | 3690 | 5861432 | TRANE | 4TTX6049H1 | AC | Split System: Air-Cooled Condensing Unit, Coil with Blower | 4TTX6049H1 |  | 4TXCD063BC3 | 13 | 16 | Yes | Yes | 2015-03-12 |  | 2
FALSE | 4TTX6049H1 | 3690 | 5861433 | TRANE | 4TTX6049H1 | AC | Split System: Air-Cooled Condensing Unit, Coil with Blower | 4TTX6049H1 |  | 4TXCD063BC3 | 13 | 16 | Yes | Yes | 2015-03-12 |  | 2
FALSE | 4TTX6049H1 | 3690 | 5861434 | TRANE | 4TTX6049H1 | AC | Split System: Air-Cooled Condensing Unit, Coil with Blower | 4TTX6049H1 |  | 4TXCD063BC3 | 13 | 16 | Yes | Yes | 2015-03-12 |  | 2
FALSE | 4TTX6049H1 | 3690 | 5861435 | TRANE | 4TTX6049H1 | AC | Split System: Air-Cooled Condensing Unit, Coil with Blower | 4TTX6049H1 |  | 4TXCD063BC3 | 13 | 16 | Yes | Yes | 2015-03-12 |  | 2
FALSE | 4TTX6049H1 | 3690 | 5861436 | TRANE | 4TTX6049H1 | AC | Split System: Air-Cooled Condensing Unit, Coil with Blower | 4TTX6049H1 |  | 4TXCD063BC3 | 12.5 | 15 | Yes | Yes | 2015-03-12 |  | 1
FALSE | 4TTX6049H1 | 3690 | 5861440 | TRANE | 4TTX6049H1 | AC | Split System: Air-Cooled Condensing Unit, Coil with Blower | 4TTX6049H1 |  | 4TXCD063BC3 | 13 | 16 | Yes | Yes | 2015-03-12 |  | 2
FALSE | 4TTR6024B1 | 3503 | 5865012 | TRANE | 4TTR6024B1 | AC | Split System: Air-Cooled Condensing Unit, Coil with Blower | 4TTR6024B1 |  | 4TXCB004CC3 | 13 | 16 | Yes | Yes | 2015-03-12 |  | 2
FALSE | 4TTR6024B1 | 3503 | 5865013 | TRANE | 4TTR6024B1 | AC | Split System: Air-Cooled Condensing Unit, Coil with Blower | 4TTR6024B1 |  | 4TXCB004CC3 | 13 | 16 | Yes | Yes | 2015-03-12 |  | 2
FALSE | 4TTR6024B1 | 3503 | 5865014 | TRANE | 4TTR6024B1 | AC | Split System: Air-Cooled Condensing Unit, Coil with Blower | 4TTR6024B1 |  | 4TXCB004CC3 | 13 | 16 | Yes | Yes | 2015-03-12 |  | 2
FALSE | 4TTR6024B1 | 3503 | 5865015 | TRANE | 4TTR6024B1 | AC | Split System: Air-Cooled Condensing Unit, Coil with Blower | 4TTR6024B1 |  | 4TXCB004CC3 | 13 | 16 | Yes | Yes | 2015-03-12 |  | 2
FALSE | 4TTR6024B1 | 3503 | 5865016 | TRANE | 4TTR6024B1 | AC | Split System: Air-Cooled Condensing Unit, Coil with Blower | 4TTR6024B1 |  | 4TXCB004CC3 | 13 | 16 | Yes | Yes | 2015-03-12 |  | 2
FALSE | 4TTR6024B1 | 3503 | 5865017 | TRANE | 4TTR6024B1 | AC | Split System: Air-Cooled Condensing Unit, Coil with Blower | 4TTR6024B1 |  | 4TXCB004CC3 | 13 | 16 | Yes | Yes | 2015-03-12 |  | 2
FALSE | 4TTR6024B1 | 3503 | 5865018 | TRANE | 4TTR6024B1 | AC | Split System: Air-Cooled Condensing Unit, Coil with Blower | 4TTR6024B1 |  | 4TXCB004CC3 | 13 | 16 | Yes | Yes | 2015-03-12 |  | 2
FALSE | 4TTR6024B1 | 3503 | 5865019 | TRANE | 4TTR6024B1 | AC | Split System: Air-Cooled Condensing Unit, Coil with Blower | 4TTR6024B1 |  | 4TXCB004CC3 | 13 | 16 | Yes | Yes | 2015-03-12 |  | 2
FALSE | 4TTR6024B1 | 3503 | 5864997 | TRANE | 4TTR6024B1 | AC | Split System: Air-Cooled Condensing Unit, Coil with Blower | 4TTR6024B1 |  | 4TXCB004CC3 | 13 | 16 | Yes | Yes | 2015-03-12 |  | 2
FALSE | 4TTR6024B1 | 3503 | 5865000 | TRANE | 4TTR6024B1 | AC | Split System: Air-Cooled Condensing Unit, Coil with Blower | 4TTR6024B1 |  | 4TXCB004CC3 | 13 | 15.75 | Yes | Yes | 2015-03-12 |  | 1
FALSE | 4TTX6049H1 | 3690 | 5861450 | TRANE | 4TTX6049H1 | AC | Split System: Air-Cooled Condensing Unit, Coil with Blower | 4TTX6049H1 |  | 4TXCD064BC3 | 12.5 | 15 | Yes | Yes | 2015-03-12 |  | 1
FALSE | 4TTX6049H1 | 3690 | 5861479 | TRANE | 4TTX6049H1 | AC | Split System: Air-Cooled Condensing Unit, Coil with Blower | 4TTX6049H1 |  | 4TXCD064BC3 | 12.5 | 15 | Yes | Yes | 2015-03-12 |  | 1
FALSE | 4TTX6049H1 | 3690 | 5861481 | TRANE | 4TTX6049H1 | AC | Split System: Air-Cooled Condensing Unit, Coil with Blower | 4TTX6049H1 |  | 4TXCD064BC3 | 12 | 14.5 | Yes | Yes | 2015-03-12 |  | 0
FALSE | 4TTX6049H1 | 3690 | 5861482 | TRANE | 4TTX6049H1 | AC | Split System: Air-Cooled Condensing Unit, Coil with Blower | 4TTX6049H1 |  | 4TXCD064BC3 | 12.5 | 15 | Yes | Yes | 2015-03-12 |  | 1
FALSE | 4A7A7060A1 | 289 | 5800881 | TRANE | 4TTX8060A1 | AC | Split System: Air-Cooled Condensing Unit, Coil with Blower | 4A7A7060A1 |  | 4TXAD061BC3 | 12 | 15 | Yes | Yes | 2015-03-12 |  | 0
FALSE | 4TTX6049H1 | 3690 | 5860943 | TRANE | 4TTX6049H1 | AC | Split System: Air-Cooled Condensing Unit, Coil with Blower | 4TTX6049H1 |  | *AM7A0C42H31 | 13 | 16 | Yes | Yes | 2015-03-12 |  | 2
FALSE | 4TTX6049H1 | 3690 | 5860944 | TRANE | 4TTX6049H1 | AC | Split System: Air-Cooled Condensing Unit, Coil with Blower | 4TTX6049H1 |  | *AM7A0C48H41 | 13 | 16 | Yes | Yes | 2015-03-12 |  | 2
FALSE | 4TTX6049H1 | 3690 | 5860945 | TRANE | 4TTX6049H1 | AC | Split System: Air-Cooled Condensing Unit, Coil with Blower | 4TTX6049H1 |  | *AM8A0C42V31+BAYCC24V | 13 | 16 | Yes | Yes | 2015-03-12 |  | 2
FALSE | 4TTX6049H1 | 3690 | 5860946 | TRANE | 4TTX6049H1 | AC | Split System: Air-Cooled Condensing Unit, Coil with Blower | 4TTX6049H1 |  | *AM8A0C48V41+BAYCC24V | 13 | 16 | Yes | Yes | 2015-03-12 |  | 2
FALSE | 4TTX6049H1 | 3690 | 5861155 | TRANE | 4TTX6049H1 | AC | Split System: Air-Cooled Condensing Unit, Coil with Blower | 4TTX6049H1 |  | 4TXAD064BC3 | 12.5 | 15 | Yes | Yes | 2015-03-12 |  | 1
FALSE | 4TTX6049H1 | 3690 | 5861157 | TRANE | 4TTX6049H1 | AC | Split System: Air-Cooled Condensing Unit, Coil with Blower | 4TTX6049H1 |  | 4TXAD064BC3 | 12 | 14.5 | Yes | Yes | 2015-03-12 |  | 0
FALSE | 4TTX6049H1 | 3690 | 5861129 | TRANE | 4TTX6049H1 | AC | Split System: Air-Cooled Condensing Unit, Coil with Blower | 4TTX6049H1 |  | 4TXAD064BC3 | 13 | 16 | Yes | Yes | 2015-03-12 |  | 2
FALSE | 4TTX6049H1 | 3690 | 5861131 | TRANE | 4TTX6049H1 | AC | Split System: Air-Cooled Condensing Unit, Coil with Blower | 4TTX6049H1 |  | 4TXAD064BC3 | 13 | 16 | Yes | Yes | 2015-03-12 |  | 2
FALSE | 4TTR6018B1 | 3489 | 5864261 | TRANE | 4TTR6018B1 | AC | Split System: Air-Cooled Condensing Unit, Coil with Blower | 4TTR6018B1 |  | 4CXCB025CC3 | 13 | 15.5 | Yes | Yes | 2015-03-12 |  | 1
FALSE | 4TTR6018B1 | 3489 | 5864260 | TRANE | 4TTR6018B1 | AC | Split System: Air-Cooled Condensing Unit, Coil with Blower | 4TTR6018B1 |  | 4CXCB025CC3 | 13 | 16 | Yes | Yes | 2015-03-12 |  | 2
FALSE | 4TTR6024B1 | 3503 | 5864808 | TRANE | 4TTR6024B1 | AC | Split System: Air-Cooled Condensing Unit, Coil with Blower | 4TTR6024B1 |  | 4TXAB025BC3 | 13 | 15.5 | Yes | Yes | 2015-03-12 |  | 1
FALSE | 4TTX6049H1 | 3690 | 5861303 | TRANE | 4TTX6049H1 | AC | Split System: Air-Cooled Condensing Unit, Coil with Blower | 4TTX6049H1 |  | 4TXCD009CC3 | 12.5 | 15 | Yes | Yes | 2015-03-12 |  | 1
FALSE | 4TTX6049H1 | 3690 | 5861307 | TRANE | 4TTX6049H1 | AC | Split System: Air-Cooled Condensing Unit, Coil with Blower | 4TTX6049H1 |  | 4TXCD010CC3 | 13 | 16 | Yes | Yes | 2015-03-12 |  | 2
FALSE | 4TTX6049H1 | 3690 | 5861338 | TRANE | 4TTX6049H1 | AC | Split System: Air-Cooled Condensing Unit, Coil with Blower | 4TTX6049H1 |  | 4TXCD010CC3 | 13 | 16 | Yes | Yes | 2015-03-12 |  | 2
FALSE | 4TTX6049H1 | 3690 | 5861309 | TRANE | 4TTX6049H1 | AC | Split System: Air-Cooled Condensing Unit, Coil with Blower | 4TTX6049H1 |  | 4TXCD010CC3 | 12.5 | 15 | Yes | Yes | 2015-03-12 |  | 1
FALSE | 4TTX6049H1 | 3690 | 5861310 | TRANE | 4TTX6049H1 | AC | Split System: Air-Cooled Condensing Unit, Coil with Blower | 4TTX6049H1 |  | 4TXCD010CC3 | 12.5 | 15 | Yes | Yes | 2015-03-12 |  | 1
FALSE | 4TTX6049H1 | 3690 | 5861452 | TRANE | 4TTX6049H1 | AC | Split System: Air-Cooled Condensing Unit, Coil with Blower | 4TTX6049H1 |  | 4TXCD064BC3 | 13 | 16 | Yes | Yes | 2015-03-12 |  | 2
FALSE | 4TTX6049H1 | 3690 | 5861454 | TRANE | 4TTX6049H1 | AC | Split System: Air-Cooled Condensing Unit, Coil with Blower | 4TTX6049H1 |  | 4TXCD064BC3 | 13 | 16 | Yes | Yes | 2015-03-12 |  | 2
FALSE | 4TTR6024B1 | 3503 | 5865375 | TRANE | 4TTR6024B1 | AC | Split System: Air-Cooled Condensing Unit, Coil with Blower | 4TTR6024B1 |  | 4TXFH041CC3 | 13 | 16 | Yes | Yes | 2015-03-12 |  | 2
FALSE | 4TTR6024B1 | 3503 | 5865374 | TRANE | 4TTR6024B1 | AC | Split System: Air-Cooled Condensing Unit, Coil with Blower | 4TTR6024B1 |  | 4TXFH041CC3 | 13.5 | 16 | Yes | Yes | 2015-03-12 |  | 2
FALSE | 4TTR6024B1 | 3503 | 5865376 | TRANE | 4TTR6024B1 | AC | Split System: Air-Cooled Condensing Unit, Coil with Blower | 4TTR6024B1 |  | 4TXFH041CC3 | 13.5 | 16 | Yes | Yes | 2015-03-12 |  | 2
FALSE | 4TTR6024B1 | 3503 | 5865377 | TRANE | 4TTR6024B1 | AC | Split System: Air-Cooled Condensing Unit, Coil with Blower | 4TTR6024B1 |  | 4TXFH041CC3 | 13 | 16 | Yes | Yes | 2015-03-12 |  | 2
FALSE | 4TTR6024B1 | 3503 | 5865378 | TRANE | 4TTR6024B1 | AC | Split System: Air-Cooled Condensing Unit, Coil with Blower | 4TTR6024B1 |  | 4TXFH041CC3 | 13.5 | 16 | Yes | Yes | 2015-03-12 |  | 2
FALSE | 4TTR6024B1 | 3503 | 5865379 | TRANE | 4TTR6024B1 | AC | Split System: Air-Cooled Condensing Unit, Coil with Blower | 4TTR6024B1 |  | 4TXFH041CC3 | 13.5 | 16 | Yes | Yes | 2015-03-12 |  | 2
FALSE | 4TTR6024B1 | 3503 | 5865386 | TRANE | 4TTR6024B1 | AC | Split System: Air-Cooled Condensing Unit, Coil with Blower | 4TTR6024B1 |  | 4TXFH041CC3 | 13.5 | 16 | Yes | Yes | 2015-03-12 |  | 2
FALSE | 4TTR6024B1 | 3503 | 5865381 | TRANE | 4TTR6024B1 | AC | Split System: Air-Cooled Condensing Unit, Coil with Blower | 4TTR6024B1 |  | 4TXFH041CC3 | 13.5 | 16 | Yes | Yes | 2015-03-12 |  | 2
FALSE | 4TTR6024B1 | 3503 | 5865382 | TRANE | 4TTR6024B1 | AC | Split System: Air-Cooled Condensing Unit, Coil with Blower | 4TTR6024B1 |  | 4TXFH041CC3 | 13.5 | 16 | Yes | Yes | 2015-03-12 |  | 2
FALSE | 4TTR6024B1 | 3503 | 5865380 | TRANE | 4TTR6024B1 | AC | Split System: Air-Cooled Condensing Unit, Coil with Blower | 4TTR6024B1 |  | 4TXFH041CC3 | 13.5 | 16 | Yes | Yes | 2015-03-12 |  | 2
FALSE | 4TTR6024B1 | 3503 | 5865385 | TRANE | 4TTR6024B1 | AC | Split System: Air-Cooled Condensing Unit, Coil with Blower | 4TTR6024B1 |  | 4TXFH041CC3 | 14 | 16 | Yes | Yes | 2015-03-12 |  | 2
FALSE | 4TTR6024B1 | 3503 | 5865387 | TRANE | 4TTR6024B1 | AC | Split System: Air-Cooled Condensing Unit, Coil with Blower | 4TTR6024B1 |  | GAF2A0A18S11+TDR | 12.5 | 14.5 | Yes | Yes | 2015-03-12 |  | 0
FALSE | 4TTR6030B1 | 3522 | 5865401 | TRANE | 4TTR6030B1 | AC | Split System: Air-Cooled Condensing Unit, Coil with Blower | 4TTR6030B1 |  | *AM8A0B30V21+BAYCC24V | 13 | 16 | Yes | Yes | 2015-03-12 |  | 2
FALSE | 4TTR6030B1 | 3522 | 5865402 | TRANE | 4TTR6030B1 | AC | Split System: Air-Cooled Condensing Unit, Coil with Blower | 4TTR6030B1 |  | *AM8A0C36V31+BAYCC24V | 13 | 16 | Yes | Yes | 2015-03-12 |  | 2
FALSE | 4TTR6018B1 | 3489 | 5864550 | TRANE | 4TTR6018B1 | AC | Split System: Air-Cooled Condensing Unit, Coil with Blower | 4TTR6018B1 |  | 4TXCB036BC3 | 13 | 16 | Yes | Yes | 2015-03-12 |  | 2
FALSE | 4TTR6018B1 | 3489 | 5864580 | TRANE | 4TTR6018B1 | AC | Split System: Air-Cooled Condensing Unit, Coil with Blower | 4TTR6018B1 |  | 4TXCC005CC3 | 13 | 16 | Yes | Yes | 2015-03-12 |  | 2
FALSE | 4TTR6018B1 | 3489 | 5864561 | TRANE | 4TTR6018B1 | AC | Split System: Air-Cooled Condensing Unit, Coil with Blower | 4TTR6018B1 |  | 4TXCC005CC3 | 13 | 16 | Yes | Yes | 2015-03-12 |  | 2
FALSE | 4TTR6024B1 | 3503 | 5864690 | TRANE | 4TTR6024B1 | AC | Split System: Air-Cooled Condensing Unit, Coil with Blower | 4TTR6024B1 |  | 4CXCB025CC3 | 13 | 15.5 | Yes | Yes | 2015-03-12 |  | 1
FALSE | 4TTR6024B1 | 3503 | 5864810 | TRANE | 4TTR6024B1 | AC | Split System: Air-Cooled Condensing Unit, Coil with Blower | 4TTR6024B1 |  | 4TXAB031BC3 | 13 | 15.5 | Yes | Yes | 2015-03-12 |  | 1
FALSE | 4TTR6024B1 | 3503 | 5864920 | TRANE | 4TTR6024B1 | AC | Split System: Air-Cooled Condensing Unit, Coil with Blower | 4TTR6024B1 |  | 4TXAC043BC3 | 13 | 16 | Yes | Yes | 2015-03-12 |  | 2
FALSE | 4TTR6024B1 | 3503 | 5864919 | TRANE | 4TTR6024B1 | AC | Split System: Air-Cooled Condensing Unit, Coil with Blower | 4TTR6024B1 |  | 4TXAC043BC3 | 13 | 16 | Yes | Yes | 2015-03-12 |  | 2
FALSE | 4TTR6024B1 | 3503 | 5864918 | TRANE | 4TTR6024B1 | AC | Split System: Air-Cooled Condensing Unit, Coil with Blower | 4TTR6024B1 |  | 4TXAC043BC3 | 13 | 16 | Yes | Yes | 2015-03-12 |  | 2
FALSE | 4TTR6024B1 | 3503 | 5864917 | TRANE | 4TTR6024B1 | AC | Split System: Air-Cooled Condensing Unit, Coil with Blower | 4TTR6024B1 |  | 4TXAC043BC3 | 13 | 16 | Yes | Yes | 2015-03-12 |  | 2
FALSE | 4TTR6024B1 | 3503 | 5864914 | TRANE | 4TTR6024B1 | AC | Split System: Air-Cooled Condensing Unit, Coil with Blower | 4TTR6024B1 |  | 4TXAC043BC3 | 13 | 16 | Yes | Yes | 2015-03-12 |  | 2
FALSE | 4TTR6024B1 | 3503 | 5864921 | TRANE | 4TTR6024B1 | AC | Split System: Air-Cooled Condensing Unit, Coil with Blower | 4TTR6024B1 |  | 4TXAC043BC3 | 13 | 16 | Yes | Yes | 2015-03-12 |  | 2
FALSE | 4TTR6024B1 | 3503 | 5864910 | TRANE | 4TTR6024B1 | AC | Split System: Air-Cooled Condensing Unit, Coil with Blower | 4TTR6024B1 |  | 4TXAC037BC3 | 13 | 16 | Yes | Yes | 2015-03-12 |  | 2
FALSE | 4TTR6024B1 | 3503 | 5864927 | TRANE | 4TTR6024B1 | AC | Split System: Air-Cooled Condensing Unit, Coil with Blower | 4TTR6024B1 |  | 4TXAC043BC3 | 13 | 16 | Yes | Yes | 2015-03-12 |  | 2
FALSE | 4TTX6049H1 | 3690 | 5861328 | TRANE | 4TTX6049H1 | AC | Split System: Air-Cooled Condensing Unit, Coil with Blower | 4TTX6049H1 |  | 4TXCD010CC3 | 12 | 14.5 | Yes | Yes | 2015-03-12 |  | 0
FALSE | 4TTX6049H1 | 3690 | 5861329 | TRANE | 4TTX6049H1 | AC | Split System: Air-Cooled Condensing Unit, Coil with Blower | 4TTX6049H1 |  | 4TXCD010CC3 | 12 | 14.5 | Yes | Yes | 2015-03-12 |  | 0
FALSE | 4TTX6049H1 | 3690 | 5861472 | TRANE | 4TTX6049H1 | AC | Split System: Air-Cooled Condensing Unit, Coil with Blower | 4TTX6049H1 |  | 4TXCD064BC3 | 12.5 | 15 | Yes | Yes | 2015-03-12 |  | 1
FALSE | 4TTX6049H1 | 3690 | 5861474 | TRANE | 4TTX6049H1 | AC | Split System: Air-Cooled Condensing Unit, Coil with Blower | 4TTX6049H1 |  | 4TXCD064BC3 | 12.5 | 15 | Yes | Yes | 2015-03-12 |  | 1
FALSE | 4TTX6049H1 | 3690 | 5861477 | TRANE | 4TTX6049H1 | AC | Split System: Air-Cooled Condensing Unit, Coil Alone | 4TTX6049H1 |  | 4TXCD064BC3 | 12 | 14.5 | Yes | Yes | 2015-03-12 |  | 0
FALSE | 4TTX6049H1 | 3690 | 5861485 | TRANE | 4TTX6049H1 | AC | Split System: Air-Cooled Condensing Unit, Coil with Blower | 4TTX6049H1 |  | 4TXFH054CC3 | 13 | 16 | Yes | Yes | 2015-03-12 |  | 2
FALSE | 4TTX6049H1 | 3690 | 5861486 | TRANE | 4TTX6049H1 | AC | Split System: Air-Cooled Condensing Unit, Coil with Blower | 4TTX6049H1 |  | 4TXFH054CC3 | 13 | 16 | Yes | Yes | 2015-03-12 |  | 2
FALSE | 4TTR6030B1 | 3522 | 5865480 | TRANE | 4TTR6030B1 | AC | Split System: Air-Cooled Condensing Unit, Coil with Blower | 4TTR6030B1 |  | 4CXCB042CC3 | 12.5 | 14.5 | Yes | Yes | 2015-03-12 |  | 0
FALSE | 4TTR6030B1 | 3522 | 5865520 | TRANE | 4TTR6030B1 | AC | Split System: Air-Cooled Condensing Unit, Coil with Blower | 4TTR6030B1 |  | 4CXCC043CC3 | 12.5 | 15.5 | Yes | Yes | 2015-03-12 |  | 1
FALSE | 4TTR6018B1 | 3489 | 5864574 | TRANE | 4TTR6018B1 | AC | Split System: Air-Cooled Condensing Unit, Coil with Blower | 4TTR6018B1 |  | 4TXCC005CC3 | 13 | 16 | Yes | Yes | 2015-03-12 |  | 2
FALSE | 4TTR6024B1 | 3503 | 5864704 | TRANE | 4TTR6024B1 | AC | Split System: Air-Cooled Condensing Unit, Coil with Blower | 4TTR6024B1 |  | 4CXCB031CC3 | 13 | 15.5 | Yes | Yes | 2015-03-12 |  | 1
FALSE | 4TTR6024B1 | 3503 | 5864715 | TRANE | 4TTR6024B1 | AC | Split System: Air-Cooled Condensing Unit, Coil with Blower | 4TTR6024B1 |  | 4CXCB036CC3 | 13 | 16 | Yes | Yes | 2015-03-12 |  | 2
FALSE | 4TTR6024B1 | 3503 | 5864830 | TRANE | 4TTR6024B1 | AC | Split System: Air-Cooled Condensing Unit, Coil with Blower | 4TTR6024B1 |  | 4TXAB032BC3 | 13 | 16 | Yes | Yes | 2015-03-12 |  | 2
FALSE | 4TTR6024B1 | 3503 | 5864831 | TRANE | 4TTR6024B1 | AC | Split System: Air-Cooled Condensing Unit, Coil with Blower | 4TTR6024B1 |  | 4TXAB032BC3 | 13 | 16 | Yes | Yes | 2015-03-12 |  | 2
FALSE | 4TTR6024B1 | 3503 | 5864832 | TRANE | 4TTR6024B1 | AC | Split System: Air-Cooled Condensing Unit, Coil with Blower | 4TTR6024B1 |  | 4TXAB032BC3 | 13 | 16 | Yes | Yes | 2015-03-12 |  | 2
FALSE | 4TTR6024B1 | 3503 | 5864835 | TRANE | 4TTR6024B1 | AC | Split System: Air-Cooled Condensing Unit, Coil with Blower | 4TTR6024B1 |  | 4TXAB032BC3 | 13 | 16 | Yes | Yes | 2015-03-12 |  | 2
FALSE | 4TTR6024B1 | 3503 | 5864837 | TRANE | 4TTR6024B1 | AC | Split System: Air-Cooled Condensing Unit, Coil with Blower | 4TTR6024B1 |  | 4TXAB032BC3 | 13 | 16 | Yes | Yes | 2015-03-12 |  | 2
FALSE | 4TTR6024B1 | 3503 | 5864839 | TRANE | 4TTR6024B1 | AC | Split System: Air-Cooled Condensing Unit, Coil with Blower | 4TTR6024B1 |  | 4TXAB032BC3 | 13 | 16 | Yes | Yes | 2015-03-12 |  | 2
FALSE | 4TTR6024B1 | 3503 | 5864828 | TRANE | 4TTR6024B1 | AC | Split System: Air-Cooled Condensing Unit, Coil with Blower | 4TTR6024B1 |  | 4TXAB032BC3 | 13 | 16 | Yes | Yes | 2015-03-12 |  | 2
FALSE | 4TTR6024B1 | 3503 | 5864925 | TRANE | 4TTR6024B1 | AC | Split System: Air-Cooled Condensing Unit, Coil with Blower | 4TTR6024B1 |  | 4TXAC043BC3 | 13 | 16 | Yes | Yes | 2015-03-12 |  | 2
FALSE | 4TTR6024B1 | 3503 | 5864924 | TRANE | 4TTR6024B1 | AC | Split System: Air-Cooled Condensing Unit, Coil with Blower | 4TTR6024B1 |  | 4TXAC043BC3 | 13 | 16 | Yes | Yes | 2015-03-12 |  | 2
FALSE | 4TTR6024B1 | 3503 | 5864923 | TRANE | 4TTR6024B1 | AC | Split System: Air-Cooled Condensing Unit, Coil with Blower | 4TTR6024B1 |  | 4TXAC043BC3 | 13 | 16 | Yes | Yes | 2015-03-12 |  | 2
FALSE | 4TTR6024B1 | 3503 | 5864922 | TRANE | 4TTR6024B1 | AC | Split System: Air-Cooled Condensing Unit, Coil with Blower | 4TTR6024B1 |  | 4TXAC043BC3 | 13 | 16 | Yes | Yes | 2015-03-12 |  | 2
FALSE | 4TTR6024B1 | 3503 | 5864928 | TRANE | 4TTR6024B1 | AC | Split System: Air-Cooled Condensing Unit, Coil with Blower | 4TTR6024B1 |  | 4TXAC044BC3 | 13 | 16 | Yes | Yes | 2015-03-12 |  | 2
FALSE | 4TTR6024B1 | 3503 | 5864946 | TRANE | 4TTR6024B1 | AC | Split System: Air-Cooled Condensing Unit, Coil with Blower | 4TTR6024B1 |  | 4TXAC044BC3 | 13 | 16 | Yes | Yes | 2015-03-12 |  | 2
FALSE | 4TTR6024B1 | 3503 | 5864930 | TRANE | 4TTR6024B1 | AC | Split System: Air-Cooled Condensing Unit, Coil with Blower | 4TTR6024B1 |  | 4TXAC044BC3 | 13 | 16 | Yes | Yes | 2015-03-12 |  | 2
FALSE | 4TTR6024B1 | 3503 | 5864931 | TRANE | 4TTR6024B1 | AC | Split System: Air-Cooled Condensing Unit, Coil with Blower | 4TTR6024B1 |  | 4TXAC044BC3 | 13 | 16 | Yes | Yes | 2015-03-12 |  | 2
FALSE | 4TTR6024B1 | 3503 | 5864932 | TRANE | 4TTR6024B1 | AC | Split System: Air-Cooled Condensing Unit, Coil with Blower | 4TTR6024B1 |  | 4TXAC044BC3 | 13 | 16 | Yes | Yes | 2015-03-12 |  | 2
FALSE | 4TTR6024B1 | 3503 | 5864933 | TRANE | 4TTR6024B1 | AC | Split System: Air-Cooled Condensing Unit, Coil with Blower | 4TTR6024B1 |  | 4TXAC044BC3 | 13 | 16 | Yes | Yes | 2015-03-12 |  | 2
FALSE | 4TTR6024B1 | 3503 | 5864934 | TRANE | 4TTR6024B1 | AC | Split System: Air-Cooled Condensing Unit, Coil with Blower | 4TTR6024B1 |  | 4TXAC044BC3 | 13 | 16 | Yes | Yes | 2015-03-12 |  | 2
FALSE | 4TTR6024B1 | 3503 | 5864936 | TRANE | 4TTR6024B1 | AC | Split System: Air-Cooled Condensing Unit, Coil with Blower | 4TTR6024B1 |  | 4TXAC044BC3 | 13 | 16 | Yes | Yes | 2015-03-12 |  | 2
FALSE | 4TTR6018B1 | 3489 | 5864269 | TRANE | 4TTR6018B1 | AC | Split System: Air-Cooled Condensing Unit, Coil with Blower | 4TTR6018B1 |  | 4CXCB031CC3 | 13 | 15.5 | Yes | Yes | 2015-03-12 |  | 1
FALSE | 4TTR6018B1 | 3489 | 5864268 | TRANE | 4TTR6018B1 | AC | Split System: Air-Cooled Condensing Unit, Coil with Blower | 4TTR6018B1 |  | 4CXCB031CC3 | 13 | 16 | Yes | Yes | 2015-03-12 |  | 2
FALSE | 4TTX6049H1 | 3690 | 5860988 | TRANE | 4TTX6049H1 | AC | Split System: Air-Cooled Condensing Unit, Coil with Blower | 4TTX6049H1 |  | 4TXAC044BC3 | 12 | 14.5 | Yes | Yes | 2015-03-12 |  | 0
FALSE | 4TTX6049H1 | 3690 | 5860989 | TRANE | 4TTX6049H1 | AC | Split System: Air-Cooled Condensing Unit, Coil with Blower | 4TTX6049H1 |  | 4TXAC044BC3 | 12 | 14.5 | Yes | Yes | 2015-03-12 |  | 0
FALSE | 4TTX6049H1 | 3690 | 5860980 | TRANE | 4TTX6049H1 | AC | Split System: Air-Cooled Condensing Unit, Coil with Blower | 4TTX6049H1 |  | 4TXAC044BC3 | 12.5 | 15 | Yes | Yes | 2015-03-12 |  | 1
FALSE | 4TTX6049H1 | 3690 | 5860981 | TRANE | 4TTX6049H1 | AC | Split System: Air-Cooled Condensing Unit, Coil Alone | 4TTX6049H1 |  | 4TXAC044BC3 | 12 | 14.5 | Yes | Yes | 2015-03-12 |  | 0
FALSE | 4TTX6049H1 | 3690 | 5861172 | TRANE | 4TTX6049H1 | AC | Split System: Air-Cooled Condensing Unit, Coil with Blower | 4TTX6049H1 |  | 4TXCC008CC3 | 12.5 | 15 | Yes | Yes | 2015-03-12 |  | 1
FALSE | 4TTX6049H1 | 3690 | 5861171 | TRANE | 4TTX6049H1 | AC | Split System: Air-Cooled Condensing Unit, Coil with Blower | 4TTX6049H1 |  | 4TXCC008CC3 | 12.5 | 15 | Yes | Yes | 2015-03-12 |  | 1
FALSE | 4TTX6049H1 | 3690 | 5861208 | TRANE | 4TTX6049H1 | AC | Split System: Air-Cooled Condensing Unit, Coil with Blower | 4TTX6049H1 |  | 4TXCC043BC3 | 12.5 | 15 | Yes | Yes | 2015-03-12 |  | 1
FALSE | 4TTX6049H1 | 3690 | 5861199 | TRANE | 4TTX6049H1 | AC | Split System: Air-Cooled Condensing Unit, Coil with Blower | 4TTX6049H1 |  | 4TXCC043BC3 | 12 | 14.5 | Yes | Yes | 2015-03-12 |  | 0
FALSE | 4TTR6024B1 | 3503 | 5864709 | TRANE | 4TTR6024B1 | AC | Split System: Air-Cooled Condensing Unit, Coil with Blower | 4TTR6024B1 |  | 4CXCB036CC3 | 13 | 16 | Yes | Yes | 2015-03-12 |  | 2
FALSE | 4TTR6024B1 | 3503 | 5864717 | TRANE | 4TTR6024B1 | AC | Split System: Air-Cooled Condensing Unit, Coil with Blower | 4TTR6024B1 |  | 4CXCB036CC3 | 13 | 16 | Yes | Yes | 2015-03-12 |  | 2
FALSE | 4TTR6024B1 | 3503 | 5864720 | TRANE | 4TTR6024B1 | AC | Split System: Air-Cooled Condensing Unit, Coil with Blower | 4TTR6024B1 |  | 4CXCB036CC3 | 13 | 16 | Yes | Yes | 2015-03-12 |  | 2
FALSE | 4TTR6024B1 | 3503 | 5864844 | TRANE | 4TTR6024B1 | AC | Split System: Air-Cooled Condensing Unit, Coil with Blower | 4TTR6024B1 |  | 4TXAB036BC3 | 13 | 16 | Yes | Yes | 2015-03-12 |  | 2
FALSE | 4TTR6024B1 | 3503 | 5864851 | TRANE | 4TTR6024B1 | AC | Split System: Air-Cooled Condensing Unit, Coil with Blower | 4TTR6024B1 |  | 4TXAB036BC3 | 13 | 16 | Yes | Yes | 2015-03-12 |  | 2
FALSE | 4TTR6024B1 | 3503 | 5864852 | TRANE | 4TTR6024B1 | AC | Split System: Air-Cooled Condensing Unit, Coil with Blower | 4TTR6024B1 |  | 4TXAB036BC3 | 13 | 16 | Yes | Yes | 2015-03-12 |  | 2
FALSE | 4TTR6024B1 | 3503 | 5864855 | TRANE | 4TTR6024B1 | AC | Split System: Air-Cooled Condensing Unit, Coil with Blower | 4TTR6024B1 |  | 4TXAB036BC3 | 13 | 16 | Yes | Yes | 2015-03-12 |  | 2
FALSE | 4TTR6024B1 | 3503 | 5864857 | TRANE | 4TTR6024B1 | AC | Split System: Air-Cooled Condensing Unit, Coil with Blower | 4TTR6024B1 |  | 4TXAB036BC3 | 13 | 16 | Yes | Yes | 2015-03-12 |  | 2
FALSE | 4TTR6024B1 | 3503 | 5864859 | TRANE | 4TTR6024B1 | AC | Split System: Air-Cooled Condensing Unit, Coil with Blower | 4TTR6024B1 |  | 4TXAB036BC3 | 13 | 16 | Yes | Yes | 2015-03-12 |  | 2
FALSE | 4TTR6024B1 | 3503 | 5864938 | TRANE | 4TTR6024B1 | AC | Split System: Air-Cooled Condensing Unit, Coil with Blower | 4TTR6024B1 |  | 4TXAC044BC3 | 13 | 16 | Yes | Yes | 2015-03-12 |  | 2
FALSE | 4TTR6024B1 | 3503 | 5864939 | TRANE | 4TTR6024B1 | AC | Split System: Air-Cooled Condensing Unit, Coil with Blower | 4TTR6024B1 |  | 4TXAC044BC3 | 13 | 16 | Yes | Yes | 2015-03-12 |  | 2
FALSE | 4TTR6024B1 | 3503 | 5864945 | TRANE | 4TTR6024B1 | AC | Split System: Air-Cooled Condensing Unit, Coil with Blower | 4TTR6024B1 |  | 4TXAC044BC3 | 13 | 16 | Yes | Yes | 2015-03-12 |  | 2
FALSE | 4TTR6018B1 | 3489 | 5864279 | TRANE | 4TTR6018B1 | AC | Split System: Air-Cooled Condensing Unit, Coil with Blower | 4TTR6018B1 |  | 4CXCB036CC3 | 13 | 16 | Yes | Yes | 2015-03-12 |  | 2
FALSE | 4TTR6018B1 | 3489 | 5864289 | TRANE | 4TTR6018B1 | AC | Split System: Air-Cooled Condensing Unit, Coil with Blower | 4TTR6018B1 |  | 4CXCB036CC3 | 13 | 16 | Yes | Yes | 2015-03-12 |  | 2
FALSE | 4TTR6018B1 | 3489 | 5864293 | TRANE | 4TTR6018B1 | AC | Split System: Air-Cooled Condensing Unit, Coil with Blower | 4TTR6018B1 |  | 4CXCB036CC3 | 13 | 16 | Yes | Yes | 2015-03-12 |  | 2
FALSE | 4TTR6018B1 | 3489 | 5864292 | TRANE | 4TTR6018B1 | AC | Split System: Air-Cooled Condensing Unit, Coil with Blower | 4TTR6018B1 |  | 4CXCB036CC3 | 13 | 16 | Yes | Yes | 2015-03-12 |  | 2
FALSE | 4TTR6018B1 | 3489 | 5864291 | TRANE | 4TTR6018B1 | AC | Split System: Air-Cooled Condensing Unit, Coil with Blower | 4TTR6018B1 |  | 4CXCB036CC3 | 13 | 16 | Yes | Yes | 2015-03-12 |  | 2
FALSE | 4TTR6018B1 | 3489 | 5864417 | TRANE | 4TTR6018B1 | AC | Split System: Air-Cooled Condensing Unit, Coil with Blower | 4TTR6018B1 |  | 4TXCA018BC3 | 13 | 15 | Yes | Yes | 2015-03-12 |  | 1
FALSE | 4TTR6018B1 | 3489 | 5864419 | TRANE | 4TTR6018B1 | AC | Split System: Air-Cooled Condensing Unit, Coil with Blower | 4TTR6018B1 |  | 4TXCA018BC3 | 13 | 15 | Yes | Yes | 2015-03-12 |  | 1
FALSE | 4TTX6049H1 | 3690 | 5861008 | TRANE | 4TTX6049H1 | AC | Split System: Air-Cooled Condensing Unit, Coil with Blower | 4TTX6049H1 |  | 4TXAC049BC3 | 12 | 14.5 | Yes | Yes | 2015-03-12 |  | 0
FALSE | 4TTX6049H1 | 3690 | 5861007 | TRANE | 4TTX6049H1 | AC | Split System: Air-Cooled Condensing Unit, Coil with Blower | 4TTX6049H1 |  | 4TXAC049BC3 | 12 | 14.5 | Yes | Yes | 2015-03-12 |  | 0
FALSE | 4TTX6049H1 | 3690 | 5861006 | TRANE | 4TTX6049H1 | AC | Split System: Air-Cooled Condensing Unit, Coil with Blower | 4TTX6049H1 |  | 4TXAC049BC3 | 12 | 14.5 | Yes | Yes | 2015-03-12 |  | 0
FALSE | 4TTX6049H1 | 3690 | 5861205 | TRANE | 4TTX6049H1 | AC | Split System: Air-Cooled Condensing Unit, Coil with Blower | 4TTX6049H1 |  | 4TXCC043BC3 | 12.5 | 15 | Yes | Yes | 2015-03-12 |  | 1
FALSE | 4TTX6049H1 | 3690 | 5861202 | TRANE | 4TTX6049H1 | AC | Split System: Air-Cooled Condensing Unit, Coil with Blower | 4TTX6049H1 |  | 4TXCC043BC3 | 12 | 14.5 | Yes | Yes | 2015-03-12 |  | 0
FALSE | 4TTR6024B1 | 3503 | 5864847 | TRANE | 4TTR6024B1 | AC | Split System: Air-Cooled Condensing Unit, Coil with Blower | 4TTR6024B1 |  | 4TXAB036BC3 | 13 | 16 | Yes | Yes | 2015-03-12 |  | 2
FALSE | 4TTR6024B1 | 3503 | 5864867 | TRANE | 4TTR6024B1 | AC | Split System: Air-Cooled Condensing Unit, Coil with Blower | 4TTR6024B1 |  | 4TXAB042BC3 | 13 | 16 | Yes | Yes | 2015-03-12 |  | 2
FALSE | 4TTR6024B1 | 3503 | 5864868 | TRANE | 4TTR6024B1 | AC | Split System: Air-Cooled Condensing Unit, Coil with Blower | 4TTR6024B1 |  | 4TXAB042BC3 | 13 | 16 | Yes | Yes | 2015-03-12 |  | 2
FALSE | 4TTR6024B1 | 3503 | 5864869 | TRANE | 4TTR6024B1 | AC | Split System: Air-Cooled Condensing Unit, Coil with Blower | 4TTR6024B1 |  | 4TXAB042BC3 | 13 | 16 | Yes | Yes | 2015-03-12 |  | 2
FALSE | 4TTR6024B1 | 3503 | 5864866 | TRANE | 4TTR6024B1 | AC | Split System: Air-Cooled Condensing Unit, Coil with Blower | 4TTR6024B1 |  | 4TXAB042BC3 | 13 | 16 | Yes | Yes | 2015-03-12 |  | 2
FALSE | 4TTR6024B1 | 3503 | 5865062 | TRANE | 4TTR6024B1 | AC | Split System: Air-Cooled Condensing Unit, Coil with Blower | 4TTR6024B1 |  | 4TXCB031BC3 | 13 | 15.5 | Yes | Yes | 2015-03-12 |  | 1
FALSE | 4TTR6024B1 | 3503 | 5865127 | TRANE | 4TTR6024B1 | AC | Split System: Air-Cooled Condensing Unit, Coil with Blower | 4TTR6024B1 |  | 4TXCB042BC3 | 13 | 16 | Yes | Yes | 2015-03-12 |  | 2
FALSE | 4TTR6024B1 | 3503 | 5865147 | TRANE | 4TTR6024B1 | AC | Split System: Air-Cooled Condensing Unit, Coil with Blower | 4TTR6024B1 |  | 4TXCB048BC3 | 13 | 16 | Yes | Yes | 2015-03-12 |  | 2
FALSE | 4TTR6024B1 | 3503 | 5865148 | TRANE | 4TTR6024B1 | AC | Split System: Air-Cooled Condensing Unit, Coil with Blower | 4TTR6024B1 |  | 4TXCB048BC3 | 13 | 16 | Yes | Yes | 2015-03-12 |  | 2
FALSE | 4TTR6024B1 | 3503 | 5865149 | TRANE | 4TTR6024B1 | AC | Split System: Air-Cooled Condensing Unit, Coil with Blower | 4TTR6024B1 |  | 4TXCB048BC3 | 13 | 16 | Yes | Yes | 2015-03-12 |  | 2
FALSE | 4TTR6018B1 | 3489 | 5864305 | TRANE | 4TTR6018B1 | AC | Split System: Air-Cooled Condensing Unit, Coil with Blower | 4TTR6018B1 |  | 4CXCC037CC3 | 13 | 16 | Yes | Yes | 2015-03-12 |  | 2
FALSE | 4TTR6018B1 | 3489 | 5864306 | TRANE | 4TTR6018B1 | AC | Split System: Air-Cooled Condensing Unit, Coil with Blower | 4TTR6018B1 |  | 4CXCC037CC3 | 13 | 16 | Yes | Yes | 2015-03-12 |  | 2
FALSE | 4TTR6018B1 | 3489 | 5864307 | TRANE | 4TTR6018B1 | AC | Split System: Air-Cooled Condensing Unit, Coil with Blower | 4TTR6018B1 |  | 4CXCC037CC3 | 13 | 16 | Yes | Yes | 2015-03-12 |  | 2
FALSE | 4TTR6018B1 | 3489 | 5864309 | TRANE | 4TTR6018B1 | AC | Split System: Air-Cooled Condensing Unit, Coil with Blower | 4TTR6018B1 |  | 4CXCC037CC3 | 13 | 16 | Yes | Yes | 2015-03-12 |  | 2
FALSE | 4TTR6018B1 | 3489 | 5864310 | TRANE | 4TTR6018B1 | AC | Split System: Air-Cooled Condensing Unit, Coil with Blower | 4TTR6018B1 |  | 4CXCC037CC3 | 13 | 16 | Yes | Yes | 2015-03-12 |  | 2
FALSE | 4TTR6018B1 | 3489 | 5864295 | TRANE | 4TTR6018B1 | AC | Split System: Air-Cooled Condensing Unit, Coil with Blower | 4TTR6018B1 |  | 4CXCC037CC3 | 13 | 16 | Yes | Yes | 2015-03-12 |  | 2
FALSE | 4TTR6018B1 | 3489 | 5864438 | TRANE | 4TTR6018B1 | AC | Split System: Air-Cooled Condensing Unit, Coil with Blower | 4TTR6018B1 |  | 4TXCA024BC3 | 13 | 15 | Yes | Yes | 2015-03-12 |  | 1
FALSE | 4TTX6049H1 | 3690 | 5860996 | TRANE | 4TTX6049H1 | AC | Split System: Air-Cooled Condensing Unit, Coil with Blower | 4TTX6049H1 |  | 4TXAC049BC3 | 12.5 | 15 | Yes | Yes | 2015-03-12 |  | 1
FALSE | 4TTX6049H1 | 3690 | 5860995 | TRANE | 4TTX6049H1 | AC | Split System: Air-Cooled Condensing Unit, Coil Alone | 4TTX6049H1 |  | 4TXAC049BC3 | 12 | 14.5 | Yes | Yes | 2015-03-12 |  | 0
FALSE | 4TTX6049H1 | 3690 | 5861016 | TRANE | 4TTX6049H1 | AC | Split System: Air-Cooled Condensing Unit, Coil with Blower | 4TTX6049H1 |  | 4TXAC060BC3 | 13 | 16 | Yes | Yes | 2015-03-12 |  | 2
FALSE | 4TTX6049H1 | 3690 | 5861039 | TRANE | 4TTX6049H1 | AC | Split System: Air-Cooled Condensing Unit, Coil with Blower | 4TTX6049H1 |  | 4TXAC060BC3 | 12.5 | 15 | Yes | Yes | 2015-03-12 |  | 1
FALSE | 4TTX6049H1 | 3690 | 5861012 | TRANE | 4TTX6049H1 | AC | Split System: Air-Cooled Condensing Unit, Coil with Blower | 4TTX6049H1 |  | 4TXAC060BC3 | 12 | 14.5 | Yes | Yes | 2015-03-12 |  | 0
FALSE | 4TTX6049H1 | 3690 | 5861019 | TRANE | 4TTX6049H1 | AC | Split System: Air-Cooled Condensing Unit, Coil with Blower | 4TTX6049H1 |  | 4TXAC060BC3 | 13 | 16 | Yes | Yes | 2015-03-12 |  | 2
FALSE | 4TTX6049H1 | 3690 | 5861212 | TRANE | 4TTX6049H1 | AC | Split System: Air-Cooled Condensing Unit, Coil with Blower | 4TTX6049H1 |  | 4TXCC044BC3 | 12.5 | 15 | Yes | Yes | 2015-03-12 |  | 1
FALSE | 4TTX6049H1 | 3690 | 5861215 | TRANE | 4TTX6049H1 | AC | Split System: Air-Cooled Condensing Unit, Coil with Blower | 4TTX6049H1 |  | 4TXCC044BC3 | 12 | 14.5 | Yes | Yes | 2015-03-12 |  | 0
FALSE | 4TTX6049H1 | 3690 | 5861216 | TRANE | 4TTX6049H1 | AC | Split System: Air-Cooled Condensing Unit, Coil with Blower | 4TTX6049H1 |  | 4TXCC044BC3 | 12 | 14.5 | Yes | Yes | 2015-03-12 |  | 0
FALSE | 4TTX6049H1 | 3690 | 5861217 | TRANE | 4TTX6049H1 | AC | Split System: Air-Cooled Condensing Unit, Coil with Blower | 4TTX6049H1 |  | 4TXCC044BC3 | 12 | 14.5 | Yes | Yes | 2015-03-12 |  | 0
FALSE | 4TTR6024B1 | 3503 | 5864963 | TRANE | 4TTR6024B1 | AC | Split System: Air-Cooled Condensing Unit, Coil with Blower | 4TTR6024B1 |  | 4TXCA024BC3 | 12.5 | 14.5 | Yes | Yes | 2015-03-12 |  | 0
FALSE | 4TTR6024B1 | 3503 | 5864962 | TRANE | 4TTR6024B1 | AC | Split System: Air-Cooled Condensing Unit, Coil with Blower | 4TTR6024B1 |  | 4TXCA024BC3 | 12.5 | 14.5 | Yes | Yes | 2015-03-12 |  | 0
FALSE | 4TTR6024B1 | 3503 | 5864961 | TRANE | 4TTR6024B1 | AC | Split System: Air-Cooled Condensing Unit, Coil with Blower | 4TTR6024B1 |  | 4TXCA024BC3 | 12.5 | 14.5 | Yes | Yes | 2015-03-12 |  | 0
FALSE | 4TTR6024B1 | 3503 | 5865053 | TRANE | 4TTR6024B1 | AC | Split System: Air-Cooled Condensing Unit, Coil with Blower | 4TTR6024B1 |  | 4TXCB031BC3 | 12.5 | 15 | Yes | Yes | 2015-03-12 |  | 1
FALSE | 4TTR6024B1 | 3503 | 5865055 | TRANE | 4TTR6024B1 | AC | Split System: Air-Cooled Condensing Unit, Coil with Blower | 4TTR6024B1 |  | 4TXCB031BC3 | 13 | 15.5 | Yes | Yes | 2015-03-12 |  | 1
FALSE | 4TTR6024B1 | 3503 | 5865230 | TRANE | 4TTR6024B1 | AC | Split System: Air-Cooled Condensing Unit, Coil with Blower | 4TTR6024B1 |  | 4TXCC008CC3 | 13 | 16 | Yes | Yes | 2015-03-12 |  | 2
FALSE | 4TTR6024B1 | 3503 | 5865229 | TRANE | 4TTR6024B1 | AC | Split System: Air-Cooled Condensing Unit, Coil with Blower | 4TTR6024B1 |  | 4TXCC008CC3 | 13 | 16 | Yes | Yes | 2015-03-12 |  | 2
FALSE | 4TTR6024B1 | 3503 | 5865228 | TRANE | 4TTR6024B1 | AC | Split System: Air-Cooled Condensing Unit, Coil with Blower | 4TTR6024B1 |  | 4TXCC008CC3 | 13 | 16 | Yes | Yes | 2015-03-12 |  | 2
FALSE | 4TTR6024B1 | 3503 | 5865227 | TRANE | 4TTR6024B1 | AC | Split System: Air-Cooled Condensing Unit, Coil with Blower | 4TTR6024B1 |  | 4TXCC008CC3 | 13 | 16 | Yes | Yes | 2015-03-12 |  | 2
FALSE | 4TTR6024B1 | 3503 | 5865265 | TRANE | 4TTR6024B1 | AC | Split System: Air-Cooled Condensing Unit, Coil with Blower | 4TTR6024B1 |  | 4TXCC037BC3 | 13 | 16 | Yes | Yes | 2015-03-12 |  | 2
FALSE | 4TTR6024B1 | 3503 | 5865243 | TRANE | 4TTR6024B1 | AC | Split System: Air-Cooled Condensing Unit, Coil with Blower | 4TTR6024B1 |  | 4TXCC037BC3 | 13 | 16 | Yes | Yes | 2015-03-12 |  | 2
FALSE | 4TTR6024B1 | 3503 | 5865244 | TRANE | 4TTR6024B1 | AC | Split System: Air-Cooled Condensing Unit, Coil with Blower | 4TTR6024B1 |  | 4TXCC037BC3 | 13 | 16 | Yes | Yes | 2015-03-12 |  | 2
FALSE | 4TTR6024B1 | 3503 | 5865245 | TRANE | 4TTR6024B1 | AC | Split System: Air-Cooled Condensing Unit, Coil with Blower | 4TTR6024B1 |  | 4TXCC037BC3 | 13 | 16 | Yes | Yes | 2015-03-12 |  | 2
FALSE | 4TTR6024B1 | 3503 | 5865247 | TRANE | 4TTR6024B1 | AC | Split System: Air-Cooled Condensing Unit, Coil with Blower | 4TTR6024B1 |  | 4TXCC037BC3 | 13.5 | 16 | Yes | Yes | 2015-03-12 |  | 2
FALSE | 4TTR6024B1 | 3503 | 5865249 | TRANE | 4TTR6024B1 | AC | Split System: Air-Cooled Condensing Unit, Coil with Blower | 4TTR6024B1 |  | 4TXCC037BC3 | 13 | 16 | Yes | Yes | 2015-03-12 |  | 2
FALSE | 4TTX6049H1 | 3690 | 5861353 | TRANE | 4TTX6049H1 | AC | Split System: Air-Cooled Condensing Unit, Coil with Blower | 4TTX6049H1 |  | 4TXCD050BC3 | 12.5 | 15 | Yes | Yes | 2015-03-12 |  | 1
FALSE | 4TTX6049H1 | 3690 | 5861356 | TRANE | 4TTX6049H1 | AC | Split System: Air-Cooled Condensing Unit, Coil Alone | 4TTX6049H1 |  | 4TXCD050BC3 | 12 | 14.5 | Yes | Yes | 2015-03-12 |  | 0
FALSE | 4TTX6049H1 | 3690 | 5861398 | TRANE | 4TTX6049H1 | AC | Split System: Air-Cooled Condensing Unit, Coil with Blower | 4TTX6049H1 |  | 4TXCD061BC3 | 13 | 16 | Yes | Yes | 2015-03-12 |  | 2
FALSE | 4TTX6049H1 | 3690 | 5861399 | TRANE | 4TTX6049H1 | AC | Split System: Air-Cooled Condensing Unit, Coil with Blower | 4TTX6049H1 |  | 4TXCD061BC3 | 13 | 16 | Yes | Yes | 2015-03-12 |  | 2
FALSE | 4TTX6049H1 | 3690 | 5861404 | TRANE | 4TTX6049H1 | AC | Split System: Air-Cooled Condensing Unit, Coil with Blower | 4TTX6049H1 |  | 4TXCD061BC3 | 12.5 | 15 | Yes | Yes | 2015-03-12 |  | 1
FALSE | 4TTX6049H1 | 3690 | 5861408 | TRANE | 4TTX6049H1 | AC | Split System: Air-Cooled Condensing Unit, Coil with Blower | 4TTX6049H1 |  | 4TXCD061BC3 | 12 | 14.5 | Yes | Yes | 2015-03-12 |  | 0
FALSE | 4TTX6049H1 | 3690 | 5861543 | TRANE | 4TTX6049H1 | AC | Split System: Air-Cooled Condensing Unit, Coil with Blower | 4TTX6049H1 |  | 4TXFH063CZ3 | 12.5 | 15 | Yes | Yes | 2015-03-12 |  | 1
FALSE | 4TTX6049H1 | 3690 | 5861544 | TRANE | 4TTX6049H1 | AC | Split System: Air-Cooled Condensing Unit, Coil with Blower | 4TTX6049H1 |  | 4TXFH063CZ3 | 12.5 | 15 | Yes | Yes | 2015-03-12 |  | 1
FALSE | 4TTX6049H1 | 3690 | 5861545 | TRANE | 4TTX6049H1 | AC | Split System: Air-Cooled Condensing Unit, Coil with Blower | 4TTX6049H1 |  | 4TXFH063CZ3 | 13 | 16 | Yes | Yes | 2015-03-12 |  | 2
FALSE | 4TTX6049H1 | 3690 | 5861546 | TRANE | 4TTX6049H1 | AC | Split System: Air-Cooled Condensing Unit, Coil with Blower | 4TTX6049H1 |  | 4TXFH063CZ3 | 13 | 16 | Yes | Yes | 2015-03-12 |  | 2
FALSE | 4TTX6049H1 | 3690 | 5861547 | TRANE | 4TTX6049H1 | AC | Split System: Air-Cooled Condensing Unit, Coil with Blower | 4TTX6049H1 |  | 4TXFH063CZ3 | 13 | 16 | Yes | Yes | 2015-03-12 |  | 2
FALSE | 4TTX6049H1 | 3690 | 5861548 | TRANE | 4TTX6049H1 | AC | Split System: Air-Cooled Condensing Unit, Coil with Blower | 4TTX6049H1 |  | 4TXFH063CZ3 | 13 | 16 | Yes | Yes | 2015-03-12 |  | 2
FALSE | 4TTR6018B1 | 3489 | 5864585 | TRANE | 4TTR6018B1 | AC | Split System: Air-Cooled Condensing Unit, Coil with Blower | 4TTR6018B1 |  | 4TXCC006CC3 | 13 | 16 | Yes | Yes | 2015-03-12 |  | 2
FALSE | 4TTR6018B1 | 3489 | 5864586 | TRANE | 4TTR6018B1 | AC | Split System: Air-Cooled Condensing Unit, Coil with Blower | 4TTR6018B1 |  | 4TXCC006CC3 | 13 | 16 | Yes | Yes | 2015-03-12 |  | 2
FALSE | 4TTR6018B1 | 3489 | 5864587 | TRANE | 4TTR6018B1 | AC | Split System: Air-Cooled Condensing Unit, Coil with Blower | 4TTR6018B1 |  | 4TXCC006CC3 | 13 | 16 | Yes | Yes | 2015-03-12 |  | 2
FALSE | 4TTR6018B1 | 3489 | 5864588 | TRANE | 4TTR6018B1 | AC | Split System: Air-Cooled Condensing Unit, Coil with Blower | 4TTR6018B1 |  | 4TXCC006CC3 | 13 | 16 | Yes | Yes | 2015-03-12 |  | 2
FALSE | 4TTR6018B1 | 3489 | 5864618 | TRANE | 4TTR6018B1 | AC | Split System: Air-Cooled Condensing Unit, Coil with Blower | 4TTR6018B1 |  | 4TXCC007CC3 | 13 | 16 | Yes | Yes | 2015-03-12 |  | 2
FALSE | 4TTR6018B1 | 3489 | 5864617 | TRANE | 4TTR6018B1 | AC | Split System: Air-Cooled Condensing Unit, Coil with Blower | 4TTR6018B1 |  | 4TXCC007CC3 | 13 | 16 | Yes | Yes | 2015-03-12 |  | 2
FALSE | 4TTR6018B1 | 3489 | 5864616 | TRANE | 4TTR6018B1 | AC | Split System: Air-Cooled Condensing Unit, Coil with Blower | 4TTR6018B1 |  | 4TXCC007CC3 | 13 | 16 | Yes | Yes | 2015-03-12 |  | 2
FALSE | 4TTR6018B1 | 3489 | 5864615 | TRANE | 4TTR6018B1 | AC | Split System: Air-Cooled Condensing Unit, Coil with Blower | 4TTR6018B1 |  | 4TXCC007CC3 | 13 | 16 | Yes | Yes | 2015-03-12 |  | 2
FALSE | 4TTR6024B1 | 3503 | 5864725 | TRANE | 4TTR6024B1 | AC | Split System: Air-Cooled Condensing Unit, Coil with Blower | 4TTR6024B1 |  | 4CXCB042CC3 | 13 | 16 | Yes | Yes | 2015-03-12 |  | 2
FALSE | 4TTR6024B1 | 3503 | 5864728 | TRANE | 4TTR6024B1 | AC | Split System: Air-Cooled Condensing Unit, Coil with Blower | 4TTR6024B1 |  | 4CXCB042CC3 | 13 | 16 | Yes | Yes | 2015-03-12 |  | 2
FALSE | 4TTX6049H1 | 3690 | 5861029 | TRANE | 4TTX6049H1 | AC | Split System: Air-Cooled Condensing Unit, Coil with Blower | 4TTX6049H1 |  | 4TXAC060BC3 | 12.5 | 15 | Yes | Yes | 2015-03-12 |  | 1
FALSE | 4TTX6049H1 | 3690 | 5861025 | TRANE | 4TTX6049H1 | AC | Split System: Air-Cooled Condensing Unit, Coil Alone | 4TTX6049H1 |  | 4TXAC060BC3 | 12 | 14.5 | Yes | Yes | 2015-03-12 |  | 0
FALSE | 4TTX6049H1 | 3690 | 5861058 | TRANE | 4TTX6049H1 | AC | Split System: Air-Cooled Condensing Unit, Coil with Blower | 4TTX6049H1 |  | 4TXAD050BC3 | 12.5 | 15 | Yes | Yes | 2015-03-12 |  | 1
FALSE | 4TTX6049H1 | 3690 | 5861226 | TRANE | 4TTX6049H1 | AC | Split System: Air-Cooled Condensing Unit, Coil with Blower | 4TTX6049H1 |  | 4TXCC044BC3 | 12.5 | 15 | Yes | Yes | 2015-03-12 |  | 1
FALSE | 4TTX6049H1 | 3690 | 5861228 | TRANE | 4TTX6049H1 | AC | Split System: Air-Cooled Condensing Unit, Coil with Blower | 4TTX6049H1 |  | 4TXCC044BC3 | 12 | 14.5 | Yes | Yes | 2015-03-12 |  | 0
FALSE | 4TTX6049H1 | 3690 | 5861229 | TRANE | 4TTX6049H1 | AC | Split System: Air-Cooled Condensing Unit, Coil with Blower | 4TTX6049H1 |  | 4TXCC044BC3 | 12.5 | 15 | Yes | Yes | 2015-03-12 |  | 1
FALSE | 4TTX6049H1 | 3690 | 5861230 | TRANE | 4TTX6049H1 | AC | Split System: Air-Cooled Condensing Unit, Coil Alone | 4TTX6049H1 |  | 4TXCC044BC3 | 12 | 14.5 | Yes | Yes | 2015-03-12 |  | 0
FALSE | 4TTX6049H1 | 3690 | 5861236 | TRANE | 4TTX6049H1 | AC | Split System: Air-Cooled Condensing Unit, Coil with Blower | 4TTX6049H1 |  | 4TXCC049BC3 | 12.5 | 15 | Yes | Yes | 2015-03-12 |  | 1
FALSE | 4TTX6049H1 | 3690 | 5861233 | TRANE | 4TTX6049H1 | AC | Split System: Air-Cooled Condensing Unit, Coil with Blower | 4TTX6049H1 |  | 4TXCC049BC3 | 12 | 14.5 | Yes | Yes | 2015-03-12 |  | 0
FALSE | 4TTR6024B1 | 3503 | 5865093 | TRANE | 4TTR6024B1 | AC | Split System: Air-Cooled Condensing Unit, Coil with Blower | 4TTR6024B1 |  | 4TXCB032BC3 | 13 | 15.5 | Yes | Yes | 2015-03-12 |  | 1
FALSE | 4TTR6024B1 | 3503 | 5865090 | TRANE | 4TTR6024B1 | AC | Split System: Air-Cooled Condensing Unit, Coil with Blower | 4TTR6024B1 |  | 4TXCB032BC3 | 13 | 16 | Yes | Yes | 2015-03-12 |  | 2
FALSE | 4TTR6024B1 | 3503 | 5865088 | TRANE | 4TTR6024B1 | AC | Split System: Air-Cooled Condensing Unit, Coil with Blower | 4TTR6024B1 |  | 4TXCB032BC3 | 13 | 16 | Yes | Yes | 2015-03-12 |  | 2
FALSE | 4TTR6024B1 | 3503 | 5865285 | TRANE | 4TTR6024B1 | AC | Split System: Air-Cooled Condensing Unit, Coil with Blower | 4TTR6024B1 |  | 4TXCC043BC3 | 13 | 16 | Yes | Yes | 2015-03-12 |  | 2
FALSE | 4TTR6024B1 | 3503 | 5865286 | TRANE | 4TTR6024B1 | AC | Split System: Air-Cooled Condensing Unit, Coil with Blower | 4TTR6024B1 |  | 4TXCC043BC3 | 13 | 16 | Yes | Yes | 2015-03-12 |  | 2
FALSE | 4TTR6024B1 | 3503 | 5865291 | TRANE | 4TTR6024B1 | AC | Split System: Air-Cooled Condensing Unit, Coil with Blower | 4TTR6024B1 |  | 4TXCC044BC3 | 13 | 16 | Yes | Yes | 2015-03-12 |  | 2
FALSE | 4TTR6024B1 | 3503 | 5865292 | TRANE | 4TTR6024B1 | AC | Split System: Air-Cooled Condensing Unit, Coil with Blower | 4TTR6024B1 |  | 4TXCC044BC3 | 13 | 16 | Yes | Yes | 2015-03-12 |  | 2
FALSE | 4TTR6024B1 | 3503 | 5865293 | TRANE | 4TTR6024B1 | AC | Split System: Air-Cooled Condensing Unit, Coil with Blower | 4TTR6024B1 |  | 4TXCC044BC3 | 13 | 16 | Yes | Yes | 2015-03-12 |  | 2
FALSE | 4TTR6024B1 | 3503 | 5865294 | TRANE | 4TTR6024B1 | AC | Split System: Air-Cooled Condensing Unit, Coil with Blower | 4TTR6024B1 |  | 4TXCC044BC3 | 13 | 16 | Yes | Yes | 2015-03-12 |  | 2
FALSE | 4TTR6024B1 | 3503 | 5865295 | TRANE | 4TTR6024B1 | AC | Split System: Air-Cooled Condensing Unit, Coil with Blower | 4TTR6024B1 |  | 4TXCC044BC3 | 13 | 16 | Yes | Yes | 2015-03-12 |  | 2
FALSE | 4TTR6030B1 | 3522 | 5865424 | TRANE | 4TTR6030B1 | AC | Split System: Air-Cooled Condensing Unit, Coil with Blower | 4TTR6030B1 |  | 4CXCB025CC3 | 12.5 | 14.5 | Yes | Yes | 2015-03-12 |  | 0
FALSE | 4TTR6030B1 | 3522 | 5865423 | TRANE | 4TTR6030B1 | AC | Split System: Air-Cooled Condensing Unit, Coil with Blower | 4TTR6030B1 |  | 4CXCB025CC3 | 12.5 | 15 | Yes | Yes | 2015-03-12 |  | 1
FALSE | 4TTR6030B1 | 3522 | 5865422 | TRANE | 4TTR6030B1 | AC | Split System: Air-Cooled Condensing Unit, Coil with Blower | 4TTR6030B1 |  | 4CXCB025CC3 | 12.5 | 15 | Yes | Yes | 2015-03-12 |  | 1
FALSE | 4TTR6030B1 | 3522 | 5865421 | TRANE | 4TTR6030B1 | AC | Split System: Air-Cooled Condensing Unit, Coil with Blower | 4TTR6030B1 |  | 4CXCB025CC3 | 12.5 | 15 | Yes | Yes | 2015-03-12 |  | 1
FALSE | 4TTR6030B1 | 3522 | 5865414 | TRANE | 4TTR6030B1 | AC | Split System: Air-Cooled Condensing Unit, Coil with Blower | 4TTR6030B1 |  | 4CXCB025CC3 | 12.5 | 14.5 | Yes | Yes | 2015-03-12 |  | 0
FALSE | 4TTX6049H1 | 3690 | 5861409 | TRANE | 4TTX6049H1 | AC | Split System: Air-Cooled Condensing Unit, Coil with Blower | 4TTX6049H1 |  | 4TXCD061BC3 | 12.5 | 15.5 | Yes | Yes | 2015-03-12 |  | 1
FALSE | 4TTX6049H1 | 3690 | 5861376 | TRANE | 4TTX6049H1 | AC | Split System: Air-Cooled Condensing Unit, Coil with Blower | 4TTX6049H1 |  | 4TXCD061BC3 | 13 | 16 | Yes | Yes | 2015-03-12 |  | 2
FALSE | 4TTX6049H1 | 3690 | 5861378 | TRANE | 4TTX6049H1 | AC | Split System: Air-Cooled Condensing Unit, Coil with Blower | 4TTX6049H1 |  | 4TXCD061BC3 | 13 | 16 | Yes | Yes | 2015-03-12 |  | 2
FALSE | 4TTX6049H1 | 3690 | 5861555 | TRANE | 4TTX6049H1 | AC | Split System: Air-Cooled Condensing Unit, Coil with Blower | 4TTX6049H1 |  | 4TXFH063CZ3 | 13 | 16 | Yes | Yes | 2015-03-12 |  | 2
FALSE | 4TTX6049H1 | 3690 | 5861556 | TRANE | 4TTX6049H1 | AC | Split System: Air-Cooled Condensing Unit, Coil with Blower | 4TTX6049H1 |  | 4TXFH063CZ3 | 13 | 16 | Yes | Yes | 2015-03-12 |  | 2
FALSE | 4TTX6049H1 | 3690 | 5861557 | TRANE | 4TTX6049H1 | AC | Split System: Air-Cooled Condensing Unit, Coil with Blower | 4TTX6049H1 |  | 4TXFH063CZ3 | 13 | 16 | Yes | Yes | 2015-03-12 |  | 2
FALSE | 4TTX6049H1 | 3690 | 5861558 | TRANE | 4TTX6049H1 | AC | Split System: Air-Cooled Condensing Unit, Coil with Blower | 4TTX6049H1 |  | 4TXFH063CZ3 | 13 | 16 | Yes | Yes | 2015-03-12 |  | 2
FALSE | 4TTX6049H1 | 3690 | 5861564 | TRANE | 4TTX6049H1 | AC | Split System: Air-Cooled Condensing Unit, Coil with Blower | 4TTX6049H1 |  | 4TXFH063CZ3 | 12.5 | 15 | Yes | Yes | 2015-03-12 |  | 1
FALSE | 4TTX6049H1 | 3690 | 5861565 | TRANE | 4TTX6049H1 | AC | Split System: Air-Cooled Condensing Unit, Coil with Blower | 4TTX6049H1 |  | GAM2A0B42S31+TDR | 12.5 | 15 | Yes | Yes | 2015-03-12 |  | 1
FALSE | 4TTR6018B1 | 3489 | 5864324 | TRANE | 4TTR6018B1 | AC | Split System: Air-Cooled Condensing Unit, Coil with Blower | 4TTR6018B1 |  | 4TXAA024BC3 | 13 | 15 | Yes | Yes | 2015-03-12 |  | 1
FALSE | 4TTR6024B1 | 3503 | 5864880 | TRANE | 4TTR6024B1 | AC | Split System: Air-Cooled Condensing Unit, Coil with Blower | 4TTR6024B1 |  | 4TXAB048BC3 | 13 | 16 | Yes | Yes | 2015-03-12 |  | 2
FALSE | 4TTR6024B1 | 3503 | 5864881 | TRANE | 4TTR6024B1 | AC | Split System: Air-Cooled Condensing Unit, Coil with Blower | 4TTR6024B1 |  | 4TXAB048BC3 | 13 | 16 | Yes | Yes | 2015-03-12 |  | 2
FALSE | 4TTR6024B1 | 3503 | 5864882 | TRANE | 4TTR6024B1 | AC | Split System: Air-Cooled Condensing Unit, Coil with Blower | 4TTR6024B1 |  | 4TXAB048BC3 | 13 | 16 | Yes | Yes | 2015-03-12 |  | 2
FALSE | 4TTR6024B1 | 3503 | 5864883 | TRANE | 4TTR6024B1 | AC | Split System: Air-Cooled Condensing Unit, Coil with Blower | 4TTR6024B1 |  | 4TXAB048BC3 | 13 | 16 | Yes | Yes | 2015-03-12 |  | 2
FALSE | 4TTR6024B1 | 3503 | 5864885 | TRANE | 4TTR6024B1 | AC | Split System: Air-Cooled Condensing Unit, Coil with Blower | 4TTR6024B1 |  | 4TXAB048BC3 | 13 | 16 | Yes | Yes | 2015-03-12 |  | 2
FALSE | 4TTR6024B1 | 3503 | 5864886 | TRANE | 4TTR6024B1 | AC | Split System: Air-Cooled Condensing Unit, Coil with Blower | 4TTR6024B1 |  | 4TXAB048BC3 | 13 | 16 | Yes | Yes | 2015-03-12 |  | 2
FALSE | 4TTX6049H1 | 3690 | 5861055 | TRANE | 4TTX6049H1 | AC | Split System: Air-Cooled Condensing Unit, Coil with Blower | 4TTX6049H1 |  | 4TXAD050BC3 | 12 | 14.5 | Yes | Yes | 2015-03-12 |  | 0
FALSE | 4TTX6049H1 | 3690 | 5861051 | TRANE | 4TTX6049H1 | AC | Split System: Air-Cooled Condensing Unit, Coil with Blower | 4TTX6049H1 |  | 4TXAD050BC3 | 12 | 14.5 | Yes | Yes | 2015-03-12 |  | 0
FALSE | 4TTX6049H1 | 3690 | 5861049 | TRANE | 4TTX6049H1 | AC | Split System: Air-Cooled Condensing Unit, Coil with Blower | 4TTX6049H1 |  | 4TXAD050BC3 | 12 | 14.5 | Yes | Yes | 2015-03-12 |  | 0
FALSE | 4TTX6049H1 | 3690 | 5861231 | TRANE | 4TTX6049H1 | AC | Split System: Air-Cooled Condensing Unit, Coil with Blower | 4TTX6049H1 |  | 4TXCC049BC3 | 12 | 14.5 | Yes | Yes | 2015-03-12 |  | 0
FALSE | 4TTX6049H1 | 3690 | 5861232 | TRANE | 4TTX6049H1 | AC | Split System: Air-Cooled Condensing Unit, Coil with Blower | 4TTX6049H1 |  | 4TXCC049BC3 | 12 | 14.5 | Yes | Yes | 2015-03-12 |  | 0
FALSE | 4TTX6049H1 | 3690 | 5861241 | TRANE | 4TTX6049H1 | AC | Split System: Air-Cooled Condensing Unit, Coil with Blower | 4TTX6049H1 |  | 4TXCC049BC3 | 12.5 | 15 | Yes | Yes | 2015-03-12 |  | 1
FALSE | 4TTX6049H1 | 3690 | 5861240 | TRANE | 4TTX6049H1 | AC | Split System: Air-Cooled Condensing Unit, Coil Alone | 4TTX6049H1 |  | 4TXCC049BC3 | 12 | 14.5 | Yes | Yes | 2015-03-12 |  | 0
FALSE | 4TTR6024B1 | 3503 | 5865172 | TRANE | 4TTR6024B1 | AC | Split System: Air-Cooled Condensing Unit, Coil with Blower | 4TTR6024B1 |  | 4TXCC005CC3 | 13 | 16 | Yes | Yes | 2015-03-12 |  | 2
FALSE | 4TTR6024B1 | 3503 | 5865173 | TRANE | 4TTR6024B1 | AC | Split System: Air-Cooled Condensing Unit, Coil with Blower | 4TTR6024B1 |  | 4TXCC005CC3 | 13 | 16 | Yes | Yes | 2015-03-12 |  | 2
FALSE | 4TTR6024B1 | 3503 | 5865174 | TRANE | 4TTR6024B1 | AC | Split System: Air-Cooled Condensing Unit, Coil with Blower | 4TTR6024B1 |  | 4TXCC005CC3 | 13 | 16 | Yes | Yes | 2015-03-12 |  | 2
FALSE | 4TTR6024B1 | 3503 | 5865175 | TRANE | 4TTR6024B1 | AC | Split System: Air-Cooled Condensing Unit, Coil with Blower | 4TTR6024B1 |  | 4TXCC005CC3 | 13 | 16 | Yes | Yes | 2015-03-12 |  | 2
FALSE | 4TTR6024B1 | 3503 | 5865297 | TRANE | 4TTR6024B1 | AC | Split System: Air-Cooled Condensing Unit, Coil with Blower | 4TTR6024B1 |  | 4TXCC044BC3 | 13 | 16 | Yes | Yes | 2015-03-12 |  | 2
FALSE | 4TTR6024B1 | 3503 | 5865298 | TRANE | 4TTR6024B1 | AC | Split System: Air-Cooled Condensing Unit, Coil with Blower | 4TTR6024B1 |  | 4TXCC044BC3 | 13 | 16 | Yes | Yes | 2015-03-12 |  | 2
FALSE | 4TTR6024B1 | 3503 | 5865300 | TRANE | 4TTR6024B1 | AC | Split System: Air-Cooled Condensing Unit, Coil with Blower | 4TTR6024B1 |  | 4TXCC044BC3 | 13 | 16 | Yes | Yes | 2015-03-12 |  | 2
FALSE | 4TTR6024B1 | 3503 | 5865302 | TRANE | 4TTR6024B1 | AC | Split System: Air-Cooled Condensing Unit, Coil with Blower | 4TTR6024B1 |  | 4TXCC044BC3 | 13 | 16 | Yes | Yes | 2015-03-12 |  | 2
FALSE | 4TTR6024B1 | 3503 | 5865303 | TRANE | 4TTR6024B1 | AC | Split System: Air-Cooled Condensing Unit, Coil with Blower | 4TTR6024B1 |  | 4TXCC044BC3 | 13 | 16 | Yes | Yes | 2015-03-12 |  | 2
FALSE | 4TTX6060H1 | 3708 | 5859435 | TRANE | 4TTX6060H1 | AC | Split System: Air-Cooled Condensing Unit, Coil with Blower | 4TTX6060H1 |  | *AM7B0C60H51 | 12 | 14.5 | Yes | Yes | 2015-03-12 |  | 0
FALSE | 4TTX6060H1 | 3708 | 5859436 | TRANE | 4TTX6060H1 | AC | Split System: Air-Cooled Condensing Unit, Coil with Blower | 4TTX6060H1 |  | *AM8B0C60V51+BAYCC24V | 12 | 14.5 | Yes | Yes | 2015-03-12 |  | 0
FALSE | 4TTR6018B1 | 3489 | 5864334 | TRANE | 4TTR6018B1 | AC | Split System: Air-Cooled Condensing Unit, Coil with Blower | 4TTR6018B1 |  | 4TXAB025BC3 | 13 | 15.5 | Yes | Yes | 2015-03-12 |  | 1
FALSE | 4TTR6018B1 | 3489 | 5864335 | TRANE | 4TTR6018B1 | AC | Split System: Air-Cooled Condensing Unit, Coil with Blower | 4TTR6018B1 |  | 4TXAB025BC3 | 13 | 16 | Yes | Yes | 2015-03-12 |  | 2
FALSE | 4TTR6018B1 | 3489 | 5864461 | TRANE | 4TTR6018B1 | AC | Split System: Air-Cooled Condensing Unit, Coil Alone | 4TTR6018B1 |  | 4TXCB004CC3 | 12.2 | 14.5 | Yes | Yes | 2015-03-12 |  | 0
FALSE | 4TTR6018B1 | 3489 | 5864484 | TRANE | 4TTR6018B1 | AC | Split System: Air-Cooled Condensing Unit, Coil with Blower | 4TTR6018B1 |  | 4TXCB025BC3 | 13 | 15.5 | Yes | Yes | 2015-03-12 |  | 1
FALSE | 4TTR6018B1 | 3489 | 5864624 | TRANE | 4TTR6018B1 | AC | Split System: Air-Cooled Condensing Unit, Coil with Blower | 4TTR6018B1 |  | 4TXCC037BC3 | 13 | 16 | Yes | Yes | 2015-03-12 |  | 2
FALSE | 4TTR6018B1 | 3489 | 5864623 | TRANE | 4TTR6018B1 | AC | Split System: Air-Cooled Condensing Unit, Coil with Blower | 4TTR6018B1 |  | 4TXCC037BC3 | 13 | 16 | Yes | Yes | 2015-03-12 |  | 2
FALSE | 4TTR6018B1 | 3489 | 5864622 | TRANE | 4TTR6018B1 | AC | Split System: Air-Cooled Condensing Unit, Coil with Blower | 4TTR6018B1 |  | 4TXCC037BC3 | 13 | 16 | Yes | Yes | 2015-03-12 |  | 2
FALSE | 4TTR6018B1 | 3489 | 5864621 | TRANE | 4TTR6018B1 | AC | Split System: Air-Cooled Condensing Unit, Coil with Blower | 4TTR6018B1 |  | 4TXCC037BC3 | 13 | 16 | Yes | Yes | 2015-03-12 |  | 2
FALSE | 4TTR6018B1 | 3489 | 5864633 | TRANE | 4TTR6018B1 | AC | Split System: Air-Cooled Condensing Unit, Coil with Blower | 4TTR6018B1 |  | 4TXCC037BC3 | 13 | 16 | Yes | Yes | 2015-03-12 |  | 2
FALSE | 4TTR6018B1 | 3489 | 5864632 | TRANE | 4TTR6018B1 | AC | Split System: Air-Cooled Condensing Unit, Coil with Blower | 4TTR6018B1 |  | 4TXCC037BC3 | 13 | 16 | Yes | Yes | 2015-03-12 |  | 2
FALSE | 4TTR6018B1 | 3489 | 5864630 | TRANE | 4TTR6018B1 | AC | Split System: Air-Cooled Condensing Unit, Coil with Blower | 4TTR6018B1 |  | 4TXCC037BC3 | 13 | 16 | Yes | Yes | 2015-03-12 |  | 2
FALSE | 4TTR6018B1 | 3489 | 5864619 | TRANE | 4TTR6018B1 | AC | Split System: Air-Cooled Condensing Unit, Coil with Blower | 4TTR6018B1 |  | 4TXCC037BC3 | 13 | 16 | Yes | Yes | 2015-03-12 |  | 2
FALSE | 4TTR6018B1 | 3489 | 5864634 | TRANE | 4TTR6018B1 | AC | Split System: Air-Cooled Condensing Unit, Coil with Blower | 4TTR6018B1 |  | 4TXCC037BC3 | 13 | 16 | Yes | Yes | 2015-03-12 |  | 2
FALSE | 4TTR6024B1 | 3503 | 5864771 | TRANE | 4TTR6024B1 | AC | Split System: Air-Cooled Condensing Unit, Coil with Blower | 4TTR6024B1 |  | 4CXCC043CC3 | 13 | 16 | Yes | Yes | 2015-03-12 |  | 2
FALSE | 4TTR6024B1 | 3503 | 5864769 | TRANE | 4TTR6024B1 | AC | Split System: Air-Cooled Condensing Unit, Coil with Blower | 4TTR6024B1 |  | 4CXCC043CC3 | 13 | 16 | Yes | Yes | 2015-03-12 |  | 2
FALSE | 4TTR6024B1 | 3503 | 5864888 | TRANE | 4TTR6024B1 | AC | Split System: Air-Cooled Condensing Unit, Coil with Blower | 4TTR6024B1 |  | 4TXAB048BC3 | 13 | 16 | Yes | Yes | 2015-03-12 |  | 2
FALSE | 4TTR6024B1 | 3503 | 5864889 | TRANE | 4TTR6024B1 | AC | Split System: Air-Cooled Condensing Unit, Coil with Blower | 4TTR6024B1 |  | 4TXAB048BC3 | 13 | 16 | Yes | Yes | 2015-03-12 |  | 2
FALSE | 4TTR6024B1 | 3503 | 5864890 | TRANE | 4TTR6024B1 | AC | Split System: Air-Cooled Condensing Unit, Coil with Blower | 4TTR6024B1 |  | 4TXAB048BC3 | 13 | 16 | Yes | Yes | 2015-03-12 |  | 2
FALSE | 4TTR6024B1 | 3503 | 5864891 | TRANE | 4TTR6024B1 | AC | Split System: Air-Cooled Condensing Unit, Coil with Blower | 4TTR6024B1 |  | 4TXAB048BC3 | 13 | 16 | Yes | Yes | 2015-03-12 |  | 2
FALSE | 4TTR6024B1 | 3503 | 5864874 | TRANE | 4TTR6024B1 | AC | Split System: Air-Cooled Condensing Unit, Coil with Blower | 4TTR6024B1 |  | 4TXAB048BC3 | 13 | 16 | Yes | Yes | 2015-03-12 |  | 2
FALSE | 4TTX6024H1 | 3520 | 5857398 | TRANE | 4TTX6024H1 | AC | Split System: Air-Cooled Condensing Unit, Coil with Blower | 4TTX6024H1 |  | 4TXCB036BC3 | 13 | 15.5 | Yes | Yes | 2015-03-12 |  | 1
FALSE | 4TTX6024H1 | 3520 | 5857411 | TRANE | 4TTX6024H1 | AC | Split System: Air-Cooled Condensing Unit, Coil with Blower | 4TTX6024H1 |  | 4TXCC005CC3 | 13 | 15.75 | Yes | Yes | 2015-03-12 |  | 1
FALSE | 4TTX6024H1 | 3520 | 5857420 | TRANE | 4TTX6024H1 | AC | Split System: Air-Cooled Condensing Unit, Coil with Blower | 4TTX6024H1 |  | 4TXCC037BC3 | 13 | 15.75 | Yes | Yes | 2015-03-12 |  | 1
FALSE | 4TTX6018H1 | 3491 | 5856981 | TRANE | 4TTX6018H1 | AC | Split System: Air-Cooled Condensing Unit, Coil with Blower | 4TTX6018H1 |  | 4TXAB025BC3 | 13 | 16 | Yes | Yes | 2015-03-12 |  | 2
FALSE | 4TTX6018H1 | 3491 | 5857064 | TRANE | 4TTX6018H1 | AC | Split System: Air-Cooled Condensing Unit, Coil with Blower | 4TTX6018H1 |  | 4TXFH033CC3 | 13 | 15.5 | Yes | Yes | 2015-03-12 |  | 1
FALSE | 4TTX6030H1 | 3530 | 5857709 | TRANE | 4TTX6030H1 | AC | Split System: Air-Cooled Condensing Unit, Coil with Blower | 4TTX6030H1 |  | 4TXCB032BC3 | 12.5 | 15 | Yes | Yes | 2015-03-12 |  | 1
FALSE | 4TTX6030H1 | 3530 | 5857739 | TRANE | 4TTX6030H1 | AC | Split System: Air-Cooled Condensing Unit, Coil with Blower | 4TTX6030H1 |  | 4TXCB036BC3 | 12.5 | 15 | Yes | Yes | 2015-03-12 |  | 1
FALSE | 4TTX6030H1 | 3530 | 5857741 | TRANE | 4TTX6030H1 | AC | Split System: Air-Cooled Condensing Unit, Coil with Blower | 4TTX6030H1 |  | 4TXCB036BC3 | 12.5 | 15 | Yes | Yes | 2015-03-12 |  | 1
FALSE | 4TTX6030H1 | 3530 | 5857732 | TRANE | 4TTX6030H1 | AC | Split System: Air-Cooled Condensing Unit, Coil with Blower | 4TTX6030H1 |  | 4TXCB036BC3 | 12.5 | 14.5 | Yes | Yes | 2015-03-12 |  | 0
FALSE | 4TTX6036H1 | 3598 | 5858235 | TRANE | 4TTX6036H1 | AC | Split System: Air-Cooled Condensing Unit, Coil with Blower | 4TTX6036H1 |  | 4TXCC037BC3 | 12.2 | 15 | Yes | Yes | 2015-03-12 |  | 0
FALSE | 4TTX6030H1 | 3530 | 5857750 | TRANE | 4TTX6030H1 | AC | Split System: Air-Cooled Condensing Unit, Coil with Blower | 4TTX6030H1 |  | 4TXCB042BC3 | 12.5 | 15 | Yes | Yes | 2015-03-12 |  | 1
FALSE | 4TTX6036H1 | 3598 | 5858079 | TRANE | 4TTX6036H1 | AC | Split System: Air-Cooled Condensing Unit, Coil with Blower | 4TTX6036H1 |  | 4TXAC037BC3 | 12.2 | 14.5 | Yes | Yes | 2015-03-12 |  | 0
FALSE | 4TTX6048H1 | 3702 | 5858669 | TRANE | 4TTX6048H1 | AC | Split System: Air-Cooled Condensing Unit, Coil with Blower | 4TTX6048H1 |  | 4TXCC043BC3 | 12 | 14.5 | Yes | Yes | 2015-03-12 |  | 0
FALSE | 4TTX6048H1 | 3702 | 5858672 | TRANE | 4TTX6048H1 | AC | Split System: Air-Cooled Condensing Unit, Coil with Blower | 4TTX6048H1 |  | 4TXCC044BC3 | 12 | 15 | Yes | Yes | 2015-03-12 |  | 0
FALSE | 4TTX6048H1 | 3702 | 5858671 | TRANE | 4TTX6048H1 | AC | Split System: Air-Cooled Condensing Unit, Coil with Blower | 4TTX6048H1 |  | 4TXCC044BC3 | 12 | 15 | Yes | Yes | 2015-03-12 |  | 0
FALSE | 4TTX6048H1 | 3702 | 5858675 | TRANE | 4TTX6048H1 | AC | Split System: Air-Cooled Condensing Unit, Coil with Blower | 4TTX6048H1 |  | 4TXCC049BC3 | 12 | 15 | Yes | Yes | 2015-03-12 |  | 0
FALSE | 4TTX6030H1 | 3530 | 5857794 | TRANE | 4TTX6030H1 | AC | Split System: Air-Cooled Condensing Unit, Coil with Blower | 4TTX6030H1 |  | 4TXCC007CC3 | 12.5 | 14.75 | Yes | Yes | 2015-03-12 |  | 0
FALSE | 4TTX6030H1 | 3530 | 5857828 | TRANE | 4TTX6030H1 | AC | Split System: Air-Cooled Condensing Unit, Coil with Blower | 4TTX6030H1 |  | 4TXCC037BC3 | 12.5 | 15 | Yes | Yes | 2015-03-12 |  | 1
FALSE | 4TTX6036H1 | 3598 | 5858078 | TRANE | 4TTX6036H1 | AC | Split System: Air-Cooled Condensing Unit, Coil with Blower | 4TTX6036H1 |  | 4TXAC037BC3 | 12.2 | 14.75 | Yes | Yes | 2015-03-12 |  | 0
FALSE | 4TTX6036H1 | 3598 | 5858105 | TRANE | 4TTX6036H1 | AC | Split System: Air-Cooled Condensing Unit, Coil with Blower | 4TTX6036H1 |  | 4TXAC044BC3 | 13 | 16 | Yes | Yes | 2015-03-12 |  | 2
FALSE | 4TTX6036H1 | 3598 | 5858107 | TRANE | 4TTX6036H1 | AC | Split System: Air-Cooled Condensing Unit, Coil with Blower | 4TTX6036H1 |  | 4TXAC044BC3 | 12.4 | 14.75 | Yes | Yes | 2015-03-12 |  | 0
FALSE | 4TTX6036H1 | 3598 | 5858294 | TRANE | 4TTX6036H1 | AC | Split System: Air-Cooled Condensing Unit, Coil with Blower | 4TTX6036H1 |  | 4TXCC044BC3 | 12.2 | 15 | Yes | Yes | 2015-03-12 |  | 0
FALSE | 4TTX6048H1 | 3702 | 5858738 | TRANE | 4TTX6048H1 | AC | Split System: Air-Cooled Condensing Unit, Coil with Blower | 4TTX6048H1 |  | 4TXCD050BC3 | 12 | 15 | Yes | Yes | 2015-03-12 |  | 0
FALSE | 4TTX6048H1 | 3702 | 5858748 | TRANE | 4TTX6048H1 | AC | Split System: Air-Cooled Condensing Unit, Coil with Blower | 4TTX6048H1 |  | 4TXCD061BC3 | 12 | 15.25 | Yes | Yes | 2015-03-12 |  | 0
FALSE | 4TTX6048H1 | 3702 | 5858743 | TRANE | 4TTX6048H1 | AC | Split System: Air-Cooled Condensing Unit, Coil with Blower | 4TTX6048H1 |  | 4TXCD061BC3 | 12 | 15 | Yes | Yes | 2015-03-12 |  | 0
FALSE | 4TTX6030H1 | 3530 | 5857848 | TRANE | 4TTX6030H1 | AC | Split System: Air-Cooled Condensing Unit, Coil with Blower | 4TTX6030H1 |  | 4TXCC044BC3 | 13 | 15 | Yes | Yes | 2015-03-12 |  | 1
FALSE | 4TTX6030H1 | 3530 | 5857854 | TRANE | 4TTX6030H1 | AC | Split System: Air-Cooled Condensing Unit, Coil with Blower | 4TTX6030H1 |  | 4TXCC049BC3 | 13 | 15.5 | Yes | Yes | 2015-03-12 |  | 1
FALSE | 4TTX6030H1 | 3530 | 5857852 | TRANE | 4TTX6030H1 | AC | Split System: Air-Cooled Condensing Unit, Coil with Blower | 4TTX6030H1 |  | 4TXCC049BC3 | 13 | 15.75 | Yes | Yes | 2015-03-12 |  | 1
FALSE | 4TTX6036H1 | 3598 | 5857997 | TRANE | 4TTX6036H1 | AC | Split System: Air-Cooled Condensing Unit, Coil with Blower | 4TTX6036H1 |  | 4CXCC043CC3 | 12 | 14.5 | Yes | Yes | 2015-03-12 |  | 0
FALSE | 4TTX6036H1 | 3598 | 5858121 | TRANE | 4TTX6036H1 | AC | Split System: Air-Cooled Condensing Unit, Coil with Blower | 4TTX6036H1 |  | 4TXCB004CC3 | 12 | 14.5 | Yes | Yes | 2015-03-12 |  | 0
FALSE | 4TTX6036H1 | 3598 | 5858311 | TRANE | 4TTX6036H1 | AC | Split System: Air-Cooled Condensing Unit, Coil with Blower | 4TTX6036H1 |  | 4TXCC044BC3 | 13 | 16 | Yes | Yes | 2015-03-12 |  | 2
FALSE | 4TTX6030H1 | 3530 | 5857860 | TRANE | 4TTX6030H1 | AC | Split System: Air-Cooled Condensing Unit, Coil with Blower | 4TTX6030H1 |  | 4TXFH033CC3 | 12.5 | 14.5 | Yes | Yes | 2015-03-12 |  | 0
FALSE | 4TTX6030H1 | 3530 | 5857862 | TRANE | 4TTX6030H1 | AC | Split System: Air-Cooled Condensing Unit, Coil with Blower | 4TTX6030H1 |  | 4TXFH033CC3 | 12.5 | 14.5 | Yes | Yes | 2015-03-12 |  | 0
FALSE | 4TTX6030H1 | 3530 | 5857869 | TRANE | 4TTX6030H1 | AC | Split System: Air-Cooled Condensing Unit, Coil with Blower | 4TTX6030H1 |  | 4TXFH036CZ3 | 13 | 15.25 | Yes | Yes | 2015-03-12 |  | 1
FALSE | 4TTX6030H1 | 3530 | 5857866 | TRANE | 4TTX6030H1 | AC | Split System: Air-Cooled Condensing Unit, Coil with Blower | 4TTX6030H1 |  | 4TXFH036CZ3 | 13 | 15 | Yes | Yes | 2015-03-12 |  | 1
FALSE | 4TTX6030H1 | 3530 | 5857865 | TRANE | 4TTX6030H1 | AC | Split System: Air-Cooled Condensing Unit, Coil with Blower | 4TTX6030H1 |  | 4TXFH036CZ3 | 13 | 15.25 | Yes | Yes | 2015-03-12 |  | 1
FALSE | 4TTX6036H1 | 3598 | 5858132 | TRANE | 4TTX6036H1 | AC | Split System: Air-Cooled Condensing Unit, Coil with Blower | 4TTX6036H1 |  | 4TXCB036BC3 | 12 | 14.5 | Yes | Yes | 2015-03-12 |  | 0
FALSE | 4TTX6036H1 | 3598 | 5858313 | TRANE | 4TTX6036H1 | AC | Split System: Air-Cooled Condensing Unit, Coil with Blower | 4TTX6036H1 |  | 4TXCC044BC3 | 12 | 14.5 | Yes | Yes | 2015-03-12 |  | 0
FALSE | 4TTX6036H1 | 3598 | 5858315 | TRANE | 4TTX6036H1 | AC | Split System: Air-Cooled Condensing Unit, Coil with Blower | 4TTX6036H1 |  | 4TXCC044BC3 | 12.5 | 15 | Yes | Yes | 2015-03-12 |  | 1
FALSE | 4TTX6036H1 | 3598 | 5858319 | TRANE | 4TTX6036H1 | AC | Split System: Air-Cooled Condensing Unit, Coil with Blower | 4TTX6036H1 |  | 4TXCC044BC3 | 12.4 | 14.75 | Yes | Yes | 2015-03-12 |  | 0
FALSE | 4TTX6036H1 | 3598 | 5858349 | TRANE | 4TTX6036H1 | AC | Split System: Air-Cooled Condensing Unit, Coil with Blower | 4TTX6036H1 |  | 4TXFH036CZ3 | 12.5 | 15 | Yes | Yes | 2015-03-12 |  | 1
FALSE | 4TTX6036H1 | 3598 | 5858350 | TRANE | 4TTX6036H1 | AC | Split System: Air-Cooled Condensing Unit, Coil with Blower | 4TTX6036H1 |  | 4TXFH041CC3 | 12.5 | 15 | Yes | Yes | 2015-03-12 |  | 1
FALSE | 4TTX6036H1 | 3598 | 5858351 | TRANE | 4TTX6036H1 | AC | Split System: Air-Cooled Condensing Unit, Coil with Blower | 4TTX6036H1 |  | 4TXFH041CC3 | 12.5 | 15 | Yes | Yes | 2015-03-12 |  | 1
FALSE | 4TTX6036H1 | 3598 | 5858361 | TRANE | 4TTX6036H1 | AC | Split System: Air-Cooled Condensing Unit, Coil with Blower | 4TTX6036H1 |  | 4TXFH041CC3 | 12.2 | 14.5 | Yes | Yes | 2015-03-12 |  | 0
FALSE | 4TTX6036H1 | 3598 | 5858362 | TRANE | 4TTX6036H1 | AC | Split System: Air-Cooled Condensing Unit, Coil with Blower | 4TTX6036H1 |  | 4TXFH041CC3 | 12.5 | 15 | Yes | Yes | 2015-03-12 |  | 1
FALSE | 4TTX6036H1 | 3598 | 5858358 | TRANE | 4TTX6036H1 | AC | Split System: Air-Cooled Condensing Unit, Coil with Blower | 4TTX6036H1 |  | 4TXFH041CC3 | 12.5 | 15 | Yes | Yes | 2015-03-12 |  | 1
FALSE | 4TTX6036H1 | 3598 | 5858355 | TRANE | 4TTX6036H1 | AC | Split System: Air-Cooled Condensing Unit, Coil with Blower | 4TTX6036H1 |  | 4TXFH041CC3 | 12.5 | 15 | Yes | Yes | 2015-03-12 |  | 1
FALSE | 4TTX6048H1 | 3702 | 5858726 | TRANE | 4TTX6048H1 | AC | Split System: Air-Cooled Condensing Unit, Coil with Blower | 4TTX6048H1 |  | 4TXCD010CC3 | 12 | 15 | Yes | Yes | 2015-03-12 |  | 0
FALSE | 4TTX6048H1 | 3702 | 5858737 | TRANE | 4TTX6048H1 | AC | Split System: Air-Cooled Condensing Unit, Coil with Blower | 4TTX6048H1 |  | 4TXCD050BC3 | 12 | 15 | Yes | Yes | 2015-03-12 |  | 0
FALSE | 4TTX6048H1 | 3702 | 5858730 | TRANE | 4TTX6048H1 | AC | Split System: Air-Cooled Condensing Unit, Coil with Blower | 4TTX6048H1 |  | 4TXCD050BC3 | 12 | 15 | Yes | Yes | 2015-03-12 |  | 0
FALSE | 4TTX6018H1 | 3491 | 5856919 | TRANE | 4TTX6018H1 | AC | Split System: Air-Cooled Condensing Unit, Coil with Blower | 4TTX6018H1 |  | *AM4A0A18S11+TDR | 12.2 | 14.5 | Yes | Yes | 2015-03-12 |  | 0
FALSE | 4TTX6018H1 | 3491 | 5856920 | TRANE | 4TTX6018H1 | AC | Split System: Air-Cooled Condensing Unit, Coil with Blower | 4TTX6018H1 |  | *AM4A0A24S21+TDR | 12.2 | 15 | Yes | Yes | 2015-03-12 |  | 0
FALSE | 4TTX6018H1 | 3491 | 5856921 | TRANE | 4TTX6018H1 | AC | Split System: Air-Cooled Condensing Unit, Coil with Blower | 4TTX6018H1 |  | *AM7A0A24H21 | 13 | 16 | Yes | Yes | 2015-03-12 |  | 2
FALSE | 4TTX6018H1 | 3491 | 5856922 | TRANE | 4TTX6018H1 | AC | Split System: Air-Cooled Condensing Unit, Coil with Blower | 4TTX6018H1 |  | *AM8A0A24V21+BAYCC24V | 13 | 16 | Yes | Yes | 2015-03-12 |  | 2
FALSE | 4TTX6018H1 | 3491 | 5856987 | TRANE | 4TTX6018H1 | AC | Split System: Air-Cooled Condensing Unit, Coil with Blower | 4TTX6018H1 |  | 4TXAB031BC3 | 13 | 16 | Yes | Yes | 2015-03-12 |  | 2
FALSE | 4TTX6018H1 | 3491 | 5859811 | TRANE | 4TTX6018H1 | AC | Split System: Air-Cooled Condensing Unit, Coil with Blower | 4TTX6018H1 |  | 4TXAB031BC3 | 13.5 | 16 | Yes | Yes | 2015-03-12 |  | 2
FALSE | 4TTX6018H1 | 3491 | 5856986 | TRANE | 4TTX6018H1 | AC | Split System: Air-Cooled Condensing Unit, Coil with Blower | 4TTX6018H1 |  | 4TXAB031BC3 | 13 | 16 | Yes | Yes | 2015-03-12 |  | 2
FALSE | 4TTX6024H1 | 3520 | 5857452 | TRANE | 4TTX6024H1 | AC | Split System: Air-Cooled Condensing Unit, Coil with Blower | 4TTX6024H1 |  | 4TXFH036CZ3 | 13.5 | 16 | Yes | Yes | 2015-03-12 |  | 2
FALSE | 4TTX6024H1 | 3520 | 5857464 | TRANE | 4TTX6024H1 | AC | Split System: Air-Cooled Condensing Unit, Coil with Blower | 4TTX6024H1 |  | 4TXFH041CC3 | 13 | 15.5 | Yes | Yes | 2015-03-12 |  | 1
FALSE | 4TTX6018H1 | 3491 | 5856957 | TRANE | 4TTX6018H1 | AC | Split System: Air-Cooled Condensing Unit, Coil with Blower | 4TTX6018H1 |  | 4CXCB031CC3 | 13 | 16 | Yes | Yes | 2015-03-12 |  | 2
FALSE | 4TTX6018H1 | 3491 | 5856958 | TRANE | 4TTX6018H1 | AC | Split System: Air-Cooled Condensing Unit, Coil with Blower | 4TTX6018H1 |  | 4CXCB031CC3 | 13.5 | 16 | Yes | Yes | 2015-03-12 |  | 2
FALSE | 4TTX6018H1 | 3491 | 5856959 | TRANE | 4TTX6018H1 | AC | Split System: Air-Cooled Condensing Unit, Coil with Blower | 4TTX6018H1 |  | 4CXCB031CC3 | 13 | 16 | Yes | Yes | 2015-03-12 |  | 2
FALSE | 4TTX6018H1 | 3491 | 5857032 | TRANE | 4TTX6018H1 | AC | Split System: Air-Cooled Condensing Unit, Coil with Blower | 4TTX6018H1 |  | 4TXCB025BC3 | 13 | 15.75 | Yes | Yes | 2015-03-12 |  | 1
FALSE | 4TTX6018H1 | 3491 | 5857030 | TRANE | 4TTX6018H1 | AC | Split System: Air-Cooled Condensing Unit, Coil with Blower | 4TTX6018H1 |  | 4TXCB025BC3 | 13 | 15.5 | Yes | Yes | 2015-03-12 |  | 1
FALSE | 4TTX6024H1 | 3520 | 5857475 | TRANE | 4TTX6024H1 | AC | Split System: Air-Cooled Condensing Unit, Coil with Blower | 4TTX6024H1 |  | 4TXFH041CC3 | 13.5 | 16 | Yes | Yes | 2015-03-12 |  | 2
FALSE | 4TTX6024H1 | 3520 | 5857477 | TRANE | 4TTX6024H1 | AC | Split System: Air-Cooled Condensing Unit, Coil with Blower | 4TTX6024H1 |  | 4TXFH041CC3 | 13.5 | 16 | Yes | Yes | 2015-03-12 |  | 2
FALSE | 4TTX6024H1 | 3520 | 5857481 | TRANE | 4TTX6024H1 | AC | Split System: Air-Cooled Condensing Unit, Coil with Blower | 4TTX6024H1 |  | GAF2A0A24S21+TDR | 12.5 | 14.75 | Yes | Yes | 2015-03-12 |  | 0
FALSE | 4TTX6024H1 | 3520 | 5857486 | TRANE | 4TTX6024H1 | AC | Split System: Air-Cooled Condensing Unit, Coil with Blower | 4TTX6024H1 |  | GAM2A0A18S11+TDR | 12.5 | 14.5 | Yes | Yes | 2015-03-12 |  | 0
FALSE | 4TTX6024H1 | 3520 | 5857490 | TRANE | 4TTX6024H1 | AC | Split System: Air-Cooled Condensing Unit, Coil with Blower | 4TTX6024H1 |  | GAM2A0A30S21+TDR | 12.5 | 14.75 | Yes | Yes | 2015-03-12 |  | 0
FALSE | 4TTX6018H1 | 3491 | 5857026 | TRANE | 4TTX6018H1 | AC | Split System: Air-Cooled Condensing Unit, Coil with Blower | 4TTX6018H1 |  | 4TXCB025BC3 | 13 | 16 | Yes | Yes | 2015-03-12 |  | 2
FALSE | 4TTX6018H1 | 3491 | 5857018 | TRANE | 4TTX6018H1 | AC | Split System: Air-Cooled Condensing Unit, Coil with Blower | 4TTX6018H1 |  | 4TXCB025BC3 | 13 | 15.5 | Yes | Yes | 2015-03-12 |  | 1
FALSE | 4TTX6018H1 | 3491 | 5857019 | TRANE | 4TTX6018H1 | AC | Split System: Air-Cooled Condensing Unit, Coil with Blower | 4TTX6018H1 |  | 4TXCB025BC3 | 13.5 | 16 | Yes | Yes | 2015-03-12 |  | 2
FALSE | 4TTX6018H1 | 3491 | 5857020 | TRANE | 4TTX6018H1 | AC | Split System: Air-Cooled Condensing Unit, Coil with Blower | 4TTX6018H1 |  | 4TXCB025BC3 | 13 | 16 | Yes | Yes | 2015-03-12 |  | 2
FALSE | 4TTX6018H1 | 3491 | 5857021 | TRANE | 4TTX6018H1 | AC | Split System: Air-Cooled Condensing Unit, Coil with Blower | 4TTX6018H1 |  | 4TXCB025BC3 | 13 | 16 | Yes | Yes | 2015-03-12 |  | 2
FALSE | 4TTX6030H1 | 3530 | 5857505 | TRANE | 4TTX6030H1 | AC | Split System: Air-Cooled Condensing Unit, Coil with Blower | 4TTX6030H1 |  | *AM7A0C36H31 | 13 | 16 | Yes | Yes | 2015-03-12 |  | 2
FALSE | 4TTX6030H1 | 3530 | 5857510 | TRANE | 4TTX6030H1 | AC | Split System: Air-Cooled Condensing Unit, Coil with Blower | 4TTX6030H1 |  | *AM8A0C36V31+BAYCC24V | 13 | 16 | Yes | Yes | 2015-03-12 |  | 2
FALSE | 4TTR6030B1 | 3522 | 5865632 | TRANE | 4TTR6030B1 | AC | Split System: Air-Cooled Condensing Unit, Coil with Blower | 4TTR6030B1 |  | 4TXAB042BC3 | 12.5 | 15 | Yes | Yes | 2015-03-12 |  | 1
FALSE | 4TTR6030B1 | 3522 | 5865628 | TRANE | 4TTR6030B1 | AC | Split System: Air-Cooled Condensing Unit, Coil with Blower | 4TTR6030B1 |  | 4TXAB042BC3 | 12.5 | 14.5 | Yes | Yes | 2015-03-12 |  | 0
FALSE | 4TTR6030B1 | 3522 | 5865625 | TRANE | 4TTR6030B1 | AC | Split System: Air-Cooled Condensing Unit, Coil with Blower | 4TTR6030B1 |  | 4TXAB042BC3 | 12.5 | 15 | Yes | Yes | 2015-03-12 |  | 1
FALSE | 4TTR6030B1 | 3522 | 5865893 | TRANE | 4TTR6030B1 | AC | Split System: Air-Cooled Condensing Unit, Coil with Blower | 4TTR6030B1 |  | 4TXCB042BC3 | 12.5 | 14.5 | Yes | Yes | 2015-03-12 |  | 0
FALSE | 4TTR6030B1 | 3522 | 5865894 | TRANE | 4TTR6030B1 | AC | Split System: Air-Cooled Condensing Unit, Coil with Blower | 4TTR6030B1 |  | 4TXCB042BC3 | 12.5 | 14.5 | Yes | Yes | 2015-03-12 |  | 0
FALSE | 4TTR6030B1 | 3522 | 5865895 | TRANE | 4TTR6030B1 | AC | Split System: Air-Cooled Condensing Unit, Coil with Blower | 4TTR6030B1 |  | 4TXCB042BC3 | 12.5 | 14.5 | Yes | Yes | 2015-03-12 |  | 0
FALSE | 4TTR6030B1 | 3522 | 5865896 | TRANE | 4TTR6030B1 | AC | Split System: Air-Cooled Condensing Unit, Coil with Blower | 4TTR6030B1 |  | 4TXCB042BC3 | 12.5 | 15 | Yes | Yes | 2015-03-12 |  | 1
FALSE | 4TTR6030B1 | 3522 | 5865987 | TRANE | 4TTR6030B1 | AC | Split System: Air-Cooled Condensing Unit, Coil with Blower | 4TTR6030B1 |  | 4TXCC037BC3 | 12.5 | 15 | Yes | Yes | 2015-03-12 |  | 1
FALSE | 4TTR6030B1 | 3522 | 5865985 | TRANE | 4TTR6030B1 | AC | Split System: Air-Cooled Condensing Unit, Coil with Blower | 4TTR6030B1 |  | 4TXCC037BC3 | 12.5 | 15 | Yes | Yes | 2015-03-12 |  | 1
FALSE | 4TTR6030B1 | 3522 | 5865984 | TRANE | 4TTR6030B1 | AC | Split System: Air-Cooled Condensing Unit, Coil with Blower | 4TTR6030B1 |  | 4TXCC037BC3 | 12.5 | 15 | Yes | Yes | 2015-03-12 |  | 1
FALSE | 4TTR6030B1 | 3522 | 5866060 | TRANE | 4TTR6030B1 | AC | Split System: Air-Cooled Condensing Unit, Coil with Blower | 4TTR6030B1 |  | 4TXCC044BC3 | 13 | 15 | Yes | Yes | 2015-03-12 |  | 1
FALSE | 4TTR6030B1 | 3522 | 5866061 | TRANE | 4TTR6030B1 | AC | Split System: Air-Cooled Condensing Unit, Coil with Blower | 4TTR6030B1 |  | 4TXCC044BC3 | 12.5 | 15 | Yes | Yes | 2015-03-12 |  | 1
FALSE | 4TTR6030B1 | 3522 | 5866097 | TRANE | 4TTR6030B1 | AC | Split System: Air-Cooled Condensing Unit, Coil with Blower | 4TTR6030B1 |  | 4TXFH036CZ3 | 13 | 15 | Yes | Yes | 2015-03-12 |  | 1
FALSE | 4TTR6030B1 | 3522 | 5866096 | TRANE | 4TTR6030B1 | AC | Split System: Air-Cooled Condensing Unit, Coil with Blower | 4TTR6030B1 |  | 4TXFH036CZ3 | 13 | 15 | Yes | Yes | 2015-03-12 |  | 1
FALSE | 4TTR6030B1 | 3522 | 5866095 | TRANE | 4TTR6030B1 | AC | Split System: Air-Cooled Condensing Unit, Coil with Blower | 4TTR6030B1 |  | 4TXFH036CZ3 | 13 | 15.5 | Yes | Yes | 2015-03-12 |  | 1
FALSE | 4TTR6030B1 | 3522 | 5866106 | TRANE | 4TTR6030B1 | AC | Split System: Air-Cooled Condensing Unit, Coil with Blower | 4TTR6030B1 |  | 4TXFH036CZ3 | 13 | 15.25 | Yes | Yes | 2015-03-12 |  | 1
FALSE | 4TTR6030B1 | 3522 | 5866110 | TRANE | 4TTR6030B1 | AC | Split System: Air-Cooled Condensing Unit, Coil with Blower | 4TTR6030B1 |  | 4TXFH036CZ3 | 13 | 15.25 | Yes | Yes | 2015-03-12 |  | 1
FALSE | 4TTR6030B1 | 3522 | 5866109 | TRANE | 4TTR6030B1 | AC | Split System: Air-Cooled Condensing Unit, Coil with Blower | 4TTR6030B1 |  | 4TXFH036CZ3 | 13 | 15 | Yes | Yes | 2015-03-12 |  | 1
FALSE | 4TTR6030B1 | 3522 | 5866108 | TRANE | 4TTR6030B1 | AC | Split System: Air-Cooled Condensing Unit, Coil with Blower | 4TTR6030B1 |  | 4TXFH036CZ3 | 13 | 15 | Yes | Yes | 2015-03-12 |  | 1
FALSE | 4TTR6030B1 | 3522 | 5865618 | TRANE | 4TTR6030B1 | AC | Split System: Air-Cooled Condensing Unit, Coil with Blower | 4TTR6030B1 |  | 4TXAB042BC3 | 12.5 | 14.5 | Yes | Yes | 2015-03-12 |  | 0
FALSE | 4TTR6030B1 | 3522 | 5866119 | TRANE | 4TTR6030B1 | AC | Split System: Air-Cooled Condensing Unit, Coil with Blower | 4TTR6030B1 |  | 4TXFH041CC3 | 13 | 15 | Yes | Yes | 2015-03-12 |  | 1
FALSE | 4TTR6030B1 | 3522 | 5866121 | TRANE | 4TTR6030B1 | AC | Split System: Air-Cooled Condensing Unit, Coil with Blower | 4TTR6030B1 |  | 4TXFH041CC3 | 13.5 | 16 | Yes | Yes | 2015-03-12 |  | 2
FALSE | 4TTR6030B1 | 3522 | 5866123 | TRANE | 4TTR6030B1 | AC | Split System: Air-Cooled Condensing Unit, Coil with Blower | 4TTR6030B1 |  | 4TXFH041CC3 | 13.5 | 16 | Yes | Yes | 2015-03-12 |  | 2
FALSE | 4TTR6030B1 | 3522 | 5866124 | TRANE | 4TTR6030B1 | AC | Split System: Air-Cooled Condensing Unit, Coil with Blower | 4TTR6030B1 |  | 4TXFH041CC3 | 13 | 15 | Yes | Yes | 2015-03-12 |  | 1
FALSE | 4TTR6030B1 | 3522 | 5866125 | TRANE | 4TTR6030B1 | AC | Split System: Air-Cooled Condensing Unit, Coil with Blower | 4TTR6030B1 |  | 4TXFH041CC3 | 13 | 15.5 | Yes | Yes | 2015-03-12 |  | 1
FALSE | 4TTR6036B1 | 3674 | 5866215 | TRANE | 4TTR6036B1 | AC | Split System: Air-Cooled Condensing Unit, Coil with Blower | 4TTR6036B1 |  | 4CXCB042CC3 | 12 | 14.5 | Yes | Yes | 2015-03-12 |  | 0
FALSE | 4TTR6036B1 | 3674 | 5866535 | TRANE | 4TTR6036B1 | AC | Split System: Air-Cooled Condensing Unit, Coil with Blower | 4TTR6036B1 |  | 4TXAC060BC3 | 12.5 | 15 | Yes | Yes | 2015-03-12 |  | 1
FALSE | 4TTR6036B1 | 3674 | 5866546 | TRANE | 4TTR6036B1 | AC | Split System: Air-Cooled Condensing Unit, Coil with Blower | 4TTR6036B1 |  | 4TXAD050BC3 | 13 | 15.5 | Yes | Yes | 2015-03-12 |  | 1
FALSE | 4TTR6036B1 | 3674 | 5866881 | TRANE | 4TTR6036B1 | AC | Split System: Air-Cooled Condensing Unit, Coil with Blower | 4TTR6036B1 |  | 4TXCC044BC3 | 13 | 15 | Yes | Yes | 2015-03-12 |  | 1
FALSE | 4TTR6036B1 | 3674 | 5866887 | TRANE | 4TTR6036B1 | AC | Split System: Air-Cooled Condensing Unit, Coil with Blower | 4TTR6036B1 |  | 4TXCC044BC3 | 12.2 | 14.5 | Yes | Yes | 2015-03-12 |  | 0
FALSE | 4TTR6036B1 | 3674 | 5867019 | TRANE | 4TTR6036B1 | AC | Split System: Air-Cooled Condensing Unit, Coil with Blower | 4TTR6036B1 |  | 4TXFH033CC3 | 12.2 | 14.5 | Yes | Yes | 2015-03-12 |  | 0
FALSE | 4TTR6036B1 | 3674 | 5867022 | TRANE | 4TTR6036B1 | AC | Split System: Air-Cooled Condensing Unit, Coil with Blower | 4TTR6036B1 |  | 4TXFH033CC3 | 12.2 | 14.5 | Yes | Yes | 2015-03-12 |  | 0
FALSE | 4TTR6042B1 | 3680 | 5867167 | TRANE | 4TTR6042B1 | AC | Split System: Air-Cooled Condensing Unit, Coil with Blower | 4TTR6042B1 |  | 4CXCC043CC3 | 12 | 14.5 | Yes | Yes | 2015-03-12 |  | 0
FALSE | 4TTR6036B1 | 3674 | 5866235 | TRANE | 4TTR6036B1 | AC | Split System: Air-Cooled Condensing Unit, Coil with Blower | 4TTR6036B1 |  | 4CXCC037CC3 | 12.5 | 15 | Yes | Yes | 2015-03-12 |  | 1
FALSE | 4TTR6036B1 | 3674 | 5866241 | TRANE | 4TTR6036B1 | AC | Split System: Air-Cooled Condensing Unit, Coil with Blower | 4TTR6036B1 |  | 4CXCC037CC3 | 12 | 14.5 | Yes | Yes | 2015-03-12 |  | 0
FALSE | 4TTR6036B1 | 3674 | 5866220 | TRANE | 4TTR6036B1 | AC | Split System: Air-Cooled Condensing Unit, Coil with Blower | 4TTR6036B1 |  | 4CXCC037CC3 | 12.5 | 15 | Yes | Yes | 2015-03-12 |  | 1
FALSE | 4TTR6036B1 | 3674 | 5866221 | TRANE | 4TTR6036B1 | AC | Split System: Air-Cooled Condensing Unit, Coil with Blower | 4TTR6036B1 |  | 4CXCC037CC3 | 12.5 | 15 | Yes | Yes | 2015-03-12 |  | 1
FALSE | 4TTR6036B1 | 3674 | 5866224 | TRANE | 4TTR6036B1 | AC | Split System: Air-Cooled Condensing Unit, Coil with Blower | 4TTR6036B1 |  | 4CXCC037CC3 | 12.2 | 14.5 | Yes | Yes | 2015-03-12 |  | 0
FALSE | 4TTR6036B1 | 3674 | 5866225 | TRANE | 4TTR6036B1 | AC | Split System: Air-Cooled Condensing Unit, Coil with Blower | 4TTR6036B1 |  | 4CXCC037CC3 | 12.2 | 14.5 | Yes | Yes | 2015-03-12 |  | 0
FALSE | 4TTR6036B1 | 3674 | 5866384 | TRANE | 4TTR6036B1 | AC | Split System: Air-Cooled Condensing Unit, Coil with Blower | 4TTR6036B1 |  | 4TXAB042BC3 | 12.2 | 14.5 | Yes | Yes | 2015-03-12 |  | 0
FALSE | 4TTR6036B1 | 3674 | 5866382 | TRANE | 4TTR6036B1 | AC | Split System: Air-Cooled Condensing Unit, Coil with Blower | 4TTR6036B1 |  | 4TXAB042BC3 | 12 | 14.5 | Yes | Yes | 2015-03-12 |  | 0
FALSE | 4TTR6036B1 | 3674 | 5866381 | TRANE | 4TTR6036B1 | AC | Split System: Air-Cooled Condensing Unit, Coil with Blower | 4TTR6036B1 |  | 4TXAB042BC3 | 12 | 14.5 | Yes | Yes | 2015-03-12 |  | 0
FALSE | 4TTR6036B1 | 3674 | 5866702 | TRANE | 4TTR6036B1 | AC | Split System: Air-Cooled Condensing Unit, Coil with Blower | 4TTR6036B1 |  | 4TXCB042BC3 | 12.2 | 14.5 | Yes | Yes | 2015-03-12 |  | 0
FALSE | 4TTR6036B1 | 3674 | 5866703 | TRANE | 4TTR6036B1 | AC | Split System: Air-Cooled Condensing Unit, Coil with Blower | 4TTR6036B1 |  | 4TXCB042BC3 | 12 | 14.5 | Yes | Yes | 2015-03-12 |  | 0
FALSE | 4TTR6036B1 | 3674 | 5866706 | TRANE | 4TTR6036B1 | AC | Split System: Air-Cooled Condensing Unit, Coil with Blower | 4TTR6036B1 |  | 4TXCB042BC3 | 12 | 14.5 | Yes | Yes | 2015-03-12 |  | 0
FALSE | 4TTR6036B1 | 3674 | 5866707 | TRANE | 4TTR6036B1 | AC | Split System: Air-Cooled Condensing Unit, Coil with Blower | 4TTR6036B1 |  | 4TXCB042BC3 | 12 | 14.5 | Yes | Yes | 2015-03-12 |  | 0
FALSE | 4TTR6036B1 | 3674 | 5866743 | TRANE | 4TTR6036B1 | AC | Split System: Air-Cooled Condensing Unit, Coil with Blower | 4TTR6036B1 |  | 4TXCB048BC3 | 12.5 | 15 | Yes | Yes | 2015-03-12 |  | 1
FALSE | 4TTR6036B1 | 3674 | 5866396 | TRANE | 4TTR6036B1 | AC | Split System: Air-Cooled Condensing Unit, Coil with Blower | 4TTR6036B1 |  | 4TXAB048BC3 | 12.2 | 14.5 | Yes | Yes | 2015-03-12 |  | 0
FALSE | 4TTR6036B1 | 3674 | 5866397 | TRANE | 4TTR6036B1 | AC | Split System: Air-Cooled Condensing Unit, Coil with Blower | 4TTR6036B1 |  | 4TXAB048BC3 | 12.2 | 14.5 | Yes | Yes | 2015-03-12 |  | 0
FALSE | 4TTR6036B1 | 3674 | 5866399 | TRANE | 4TTR6036B1 | AC | Split System: Air-Cooled Condensing Unit, Coil with Blower | 4TTR6036B1 |  | 4TXAB048BC3 | 12.5 | 15 | Yes | Yes | 2015-03-12 |  | 1
FALSE | 4TTR6036B1 | 3674 | 5866406 | TRANE | 4TTR6036B1 | AC | Split System: Air-Cooled Condensing Unit, Coil with Blower | 4TTR6036B1 |  | 4TXAB048BC3 | 12.5 | 15 | Yes | Yes | 2015-03-12 |  | 1
FALSE | 4TTR6036B1 | 3674 | 5866403 | TRANE | 4TTR6036B1 | AC | Split System: Air-Cooled Condensing Unit, Coil with Blower | 4TTR6036B1 |  | 4TXAB048BC3 | 12.2 | 14.5 | Yes | Yes | 2015-03-12 |  | 0
FALSE | 4TTR6036B1 | 3674 | 5866401 | TRANE | 4TTR6036B1 | AC | Split System: Air-Cooled Condensing Unit, Coil with Blower | 4TTR6036B1 |  | 4TXAB048BC3 | 12.5 | 15 | Yes | Yes | 2015-03-12 |  | 1
FALSE | 4TTR6036B1 | 3674 | 5866389 | TRANE | 4TTR6036B1 | AC | Split System: Air-Cooled Condensing Unit, Coil with Blower | 4TTR6036B1 |  | 4TXAB048BC3 | 12.5 | 15 | Yes | Yes | 2015-03-12 |  | 1
FALSE | 4TTR6036B1 | 3674 | 5866409 | TRANE | 4TTR6036B1 | AC | Split System: Air-Cooled Condensing Unit, Coil with Blower | 4TTR6036B1 |  | 4TXAB048BC3 | 12.2 | 14.5 | Yes | Yes | 2015-03-12 |  | 0
FALSE | 4TTR6036B1 | 3674 | 5866745 | TRANE | 4TTR6036B1 | AC | Split System: Air-Cooled Condensing Unit, Coil with Blower | 4TTR6036B1 |  | 4TXCB048BC3 | 12.5 | 15 | Yes | Yes | 2015-03-12 |  | 1
FALSE | 4TTR6036B1 | 3674 | 5866746 | TRANE | 4TTR6036B1 | AC | Split System: Air-Cooled Condensing Unit, Coil with Blower | 4TTR6036B1 |  | 4TXCB048BC3 | 12.2 | 14.5 | Yes | Yes | 2015-03-12 |  | 0
FALSE | 4TTR6036B1 | 3674 | 5866747 | TRANE | 4TTR6036B1 | AC | Split System: Air-Cooled Condensing Unit, Coil with Blower | 4TTR6036B1 |  | 4TXCB048BC3 | 12.2 | 14.5 | Yes | Yes | 2015-03-12 |  | 0
FALSE | 4TTR6036B1 | 3674 | 5866750 | TRANE | 4TTR6036B1 | AC | Split System: Air-Cooled Condensing Unit, Coil with Blower | 4TTR6036B1 |  | 4TXCB048BC3 | 12 | 14.5 | Yes | Yes | 2015-03-12 |  | 0
FALSE | 4TTR6036B1 | 3674 | 5866720 | TRANE | 4TTR6036B1 | AC | Split System: Air-Cooled Condensing Unit, Coil with Blower | 4TTR6036B1 |  | 4TXCB048BC3 | 12.2 | 14.5 | Yes | Yes | 2015-03-12 |  | 0
FALSE | 4TTR6036B1 | 3674 | 5866855 | TRANE | 4TTR6036B1 | AC | Split System: Air-Cooled Condensing Unit, Coil with Blower | 4TTR6036B1 |  | 4TXCC044BC3 | 12.5 | 15 | Yes | Yes | 2015-03-12 |  | 1
FALSE | 4TTR6036B1 | 3674 | 5866856 | TRANE | 4TTR6036B1 | AC | Split System: Air-Cooled Condensing Unit, Coil with Blower | 4TTR6036B1 |  | 4TXCC044BC3 | 12.5 | 15 | Yes | Yes | 2015-03-12 |  | 1
FALSE | 4TTR6036B1 | 3674 | 5867026 | TRANE | 4TTR6036B1 | AC | Split System: Air-Cooled Condensing Unit, Coil with Blower | 4TTR6036B1 |  | 4TXFH036CZ3 | 12.5 | 15 | Yes | Yes | 2015-03-12 |  | 1
FALSE | 4TTR6036B1 | 3674 | 5867043 | TRANE | 4TTR6036B1 | AC | Split System: Air-Cooled Condensing Unit, Coil with Blower | 4TTR6036B1 |  | 4TXFH041CC3 | 12.5 | 15.25 | Yes | Yes | 2015-03-12 |  | 1
FALSE | 4TTR6036B1 | 3674 | 5867050 | TRANE | 4TTR6036B1 | AC | Split System: Air-Cooled Condensing Unit, Coil with Blower | 4TTR6036B1 |  | 4TXFH041CC3 | 12.5 | 15 | Yes | Yes | 2015-03-12 |  | 1
FALSE | 4TTR6036B1 | 3674 | 5867052 | TRANE | 4TTR6036B1 | AC | Split System: Air-Cooled Condensing Unit, Coil with Blower | 4TTR6036B1 |  | 4TXFH041CC3 | 12.5 | 15 | Yes | Yes | 2015-03-12 |  | 1
FALSE | 4TTR6036B1 | 3674 | 5867058 | TRANE | 4TTR6036B1 | AC | Split System: Air-Cooled Condensing Unit, Coil with Blower | 4TTR6036B1 |  | 4TXFH041CC3 | 12.5 | 15 | Yes | Yes | 2015-03-12 |  | 1
FALSE | 4TTR6036B1 | 3674 | 5867059 | TRANE | 4TTR6036B1 | AC | Split System: Air-Cooled Condensing Unit, Coil with Blower | 4TTR6036B1 |  | 4TXFH041CC3 | 12.5 | 15 | Yes | Yes | 2015-03-12 |  | 1
FALSE | 4TTR6036B1 | 3674 | 5867060 | TRANE | 4TTR6036B1 | AC | Split System: Air-Cooled Condensing Unit, Coil with Blower | 4TTR6036B1 |  | 4TXFH041CC3 | 12.5 | 15 | Yes | Yes | 2015-03-12 |  | 1
FALSE | 4TTR6036B1 | 3674 | 5866727 | TRANE | 4TTR6036B1 | AC | Split System: Air-Cooled Condensing Unit, Coil with Blower | 4TTR6036B1 |  | 4TXCB048BC3 | 12.5 | 15 | Yes | Yes | 2015-03-12 |  | 1
FALSE | 4TTR6036B1 | 3674 | 5866730 | TRANE | 4TTR6036B1 | AC | Split System: Air-Cooled Condensing Unit, Coil with Blower | 4TTR6036B1 |  | 4TXCB048BC3 | 12.2 | 14.5 | Yes | Yes | 2015-03-12 |  | 0
FALSE | 4TTR6036B1 | 3674 | 5866732 | TRANE | 4TTR6036B1 | AC | Split System: Air-Cooled Condensing Unit, Coil with Blower | 4TTR6036B1 |  | 4TXCB048BC3 | 12.5 | 15 | Yes | Yes | 2015-03-12 |  | 1
FALSE | 4TTR6036B1 | 3674 | 5866733 | TRANE | 4TTR6036B1 | AC | Split System: Air-Cooled Condensing Unit, Coil with Blower | 4TTR6036B1 |  | 4TXCB048BC3 | 12.5 | 15 | Yes | Yes | 2015-03-12 |  | 1
FALSE | 4TTR6036B1 | 3674 | 5866734 | TRANE | 4TTR6036B1 | AC | Split System: Air-Cooled Condensing Unit, Coil with Blower | 4TTR6036B1 |  | 4TXCB048BC3 | 12.2 | 14.75 | Yes | Yes | 2015-03-12 |  | 0
FALSE | 4TTR6036B1 | 3674 | 5866736 | TRANE | 4TTR6036B1 | AC | Split System: Air-Cooled Condensing Unit, Coil with Blower | 4TTR6036B1 |  | 4TXCB048BC3 | 12.2 | 14.5 | Yes | Yes | 2015-03-12 |  | 0
FALSE | 4TTR6036B1 | 3674 | 5866737 | TRANE | 4TTR6036B1 | AC | Split System: Air-Cooled Condensing Unit, Coil with Blower | 4TTR6036B1 |  | 4TXCB048BC3 | 12.2 | 14.5 | Yes | Yes | 2015-03-12 |  | 0
FALSE | 4TTR6036B1 | 3674 | 5866738 | TRANE | 4TTR6036B1 | AC | Split System: Air-Cooled Condensing Unit, Coil with Blower | 4TTR6036B1 |  | 4TXCB048BC3 | 12.2 | 14.5 | Yes | Yes | 2015-03-12 |  | 0
FALSE | 4TTR6036B1 | 3674 | 5866934 | TRANE | 4TTR6036B1 | AC | Split System: Air-Cooled Condensing Unit, Coil with Blower | 4TTR6036B1 |  | 4TXCC049BC3 | 12.5 | 15 | Yes | Yes | 2015-03-12 |  | 1
FALSE | 4TTR6036B1 | 3674 | 5866916 | TRANE | 4TTR6036B1 | AC | Split System: Air-Cooled Condensing Unit, Coil with Blower | 4TTR6036B1 |  | 4TXCC049BC3 | 12.5 | 15 | Yes | Yes | 2015-03-12 |  | 1
FALSE | 4TTR6036B1 | 3674 | 5866915 | TRANE | 4TTR6036B1 | AC | Split System: Air-Cooled Condensing Unit, Coil with Blower | 4TTR6036B1 |  | 4TXCC049BC3 | 13 | 15 | Yes | Yes | 2015-03-12 |  | 1
FALSE | 4TTR6036B1 | 3674 | 5867061 | TRANE | 4TTR6036B1 | AC | Split System: Air-Cooled Condensing Unit, Coil with Blower | 4TTR6036B1 |  | 4TXFH041CC3 | 12.5 | 15 | Yes | Yes | 2015-03-12 |  | 1
FALSE | 4TTR6036B1 | 3674 | 5867042 | TRANE | 4TTR6036B1 | AC | Split System: Air-Cooled Condensing Unit, Coil with Blower | 4TTR6036B1 |  | 4TXFH041CC3 | 13 | 15.5 | Yes | Yes | 2015-03-12 |  | 1
FALSE | 4TTR6036B1 | 3674 | 5867049 | TRANE | 4TTR6036B1 | AC | Split System: Air-Cooled Condensing Unit, Coil with Blower | 4TTR6036B1 |  | 4TXFH041CC3 | 13 | 15.5 | Yes | Yes | 2015-03-12 |  | 1
FALSE | 4TTR6036B1 | 3674 | 5867045 | TRANE | 4TTR6036B1 | AC | Split System: Air-Cooled Condensing Unit, Coil with Blower | 4TTR6036B1 |  | 4TXFH041CC3 | 13 | 15.5 | Yes | Yes | 2015-03-12 |  | 1
FALSE | 4TTR6036B1 | 3674 | 5867046 | TRANE | 4TTR6036B1 | AC | Split System: Air-Cooled Condensing Unit, Coil with Blower | 4TTR6036B1 |  | 4TXFH041CC3 | 12.2 | 15 | Yes | Yes | 2015-03-12 |  | 0
FALSE | 4TTR6036B1 | 3674 | 5867048 | TRANE | 4TTR6036B1 | AC | Split System: Air-Cooled Condensing Unit, Coil with Blower | 4TTR6036B1 |  | 4TXFH041CC3 | 12.5 | 15 | Yes | Yes | 2015-03-12 |  | 1
FALSE | 4TTR6036B1 | 3674 | 5867064 | TRANE | 4TTR6036B1 | AC | Split System: Air-Cooled Condensing Unit, Coil with Blower | 4TTR6036B1 |  | 4TXFH041CC3 | 12.5 | 15 | Yes | Yes | 2015-03-12 |  | 1
FALSE | 4TTR6036B1 | 3674 | 5867065 | TRANE | 4TTR6036B1 | AC | Split System: Air-Cooled Condensing Unit, Coil with Blower | 4TTR6036B1 |  | 4TXFH041CC3 | 12.5 | 15 | Yes | Yes | 2015-03-12 |  | 1
FALSE | 4TTR6036B1 | 3674 | 5867069 | TRANE | 4TTR6036B1 | AC | Split System: Air-Cooled Condensing Unit, Coil with Blower | 4TTR6036B1 |  | 4TXFH054CC3 | 13 | 16 | Yes | Yes | 2015-03-12 |  | 2
FALSE | 4TTR6036B1 | 3674 | 5867068 | TRANE | 4TTR6036B1 | AC | Split System: Air-Cooled Condensing Unit, Coil with Blower | 4TTR6036B1 |  | 4TXFH054CC3 | 12.2 | 15 | Yes | Yes | 2015-03-12 |  | 0
FALSE | 4TTR6042B1 | 3680 | 5867206 | TRANE | 4TTR6042B1 | AC | Split System: Air-Cooled Condensing Unit, Coil with Blower | 4TTR6042B1 |  | 4TXAB036BC3 | 12 | 14.5 | Yes | Yes | 2015-03-12 |  | 0
FALSE | 4TTR6042B1 | 3680 | 5867229 | TRANE | 4TTR6042B1 | AC | Split System: Air-Cooled Condensing Unit, Coil with Blower | 4TTR6042B1 |  | 4TXAB048BC3 | 12.5 | 15 | Yes | Yes | 2015-03-12 |  | 1
FALSE | 4TTR6042B1 | 3680 | 5867232 | TRANE | 4TTR6042B1 | AC | Split System: Air-Cooled Condensing Unit, Coil with Blower | 4TTR6042B1 |  | 4TXAB048BC3 | 12 | 14.5 | Yes | Yes | 2015-03-12 |  | 0
FALSE | 4TTR6042B1 | 3680 | 5867224 | TRANE | 4TTR6042B1 | AC | Split System: Air-Cooled Condensing Unit, Coil with Blower | 4TTR6042B1 |  | 4TXAB048BC3 | 12.2 | 14.5 | Yes | Yes | 2015-03-12 |  | 0
FALSE | 4TTR6042B1 | 3680 | 5867223 | TRANE | 4TTR6042B1 | AC | Split System: Air-Cooled Condensing Unit, Coil with Blower | 4TTR6042B1 |  | 4TXAB048BC3 | 12 | 14.5 | Yes | Yes | 2015-03-12 |  | 0
FALSE | 4TTR6042B1 | 3680 | 5867222 | TRANE | 4TTR6042B1 | AC | Split System: Air-Cooled Condensing Unit, Coil with Blower | 4TTR6042B1 |  | 4TXAB048BC3 | 12 | 14.5 | Yes | Yes | 2015-03-12 |  | 0
FALSE | 4TTR6036B1 | 3674 | 5866276 | TRANE | 4TTR6036B1 | AC | Split System: Air-Cooled Condensing Unit, Coil with Blower | 4TTR6036B1 |  | 4CXCC049CC3 | 12.2 | 14.5 | Yes | Yes | 2015-03-12 |  | 0
FALSE | 4TTR6036B1 | 3674 | 5866283 | TRANE | 4TTR6036B1 | AC | Split System: Air-Cooled Condensing Unit, Coil with Blower | 4TTR6036B1 |  | 4CXCC049CC3 | 12.5 | 15 | Yes | Yes | 2015-03-12 |  | 1
FALSE | 4TTR6036B1 | 3674 | 5866439 | TRANE | 4TTR6036B1 | AC | Split System: Air-Cooled Condensing Unit, Coil with Blower | 4TTR6036B1 |  | 4TXAC043BC3 | 12.2 | 14.5 | Yes | Yes | 2015-03-12 |  | 0
FALSE | 4TTR6036B1 | 3674 | 5866438 | TRANE | 4TTR6036B1 | AC | Split System: Air-Cooled Condensing Unit, Coil with Blower | 4TTR6036B1 |  | 4TXAC043BC3 | 12.2 | 14.5 | Yes | Yes | 2015-03-12 |  | 0
FALSE | 4TTR6036B1 | 3674 | 5866437 | TRANE | 4TTR6036B1 | AC | Split System: Air-Cooled Condensing Unit, Coil with Blower | 4TTR6036B1 |  | 4TXAC043BC3 | 12.2 | 14.5 | Yes | Yes | 2015-03-12 |  | 0
FALSE | 4TTR6036B1 | 3674 | 5866460 | TRANE | 4TTR6036B1 | AC | Split System: Air-Cooled Condensing Unit, Coil with Blower | 4TTR6036B1 |  | 4TXAC043BC3 | 12.2 | 14.5 | Yes | Yes | 2015-03-12 |  | 0
FALSE | 4TTR6036B1 | 3674 | 5866459 | TRANE | 4TTR6036B1 | AC | Split System: Air-Cooled Condensing Unit, Coil with Blower | 4TTR6036B1 |  | 4TXAC043BC3 | 12.2 | 14.5 | Yes | Yes | 2015-03-12 |  | 0
FALSE | 4TTR6036B1 | 3674 | 5866456 | TRANE | 4TTR6036B1 | AC | Split System: Air-Cooled Condensing Unit, Coil with Blower | 4TTR6036B1 |  | 4TXAC043BC3 | 12.5 | 15 | Yes | Yes | 2015-03-12 |  | 1
FALSE | 4TTR6036B1 | 3674 | 5866589 | TRANE | 4TTR6036B1 | AC | Split System: Air-Cooled Condensing Unit, Coil with Blower | 4TTR6036B1 |  | 4TXCB031BC3 | 12 | 14.5 | Yes | Yes | 2015-03-12 |  | 0
FALSE | 4TTR6036B1 | 3674 | 5866815 | TRANE | 4TTR6036B1 | AC | Split System: Air-Cooled Condensing Unit, Coil with Blower | 4TTR6036B1 |  | 4TXCC037BC3 | 12.2 | 14.5 | Yes | Yes | 2015-03-12 |  | 0
FALSE | 4TTR6036B1 | 3674 | 5866923 | TRANE | 4TTR6036B1 | AC | Split System: Air-Cooled Condensing Unit, Coil with Blower | 4TTR6036B1 |  | 4TXCC049BC3 | 12.5 | 15 | Yes | Yes | 2015-03-12 |  | 1
FALSE | 4TTR6036B1 | 3674 | 5866924 | TRANE | 4TTR6036B1 | AC | Split System: Air-Cooled Condensing Unit, Coil with Blower | 4TTR6036B1 |  | 4TXCC049BC3 | 12.5 | 15 | Yes | Yes | 2015-03-12 |  | 1
FALSE | 4TTR6042B1 | 3680 | 5867091 | TRANE | 4TTR6042B1 | AC | Split System: Air-Cooled Condensing Unit, Coil with Blower | 4TTR6042B1 |  | *AM4A0B42S31+TDR | 12 | 14.5 | Yes | Yes | 2015-03-12 |  | 0
FALSE | 4TTR6042B1 | 3680 | 5867093 | TRANE | 4TTR6042B1 | AC | Split System: Air-Cooled Condensing Unit, Coil with Blower | 4TTR6042B1 |  | *AM7A0C36H31 | 13 | 16 | Yes | Yes | 2015-03-12 |  | 2
FALSE | 4TTR6042B1 | 3680 | 5867094 | TRANE | 4TTR6042B1 | AC | Split System: Air-Cooled Condensing Unit, Coil with Blower | 4TTR6042B1 |  | *AM7A0C42H31 | 13 | 16 | Yes | Yes | 2015-03-12 |  | 2
FALSE | 4TTR6042B1 | 3680 | 5867252 | TRANE | 4TTR6042B1 | AC | Split System: Air-Cooled Condensing Unit, Coil with Blower | 4TTR6042B1 |  | 4TXAC037BC3 | 12 | 14.5 | Yes | Yes | 2015-03-12 |  | 0
FALSE | 4TTR6042B1 | 3680 | 5867257 | TRANE | 4TTR6042B1 | AC | Split System: Air-Cooled Condensing Unit, Coil with Blower | 4TTR6042B1 |  | 4TXAC043BC3 | 12.5 | 15 | Yes | Yes | 2015-03-12 |  | 1
FALSE | 4TTR6042B1 | 3680 | 5867095 | TRANE | 4TTR6042B1 | AC | Split System: Air-Cooled Condensing Unit, Coil with Blower | 4TTR6042B1 |  | *AM7A0C48H41 | 13 | 16 | Yes | Yes | 2015-03-12 |  | 2
FALSE | 4TTR6042B1 | 3680 | 5867096 | TRANE | 4TTR6042B1 | AC | Split System: Air-Cooled Condensing Unit, Coil with Blower | 4TTR6042B1 |  | *AM8A0C36V31+BAYCC24V | 13 | 16 | Yes | Yes | 2015-03-12 |  | 2
FALSE | 4TTR6042B1 | 3680 | 5867097 | TRANE | 4TTR6042B1 | AC | Split System: Air-Cooled Condensing Unit, Coil with Blower | 4TTR6042B1 |  | *AM8A0C42V31+BAYCC24V | 13 | 16 | Yes | Yes | 2015-03-12 |  | 2
FALSE | 4TTR6042B1 | 3680 | 5867098 | TRANE | 4TTR6042B1 | AC | Split System: Air-Cooled Condensing Unit, Coil with Blower | 4TTR6042B1 |  | *AM8A0C48V41+BAYCC24V | 13 | 16 | Yes | Yes | 2015-03-12 |  | 2
FALSE | 4TTR6042B1 | 3680 | 5867102 | TRANE | 4TTR6042B1 | AC | Split System: Air-Cooled Condensing Unit, Coil with Blower | 4TTR6042B1 |  | 4CXCB036CC3 | 12 | 14.5 | Yes | Yes | 2015-03-12 |  | 0
FALSE | 4TTR6042B1 | 3680 | 5867110 | TRANE | 4TTR6042B1 | AC | Split System: Air-Cooled Condensing Unit, Coil with Blower | 4TTR6042B1 |  | 4CXCB036CC3 | 12 | 14.5 | Yes | Yes | 2015-03-12 |  | 0
FALSE | 4TTR6042B1 | 3680 | 5867268 | TRANE | 4TTR6042B1 | AC | Split System: Air-Cooled Condensing Unit, Coil with Blower | 4TTR6042B1 |  | 4TXAC043BC3 | 12 | 14.5 | Yes | Yes | 2015-03-12 |  | 0
FALSE | 4TTR6042B1 | 3680 | 5867269 | TRANE | 4TTR6042B1 | AC | Split System: Air-Cooled Condensing Unit, Coil with Blower | 4TTR6042B1 |  | 4TXAC043BC3 | 12.5 | 15 | Yes | Yes | 2015-03-12 |  | 1
FALSE | 4TTR6042B1 | 3680 | 5867278 | TRANE | 4TTR6042B1 | AC | Split System: Air-Cooled Condensing Unit, Coil with Blower | 4TTR6042B1 |  | 4TXAC043BC3 | 12 | 14.5 | Yes | Yes | 2015-03-12 |  | 0
FALSE | 4TTR6036B1 | 3674 | 5866318 | TRANE | 4TTR6036B1 | AC | Split System: Air-Cooled Condensing Unit, Coil with Blower | 4TTR6036B1 |  | 4TXAB031BC3 | 12 | 14.5 | Yes | Yes | 2015-03-12 |  | 0
FALSE | 4TTR6036B1 | 3674 | 5866466 | TRANE | 4TTR6036B1 | AC | Split System: Air-Cooled Condensing Unit, Coil with Blower | 4TTR6036B1 |  | 4TXAC044BC3 | 12.5 | 15 | Yes | Yes | 2015-03-12 |  | 1
FALSE | 4TTR6036B1 | 3674 | 5866483 | TRANE | 4TTR6036B1 | AC | Split System: Air-Cooled Condensing Unit, Coil with Blower | 4TTR6036B1 |  | 4TXAC044BC3 | 13 | 15.5 | Yes | Yes | 2015-03-12 |  | 1
FALSE | 4TTR6036B1 | 3674 | 5866623 | TRANE | 4TTR6036B1 | AC | Split System: Air-Cooled Condensing Unit, Coil with Blower | 4TTR6036B1 |  | 4TXCB032BC3 | 12.2 | 14.5 | Yes | Yes | 2015-03-12 |  | 0
FALSE | 4TTR6036B1 | 3674 | 5866789 | TRANE | 4TTR6036B1 | AC | Split System: Air-Cooled Condensing Unit, Coil with Blower | 4TTR6036B1 |  | 4TXCC037BC3 | 12.5 | 15 | Yes | Yes | 2015-03-12 |  | 1
FALSE | 4TTR6036B1 | 3674 | 5866794 | TRANE | 4TTR6036B1 | AC | Split System: Air-Cooled Condensing Unit, Coil with Blower | 4TTR6036B1 |  | 4TXCC037BC3 | 12 | 14.5 | Yes | Yes | 2015-03-12 |  | 0
FALSE | 4TTR6036B1 | 3674 | 5866796 | TRANE | 4TTR6036B1 | AC | Split System: Air-Cooled Condensing Unit, Coil with Blower | 4TTR6036B1 |  | 4TXCC037BC3 | 12.5 | 15 | Yes | Yes | 2015-03-12 |  | 1
FALSE | 4TTR6036B1 | 3674 | 5866798 | TRANE | 4TTR6036B1 | AC | Split System: Air-Cooled Condensing Unit, Coil with Blower | 4TTR6036B1 |  | 4TXCC037BC3 | 12.5 | 15 | Yes | Yes | 2015-03-12 |  | 1
FALSE | 4TTR6036B1 | 3674 | 5866950 | TRANE | 4TTR6036B1 | AC | Split System: Air-Cooled Condensing Unit, Coil with Blower | 4TTR6036B1 |  | 4TXCC060BC3 | 12.5 | 15 | Yes | Yes | 2015-03-12 |  | 1
FALSE | 4TTR6036B1 | 3674 | 5866979 | TRANE | 4TTR6036B1 | AC | Split System: Air-Cooled Condensing Unit, Coil with Blower | 4TTR6036B1 |  | 4TXCD050BC3 | 13 | 15.5 | Yes | Yes | 2015-03-12 |  | 1
FALSE | 4TTR6042B1 | 3680 | 5867123 | TRANE | 4TTR6042B1 | AC | Split System: Air-Cooled Condensing Unit, Coil with Blower | 4TTR6042B1 |  | 4CXCB042CC3 | 12 | 14.5 | Yes | Yes | 2015-03-12 |  | 0
FALSE | 4TTR6042B1 | 3680 | 5867114 | TRANE | 4TTR6042B1 | AC | Split System: Air-Cooled Condensing Unit, Coil with Blower | 4TTR6042B1 |  | 4CXCB042CC3 | 12 | 14.5 | Yes | Yes | 2015-03-12 |  | 0
FALSE | 4TTR6042B1 | 3680 | 5867285 | TRANE | 4TTR6042B1 | AC | Split System: Air-Cooled Condensing Unit, Coil with Blower | 4TTR6042B1 |  | 4TXAC044BC3 | 12.5 | 15 | Yes | Yes | 2015-03-12 |  | 1
FALSE | 4TTR6036B1 | 3674 | 5866778 | TRANE | 4TTR6036B1 | AC | Split System: Air-Cooled Condensing Unit, Coil with Blower | 4TTR6036B1 |  | 4TXCC037BC3 | 12.5 | 15 | Yes | Yes | 2015-03-12 |  | 1
FALSE | 4TTR6036B1 | 3674 | 5866779 | TRANE | 4TTR6036B1 | AC | Split System: Air-Cooled Condensing Unit, Coil with Blower | 4TTR6036B1 |  | 4TXCC037BC3 | 12.2 | 14.5 | Yes | Yes | 2015-03-12 |  | 0
FALSE | 4TTR6036B1 | 3674 | 5866780 | TRANE | 4TTR6036B1 | AC | Split System: Air-Cooled Condensing Unit, Coil with Blower | 4TTR6036B1 |  | 4TXCC037BC3 | 12.2 | 14.5 | Yes | Yes | 2015-03-12 |  | 0
FALSE | 4TTR6036B1 | 3674 | 5866781 | TRANE | 4TTR6036B1 | AC | Split System: Air-Cooled Condensing Unit, Coil with Blower | 4TTR6036B1 |  | 4TXCC037BC3 | 12.2 | 14.5 | Yes | Yes | 2015-03-12 |  | 0
FALSE | 4TTR6042B1 | 3680 | 5867133 | TRANE | 4TTR6042B1 | AC | Split System: Air-Cooled Condensing Unit, Coil with Blower | 4TTR6042B1 |  | 4CXCC037CC3 | 12 | 14.5 | Yes | Yes | 2015-03-12 |  | 0
FALSE | 4TTR6042B1 | 3680 | 5867132 | TRANE | 4TTR6042B1 | AC | Split System: Air-Cooled Condensing Unit, Coil with Blower | 4TTR6042B1 |  | 4CXCC037CC3 | 12.5 | 15 | Yes | Yes | 2015-03-12 |  | 1
FALSE | 4TTR6042B1 | 3680 | 5867313 | TRANE | 4TTR6042B1 | AC | Split System: Air-Cooled Condensing Unit, Coil with Blower | 4TTR6042B1 |  | 4TXAC049BC3 | 12.5 | 15 | Yes | Yes | 2015-03-12 |  | 1
FALSE | 4TTR6042B1 | 3680 | 5867321 | TRANE | 4TTR6042B1 | AC | Split System: Air-Cooled Condensing Unit, Coil with Blower | 4TTR6042B1 |  | 4TXAC049BC3 | 12.5 | 15 | Yes | Yes | 2015-03-12 |  | 1
FALSE | 4TTR6042B1 | 3680 | 5867322 | TRANE | 4TTR6042B1 | AC | Split System: Air-Cooled Condensing Unit, Coil with Blower | 4TTR6042B1 |  | 4TXAC049BC3 | 12 | 14.5 | Yes | Yes | 2015-03-12 |  | 0
FALSE | 4TTR6042B1 | 3680 | 5867324 | TRANE | 4TTR6042B1 | AC | Split System: Air-Cooled Condensing Unit, Coil with Blower | 4TTR6042B1 |  | 4TXAC049BC3 | 12 | 14.5 | Yes | Yes | 2015-03-12 |  | 0
FALSE | 4TTR6042B1 | 3680 | 5867304 | TRANE | 4TTR6042B1 | AC | Split System: Air-Cooled Condensing Unit, Coil with Blower | 4TTR6042B1 |  | 4TXAC049BC3 | 12.5 | 15 | Yes | Yes | 2015-03-12 |  | 1
FALSE | 4TTR6036B1 | 3674 | 5866347 | TRANE | 4TTR6036B1 | AC | Split System: Air-Cooled Condensing Unit, Coil with Blower | 4TTR6036B1 |  | 4TXAB032BC3 | 12.2 | 14.5 | Yes | Yes | 2015-03-12 |  | 0
FALSE | 4TTR6036B1 | 3674 | 5866329 | TRANE | 4TTR6036B1 | AC | Split System: Air-Cooled Condensing Unit, Coil with Blower | 4TTR6036B1 |  | 4TXAB032BC3 | 12 | 14.5 | Yes | Yes | 2015-03-12 |  | 0
FALSE | 4TTR6036B1 | 3674 | 5866330 | TRANE | 4TTR6036B1 | AC | Split System: Air-Cooled Condensing Unit, Coil with Blower | 4TTR6036B1 |  | 4TXAB032BC3 | 12 | 14.5 | Yes | Yes | 2015-03-12 |  | 0
FALSE | 4TTR6036B1 | 3674 | 5866358 | TRANE | 4TTR6036B1 | AC | Split System: Air-Cooled Condensing Unit, Coil with Blower | 4TTR6036B1 |  | 4TXAB036BC3 | 12.2 | 14.5 | Yes | Yes | 2015-03-12 |  | 0
FALSE | 4TTR6036B1 | 3674 | 5866357 | TRANE | 4TTR6036B1 | AC | Split System: Air-Cooled Condensing Unit, Coil with Blower | 4TTR6036B1 |  | 4TXAB036BC3 | 12.2 | 14.5 | Yes | Yes | 2015-03-12 |  | 0
FALSE | 4TTR6036B1 | 3674 | 5866356 | TRANE | 4TTR6036B1 | AC | Split System: Air-Cooled Condensing Unit, Coil with Blower | 4TTR6036B1 |  | 4TXAB036BC3 | 12.2 | 14.5 | Yes | Yes | 2015-03-12 |  | 0
FALSE | 4TTR6036B1 | 3674 | 5866355 | TRANE | 4TTR6036B1 | AC | Split System: Air-Cooled Condensing Unit, Coil with Blower | 4TTR6036B1 |  | 4TXAB036BC3 | 12.2 | 14.5 | Yes | Yes | 2015-03-12 |  | 0
FALSE | 4TTR6036B1 | 3674 | 5866511 | TRANE | 4TTR6036B1 | AC | Split System: Air-Cooled Condensing Unit, Coil with Blower | 4TTR6036B1 |  | 4TXAC049BC3 | 12.5 | 15 | Yes | Yes | 2015-03-12 |  | 1
FALSE | 4TTR6036B1 | 3674 | 5866494 | TRANE | 4TTR6036B1 | AC | Split System: Air-Cooled Condensing Unit, Coil with Blower | 4TTR6036B1 |  | 4TXAC049BC3 | 13 | 15.5 | Yes | Yes | 2015-03-12 |  | 1
FALSE | 4TTR6036B1 | 3674 | 5866496 | TRANE | 4TTR6036B1 | AC | Split System: Air-Cooled Condensing Unit, Coil with Blower | 4TTR6036B1 |  | 4TXAC049BC3 | 12.2 | 14.5 | Yes | Yes | 2015-03-12 |  | 0
FALSE | 4TTR6036B1 | 3674 | 5866668 | TRANE | 4TTR6036B1 | AC | Split System: Air-Cooled Condensing Unit, Coil with Blower | 4TTR6036B1 |  | 4TXCB036BC3 | 12.2 | 14.5 | Yes | Yes | 2015-03-12 |  | 0
FALSE | 4TTR6036B1 | 3674 | 5866658 | TRANE | 4TTR6036B1 | AC | Split System: Air-Cooled Condensing Unit, Coil with Blower | 4TTR6036B1 |  | 4TXCB036BC3 | 12 | 14.5 | Yes | Yes | 2015-03-12 |  | 0
FALSE | 4TTR6036B1 | 3674 | 5866660 | TRANE | 4TTR6036B1 | AC | Split System: Air-Cooled Condensing Unit, Coil with Blower | 4TTR6036B1 |  | 4TXCB036BC3 | 12 | 14.5 | Yes | Yes | 2015-03-12 |  | 0
FALSE | 4TTR6036B1 | 3674 | 5866846 | TRANE | 4TTR6036B1 | AC | Split System: Air-Cooled Condensing Unit, Coil with Blower | 4TTR6036B1 |  | 4TXCC043BC3 | 12.5 | 15 | Yes | Yes | 2015-03-12 |  | 1
FALSE | 4TTR6036B1 | 3674 | 5866851 | TRANE | 4TTR6036B1 | AC | Split System: Air-Cooled Condensing Unit, Coil with Blower | 4TTR6036B1 |  | 4TXCC043BC3 | 12 | 14.5 | Yes | Yes | 2015-03-12 |  | 0
FALSE | 4TTR6036B1 | 3674 | 5866817 | TRANE | 4TTR6036B1 | AC | Split System: Air-Cooled Condensing Unit, Coil with Blower | 4TTR6036B1 |  | 4TXCC043BC3 | 12.5 | 15 | Yes | Yes | 2015-03-12 |  | 1
FALSE | 4TTR6036B1 | 3674 | 5866853 | TRANE | 4TTR6036B1 | AC | Split System: Air-Cooled Condensing Unit, Coil with Blower | 4TTR6036B1 |  | 4TXCC043BC3 | 12.5 | 15 | Yes | Yes | 2015-03-12 |  | 1
FALSE | 4TTR6042B1 | 3680 | 5867157 | TRANE | 4TTR6042B1 | AC | Split System: Air-Cooled Condensing Unit, Coil with Blower | 4TTR6042B1 |  | 4CXCC043CC3 | 12 | 14.5 | Yes | Yes | 2015-03-12 |  | 0
FALSE | 4TTR6042B1 | 3680 | 5867158 | TRANE | 4TTR6042B1 | AC | Split System: Air-Cooled Condensing Unit, Coil with Blower | 4TTR6042B1 |  | 4CXCC043CC3 | 12.5 | 15 | Yes | Yes | 2015-03-12 |  | 1
FALSE | 4TTR6042B1 | 3680 | 5867244 | TRANE | 4TTR6042B1 | AC | Split System: Air-Cooled Condensing Unit, Coil with Blower | 4TTR6042B1 |  | 4TXAC037BC3 | 12.5 | 15 | Yes | Yes | 2015-03-12 |  | 1
FALSE | 4TTR6042B1 | 3680 | 5867247 | TRANE | 4TTR6042B1 | AC | Split System: Air-Cooled Condensing Unit, Coil with Blower | 4TTR6042B1 |  | 4TXAC037BC3 | 12.5 | 15 | Yes | Yes | 2015-03-12 |  | 1
FALSE | 4TTR6042B1 | 3680 | 5867235 | TRANE | 4TTR6042B1 | AC | Split System: Air-Cooled Condensing Unit, Coil with Blower | 4TTR6042B1 |  | 4TXAC037BC3 | 12 | 14.5 | Yes | Yes | 2015-03-12 |  | 0
FALSE | 4TTR6042B1 | 3680 | 5867237 | TRANE | 4TTR6042B1 | AC | Split System: Air-Cooled Condensing Unit, Coil with Blower | 4TTR6042B1 |  | 4TXAC037BC3 | 12 | 14.5 | Yes | Yes | 2015-03-12 |  | 0
FALSE | 4TTR6042B1 | 3680 | 5867238 | TRANE | 4TTR6042B1 | AC | Split System: Air-Cooled Condensing Unit, Coil with Blower | 4TTR6042B1 |  | 4TXAC037BC3 | 12.5 | 15 | Yes | Yes | 2015-03-12 |  | 1
FALSE | 4TTR6036B1 | 3674 | 5866366 | TRANE | 4TTR6036B1 | AC | Split System: Air-Cooled Condensing Unit, Coil with Blower | 4TTR6036B1 |  | 4TXAB036BC3 | 12 | 14.5 | Yes | Yes | 2015-03-12 |  | 0
FALSE | 4TTR6036B1 | 3674 | 5866367 | TRANE | 4TTR6036B1 | AC | Split System: Air-Cooled Condensing Unit, Coil with Blower | 4TTR6036B1 |  | 4TXAB036BC3 | 12 | 14.5 | Yes | Yes | 2015-03-12 |  | 0
FALSE | 4TTR6036B1 | 3674 | 5866379 | TRANE | 4TTR6036B1 | AC | Split System: Air-Cooled Condensing Unit, Coil with Blower | 4TTR6036B1 |  | 4TXAB042BC3 | 12.2 | 14.5 | Yes | Yes | 2015-03-12 |  | 0
FALSE | 4TTR6036B1 | 3674 | 5866378 | TRANE | 4TTR6036B1 | AC | Split System: Air-Cooled Condensing Unit, Coil with Blower | 4TTR6036B1 |  | 4TXAB042BC3 | 12.2 | 14.5 | Yes | Yes | 2015-03-12 |  | 0
FALSE | 4TTR6036B1 | 3674 | 5866377 | TRANE | 4TTR6036B1 | AC | Split System: Air-Cooled Condensing Unit, Coil with Blower | 4TTR6036B1 |  | 4TXAB042BC3 | 12.2 | 14.5 | Yes | Yes | 2015-03-12 |  | 0
FALSE | 4TTR6036B1 | 3674 | 5866376 | TRANE | 4TTR6036B1 | AC | Split System: Air-Cooled Condensing Unit, Coil with Blower | 4TTR6036B1 |  | 4TXAB042BC3 | 12.2 | 14.5 | Yes | Yes | 2015-03-12 |  | 0
FALSE | 4TTR6036B1 | 3674 | 5866375 | TRANE | 4TTR6036B1 | AC | Split System: Air-Cooled Condensing Unit, Coil with Blower | 4TTR6036B1 |  | 4TXAB042BC3 | 12.2 | 14.5 | Yes | Yes | 2015-03-12 |  | 0
FALSE | 4TTR6036B1 | 3674 | 5866372 | TRANE | 4TTR6036B1 | AC | Split System: Air-Cooled Condensing Unit, Coil with Blower | 4TTR6036B1 |  | 4TXAB042BC3 | 12.2 | 14.5 | Yes | Yes | 2015-03-12 |  | 0
FALSE | 4TTR6036B1 | 3674 | 5866531 | TRANE | 4TTR6036B1 | AC | Split System: Air-Cooled Condensing Unit, Coil with Blower | 4TTR6036B1 |  | 4TXAC060BC3 | 12.5 | 15 | Yes | Yes | 2015-03-12 |  | 1
FALSE | 4TTR6030B1 | 3522 | 5865638 | TRANE | 4TTR6030B1 | AC | Split System: Air-Cooled Condensing Unit, Coil with Blower | 4TTR6030B1 |  | 4TXAC037BC3 | 12.5 | 15 | Yes | Yes | 2015-03-12 |  | 1
FALSE | 4TTR6030B1 | 3522 | 5865637 | TRANE | 4TTR6030B1 | AC | Split System: Air-Cooled Condensing Unit, Coil with Blower | 4TTR6030B1 |  | 4TXAC037BC3 | 12.5 | 15 | Yes | Yes | 2015-03-12 |  | 1
FALSE | 4TTR6030B1 | 3522 | 5865634 | TRANE | 4TTR6030B1 | AC | Split System: Air-Cooled Condensing Unit, Coil with Blower | 4TTR6030B1 |  | 4TXAC037BC3 | 12.5 | 15 | Yes | Yes | 2015-03-12 |  | 1
FALSE | 4TTR6030B1 | 3522 | 5865635 | TRANE | 4TTR6030B1 | AC | Split System: Air-Cooled Condensing Unit, Coil with Blower | 4TTR6030B1 |  | 4TXAC037BC3 | 12.5 | 15 | Yes | Yes | 2015-03-12 |  | 1
FALSE | 4TTR6030B1 | 3522 | 5865681 | TRANE | 4TTR6030B1 | AC | Split System: Air-Cooled Condensing Unit, Coil with Blower | 4TTR6030B1 |  | 4TXAC044BC3 | 12.5 | 15 | Yes | Yes | 2015-03-12 |  | 1
FALSE | 4TTR6030B1 | 3522 | 5865682 | TRANE | 4TTR6030B1 | AC | Split System: Air-Cooled Condensing Unit, Coil with Blower | 4TTR6030B1 |  | 4TXAC044BC3 | 12.5 | 15 | Yes | Yes | 2015-03-12 |  | 1
FALSE | 4TTR6030B1 | 3522 | 5865766 | TRANE | 4TTR6030B1 | AC | Split System: Air-Cooled Condensing Unit, Coil with Blower | 4TTR6030B1 |  | 4TXCB031BC3 | 12.5 | 14.5 | Yes | Yes | 2015-03-12 |  | 0
FALSE | 4TTR6030B1 | 3522 | 5865771 | TRANE | 4TTR6030B1 | AC | Split System: Air-Cooled Condensing Unit, Coil with Blower | 4TTR6030B1 |  | 4TXCB031BC3 | 12.5 | 14.5 | Yes | Yes | 2015-03-12 |  | 0
FALSE | 4TTR6030B1 | 3522 | 5865775 | TRANE | 4TTR6030B1 | AC | Split System: Air-Cooled Condensing Unit, Coil with Blower | 4TTR6030B1 |  | 4TXCB031BC3 | 12.5 | 14.5 | Yes | Yes | 2015-03-12 |  | 0
FALSE | 4TTR6030B1 | 3522 | 5865860 | TRANE | 4TTR6030B1 | AC | Split System: Air-Cooled Condensing Unit, Coil with Blower | 4TTR6030B1 |  | 4TXCB036BC3 | 12.5 | 15 | Yes | Yes | 2015-03-12 |  | 1
FALSE | 4TTR6030B1 | 3522 | 5865861 | TRANE | 4TTR6030B1 | AC | Split System: Air-Cooled Condensing Unit, Coil with Blower | 4TTR6030B1 |  | 4TXCB036BC3 | 12.5 | 15 | Yes | Yes | 2015-03-12 |  | 1
FALSE | 4TTR6030B1 | 3522 | 5865868 | TRANE | 4TTR6030B1 | AC | Split System: Air-Cooled Condensing Unit, Coil with Blower | 4TTR6030B1 |  | 4TXCB036BC3 | 12.5 | 14.5 | Yes | Yes | 2015-03-12 |  | 0
FALSE | 4TTR6030B1 | 3522 | 5865928 | TRANE | 4TTR6030B1 | AC | Split System: Air-Cooled Condensing Unit, Coil with Blower | 4TTR6030B1 |  | 4TXCC005CC3 | 12.5 | 14.75 | Yes | Yes | 2015-03-12 |  | 0
FALSE | 4TTR6030B1 | 3522 | 5865930 | TRANE | 4TTR6030B1 | AC | Split System: Air-Cooled Condensing Unit, Coil with Blower | 4TTR6030B1 |  | 4TXCC005CC3 | 12.5 | 14.75 | Yes | Yes | 2015-03-12 |  | 0
FALSE | 4TTR6030B1 | 3522 | 5865921 | TRANE | 4TTR6030B1 | AC | Split System: Air-Cooled Condensing Unit, Coil with Blower | 4TTR6030B1 |  | 4TXCC005CC3 | 13 | 16 | Yes | Yes | 2015-03-12 |  | 2
FALSE | 4TTR6030B1 | 3522 | 5865923 | TRANE | 4TTR6030B1 | AC | Split System: Air-Cooled Condensing Unit, Coil with Blower | 4TTR6030B1 |  | 4TXCC005CC3 | 13 | 16 | Yes | Yes | 2015-03-12 |  | 2
FALSE | 4TTR6030B1 | 3522 | 5865952 | TRANE | 4TTR6030B1 | AC | Split System: Air-Cooled Condensing Unit, Coil with Blower | 4TTR6030B1 |  | 4TXCC037BC3 | 12.5 | 15.5 | Yes | Yes | 2015-03-12 |  | 1
FALSE | 4TTR6030B1 | 3522 | 5865954 | TRANE | 4TTR6030B1 | AC | Split System: Air-Cooled Condensing Unit, Coil with Blower | 4TTR6030B1 |  | 4TXCC037BC3 | 12.5 | 14.5 | Yes | Yes | 2015-03-12 |  | 0
FALSE | 4TTR6030B1 | 3522 | 5865956 | TRANE | 4TTR6030B1 | AC | Split System: Air-Cooled Condensing Unit, Coil with Blower | 4TTR6030B1 |  | 4TXCC037BC3 | 12.5 | 14.5 | Yes | Yes | 2015-03-12 |  | 0
FALSE | 4TTR6030B1 | 3522 | 5865957 | TRANE | 4TTR6030B1 | AC | Split System: Air-Cooled Condensing Unit, Coil with Blower | 4TTR6030B1 |  | 4TXCC037BC3 | 12.5 | 15 | Yes | Yes | 2015-03-12 |  | 1
FALSE | 4TTR6030B1 | 3522 | 5865958 | TRANE | 4TTR6030B1 | AC | Split System: Air-Cooled Condensing Unit, Coil with Blower | 4TTR6030B1 |  | 4TXCC037BC3 | 13 | 15.25 | Yes | Yes | 2015-03-12 |  | 1
FALSE | 4TTR6030B1 | 3522 | 5865959 | TRANE | 4TTR6030B1 | AC | Split System: Air-Cooled Condensing Unit, Coil with Blower | 4TTR6030B1 |  | 4TXCC037BC3 | 13 | 15.25 | Yes | Yes | 2015-03-12 |  | 1
FALSE | 4TTR6030B1 | 3522 | 5865786 | TRANE | 4TTR6030B1 | AC | Split System: Air-Cooled Condensing Unit, Coil with Blower | 4TTR6030B1 |  | 4TXCB031BC3 | 12.5 | 15 | Yes | Yes | 2015-03-12 |  | 1
FALSE | 4TTR6030B1 | 3522 | 5865787 | TRANE | 4TTR6030B1 | AC | Split System: Air-Cooled Condensing Unit, Coil with Blower | 4TTR6030B1 |  | 4TXCB031BC3 | 12.5 | 15 | Yes | Yes | 2015-03-12 |  | 1
FALSE | 4TTR6030B1 | 3522 | 5865788 | TRANE | 4TTR6030B1 | AC | Split System: Air-Cooled Condensing Unit, Coil with Blower | 4TTR6030B1 |  | 4TXCB031BC3 | 12.5 | 15 | Yes | Yes | 2015-03-12 |  | 1
FALSE | 4TTR6030B1 | 3522 | 5865790 | TRANE | 4TTR6030B1 | AC | Split System: Air-Cooled Condensing Unit, Coil with Blower | 4TTR6030B1 |  | 4TXCB031BC3 | 12.5 | 14.5 | Yes | Yes | 2015-03-12 |  | 0
FALSE | 4TTR6030B1 | 3522 | 5865793 | TRANE | 4TTR6030B1 | AC | Split System: Air-Cooled Condensing Unit, Coil with Blower | 4TTR6030B1 |  | 4TXCB031BC3 | 12.5 | 14.5 | Yes | Yes | 2015-03-12 |  | 0
FALSE | 4TTR6030B1 | 3522 | 5865794 | TRANE | 4TTR6030B1 | AC | Split System: Air-Cooled Condensing Unit, Coil with Blower | 4TTR6030B1 |  | 4TXCB031BC3 | 12.5 | 14.75 | Yes | Yes | 2015-03-12 |  | 0
FALSE | 4TTR6030B1 | 3522 | 5865870 | TRANE | 4TTR6030B1 | AC | Split System: Air-Cooled Condensing Unit, Coil with Blower | 4TTR6030B1 |  | 4TXCB036BC3 | 12.5 | 15 | Yes | Yes | 2015-03-12 |  | 1
FALSE | 4TTR6030B1 | 3522 | 5865839 | TRANE | 4TTR6030B1 | AC | Split System: Air-Cooled Condensing Unit, Coil with Blower | 4TTR6030B1 |  | 4TXCB036BC3 | 12.5 | 15.5 | Yes | Yes | 2015-03-12 |  | 1
FALSE | 4TTR6030B1 | 3522 | 5865842 | TRANE | 4TTR6030B1 | AC | Split System: Air-Cooled Condensing Unit, Coil with Blower | 4TTR6030B1 |  | 4TXCB036BC3 | 12.5 | 14.5 | Yes | Yes | 2015-03-12 |  | 0
FALSE | 4TTR6030B1 | 3522 | 5865843 | TRANE | 4TTR6030B1 | AC | Split System: Air-Cooled Condensing Unit, Coil with Blower | 4TTR6030B1 |  | 4TXCB036BC3 | 12.5 | 14.5 | Yes | Yes | 2015-03-12 |  | 0
FALSE | 4TTR6030B1 | 3522 | 5865844 | TRANE | 4TTR6030B1 | AC | Split System: Air-Cooled Condensing Unit, Coil with Blower | 4TTR6030B1 |  | 4TXCB036BC3 | 12.5 | 14.5 | Yes | Yes | 2015-03-12 |  | 0
FALSE | 4TTR6030B1 | 3522 | 5865920 | TRANE | 4TTR6030B1 | AC | Split System: Air-Cooled Condensing Unit, Coil with Blower | 4TTR6030B1 |  | 4TXCC005CC3 | 13 | 15.25 | Yes | Yes | 2015-03-12 |  | 1
FALSE | 4TTR6030B1 | 3522 | 5865975 | TRANE | 4TTR6030B1 | AC | Split System: Air-Cooled Condensing Unit, Coil with Blower | 4TTR6030B1 |  | 4TXCC037BC3 | 12.5 | 15 | Yes | Yes | 2015-03-12 |  | 1
FALSE | 4TTR6030B1 | 3522 | 5866000 | TRANE | 4TTR6030B1 | AC | Split System: Air-Cooled Condensing Unit, Coil with Blower | 4TTR6030B1 |  | 4TXCC043BC3 | 12.5 | 15 | Yes | Yes | 2015-03-12 |  | 1
FALSE | 4TTR6030B1 | 3522 | 5866001 | TRANE | 4TTR6030B1 | AC | Split System: Air-Cooled Condensing Unit, Coil with Blower | 4TTR6030B1 |  | 4TXCC043BC3 | 12.5 | 15 | Yes | Yes | 2015-03-12 |  | 1
FALSE | 4TTR6030B1 | 3522 | 5866002 | TRANE | 4TTR6030B1 | AC | Split System: Air-Cooled Condensing Unit, Coil with Blower | 4TTR6030B1 |  | 4TXCC043BC3 | 12.5 | 15 | Yes | Yes | 2015-03-12 |  | 1
FALSE | 4TTR6030B1 | 3522 | 5865997 | TRANE | 4TTR6030B1 | AC | Split System: Air-Cooled Condensing Unit, Coil with Blower | 4TTR6030B1 |  | 4TXCC043BC3 | 12.5 | 15 | Yes | Yes | 2015-03-12 |  | 1
FALSE | 4TTR6030B1 | 3522 | 5866029 | TRANE | 4TTR6030B1 | AC | Split System: Air-Cooled Condensing Unit, Coil with Blower | 4TTR6030B1 |  | 4TXCC044BC3 | 12.5 | 15.5 | Yes | Yes | 2015-03-12 |  | 1
FALSE | 4TTR6030B1 | 3522 | 5866038 | TRANE | 4TTR6030B1 | AC | Split System: Air-Cooled Condensing Unit, Coil with Blower | 4TTR6030B1 |  | 4TXCC044BC3 | 12.5 | 14.75 | Yes | Yes | 2015-03-12 |  | 0
FALSE | 4TTR6030B1 | 3522 | 5866040 | TRANE | 4TTR6030B1 | AC | Split System: Air-Cooled Condensing Unit, Coil with Blower | 4TTR6030B1 |  | 4TXCC044BC3 | 12.5 | 15 | Yes | Yes | 2015-03-12 |  | 1
FALSE | 4TTR6030B1 | 3522 | 5866041 | TRANE | 4TTR6030B1 | AC | Split System: Air-Cooled Condensing Unit, Coil with Blower | 4TTR6030B1 |  | 4TXCC044BC3 | 12.5 | 15 | Yes | Yes | 2015-03-12 |  | 1
FALSE | 4TTR6030B1 | 3522 | 5865580 | TRANE | 4TTR6030B1 | AC | Split System: Air-Cooled Condensing Unit, Coil with Blower | 4TTR6030B1 |  | 4TXAB032BC3 | 12.5 | 15 | Yes | Yes | 2015-03-12 |  | 1
FALSE | 4TTR6030B1 | 3522 | 5865904 | TRANE | 4TTR6030B1 | AC | Split System: Air-Cooled Condensing Unit, Coil with Blower | 4TTR6030B1 |  | 4TXCC005CC3 | 13 | 15 | Yes | Yes | 2015-03-12 |  | 1
FALSE | 4TTR6030B1 | 3522 | 5865906 | TRANE | 4TTR6030B1 | AC | Split System: Air-Cooled Condensing Unit, Coil with Blower | 4TTR6030B1 |  | 4TXCC005CC3 | 13 | 15 | Yes | Yes | 2015-03-12 |  | 1
FALSE | 4TTR6030B1 | 3522 | 5865934 | TRANE | 4TTR6030B1 | AC | Split System: Air-Cooled Condensing Unit, Coil with Blower | 4TTR6030B1 |  | 4TXCC006CC3 | 12.2 | 14.5 | Yes | Yes | 2015-03-12 |  | 0
FALSE | 4TTR6030B1 | 3522 | 5865948 | TRANE | 4TTR6030B1 | AC | Split System: Air-Cooled Condensing Unit, Coil with Blower | 4TTR6030B1 |  | 4TXCC007CC3 | 12.5 | 14.75 | Yes | Yes | 2015-03-12 |  | 0
FALSE | 4TTR6030B1 | 3522 | 5866018 | TRANE | 4TTR6030B1 | AC | Split System: Air-Cooled Condensing Unit, Coil with Blower | 4TTR6030B1 |  | 4TXCC043BC3 | 12.5 | 15 | Yes | Yes | 2015-03-12 |  | 1
FALSE | 4TTR6030B1 | 3522 | 5866019 | TRANE | 4TTR6030B1 | AC | Split System: Air-Cooled Condensing Unit, Coil with Blower | 4TTR6030B1 |  | 4TXCC043BC3 | 12.5 | 15 | Yes | Yes | 2015-03-12 |  | 1
FALSE | 4TTR6030B1 | 3522 | 5866028 | TRANE | 4TTR6030B1 | AC | Split System: Air-Cooled Condensing Unit, Coil with Blower | 4TTR6030B1 |  | 4TXCC043BC3 | 12.5 | 15.5 | Yes | Yes | 2015-03-12 |  | 1
FALSE | 4TTR6030B1 | 3522 | 5866071 | TRANE | 4TTR6030B1 | AC | Split System: Air-Cooled Condensing Unit, Coil with Blower | 4TTR6030B1 |  | 4TXCC044BC3 | 13 | 15 | Yes | Yes | 2015-03-12 |  | 1
FALSE | 4TTR6030B1 | 3522 | 5866079 | TRANE | 4TTR6030B1 | AC | Split System: Air-Cooled Condensing Unit, Coil with Blower | 4TTR6030B1 |  | 4TXCC049BC3 | 13 | 15.5 | Yes | Yes | 2015-03-12 |  | 1
FALSE | 4TTR6030B1 | 3522 | 5866081 | TRANE | 4TTR6030B1 | AC | Split System: Air-Cooled Condensing Unit, Coil with Blower | 4TTR6030B1 |  | 4TXCC049BC3 | 13 | 15 | Yes | Yes | 2015-03-12 |  | 1
FALSE | 4TTR6030B1 | 3522 | 5866077 | TRANE | 4TTR6030B1 | AC | Split System: Air-Cooled Condensing Unit, Coil with Blower | 4TTR6030B1 |  | 4TXCC049BC3 | 12.5 | 14.75 | Yes | Yes | 2015-03-12 |  | 0
FALSE | 4TTR6030B1 | 3522 | 5866083 | TRANE | 4TTR6030B1 | AC | Split System: Air-Cooled Condensing Unit, Coil with Blower | 4TTR6030B1 |  | 4TXFH033CC3 | 12.5 | 14.5 | Yes | Yes | 2015-03-12 |  | 0
FALSE | 4TTR6030B1 | 3522 | 5865595 | TRANE | 4TTR6030B1 | AC | Split System: Air-Cooled Condensing Unit, Coil with Blower | 4TTR6030B1 |  | 4TXAB032BC3 | 12.5 | 14.5 | Yes | Yes | 2015-03-12 |  | 0
FALSE | 4TTR6030B1 | 3522 | 5865577 | TRANE | 4TTR6030B1 | AC | Split System: Air-Cooled Condensing Unit, Coil with Blower | 4TTR6030B1 |  | 4TXAB032BC3 | 12.5 | 14.5 | Yes | Yes | 2015-03-12 |  | 0
FALSE | 4TTR6030B1 | 3522 | 5865578 | TRANE | 4TTR6030B1 | AC | Split System: Air-Cooled Condensing Unit, Coil with Blower | 4TTR6030B1 |  | 4TXAB032BC3 | 12.5 | 15 | Yes | Yes | 2015-03-12 |  | 1
FALSE | 4TTR6030B1 | 3522 | 5865604 | TRANE | 4TTR6030B1 | AC | Split System: Air-Cooled Condensing Unit, Coil with Blower | 4TTR6030B1 |  | 4TXAB036BC3 | 12.5 | 15 | Yes | Yes | 2015-03-12 |  | 1
FALSE | 4TTR6030B1 | 3522 | 5865603 | TRANE | 4TTR6030B1 | AC | Split System: Air-Cooled Condensing Unit, Coil with Blower | 4TTR6030B1 |  | 4TXAB036BC3 | 12.5 | 15 | Yes | Yes | 2015-03-12 |  | 1
FALSE | 4TTR6030B1 | 3522 | 5865599 | TRANE | 4TTR6030B1 | AC | Split System: Air-Cooled Condensing Unit, Coil with Blower | 4TTR6030B1 |  | 4TXAB036BC3 | 12.5 | 14.5 | Yes | Yes | 2015-03-12 |  | 0
FALSE | 4TTR6030B1 | 3522 | 5865664 | TRANE | 4TTR6030B1 | AC | Split System: Air-Cooled Condensing Unit, Coil with Blower | 4TTR6030B1 |  | 4TXAC043BC3 | 12.5 | 14.5 | Yes | Yes | 2015-03-12 |  | 0
FALSE | 4TTR6030B1 | 3522 | 5865662 | TRANE | 4TTR6030B1 | AC | Split System: Air-Cooled Condensing Unit, Coil with Blower | 4TTR6030B1 |  | 4TXAC043BC3 | 12.5 | 14.5 | Yes | Yes | 2015-03-12 |  | 0
FALSE | 4TTR6030B1 | 3522 | 5865661 | TRANE | 4TTR6030B1 | AC | Split System: Air-Cooled Condensing Unit, Coil with Blower | 4TTR6030B1 |  | 4TXAC043BC3 | 12.5 | 15 | Yes | Yes | 2015-03-12 |  | 1
FALSE | 4TTR6030B1 | 3522 | 5865658 | TRANE | 4TTR6030B1 | AC | Split System: Air-Cooled Condensing Unit, Coil with Blower | 4TTR6030B1 |  | 4TXAC043BC3 | 12.5 | 15 | Yes | Yes | 2015-03-12 |  | 1
FALSE | 4TTR6030B1 | 3522 | 5866011 | TRANE | 4TTR6030B1 | AC | Split System: Air-Cooled Condensing Unit, Coil with Blower | 4TTR6030B1 |  | 4TXCC043BC3 | 13 | 15.25 | Yes | Yes | 2015-03-12 |  | 1
FALSE | 4TTR6030B1 | 3522 | 5866013 | TRANE | 4TTR6030B1 | AC | Split System: Air-Cooled Condensing Unit, Coil with Blower | 4TTR6030B1 |  | 4TXCC043BC3 | 12.2 | 14.5 | Yes | Yes | 2015-03-12 |  | 0
FALSE | 4TTR6030B1 | 3522 | 5866015 | TRANE | 4TTR6030B1 | AC | Split System: Air-Cooled Condensing Unit, Coil with Blower | 4TTR6030B1 |  | 4TXCC043BC3 | 12.5 | 15 | Yes | Yes | 2015-03-12 |  | 1
FALSE | 4TTR6030B1 | 3522 | 5866088 | TRANE | 4TTR6030B1 | AC | Split System: Air-Cooled Condensing Unit, Coil with Blower | 4TTR6030B1 |  | 4TXFH033CC3 | 12.5 | 14.75 | Yes | Yes | 2015-03-12 |  | 0
FALSE | 4TTR6030B1 | 3522 | 5866104 | TRANE | 4TTR6030B1 | AC | Split System: Air-Cooled Condensing Unit, Coil with Blower | 4TTR6030B1 |  | 4TXFH036CZ3 | 13 | 15.5 | Yes | Yes | 2015-03-12 |  | 1
FALSE | 4TTR6030B1 | 3522 | 5866103 | TRANE | 4TTR6030B1 | AC | Split System: Air-Cooled Condensing Unit, Coil with Blower | 4TTR6030B1 |  | 4TXFH036CZ3 | 13 | 15.5 | Yes | Yes | 2015-03-12 |  | 1
FALSE | 4TTR6030B1 | 3522 | 5866100 | TRANE | 4TTR6030B1 | AC | Split System: Air-Cooled Condensing Unit, Coil with Blower | 4TTR6030B1 |  | 4TXFH036CZ3 | 13.5 | 16 | Yes | Yes | 2015-03-12 |  | 2
FALSE | 4TTR6030B1 | 3522 | 5865597 | TRANE | 4TTR6030B1 | AC | Split System: Air-Cooled Condensing Unit, Coil with Blower | 4TTR6030B1 |  | 4TXAB036BC3 | 12.5 | 15 | Yes | Yes | 2015-03-12 |  | 1
FALSE | 4TTR6030B1 | 3522 | 5865614 | TRANE | 4TTR6030B1 | AC | Split System: Air-Cooled Condensing Unit, Coil with Blower | 4TTR6030B1 |  | 4TXAB036BC3 | 12.5 | 15.5 | Yes | Yes | 2015-03-12 |  | 1
FALSE | 4TTR6030B1 | 3522 | 5865611 | TRANE | 4TTR6030B1 | AC | Split System: Air-Cooled Condensing Unit, Coil with Blower | 4TTR6030B1 |  | 4TXAB036BC3 | 12.5 | 14.5 | Yes | Yes | 2015-03-12 |  | 0
FALSE | 4TTR6030B1 | 3522 | 5865610 | TRANE | 4TTR6030B1 | AC | Split System: Air-Cooled Condensing Unit, Coil with Blower | 4TTR6030B1 |  | 4TXAB036BC3 | 12.5 | 14.5 | Yes | Yes | 2015-03-12 |  | 0
FALSE | 4TTR6030B1 | 3522 | 5865609 | TRANE | 4TTR6030B1 | AC | Split System: Air-Cooled Condensing Unit, Coil with Blower | 4TTR6030B1 |  | 4TXAB036BC3 | 12.5 | 14.5 | Yes | Yes | 2015-03-12 |  | 0
FALSE | 4TTR6030B1 | 3522 | 5865608 | TRANE | 4TTR6030B1 | AC | Split System: Air-Cooled Condensing Unit, Coil with Blower | 4TTR6030B1 |  | 4TXAB036BC3 | 12.5 | 15 | Yes | Yes | 2015-03-12 |  | 1
FALSE | 4TTR6030B1 | 3522 | 5865622 | TRANE | 4TTR6030B1 | AC | Split System: Air-Cooled Condensing Unit, Coil with Blower | 4TTR6030B1 |  | 4TXAB042BC3 | 12.5 | 15 | Yes | Yes | 2015-03-12 |  | 1
FALSE | 4TTR6042B1 | 3680 | 5867379 | TRANE | 4TTR6042B1 | AC | Split System: Air-Cooled Condensing Unit, Coil with Blower | 4TTR6042B1 |  | 4TXCB042BC3 | 12 | 14.5 | Yes | Yes | 2015-03-12 |  | 0
FALSE | 4TTR6042B1 | 3680 | 5867374 | TRANE | 4TTR6042B1 | AC | Split System: Air-Cooled Condensing Unit, Coil with Blower | 4TTR6042B1 |  | 4TXCB042BC3 | 12 | 14.5 | Yes | Yes | 2015-03-12 |  | 0
FALSE | 4TTR6042B1 | 3680 | 5867427 | TRANE | 4TTR6042B1 | AC | Split System: Air-Cooled Condensing Unit, Coil with Blower | 4TTR6042B1 |  | 4TXCC037BC3 | 12.5 | 15 | Yes | Yes | 2015-03-12 |  | 1
FALSE | 4TTR6042B1 | 3680 | 5867433 | TRANE | 4TTR6042B1 | AC | Split System: Air-Cooled Condensing Unit, Coil with Blower | 4TTR6042B1 |  | 4TXCC037BC3 | 12 | 14.5 | Yes | Yes | 2015-03-12 |  | 0
FALSE | 4TTR6042B1 | 3680 | 5867463 | TRANE | 4TTR6042B1 | AC | Split System: Air-Cooled Condensing Unit, Coil with Blower | 4TTR6042B1 |  | 4TXCC043BC3 | 12.5 | 15 | Yes | Yes | 2015-03-12 |  | 1
FALSE | 4TTR6042B1 | 3680 | 5867521 | TRANE | 4TTR6042B1 | AC | Split System: Air-Cooled Condensing Unit, Coil with Blower | 4TTR6042B1 |  | 4TXCC044BC3 | 12.5 | 15.25 | Yes | Yes | 2015-03-12 |  | 1
FALSE | 4TTR6042B1 | 3680 | 5867492 | TRANE | 4TTR6042B1 | AC | Split System: Air-Cooled Condensing Unit, Coil with Blower | 4TTR6042B1 |  | 4TXCC044BC3 | 12 | 14.5 | Yes | Yes | 2015-03-12 |  | 0
FALSE | 4TTR6042B1 | 3680 | 5867523 | TRANE | 4TTR6042B1 | AC | Split System: Air-Cooled Condensing Unit, Coil with Blower | 4TTR6042B1 |  | 4TXCC049BC3 | 12.5 | 15 | Yes | Yes | 2015-03-12 |  | 1
FALSE | 4TTR6048B1 | 3695 | 5867883 | TRANE | 4TTR6048B1 | AC | Split System: Air-Cooled Condensing Unit, Coil with Blower | 4TTR6048B1 |  | 4TXCC044BC3 | 12 | 14.5 | Yes | Yes | 2015-03-12 |  | 0
FALSE | 4TTR6048B1 | 3695 | 5867884 | TRANE | 4TTR6048B1 | AC | Split System: Air-Cooled Condensing Unit, Coil with Blower | 4TTR6048B1 |  | 4TXCC044BC3 | 12.2 | 14.5 | Yes | Yes | 2015-03-12 |  | 0
FALSE | 4TTR6048B1 | 3695 | 5867891 | TRANE | 4TTR6048B1 | AC | Split System: Air-Cooled Condensing Unit, Coil with Blower | 4TTR6048B1 |  | 4TXCC044BC3 | 12 | 14.5 | Yes | Yes | 2015-03-12 |  | 0
FALSE | 4TTR6048B1 | 3695 | 5867896 | TRANE | 4TTR6048B1 | AC | Split System: Air-Cooled Condensing Unit, Coil with Blower | 4TTR6048B1 |  | 4TXCC044BC3 | 12 | 14.75 | Yes | Yes | 2015-03-12 |  | 0
FALSE | 4TTR6048B1 | 3695 | 5867897 | TRANE | 4TTR6048B1 | AC | Split System: Air-Cooled Condensing Unit, Coil with Blower | 4TTR6048B1 |  | 4TXCC044BC3 | 12 | 14.5 | Yes | Yes | 2015-03-12 |  | 0
FALSE | 4TTR6048B1 | 3695 | 5867898 | TRANE | 4TTR6048B1 | AC | Split System: Air-Cooled Condensing Unit, Coil with Blower | 4TTR6048B1 |  | 4TXCC044BC3 | 12 | 14.5 | Yes | Yes | 2015-03-12 |  | 0
FALSE | 4TTR6048B1 | 3695 | 5867912 | TRANE | 4TTR6048B1 | AC | Split System: Air-Cooled Condensing Unit, Coil with Blower | 4TTR6048B1 |  | 4TXCC049BC3 | 12.2 | 15 | Yes | Yes | 2015-03-12 |  | 0
FALSE | 4TTR6048B1 | 3695 | 5867913 | TRANE | 4TTR6048B1 | AC | Split System: Air-Cooled Condensing Unit, Coil with Blower | 4TTR6048B1 |  | 4TXCC049BC3 | 12.2 | 15 | Yes | Yes | 2015-03-12 |  | 0
FALSE | 4TTR6048B1 | 3695 | 5867914 | TRANE | 4TTR6048B1 | AC | Split System: Air-Cooled Condensing Unit, Coil with Blower | 4TTR6048B1 |  | 4TXCC049BC3 | 12 | 14.5 | Yes | Yes | 2015-03-12 |  | 0
FALSE | 4TTR6048B1 | 3695 | 5867915 | TRANE | 4TTR6048B1 | AC | Split System: Air-Cooled Condensing Unit, Coil with Blower | 4TTR6048B1 |  | 4TXCC049BC3 | 12.2 | 14.5 | Yes | Yes | 2015-03-12 |  | 0
FALSE | 4TTR6048B1 | 3695 | 5867922 | TRANE | 4TTR6048B1 | AC | Split System: Air-Cooled Condensing Unit, Coil with Blower | 4TTR6048B1 |  | 4TXCC049BC3 | 12 | 14.5 | Yes | Yes | 2015-03-12 |  | 0
FALSE | 4TTR6048B1 | 3695 | 5867923 | TRANE | 4TTR6048B1 | AC | Split System: Air-Cooled Condensing Unit, Coil with Blower | 4TTR6048B1 |  | 4TXCC049BC3 | 12.5 | 15 | Yes | Yes | 2015-03-12 |  | 1
FALSE | 4TTR6042B1 | 3680 | 5867597 | TRANE | 4TTR6042B1 | AC | Split System: Air-Cooled Condensing Unit, Coil with Blower | 4TTR6042B1 |  | 4TXCD050BC3 | 12.5 | 15 | Yes | Yes | 2015-03-12 |  | 1
FALSE | 4TTR6048B1 | 3695 | 5867910 | TRANE | 4TTR6048B1 | AC | Split System: Air-Cooled Condensing Unit, Coil with Blower | 4TTR6048B1 |  | 4TXCC049BC3 | 12 | 14.75 | Yes | Yes | 2015-03-12 |  | 0
FALSE | 4TTR6048B1 | 3695 | 5867911 | TRANE | 4TTR6048B1 | AC | Split System: Air-Cooled Condensing Unit, Coil with Blower | 4TTR6048B1 |  | 4TXCC049BC3 | 12 | 14.5 | Yes | Yes | 2015-03-12 |  | 0
FALSE | 4TTR6048B1 | 3695 | 5867928 | TRANE | 4TTR6048B1 | AC | Split System: Air-Cooled Condensing Unit, Coil with Blower | 4TTR6048B1 |  | 4TXCC049BC3 | 12 | 14.5 | Yes | Yes | 2015-03-12 |  | 0
FALSE | 4TTR6048B1 | 3695 | 5867929 | TRANE | 4TTR6048B1 | AC | Split System: Air-Cooled Condensing Unit, Coil with Blower | 4TTR6048B1 |  | 4TXCC049BC3 | 12 | 14.5 | Yes | Yes | 2015-03-12 |  | 0
FALSE | 4TTR6048B1 | 3695 | 5867942 | TRANE | 4TTR6048B1 | AC | Split System: Air-Cooled Condensing Unit, Coil with Blower | 4TTR6048B1 |  | 4TXCC060BC3 | 12 | 14.5 | Yes | Yes | 2015-03-12 |  | 0
FALSE | 4TTR6048B1 | 3695 | 5867943 | TRANE | 4TTR6048B1 | AC | Split System: Air-Cooled Condensing Unit, Coil with Blower | 4TTR6048B1 |  | 4TXCC060BC3 | 12.5 | 15 | Yes | Yes | 2015-03-12 |  | 1
FALSE | 4TTR6048B1 | 3695 | 5867944 | TRANE | 4TTR6048B1 | AC | Split System: Air-Cooled Condensing Unit, Coil with Blower | 4TTR6048B1 |  | 4TXCC060BC3 | 12 | 15 | Yes | Yes | 2015-03-12 |  | 0
FALSE | 4TTR6048B1 | 3695 | 5867945 | TRANE | 4TTR6048B1 | AC | Split System: Air-Cooled Condensing Unit, Coil with Blower | 4TTR6048B1 |  | 4TXCC060BC3 | 12 | 14.5 | Yes | Yes | 2015-03-12 |  | 0
FALSE | 4TTR6048B1 | 3695 | 5867732 | TRANE | 4TTR6048B1 | AC | Split System: Air-Cooled Condensing Unit, Coil with Blower | 4TTR6048B1 |  | 4TXAC044BC3 | 12 | 14.5 | Yes | Yes | 2015-03-12 |  | 0
FALSE | 4TTR6048B1 | 3695 | 5867990 | TRANE | 4TTR6048B1 | AC | Split System: Air-Cooled Condensing Unit, Coil with Blower | 4TTR6048B1 |  | 4TXCD050BC3 | 12.5 | 15 | Yes | Yes | 2015-03-12 |  | 1
FALSE | 4TTR6049B1 | 3692 | 5868134 | TRANE | 4TTR6049B1 | AC | Split System: Air-Cooled Condensing Unit, Coil with Blower | 4TTR6049B1 |  | 4TXAC043BC3 | 12.5 | 15 | Yes | Yes | 2015-03-12 |  | 1
FALSE | 4TTR6049B1 | 3692 | 5868136 | TRANE | 4TTR6049B1 | AC | Split System: Air-Cooled Condensing Unit, Coil with Blower | 4TTR6049B1 |  | 4TXAC043BC3 | 12 | 14.5 | Yes | Yes | 2015-03-12 |  | 0
FALSE | 4TTR6048B1 | 3695 | 5867992 | TRANE | 4TTR6048B1 | AC | Split System: Air-Cooled Condensing Unit, Coil with Blower | 4TTR6048B1 |  | 4TXCD050BC3 | 12 | 14.5 | Yes | Yes | 2015-03-12 |  | 0
FALSE | 4TTR6049B1 | 3692 | 5868301 | TRANE | 4TTR6049B1 | AC | Split System: Air-Cooled Condensing Unit, Coil with Blower | 4TTR6049B1 |  | 4TXCB048BC3 | 12 | 14.5 | Yes | Yes | 2015-03-12 |  | 0
FALSE | 4TTR6049B1 | 3692 | 5868298 | TRANE | 4TTR6049B1 | AC | Split System: Air-Cooled Condensing Unit, Coil Alone | 4TTR6049B1 |  | 4TXCB048BC3 | 12 | 14.5 | Yes | Yes | 2015-03-12 |  | 0
FALSE | 4TTR6049B1 | 3692 | 5868321 | TRANE | 4TTR6049B1 | AC | Split System: Air-Cooled Condensing Unit, Coil with Blower | 4TTR6049B1 |  | 4TXCC008CC3 | 13 | 16 | Yes | Yes | 2015-03-12 |  | 2
FALSE | 4TTR6049B1 | 3692 | 5868662 | TRANE | 4TTR6049B1 | AC | Split System: Air-Cooled Condensing Unit, Coil with Blower | 4TTR6049B1 |  | 4TXFH054CC3 | 13 | 16 | Yes | Yes | 2015-03-12 |  | 2
FALSE | 4TTR6049B1 | 3692 | 5868628 | TRANE | 4TTR6049B1 | AC | Split System: Air-Cooled Condensing Unit, Coil with Blower | 4TTR6049B1 |  | 4TXFH054CC3 | 12.5 | 15 | Yes | Yes | 2015-03-12 |  | 1
FALSE | 4TTR6049B1 | 3692 | 5868629 | TRANE | 4TTR6049B1 | AC | Split System: Air-Cooled Condensing Unit, Coil with Blower | 4TTR6049B1 |  | 4TXFH054CC3 | 12.5 | 15.5 | Yes | Yes | 2015-03-12 |  | 1
FALSE | 4TTR6049B1 | 3692 | 5868631 | TRANE | 4TTR6049B1 | AC | Split System: Air-Cooled Condensing Unit, Coil with Blower | 4TTR6049B1 |  | 4TXFH054CC3 | 12.5 | 15 | Yes | Yes | 2015-03-12 |  | 1
FALSE | 4TTR6049B1 | 3692 | 5868633 | TRANE | 4TTR6049B1 | AC | Split System: Air-Cooled Condensing Unit, Coil with Blower | 4TTR6049B1 |  | 4TXFH054CC3 | 12 | 14.5 | Yes | Yes | 2015-03-12 |  | 0
FALSE | 4TTR6048B1 | 3695 | 5867993 | TRANE | 4TTR6048B1 | AC | Split System: Air-Cooled Condensing Unit, Coil with Blower | 4TTR6048B1 |  | 4TXCD050BC3 | 12 | 14.5 | Yes | Yes | 2015-03-12 |  | 0
FALSE | 4TTR6048B1 | 3695 | 5867997 | TRANE | 4TTR6048B1 | AC | Split System: Air-Cooled Condensing Unit, Coil with Blower | 4TTR6048B1 |  | 4TXCD050BC3 | 12 | 14.5 | Yes | Yes | 2015-03-12 |  | 0
FALSE | 4TTR6049B1 | 3692 | 5868163 | TRANE | 4TTR6049B1 | AC | Split System: Air-Cooled Condensing Unit, Coil with Blower | 4TTR6049B1 |  | 4TXAC049BC3 | 12 | 14.5 | Yes | Yes | 2015-03-12 |  | 0
FALSE | 4TTR6049B1 | 3692 | 5868164 | TRANE | 4TTR6049B1 | AC | Split System: Air-Cooled Condensing Unit, Coil with Blower | 4TTR6049B1 |  | 4TXAC049BC3 | 12 | 14.5 | Yes | Yes | 2015-03-12 |  | 0
FALSE | 4TTR6049B1 | 3692 | 5868303 | TRANE | 4TTR6049B1 | AC | Split System: Air-Cooled Condensing Unit, Coil with Blower | 4TTR6049B1 |  | 4TXCC008CC3 | 12.5 | 15 | Yes | Yes | 2015-03-12 |  | 1
FALSE | 4TTR6049B1 | 3692 | 5868317 | TRANE | 4TTR6049B1 | AC | Split System: Air-Cooled Condensing Unit, Coil with Blower | 4TTR6049B1 |  | 4TXCC008CC3 | 12.5 | 15 | Yes | Yes | 2015-03-12 |  | 1
FALSE | 4TTR6049B1 | 3692 | 5868327 | TRANE | 4TTR6049B1 | AC | Split System: Air-Cooled Condensing Unit, Coil with Blower | 4TTR6049B1 |  | 4TXCC043BC3 | 12.5 | 15 | Yes | Yes | 2015-03-12 |  | 1
FALSE | 4TTR6049B1 | 3692 | 5868326 | TRANE | 4TTR6049B1 | AC | Split System: Air-Cooled Condensing Unit, Coil with Blower | 4TTR6049B1 |  | 4TXCC043BC3 | 12 | 14.5 | Yes | Yes | 2015-03-12 |  | 0
FALSE | 4TTR6049B1 | 3692 | 5868503 | TRANE | 4TTR6049B1 | AC | Split System: Air-Cooled Condensing Unit, Coil with Blower | 4TTR6049B1 |  | 4TXCD050BC3 | 12 | 14.5 | Yes | Yes | 2015-03-12 |  | 0
FALSE | 4TTR6049B1 | 3692 | 5868506 | TRANE | 4TTR6049B1 | AC | Split System: Air-Cooled Condensing Unit, Coil with Blower | 4TTR6049B1 |  | 4TXCD050BC3 | 12 | 14.5 | Yes | Yes | 2015-03-12 |  | 0
FALSE | 4TTR6049B1 | 3692 | 5868507 | TRANE | 4TTR6049B1 | AC | Split System: Air-Cooled Condensing Unit, Coil with Blower | 4TTR6049B1 |  | 4TXCD050BC3 | 12 | 14.5 | Yes | Yes | 2015-03-12 |  | 0
FALSE | 4TTR6049B1 | 3692 | 5868640 | TRANE | 4TTR6049B1 | AC | Split System: Air-Cooled Condensing Unit, Coil with Blower | 4TTR6049B1 |  | 4TXFH054CC3 | 12 | 15.5 | Yes | Yes | 2015-03-12 |  | 0
FALSE | 4TTR6049B1 | 3692 | 5868642 | TRANE | 4TTR6049B1 | AC | Split System: Air-Cooled Condensing Unit, Coil with Blower | 4TTR6049B1 |  | 4TXFH054CC3 | 12.5 | 15 | Yes | Yes | 2015-03-12 |  | 1
FALSE | 4TTR6049B1 | 3692 | 5868644 | TRANE | 4TTR6049B1 | AC | Split System: Air-Cooled Condensing Unit, Coil with Blower | 4TTR6049B1 |  | 4TXFH054CC3 | 12.5 | 15 | Yes | Yes | 2015-03-12 |  | 1
FALSE | 4TTR6049B1 | 3692 | 5868673 | TRANE | 4TTR6049B1 | AC | Split System: Air-Cooled Condensing Unit, Coil with Blower | 4TTR6049B1 |  | 4TXFH063CZ3 | 13 | 16 | Yes | Yes | 2015-03-12 |  | 2
FALSE | 4TTR6049B1 | 3692 | 5868674 | TRANE | 4TTR6049B1 | AC | Split System: Air-Cooled Condensing Unit, Coil with Blower | 4TTR6049B1 |  | 4TXFH063CZ3 | 13 | 16 | Yes | Yes | 2015-03-12 |  | 2
FALSE | 4A7A7048A1 | 288 | 5942981 | TRANE | 4TTX8048A1 | AC | Split System: Air-Cooled Condensing Unit, Coil with Blower | 4A7A7048A1 |  | 4TXCC043BC3 | 12 | 15.5 | Yes | Yes | 2015-03-12 |  | 0
FALSE | 4A7A7048A1 | 288 | 5942979 | TRANE | 4TTX8048A1 | AC | Split System: Air-Cooled Condensing Unit, Coil with Blower | 4A7A7048A1 |  | 4TXCC043BC3 | 12 | 15.5 | Yes | Yes | 2015-03-12 |  | 0
FALSE | 4A7A7048A1 | 288 | 5942978 | TRANE | 4TTX8048A1 | AC | Split System: Air-Cooled Condensing Unit, Coil with Blower | 4A7A7048A1 |  | 4TXCC043BC3 | 12 | 15.5 | Yes | Yes | 2015-03-12 |  | 0
FALSE | 4A7A7048A1 | 288 | 5942977 | TRANE | 4TTX8048A1 | AC | Split System: Air-Cooled Condensing Unit, Coil with Blower | 4A7A7048A1 |  | 4TXCC043BC3 | 12 | 15.5 | Yes | Yes | 2015-03-12 |  | 0
FALSE | 4A7A7048A1 | 288 | 5942976 | TRANE | 4TTX8048A1 | AC | Split System: Air-Cooled Condensing Unit, Coil with Blower | 4A7A7048A1 |  | 4TXCC043BC3 | 12 | 15.5 | Yes | Yes | 2015-03-12 |  | 0
FALSE | 4A7A7048A1 | 288 | 5942975 | TRANE | 4TTX8048A1 | AC | Split System: Air-Cooled Condensing Unit, Coil with Blower | 4A7A7048A1 |  | 4TXCC043BC3 | 12 | 15.5 | Yes | Yes | 2015-03-12 |  | 0
FALSE | 4A7A7048A1 | 288 | 5942974 | TRANE | 4TTX8048A1 | AC | Split System: Air-Cooled Condensing Unit, Coil with Blower | 4A7A7048A1 |  | 4TXCC043BC3 | 12 | 15.5 | Yes | Yes | 2015-03-12 |  | 0
FALSE | 4TTR6048B1 | 3695 | 5868028 | TRANE | 4TTR6048B1 | AC | Split System: Air-Cooled Condensing Unit, Coil with Blower | 4TTR6048B1 |  | 4TXCD061BC3 | 12 | 14.5 | Yes | Yes | 2015-03-12 |  | 0
FALSE | 4TTR6048B1 | 3695 | 5868026 | TRANE | 4TTR6048B1 | AC | Split System: Air-Cooled Condensing Unit, Coil with Blower | 4TTR6048B1 |  | 4TXCD061BC3 | 12 | 14.5 | Yes | Yes | 2015-03-12 |  | 0
FALSE | 4TTR6049B1 | 3692 | 5868167 | TRANE | 4TTR6049B1 | AC | Split System: Air-Cooled Condensing Unit, Coil with Blower | 4TTR6049B1 |  | 4TXAC049BC3 | 12.5 | 15 | Yes | Yes | 2015-03-12 |  | 1
FALSE | 4TTR6049B1 | 3692 | 5868160 | TRANE | 4TTR6049B1 | AC | Split System: Air-Cooled Condensing Unit, Coil Alone | 4TTR6049B1 |  | 4TXAC049BC3 | 12 | 14.5 | Yes | Yes | 2015-03-12 |  | 0
FALSE | 4TTR6049B1 | 3692 | 5868188 | TRANE | 4TTR6049B1 | AC | Split System: Air-Cooled Condensing Unit, Coil with Blower | 4TTR6049B1 |  | 4TXAC060BC3 | 12 | 14.5 | Yes | Yes | 2015-03-12 |  | 0
FALSE | 4TTR6049B1 | 3692 | 5868192 | TRANE | 4TTR6049B1 | AC | Split System: Air-Cooled Condensing Unit, Coil with Blower | 4TTR6049B1 |  | 4TXAC060BC3 | 13 | 16 | Yes | Yes | 2015-03-12 |  | 2
FALSE | 4TTR6049B1 | 3692 | 5868181 | TRANE | 4TTR6049B1 | AC | Split System: Air-Cooled Condensing Unit, Coil with Blower | 4TTR6049B1 |  | 4TXAC060BC3 | 12.5 | 15 | Yes | Yes | 2015-03-12 |  | 1
FALSE | 4TTR6049B1 | 3692 | 5868356 | TRANE | 4TTR6049B1 | AC | Split System: Air-Cooled Condensing Unit, Coil with Blower | 4TTR6049B1 |  | 4TXCC044BC3 | 12 | 14.5 | Yes | Yes | 2015-03-12 |  | 0
FALSE | 4TTR6049B1 | 3692 | 5868357 | TRANE | 4TTR6049B1 | AC | Split System: Air-Cooled Condensing Unit, Coil with Blower | 4TTR6049B1 |  | 4TXCC044BC3 | 12 | 14.5 | Yes | Yes | 2015-03-12 |  | 0
FALSE | 4TTR6049B1 | 3692 | 5868358 | TRANE | 4TTR6049B1 | AC | Split System: Air-Cooled Condensing Unit, Coil with Blower | 4TTR6049B1 |  | 4TXCC044BC3 | 12 | 14.5 | Yes | Yes | 2015-03-12 |  | 0
FALSE | 4TTR6049B1 | 3692 | 5868345 | TRANE | 4TTR6049B1 | AC | Split System: Air-Cooled Condensing Unit, Coil with Blower | 4TTR6049B1 |  | 4TXCC044BC3 | 12 | 15 | Yes | Yes | 2015-03-12 |  | 0
FALSE | 4TTR6049B1 | 3692 | 5868501 | TRANE | 4TTR6049B1 | AC | Split System: Air-Cooled Condensing Unit, Coil Alone | 4TTR6049B1 |  | 4TXCD050BC3 | 12 | 14.5 | Yes | Yes | 2015-03-12 |  | 0
FALSE | 4TTR6049B1 | 3692 | 5868530 | TRANE | 4TTR6049B1 | AC | Split System: Air-Cooled Condensing Unit, Coil with Blower | 4TTR6049B1 |  | 4TXCD061BC3 | 13 | 16 | Yes | Yes | 2015-03-12 |  | 2
FALSE | 4TTR6049B1 | 3692 | 5868531 | TRANE | 4TTR6049B1 | AC | Split System: Air-Cooled Condensing Unit, Coil with Blower | 4TTR6049B1 |  | 4TXCD061BC3 | 13 | 16 | Yes | Yes | 2015-03-12 |  | 2
FALSE | 4TTR6049B1 | 3692 | 5868541 | TRANE | 4TTR6049B1 | AC | Split System: Air-Cooled Condensing Unit, Coil with Blower | 4TTR6049B1 |  | 4TXCD061BC3 | 12.5 | 15 | Yes | Yes | 2015-03-12 |  | 1
FALSE | 4TTR6049B1 | 3692 | 5868537 | TRANE | 4TTR6049B1 | AC | Split System: Air-Cooled Condensing Unit, Coil with Blower | 4TTR6049B1 |  | 4TXCD061BC3 | 12 | 14.5 | Yes | Yes | 2015-03-12 |  | 0
FALSE | 4TTR6049B1 | 3692 | 5868677 | TRANE | 4TTR6049B1 | AC | Split System: Air-Cooled Condensing Unit, Coil with Blower | 4TTR6049B1 |  | 4TXFH063CZ3 | 13 | 16 | Yes | Yes | 2015-03-12 |  | 2
FALSE | 4TTR6049B1 | 3692 | 5868678 | TRANE | 4TTR6049B1 | AC | Split System: Air-Cooled Condensing Unit, Coil with Blower | 4TTR6049B1 |  | 4TXFH063CZ3 | 13 | 16 | Yes | Yes | 2015-03-12 |  | 2
FALSE | 4TTR6049B1 | 3692 | 5868679 | TRANE | 4TTR6049B1 | AC | Split System: Air-Cooled Condensing Unit, Coil with Blower | 4TTR6049B1 |  | 4TXFH063CZ3 | 13 | 16 | Yes | Yes | 2015-03-12 |  | 2
FALSE | 4TTR6049B1 | 3692 | 5868681 | TRANE | 4TTR6049B1 | AC | Split System: Air-Cooled Condensing Unit, Coil with Blower | 4TTR6049B1 |  | 4TXFH063CZ3 | 13 | 16 | Yes | Yes | 2015-03-12 |  | 2
FALSE | 4TTR6049B1 | 3692 | 5868682 | TRANE | 4TTR6049B1 | AC | Split System: Air-Cooled Condensing Unit, Coil with Blower | 4TTR6049B1 |  | 4TXFH063CZ3 | 13 | 16 | Yes | Yes | 2015-03-12 |  | 2
FALSE | 4TTR6049B1 | 3692 | 5868683 | TRANE | 4TTR6049B1 | AC | Split System: Air-Cooled Condensing Unit, Coil with Blower | 4TTR6049B1 |  | 4TXFH063CZ3 | 13 | 16 | Yes | Yes | 2015-03-12 |  | 2
FALSE | 4TTR6049B1 | 3692 | 5868684 | TRANE | 4TTR6049B1 | AC | Split System: Air-Cooled Condensing Unit, Coil with Blower | 4TTR6049B1 |  | 4TXFH063CZ3 | 13 | 16 | Yes | Yes | 2015-03-12 |  | 2
FALSE | 4TTR6049B1 | 3692 | 5868685 | TRANE | 4TTR6049B1 | AC | Split System: Air-Cooled Condensing Unit, Coil with Blower | 4TTR6049B1 |  | 4TXFH063CZ3 | 13 | 16 | Yes | Yes | 2015-03-12 |  | 2
FALSE | 4TTR6049B1 | 3692 | 5868686 | TRANE | 4TTR6049B1 | AC | Split System: Air-Cooled Condensing Unit, Coil with Blower | 4TTR6049B1 |  | 4TXFH063CZ3 | 13 | 16 | Yes | Yes | 2015-03-12 |  | 2
FALSE | 4TTR6049B1 | 3692 | 5868688 | TRANE | 4TTR6049B1 | AC | Split System: Air-Cooled Condensing Unit, Coil with Blower | 4TTR6049B1 |  | 4TXFH063CZ3 | 12.5 | 15.5 | Yes | Yes | 2015-03-12 |  | 1
FALSE | 4TTR6049B1 | 3692 | 5868350 | TRANE | 4TTR6049B1 | AC | Split System: Air-Cooled Condensing Unit, Coil Alone | 4TTR6049B1 |  | 4TXCC044BC3 | 12 | 14.5 | Yes | Yes | 2015-03-12 |  | 0
FALSE | 4TTR6049B1 | 3692 | 5868372 | TRANE | 4TTR6049B1 | AC | Split System: Air-Cooled Condensing Unit, Coil with Blower | 4TTR6049B1 |  | 4TXCC049BC3 | 12.5 | 15 | Yes | Yes | 2015-03-12 |  | 1
FALSE | 4TTR6049B1 | 3692 | 5868369 | TRANE | 4TTR6049B1 | AC | Split System: Air-Cooled Condensing Unit, Coil with Blower | 4TTR6049B1 |  | 4TXCC049BC3 | 12 | 14.5 | Yes | Yes | 2015-03-12 |  | 0
FALSE | 4TTR6049B1 | 3692 | 5868368 | TRANE | 4TTR6049B1 | AC | Split System: Air-Cooled Condensing Unit, Coil with Blower | 4TTR6049B1 |  | 4TXCC049BC3 | 12 | 14.5 | Yes | Yes | 2015-03-12 |  | 0
FALSE | 4TTR6049B1 | 3692 | 5868367 | TRANE | 4TTR6049B1 | AC | Split System: Air-Cooled Condensing Unit, Coil with Blower | 4TTR6049B1 |  | 4TXCC049BC3 | 12 | 14.5 | Yes | Yes | 2015-03-12 |  | 0
FALSE | 4TTR6049B1 | 3692 | 5868518 | TRANE | 4TTR6049B1 | AC | Split System: Air-Cooled Condensing Unit, Coil with Blower | 4TTR6049B1 |  | 4TXCD061BC3 | 13 | 16 | Yes | Yes | 2015-03-12 |  | 2
FALSE | 4TTR6049B1 | 3692 | 5868520 | TRANE | 4TTR6049B1 | AC | Split System: Air-Cooled Condensing Unit, Coil with Blower | 4TTR6049B1 |  | 4TXCD061BC3 | 13 | 16 | Yes | Yes | 2015-03-12 |  | 2
FALSE | 4TTR6049B1 | 3692 | 5868668 | TRANE | 4TTR6049B1 | AC | Split System: Air-Cooled Condensing Unit, Coil with Blower | 4TTR6049B1 |  | 4TXFH063CZ3 | 12.5 | 15 | Yes | Yes | 2015-03-12 |  | 1
FALSE | 4TTR6049B1 | 3692 | 5868702 | TRANE | 4TTR6049B1 | AC | Split System: Air-Cooled Condensing Unit, Coil with Blower | 4TTR6049B1 |  | GAM2A0B42S31+TDR | 12.5 | 15 | Yes | Yes | 2015-03-12 |  | 1
FALSE | 4TTR6048B1 | 3695 | 5868037 | TRANE | 4TTR6048B1 | AC | Split System: Air-Cooled Condensing Unit, Coil with Blower | 4TTR6048B1 |  | 4TXCD064BC3 | 12 | 14.5 | Yes | Yes | 2015-03-12 |  | 0
FALSE | 4TTR6048B1 | 3695 | 5868060 | TRANE | 4TTR6048B1 | AC | Split System: Air-Cooled Condensing Unit, Coil with Blower | 4TTR6048B1 |  | 4TXCD064BC3 | 12 | 14.5 | Yes | Yes | 2015-03-12 |  | 0
FALSE | 4TTR6048B1 | 3695 | 5868061 | TRANE | 4TTR6048B1 | AC | Split System: Air-Cooled Condensing Unit, Coil with Blower | 4TTR6048B1 |  | 4TXCD064BC3 | 12 | 14.75 | Yes | Yes | 2015-03-12 |  | 0
FALSE | 4TTR6048B1 | 3695 | 5868066 | TRANE | 4TTR6048B1 | AC | Split System: Air-Cooled Condensing Unit, Coil with Blower | 4TTR6048B1 |  | 4TXFH054CC3 | 12.5 | 15 | Yes | Yes | 2015-03-12 |  | 1
FALSE | 4TTR6048B1 | 3695 | 5868069 | TRANE | 4TTR6048B1 | AC | Split System: Air-Cooled Condensing Unit, Coil with Blower | 4TTR6048B1 |  | 4TXFH054CC3 | 12.5 | 15 | Yes | Yes | 2015-03-12 |  | 1
FALSE | 4TTR6048B1 | 3695 | 5868070 | TRANE | 4TTR6048B1 | AC | Split System: Air-Cooled Condensing Unit, Coil with Blower | 4TTR6048B1 |  | 4TXFH054CC3 | 12 | 14.5 | Yes | Yes | 2015-03-12 |  | 0
FALSE | 4TTR6048B1 | 3695 | 5868071 | TRANE | 4TTR6048B1 | AC | Split System: Air-Cooled Condensing Unit, Coil with Blower | 4TTR6048B1 |  | 4TXFH054CC3 | 12.2 | 15 | Yes | Yes | 2015-03-12 |  | 0
FALSE | 4TTR6049B1 | 3692 | 5868380 | TRANE | 4TTR6049B1 | AC | Split System: Air-Cooled Condensing Unit, Coil with Blower | 4TTR6049B1 |  | 4TXCC049BC3 | 12 | 15 | Yes | Yes | 2015-03-12 |  | 0
FALSE | 4TTR6049B1 | 3692 | 5868377 | TRANE | 4TTR6049B1 | AC | Split System: Air-Cooled Condensing Unit, Coil with Blower | 4TTR6049B1 |  | 4TXCC049BC3 | 12.5 | 15 | Yes | Yes | 2015-03-12 |  | 1
FALSE | 4TTR6049B1 | 3692 | 5868376 | TRANE | 4TTR6049B1 | AC | Split System: Air-Cooled Condensing Unit, Coil Alone | 4TTR6049B1 |  | 4TXCC049BC3 | 12 | 14.5 | Yes | Yes | 2015-03-12 |  | 0
FALSE | 4TTR6049B1 | 3692 | 5868546 | TRANE | 4TTR6049B1 | AC | Split System: Air-Cooled Condensing Unit, Coil with Blower | 4TTR6049B1 |  | 4TXCD061BC3 | 12.5 | 15.5 | Yes | Yes | 2015-03-12 |  | 1
FALSE | 4TTR6049B1 | 3692 | 5868547 | TRANE | 4TTR6049B1 | AC | Split System: Air-Cooled Condensing Unit, Coil with Blower | 4TTR6049B1 |  | 4TXCD061BC3 | 12 | 15.5 | Yes | Yes | 2015-03-12 |  | 0
FALSE | 4TTR6049B1 | 3692 | 5868548 | TRANE | 4TTR6049B1 | AC | Split System: Air-Cooled Condensing Unit, Coil with Blower | 4TTR6049B1 |  | 4TXCD061BC3 | 12 | 14.5 | Yes | Yes | 2015-03-12 |  | 0
FALSE | 4TTR6049B1 | 3692 | 5868572 | TRANE | 4TTR6049B1 | AC | Split System: Air-Cooled Condensing Unit, Coil with Blower | 4TTR6049B1 |  | 4TXCD063BC3 | 13 | 16 | Yes | Yes | 2015-03-12 |  | 2
FALSE | 4TTR6049B1 | 3692 | 5868573 | TRANE | 4TTR6049B1 | AC | Split System: Air-Cooled Condensing Unit, Coil with Blower | 4TTR6049B1 |  | 4TXCD063BC3 | 13 | 16 | Yes | Yes | 2015-03-12 |  | 2
FALSE | 4TTR6049B1 | 3692 | 5868574 | TRANE | 4TTR6049B1 | AC | Split System: Air-Cooled Condensing Unit, Coil with Blower | 4TTR6049B1 |  | 4TXCD063BC3 | 13 | 16 | Yes | Yes | 2015-03-12 |  | 2
FALSE | 4TTR6049B1 | 3692 | 5868575 | TRANE | 4TTR6049B1 | AC | Split System: Air-Cooled Condensing Unit, Coil with Blower | 4TTR6049B1 |  | 4TXCD063BC3 | 13 | 16 | Yes | Yes | 2015-03-12 |  | 2
FALSE | 4TTR6048B1 | 3695 | 5868086 | TRANE | 4TTR6048B1 | AC | Split System: Air-Cooled Condensing Unit, Coil with Blower | 4TTR6048B1 |  | 4TXFH063CZ3 | 12.5 | 15 | Yes | Yes | 2015-03-12 |  | 1
FALSE | 4TTR6048B1 | 3695 | 5868092 | TRANE | 4TTR6048B1 | AC | Split System: Air-Cooled Condensing Unit, Coil with Blower | 4TTR6048B1 |  | 4TXFH063CZ3 | 12.5 | 15 | Yes | Yes | 2015-03-12 |  | 1
FALSE | 4TTR6048B1 | 3695 | 5868093 | TRANE | 4TTR6048B1 | AC | Split System: Air-Cooled Condensing Unit, Coil with Blower | 4TTR6048B1 |  | 4TXFH063CZ3 | 12 | 15 | Yes | Yes | 2015-03-12 |  | 0
FALSE | 4TTR6048B1 | 3695 | 5868096 | TRANE | 4TTR6048B1 | AC | Split System: Air-Cooled Condensing Unit, Coil with Blower | 4TTR6048B1 |  | 4TXFH063CZ3 | 12 | 14.5 | Yes | Yes | 2015-03-12 |  | 0
FALSE | 4TTR6049B1 | 3692 | 5868260 | TRANE | 4TTR6049B1 | AC | Split System: Air-Cooled Condensing Unit, Coil with Blower | 4TTR6049B1 |  | 4TXAD061BC3 | 13 | 16 | Yes | Yes | 2015-03-12 |  | 2
FALSE | 4TTR6049B1 | 3692 | 5868256 | TRANE | 4TTR6049B1 | AC | Split System: Air-Cooled Condensing Unit, Coil with Blower | 4TTR6049B1 |  | 4TXAD061BC3 | 13 | 16 | Yes | Yes | 2015-03-12 |  | 2
FALSE | 4TTR6049B1 | 3692 | 5868408 | TRANE | 4TTR6049B1 | AC | Split System: Air-Cooled Condensing Unit, Coil with Blower | 4TTR6049B1 |  | 4TXCC060BC3 | 12 | 14.5 | Yes | Yes | 2015-03-12 |  | 0
FALSE | 4TTR6049B1 | 3692 | 5868407 | TRANE | 4TTR6049B1 | AC | Split System: Air-Cooled Condensing Unit, Coil with Blower | 4TTR6049B1 |  | 4TXCC060BC3 | 12.5 | 15 | Yes | Yes | 2015-03-12 |  | 1
FALSE | 4TTR6049B1 | 3692 | 5868404 | TRANE | 4TTR6049B1 | AC | Split System: Air-Cooled Condensing Unit, Coil Alone | 4TTR6049B1 |  | 4TXCC060BC3 | 12 | 14.5 | Yes | Yes | 2015-03-12 |  | 0
FALSE | 4TTR6049B1 | 3692 | 5868426 | TRANE | 4TTR6049B1 | AC | Split System: Air-Cooled Condensing Unit, Coil with Blower | 4TTR6049B1 |  | 4TXCD009CC3 | 13 | 16 | Yes | Yes | 2015-03-12 |  | 2
FALSE | 4TTR6049B1 | 3692 | 5868427 | TRANE | 4TTR6049B1 | AC | Split System: Air-Cooled Condensing Unit, Coil with Blower | 4TTR6049B1 |  | 4TXCD009CC3 | 13 | 16 | Yes | Yes | 2015-03-12 |  | 2
FALSE | 4TTR6049B1 | 3692 | 5868576 | TRANE | 4TTR6049B1 | AC | Split System: Air-Cooled Condensing Unit, Coil with Blower | 4TTR6049B1 |  | 4TXCD063BC3 | 13 | 16 | Yes | Yes | 2015-03-12 |  | 2
FALSE | 4TTR6049B1 | 3692 | 5868577 | TRANE | 4TTR6049B1 | AC | Split System: Air-Cooled Condensing Unit, Coil with Blower | 4TTR6049B1 |  | 4TXCD063BC3 | 13 | 16 | Yes | Yes | 2015-03-12 |  | 2
FALSE | 4TTR6049B1 | 3692 | 5868578 | TRANE | 4TTR6049B1 | AC | Split System: Air-Cooled Condensing Unit, Coil with Blower | 4TTR6049B1 |  | 4TXCD063BC3 | 13 | 16 | Yes | Yes | 2015-03-12 |  | 2
FALSE | 4TTR6049B1 | 3692 | 5868579 | TRANE | 4TTR6049B1 | AC | Split System: Air-Cooled Condensing Unit, Coil with Blower | 4TTR6049B1 |  | 4TXCD063BC3 | 13 | 16 | Yes | Yes | 2015-03-12 |  | 2
FALSE | 4TTR6049B1 | 3692 | 5868580 | TRANE | 4TTR6049B1 | AC | Split System: Air-Cooled Condensing Unit, Coil with Blower | 4TTR6049B1 |  | 4TXCD063BC3 | 13 | 16 | Yes | Yes | 2015-03-12 |  | 2
FALSE | 4TTR6049B1 | 3692 | 5868581 | TRANE | 4TTR6049B1 | AC | Split System: Air-Cooled Condensing Unit, Coil with Blower | 4TTR6049B1 |  | 4TXCD063BC3 | 13 | 16 | Yes | Yes | 2015-03-12 |  | 2
FALSE | 4TTR6049B1 | 3692 | 5868582 | TRANE | 4TTR6049B1 | AC | Split System: Air-Cooled Condensing Unit, Coil with Blower | 4TTR6049B1 |  | 4TXCD063BC3 | 13 | 16 | Yes | Yes | 2015-03-12 |  | 2
FALSE | 4TTR6049B1 | 3692 | 5868568 | TRANE | 4TTR6049B1 | AC | Split System: Air-Cooled Condensing Unit, Coil Alone | 4TTR6049B1 |  | 4TXCD063BC3 | 12.5 | 15 | Yes | Yes | 2015-03-12 |  | 1
FALSE | 4TTR6049B1 | 3692 | 5868601 | TRANE | 4TTR6049B1 | AC | Split System: Air-Cooled Condensing Unit, Coil with Blower | 4TTR6049B1 |  | 4TXCD064BC3 | 13 | 16 | Yes | Yes | 2015-03-12 |  | 2
FALSE | 4TTR6049B1 | 3692 | 5868602 | TRANE | 4TTR6049B1 | AC | Split System: Air-Cooled Condensing Unit, Coil with Blower | 4TTR6049B1 |  | 4TXCD064BC3 | 13 | 16 | Yes | Yes | 2015-03-12 |  | 2
FALSE | 4TTR6049B1 | 3692 | 5868607 | TRANE | 4TTR6049B1 | AC | Split System: Air-Cooled Condensing Unit, Coil with Blower | 4TTR6049B1 |  | 4TXCD064BC3 | 12.5 | 15 | Yes | Yes | 2015-03-12 |  | 1
FALSE | 4TTR6049B1 | 3692 | 5868608 | TRANE | 4TTR6049B1 | AC | Split System: Air-Cooled Condensing Unit, Coil with Blower | 4TTR6049B1 |  | 4TXCD064BC3 | 12.5 | 15.5 | Yes | Yes | 2015-03-12 |  | 1
FALSE | 4TTR6049B1 | 3692 | 5868609 | TRANE | 4TTR6049B1 | AC | Split System: Air-Cooled Condensing Unit, Coil with Blower | 4TTR6049B1 |  | 4TXCD064BC3 | 12.5 | 15 | Yes | Yes | 2015-03-12 |  | 1
FALSE | 4TTR6049B1 | 3692 | 5868117 | TRANE | 4TTR6049B1 | AC | Split System: Air-Cooled Condensing Unit, Coil with Blower | 4TTR6049B1 |  | 4TXAB048BC3 | 12 | 14.5 | Yes | Yes | 2015-03-12 |  | 0
FALSE | 4TTR6049B1 | 3692 | 5868120 | TRANE | 4TTR6049B1 | AC | Split System: Air-Cooled Condensing Unit, Coil Alone | 4TTR6049B1 |  | 4TXAB048BC3 | 12 | 14.5 | Yes | Yes | 2015-03-12 |  | 0
FALSE | 4TTR6049B1 | 3692 | 5868128 | TRANE | 4TTR6049B1 | AC | Split System: Air-Cooled Condensing Unit, Coil with Blower | 4TTR6049B1 |  | 4TXAC043BC3 | 12 | 14.5 | Yes | Yes | 2015-03-12 |  | 0
FALSE | 4TTR6049B1 | 3692 | 5868276 | TRANE | 4TTR6049B1 | AC | Split System: Air-Cooled Condensing Unit, Coil with Blower | 4TTR6049B1 |  | 4TXAD064BC3 | 12.5 | 15 | Yes | Yes | 2015-03-12 |  | 1
FALSE | 4TTR6049B1 | 3692 | 5868278 | TRANE | 4TTR6049B1 | AC | Split System: Air-Cooled Condensing Unit, Coil with Blower | 4TTR6049B1 |  | 4TXAD064BC3 | 12 | 14.5 | Yes | Yes | 2015-03-12 |  | 0
FALSE | 4TTR6049B1 | 3692 | 5868282 | TRANE | 4TTR6049B1 | AC | Split System: Air-Cooled Condensing Unit, Coil with Blower | 4TTR6049B1 |  | 4TXAD064BC3 | 13 | 16 | Yes | Yes | 2015-03-12 |  | 2
FALSE | 4TTR6049B1 | 3692 | 5868284 | TRANE | 4TTR6049B1 | AC | Split System: Air-Cooled Condensing Unit, Coil with Blower | 4TTR6049B1 |  | 4TXAD064BC3 | 13 | 16 | Yes | Yes | 2015-03-12 |  | 2
FALSE | 4TTR6049B1 | 3692 | 5868435 | TRANE | 4TTR6049B1 | AC | Split System: Air-Cooled Condensing Unit, Coil with Blower | 4TTR6049B1 |  | 4TXCD009CC3 | 12 | 14.5 | Yes | Yes | 2015-03-12 |  | 0
FALSE | 4TTR6049B1 | 3692 | 5868436 | TRANE | 4TTR6049B1 | AC | Split System: Air-Cooled Condensing Unit, Coil with Blower | 4TTR6049B1 |  | 4TXCD009CC3 | 12.5 | 15 | Yes | Yes | 2015-03-12 |  | 1
FALSE | 4TTR6049B1 | 3692 | 5868446 | TRANE | 4TTR6049B1 | AC | Split System: Air-Cooled Condensing Unit, Coil with Blower | 4TTR6049B1 |  | 4TXCD010CC3 | 13 | 16 | Yes | Yes | 2015-03-12 |  | 2
FALSE | 4TTR6049B1 | 3692 | 5868611 | TRANE | 4TTR6049B1 | AC | Split System: Air-Cooled Condensing Unit, Coil with Blower | 4TTR6049B1 |  | 4TXCD064BC3 | 12 | 14.5 | Yes | Yes | 2015-03-12 |  | 0
FALSE | 4TTR6049B1 | 3692 | 5868615 | TRANE | 4TTR6049B1 | AC | Split System: Air-Cooled Condensing Unit, Coil with Blower | 4TTR6049B1 |  | 4TXCD064BC3 | 13 | 16 | Yes | Yes | 2015-03-12 |  | 2
FALSE | 4TTR6049B1 | 3692 | 5868617 | TRANE | 4TTR6049B1 | AC | Split System: Air-Cooled Condensing Unit, Coil with Blower | 4TTR6049B1 |  | 4TXCD064BC3 | 13 | 16 | Yes | Yes | 2015-03-12 |  | 2
FALSE | 4TTR6042B1 | 3680 | 5867325 | TRANE | 4TTR6042B1 | AC | Split System: Air-Cooled Condensing Unit, Coil with Blower | 4TTR6042B1 |  | 4TXAC049BC3 | 12.5 | 15 | Yes | Yes | 2015-03-12 |  | 1
FALSE | 4TTR6042B1 | 3680 | 5867309 | TRANE | 4TTR6042B1 | AC | Split System: Air-Cooled Condensing Unit, Coil with Blower | 4TTR6042B1 |  | 4TXAC049BC3 | 12 | 14.5 | Yes | Yes | 2015-03-12 |  | 0
FALSE | 4TTR6042B1 | 3680 | 5867328 | TRANE | 4TTR6042B1 | AC | Split System: Air-Cooled Condensing Unit, Coil with Blower | 4TTR6042B1 |  | 4TXAD050BC3 | 12.5 | 15 | Yes | Yes | 2015-03-12 |  | 1
FALSE | 4TTR6048B1 | 3695 | 5867740 | TRANE | 4TTR6048B1 | AC | Split System: Air-Cooled Condensing Unit, Coil with Blower | 4TTR6048B1 |  | 4TXAC044BC3 | 12.5 | 15 | Yes | Yes | 2015-03-12 |  | 1
FALSE | 4TTR6048B1 | 3695 | 5867744 | TRANE | 4TTR6048B1 | AC | Split System: Air-Cooled Condensing Unit, Coil with Blower | 4TTR6048B1 |  | 4TXAC044BC3 | 12 | 14.5 | Yes | Yes | 2015-03-12 |  | 0
FALSE | 4TTR6048B1 | 3695 | 5867745 | TRANE | 4TTR6048B1 | AC | Split System: Air-Cooled Condensing Unit, Coil with Blower | 4TTR6048B1 |  | 4TXAC044BC3 | 12 | 14.5 | Yes | Yes | 2015-03-12 |  | 0
FALSE | 4TTR6048B1 | 3695 | 5867749 | TRANE | 4TTR6048B1 | AC | Split System: Air-Cooled Condensing Unit, Coil with Blower | 4TTR6048B1 |  | 4TXAC049BC3 | 12.2 | 15 | Yes | Yes | 2015-03-12 |  | 0
FALSE | 4TTR6048B1 | 3695 | 5867762 | TRANE | 4TTR6048B1 | AC | Split System: Air-Cooled Condensing Unit, Coil with Blower | 4TTR6048B1 |  | 4TXAC049BC3 | 12.2 | 15 | Yes | Yes | 2015-03-12 |  | 0
FALSE | 4TTR6048B1 | 3695 | 5867748 | TRANE | 4TTR6048B1 | AC | Split System: Air-Cooled Condensing Unit, Coil with Blower | 4TTR6048B1 |  | 4TXAC049BC3 | 12 | 14.5 | Yes | Yes | 2015-03-12 |  | 0
FALSE | 4TTR6048B1 | 3695 | 5867826 | TRANE | 4TTR6048B1 | AC | Split System: Air-Cooled Condensing Unit, Coil with Blower | 4TTR6048B1 |  | 4TXAD064BC3 | 12.2 | 15 | Yes | Yes | 2015-03-12 |  | 0
FALSE | 4TTR6048B1 | 3695 | 5867819 | TRANE | 4TTR6048B1 | AC | Split System: Air-Cooled Condensing Unit, Coil with Blower | 4TTR6048B1 |  | 4TXAD064BC3 | 12 | 14.5 | Yes | Yes | 2015-03-12 |  | 0
FALSE | 4TTR6048B1 | 3695 | 5867814 | TRANE | 4TTR6048B1 | AC | Split System: Air-Cooled Condensing Unit, Coil with Blower | 4TTR6048B1 |  | 4TXAD064BC3 | 12 | 14.5 | Yes | Yes | 2015-03-12 |  | 0
FALSE | 4TTR6048B1 | 3695 | 5867829 | TRANE | 4TTR6048B1 | AC | Split System: Air-Cooled Condensing Unit, Coil with Blower | 4TTR6048B1 |  | 4TXAD064BC3 | 12.5 | 15 | Yes | Yes | 2015-03-12 |  | 1
FALSE | 4TTR6048B1 | 3695 | 5867815 | TRANE | 4TTR6048B1 | AC | Split System: Air-Cooled Condensing Unit, Coil with Blower | 4TTR6048B1 |  | 4TXAD064BC3 | 12.2 | 15 | Yes | Yes | 2015-03-12 |  | 0
FALSE | 4TTR6042B1 | 3680 | 5867333 | TRANE | 4TTR6042B1 | AC | Split System: Air-Cooled Condensing Unit, Coil with Blower | 4TTR6042B1 |  | 4TXAD050BC3 | 12.5 | 15 | Yes | Yes | 2015-03-12 |  | 1
FALSE | 4TTR6042B1 | 3680 | 5867337 | TRANE | 4TTR6042B1 | AC | Split System: Air-Cooled Condensing Unit, Coil with Blower | 4TTR6042B1 |  | 4TXAD050BC3 | 12.5 | 15 | Yes | Yes | 2015-03-12 |  | 1
FALSE | 4TTR6042B1 | 3680 | 5867352 | TRANE | 4TTR6042B1 | AC | Split System: Air-Cooled Condensing Unit, Coil with Blower | 4TTR6042B1 |  | 4TXCB036BC3 | 12 | 14.5 | Yes | Yes | 2015-03-12 |  | 0
FALSE | 4TTR6042B1 | 3680 | 5867397 | TRANE | 4TTR6042B1 | AC | Split System: Air-Cooled Condensing Unit, Coil with Blower | 4TTR6042B1 |  | 4TXCB048BC3 | 12.2 | 14.5 | Yes | Yes | 2015-03-12 |  | 0
FALSE | 4TTR6042B1 | 3680 | 5867396 | TRANE | 4TTR6042B1 | AC | Split System: Air-Cooled Condensing Unit, Coil with Blower | 4TTR6042B1 |  | 4TXCB048BC3 | 12 | 14.5 | Yes | Yes | 2015-03-12 |  | 0
FALSE | 4TTR6042B1 | 3680 | 5867395 | TRANE | 4TTR6042B1 | AC | Split System: Air-Cooled Condensing Unit, Coil with Blower | 4TTR6042B1 |  | 4TXCB048BC3 | 12 | 14.5 | Yes | Yes | 2015-03-12 |  | 0
FALSE | 4TTR6042B1 | 3680 | 5867418 | TRANE | 4TTR6042B1 | AC | Split System: Air-Cooled Condensing Unit, Coil with Blower | 4TTR6042B1 |  | 4TXCC008CC3 | 12 | 14.5 | Yes | Yes | 2015-03-12 |  | 0
FALSE | 4TTR6042B1 | 3680 | 5867484 | TRANE | 4TTR6042B1 | AC | Split System: Air-Cooled Condensing Unit, Coil with Blower | 4TTR6042B1 |  | 4TXCC043BC3 | 12.5 | 15 | Yes | Yes | 2015-03-12 |  | 1
FALSE | 4TTR6042B1 | 3680 | 5867457 | TRANE | 4TTR6042B1 | AC | Split System: Air-Cooled Condensing Unit, Coil with Blower | 4TTR6042B1 |  | 4TXCC043BC3 | 12 | 14.5 | Yes | Yes | 2015-03-12 |  | 0
FALSE | 4TTR6042B1 | 3680 | 5867528 | TRANE | 4TTR6042B1 | AC | Split System: Air-Cooled Condensing Unit, Coil with Blower | 4TTR6042B1 |  | 4TXCC049BC3 | 12.5 | 15 | Yes | Yes | 2015-03-12 |  | 1
FALSE | 4TTR6042B1 | 3680 | 5867532 | TRANE | 4TTR6042B1 | AC | Split System: Air-Cooled Condensing Unit, Coil with Blower | 4TTR6042B1 |  | 4TXCC049BC3 | 12.5 | 15.25 | Yes | Yes | 2015-03-12 |  | 1
FALSE | 4TTR6042B1 | 3680 | 5867350 | TRANE | 4TTR6042B1 | AC | Split System: Air-Cooled Condensing Unit, Coil with Blower | 4TTR6042B1 |  | 4TXCB036BC3 | 12 | 14.5 | Yes | Yes | 2015-03-12 |  | 0
FALSE | 4TTR6042B1 | 3680 | 5867358 | TRANE | 4TTR6042B1 | AC | Split System: Air-Cooled Condensing Unit, Coil with Blower | 4TTR6042B1 |  | 4TXCB036BC3 | 12 | 14.5 | Yes | Yes | 2015-03-12 |  | 0
FALSE | 4TTR6042B1 | 3680 | 5867420 | TRANE | 4TTR6042B1 | AC | Split System: Air-Cooled Condensing Unit, Coil with Blower | 4TTR6042B1 |  | 4TXCC008CC3 | 12 | 14.5 | Yes | Yes | 2015-03-12 |  | 0
FALSE | 4TTR6042B1 | 3680 | 5867413 | TRANE | 4TTR6042B1 | AC | Split System: Air-Cooled Condensing Unit, Coil with Blower | 4TTR6042B1 |  | 4TXCC008CC3 | 12.5 | 15 | Yes | Yes | 2015-03-12 |  | 1
FALSE | 4TTR6042B1 | 3680 | 5867422 | TRANE | 4TTR6042B1 | AC | Split System: Air-Cooled Condensing Unit, Coil with Blower | 4TTR6042B1 |  | 4TXCC037BC3 | 12.5 | 15 | Yes | Yes | 2015-03-12 |  | 1
FALSE | 4TTR6042B1 | 3680 | 5867425 | TRANE | 4TTR6042B1 | AC | Split System: Air-Cooled Condensing Unit, Coil with Blower | 4TTR6042B1 |  | 4TXCC037BC3 | 12.5 | 15 | Yes | Yes | 2015-03-12 |  | 1
FALSE | 4TTR6042B1 | 3680 | 5867426 | TRANE | 4TTR6042B1 | AC | Split System: Air-Cooled Condensing Unit, Coil with Blower | 4TTR6042B1 |  | 4TXCC037BC3 | 12.2 | 14.5 | Yes | Yes | 2015-03-12 |  | 0
FALSE | 4TTR6042B1 | 3680 | 5867445 | TRANE | 4TTR6042B1 | AC | Split System: Air-Cooled Condensing Unit, Coil with Blower | 4TTR6042B1 |  | 4TXCC037BC3 | 12 | 14.5 | Yes | Yes | 2015-03-12 |  | 0
FALSE | 4TTR6042B1 | 3680 | 5867498 | TRANE | 4TTR6042B1 | AC | Split System: Air-Cooled Condensing Unit, Coil with Blower | 4TTR6042B1 |  | 4TXCC044BC3 | 12.5 | 15 | Yes | Yes | 2015-03-12 |  | 1
FALSE | 4TTR6042B1 | 3680 | 5867500 | TRANE | 4TTR6042B1 | AC | Split System: Air-Cooled Condensing Unit, Coil with Blower | 4TTR6042B1 |  | 4TXCC044BC3 | 12.5 | 15 | Yes | Yes | 2015-03-12 |  | 1
FALSE | 4TTR6042B1 | 3680 | 5867505 | TRANE | 4TTR6042B1 | AC | Split System: Air-Cooled Condensing Unit, Coil with Blower | 4TTR6042B1 |  | 4TXCC044BC3 | 12 | 14.5 | Yes | Yes | 2015-03-12 |  | 0
FALSE | 4TTR6042B1 | 3680 | 5867564 | TRANE | 4TTR6042B1 | AC | Split System: Air-Cooled Condensing Unit, Coil with Blower | 4TTR6042B1 |  | 4TXCD009CC3 | 12.5 | 15 | Yes | Yes | 2015-03-12 |  | 1
FALSE | 4TTR6042B1 | 3680 | 5867567 | TRANE | 4TTR6042B1 | AC | Split System: Air-Cooled Condensing Unit, Coil with Blower | 4TTR6042B1 |  | 4TXCD009CC3 | 12 | 14.5 | Yes | Yes | 2015-03-12 |  | 0
FALSE | 4TTR6042B1 | 3680 | 5867557 | TRANE | 4TTR6042B1 | AC | Split System: Air-Cooled Condensing Unit, Coil with Blower | 4TTR6042B1 |  | 4TXCD009CC3 | 12 | 14.5 | Yes | Yes | 2015-03-12 |  | 0
FALSE | 4TTR6042B1 | 3680 | 5867640 | TRANE | 4TTR6042B1 | AC | Split System: Air-Cooled Condensing Unit, Coil with Blower | 4TTR6042B1 |  | 4TXFH054CC3 | 12.2 | 15 | Yes | Yes | 2015-03-12 |  | 0
FALSE | 4TTR6042B1 | 3680 | 5867633 | TRANE | 4TTR6042B1 | AC | Split System: Air-Cooled Condensing Unit, Coil with Blower | 4TTR6042B1 |  | 4TXFH054CC3 | 12.5 | 15 | Yes | Yes | 2015-03-12 |  | 1
FALSE | 4TTR6042B1 | 3680 | 5867632 | TRANE | 4TTR6042B1 | AC | Split System: Air-Cooled Condensing Unit, Coil with Blower | 4TTR6042B1 |  | 4TXFH054CC3 | 12.5 | 15.5 | Yes | Yes | 2015-03-12 |  | 1
FALSE | 4TTR6042B1 | 3680 | 5867629 | TRANE | 4TTR6042B1 | AC | Split System: Air-Cooled Condensing Unit, Coil with Blower | 4TTR6042B1 |  | 4TXFH054CC3 | 12.5 | 15.5 | Yes | Yes | 2015-03-12 |  | 1
FALSE | 4TTR6042B1 | 3680 | 5867626 | TRANE | 4TTR6042B1 | AC | Split System: Air-Cooled Condensing Unit, Coil with Blower | 4TTR6042B1 |  | 4TXFH054CC3 | 12.5 | 15 | Yes | Yes | 2015-03-12 |  | 1
FALSE | 4TTR6048B1 | 3695 | 5867701 | TRANE | 4TTR6048B1 | AC | Split System: Air-Cooled Condensing Unit, Coil with Blower | 4TTR6048B1 |  | 4CXCD061CC3 | 12 | 15 | Yes | Yes | 2015-03-12 |  | 0
FALSE | 4TTR6048B1 | 3695 | 5867700 | TRANE | 4TTR6048B1 | AC | Split System: Air-Cooled Condensing Unit, Coil with Blower | 4TTR6048B1 |  | 4CXCD061CC3 | 12 | 14.5 | Yes | Yes | 2015-03-12 |  | 0
FALSE | 4TTR6048B1 | 3695 | 5867699 | TRANE | 4TTR6048B1 | AC | Split System: Air-Cooled Condensing Unit, Coil with Blower | 4TTR6048B1 |  | 4CXCD061CC3 | 12 | 14.5 | Yes | Yes | 2015-03-12 |  | 0
FALSE | 4TTR6042B1 | 3680 | 5867642 | TRANE | 4TTR6042B1 | AC | Split System: Air-Cooled Condensing Unit, Coil with Blower | 4TTR6042B1 |  | 4TXFH054CC3 | 12.2 | 14.75 | Yes | Yes | 2015-03-12 |  | 0
FALSE | 4TTR6042B1 | 3680 | 5867644 | TRANE | 4TTR6042B1 | AC | Split System: Air-Cooled Condensing Unit, Coil with Blower | 4TTR6042B1 |  | 4TXFH054CC3 | 12.5 | 15 | Yes | Yes | 2015-03-12 |  | 1
FALSE | 4TTR6042B1 | 3680 | 5867646 | TRANE | 4TTR6042B1 | AC | Split System: Air-Cooled Condensing Unit, Coil with Blower | 4TTR6042B1 |  | 4TXFH063CZ3 | 13 | 16 | Yes | Yes | 2015-03-12 |  | 2
FALSE | 4TTR6042B1 | 3680 | 5867649 | TRANE | 4TTR6042B1 | AC | Split System: Air-Cooled Condensing Unit, Coil with Blower | 4TTR6042B1 |  | GAM2A0B42S31+TDR | 12.5 | 14.75 | Yes | Yes | 2015-03-12 |  | 0
FALSE | 4TTR6048B1 | 3695 | 5867723 | TRANE | 4TTR6048B1 | AC | Split System: Air-Cooled Condensing Unit, Coil with Blower | 4TTR6048B1 |  | 4TXAC043BC3 | 12 | 14.5 | Yes | Yes | 2015-03-12 |  | 0
FALSE | 4TTR6048B1 | 3695 | 5867722 | TRANE | 4TTR6048B1 | AC | Split System: Air-Cooled Condensing Unit, Coil with Blower | 4TTR6048B1 |  | 4TXAC043BC3 | 12 | 14.5 | Yes | Yes | 2015-03-12 |  | 0
FALSE | 4TTR6048B1 | 3695 | 5867718 | TRANE | 4TTR6048B1 | AC | Split System: Air-Cooled Condensing Unit, Coil with Blower | 4TTR6048B1 |  | 4TXAC043BC3 | 12 | 14.5 | Yes | Yes | 2015-03-12 |  | 0
FALSE | 4TTR6048B1 | 3695 | 5867781 | TRANE | 4TTR6048B1 | AC | Split System: Air-Cooled Condensing Unit, Coil with Blower | 4TTR6048B1 |  | 4TXAD050BC3 | 12.2 | 15 | Yes | Yes | 2015-03-12 |  | 0
FALSE | 4TTR6048B1 | 3695 | 5867782 | TRANE | 4TTR6048B1 | AC | Split System: Air-Cooled Condensing Unit, Coil with Blower | 4TTR6048B1 |  | 4TXAD050BC3 | 12 | 14.5 | Yes | Yes | 2015-03-12 |  | 0
FALSE | 4TTR6048B1 | 3695 | 5867790 | TRANE | 4TTR6048B1 | AC | Split System: Air-Cooled Condensing Unit, Coil with Blower | 4TTR6048B1 |  | 4TXAD050BC3 | 12 | 14.5 | Yes | Yes | 2015-03-12 |  | 0
FALSE | 4TTR6048B1 | 3695 | 5867791 | TRANE | 4TTR6048B1 | AC | Split System: Air-Cooled Condensing Unit, Coil with Blower | 4TTR6048B1 |  | 4TXAD050BC3 | 12.5 | 15 | Yes | Yes | 2015-03-12 |  | 1
FALSE | 4TTR6048B1 | 3695 | 5867793 | TRANE | 4TTR6048B1 | AC | Split System: Air-Cooled Condensing Unit, Coil with Blower | 4TTR6048B1 |  | 4TXAD050BC3 | 12 | 14.5 | Yes | Yes | 2015-03-12 |  | 0
FALSE | 4TTR6048B1 | 3695 | 5867795 | TRANE | 4TTR6048B1 | AC | Split System: Air-Cooled Condensing Unit, Coil with Blower | 4TTR6048B1 |  | 4TXAD050BC3 | 12 | 14.5 | Yes | Yes | 2015-03-12 |  | 0
FALSE | 4TTR6048B1 | 3695 | 5867796 | TRANE | 4TTR6048B1 | AC | Split System: Air-Cooled Condensing Unit, Coil with Blower | 4TTR6048B1 |  | 4TXAD050BC3 | 12 | 14.5 | Yes | Yes | 2015-03-12 |  | 0
FALSE | 4TTR6048B1 | 3695 | 5867875 | TRANE | 4TTR6048B1 | AC | Split System: Air-Cooled Condensing Unit, Coil with Blower | 4TTR6048B1 |  | 4TXCC043BC3 | 12 | 14.5 | Yes | Yes | 2015-03-12 |  | 0
FALSE | 4TTR6048B1 | 3695 | 5867874 | TRANE | 4TTR6048B1 | AC | Split System: Air-Cooled Condensing Unit, Coil with Blower | 4TTR6048B1 |  | 4TXCC043BC3 | 12 | 14.5 | Yes | Yes | 2015-03-12 |  | 0
FALSE | 4TTR6048B1 | 3695 | 5867871 | TRANE | 4TTR6048B1 | AC | Split System: Air-Cooled Condensing Unit, Coil with Blower | 4TTR6048B1 |  | 4TXCC043BC3 | 12 | 14.5 | Yes | Yes | 2015-03-12 |  | 0
FALSE | 4A7A7048A1 | 288 | 5943049 | TRANE | 4TTX8048A1 | AC | Split System: Air-Cooled Condensing Unit, Coil with Blower | 4A7A7048A1 |  | 4TXCC049BC3 | 12 | 15.5 | Yes | Yes | 2015-03-12 |  | 0
FALSE | 4A7A7048A1 | 288 | 5943053 | TRANE | 4TTX8048A1 | AC | Split System: Air-Cooled Condensing Unit, Coil with Blower | 4A7A7048A1 |  | 4TXCC049BC3 | 12 | 15 | Yes | Yes | 2015-03-12 |  | 0
FALSE | 4A7A7048A1 | 288 | 5943054 | TRANE | 4TTX8048A1 | AC | Split System: Air-Cooled Condensing Unit, Coil with Blower | 4A7A7048A1 |  | 4TXCC049BC3 | 12 | 15 | Yes | Yes | 2015-03-12 |  | 0
FALSE | 4A7A7048A1 | 288 | 5943055 | TRANE | 4TTX8048A1 | AC | Split System: Air-Cooled Condensing Unit, Coil with Blower | 4A7A7048A1 |  | 4TXCC049BC3 | 12.5 | 16 | Yes | Yes | 2015-03-12 |  | 1
FALSE | 4A7A7048A1 | 288 | 5943056 | TRANE | 4TTX8048A1 | AC | Split System: Air-Cooled Condensing Unit, Coil with Blower | 4A7A7048A1 |  | 4TXCC049BC3 | 12 | 15 | Yes | Yes | 2015-03-12 |  | 0
FALSE | 4A7A7048A1 | 288 | 5943057 | TRANE | 4TTX8048A1 | AC | Split System: Air-Cooled Condensing Unit, Coil with Blower | 4A7A7048A1 |  | 4TXCC049BC3 | 12 | 14.5 | Yes | Yes | 2015-03-12 |  | 0
FALSE | 4A7A7048A1 | 288 | 5943027 | TRANE | 4TTX8048A1 | AC | Split System: Air-Cooled Condensing Unit, Coil with Blower | 4A7A7048A1 |  | 4TXCC049BC3 | 12 | 14.5 | Yes | Yes | 2015-03-12 |  | 0
FALSE | 4TTX6018H1 | 3491 | 5918169 | TRANE | 4TTX6018H1 | AC | Split System: Air-Cooled Condensing Unit, Coil with Blower | 4TTX6018H1 |  | TEM3A0B18S21+TDR | 12.5 | 15 | Yes | Yes | 2015-03-12 |  | 1
FALSE | 4A7A7048A1 | 288 | 5943122 | TRANE | 4TTX8048A1 | AC | Split System: Air-Cooled Condensing Unit, Coil with Blower | 4A7A7048A1 |  | 4TXCD063BC3 | 12.5 | 16.25 | Yes | Yes | 2015-03-12 |  | 1
FALSE | 4A7A7048A1 | 288 | 5943121 | TRANE | 4TTX8048A1 | AC | Split System: Air-Cooled Condensing Unit, Coil with Blower | 4A7A7048A1 |  | 4TXCD063BC3 | 12.5 | 17 | Yes | Yes | 2015-03-12 |  | 1
FALSE | 4A7A7048A1 | 288 | 5943148 | TRANE | 4TTX8048A1 | AC | Split System: Air-Cooled Condensing Unit, Coil with Blower | 4A7A7048A1 |  | 4TXFH054CC3 | 13 | 16.5 | Yes | Yes | 2015-03-12 |  | 2
FALSE | 4A7A7048A1 | 288 | 5943178 | TRANE | 4TTX8048A1 | AC | Split System: Air-Cooled Condensing Unit, Coil with Blower | 4A7A7048A1 |  | 4TXFH054CC3 | 12.5 | 16.5 | Yes | Yes | 2015-03-12 |  | 1
FALSE | 4A7A7048A1 | 288 | 5943151 | TRANE | 4TTX8048A1 | AC | Split System: Air-Cooled Condensing Unit, Coil with Blower | 4A7A7048A1 |  | 4TXFH054CC3 | 13 | 16.5 | Yes | Yes | 2015-03-12 |  | 2
FALSE | 4A7A7048A1 | 288 | 5943152 | TRANE | 4TTX8048A1 | AC | Split System: Air-Cooled Condensing Unit, Coil with Blower | 4A7A7048A1 |  | 4TXFH054CC3 | 12 | 16 | Yes | Yes | 2015-03-12 |  | 0
FALSE | 4A7A7048A1 | 288 | 5943153 | TRANE | 4TTX8048A1 | AC | Split System: Air-Cooled Condensing Unit, Coil with Blower | 4A7A7048A1 |  | 4TXFH054CC3 | 12 | 15.25 | Yes | Yes | 2015-03-12 |  | 0
FALSE | 4A7A7048A1 | 288 | 5943155 | TRANE | 4TTX8048A1 | AC | Split System: Air-Cooled Condensing Unit, Coil with Blower | 4A7A7048A1 |  | 4TXFH054CC3 | 12.5 | 16 | Yes | Yes | 2015-03-12 |  | 1
FALSE | 4A7A7048A1 | 288 | 5943158 | TRANE | 4TTX8048A1 | AC | Split System: Air-Cooled Condensing Unit, Coil with Blower | 4A7A7048A1 |  | 4TXFH054CC3 | 13 | 16 | Yes | Yes | 2015-03-12 |  | 2
FALSE | 4A7A7048A1 | 288 | 5942932 | TRANE | 4TTX8048A1 | AC | Split System: Air-Cooled Condensing Unit, Coil with Blower | 4A7A7048A1 |  | *AM7B0C60H51 | 13 | 17 | Yes | Yes | 2015-03-12 |  | 2
FALSE | 4A7A7048A1 | 288 | 5942933 | TRANE | 4TTX8048A1 | AC | Split System: Air-Cooled Condensing Unit, Coil with Blower | 4A7A7048A1 |  | *AM8A0C42V31+BAYCC24V | 13 | 17 | Yes | Yes | 2015-03-12 |  | 2
FALSE | 4A7A7048A1 | 288 | 5942934 | TRANE | 4TTX8048A1 | AC | Split System: Air-Cooled Condensing Unit, Coil with Blower | 4A7A7048A1 |  | *AM8A0C48V41+BAYCC24V | 13 | 17 | Yes | Yes | 2015-03-12 |  | 2
FALSE | 4A7A7048A1 | 288 | 5943082 | TRANE | 4TTX8048A1 | AC | Split System: Air-Cooled Condensing Unit, Coil with Blower | 4A7A7048A1 |  | 4TXCC060BC3 | 12 | 15.25 | Yes | Yes | 2015-03-12 |  | 0
FALSE | 4A7A7048A1 | 288 | 5943083 | TRANE | 4TTX8048A1 | AC | Split System: Air-Cooled Condensing Unit, Coil with Blower | 4A7A7048A1 |  | 4TXCC060BC3 | 12 | 15.5 | Yes | Yes | 2015-03-12 |  | 0
FALSE | 4A7A7048A1 | 288 | 5943091 | TRANE | 4TTX8048A1 | AC | Split System: Air-Cooled Condensing Unit, Coil with Blower | 4A7A7048A1 |  | 4TXCD050BC3 | 12.5 | 16.25 | Yes | Yes | 2015-03-12 |  | 1
FALSE | 4A7A7048A1 | 288 | 5943090 | TRANE | 4TTX8048A1 | AC | Split System: Air-Cooled Condensing Unit, Coil with Blower | 4A7A7048A1 |  | 4TXCD050BC3 | 12 | 15 | Yes | Yes | 2015-03-12 |  | 0
FALSE | 4A7A7048A1 | 288 | 5943143 | TRANE | 4TTX8048A1 | AC | Split System: Air-Cooled Condensing Unit, Coil with Blower | 4A7A7048A1 |  | 4TXCD063BC3 | 12.5 | 16.75 | Yes | Yes | 2015-03-12 |  | 1
FALSE | 4TTX6030H1 | 3530 | 5873917 | TRANE | 4TTX6030H1 | AC | Split System: Air-Cooled Condensing Unit, Coil with Blower | 4TTX6030H1 |  | GAM5B0B36M31 | 13.5 | 16 | Yes | Yes | 2015-03-12 |  | 2
FALSE | 4A7A7048A1 | 288 | 5943142 | TRANE | 4TTX8048A1 | AC | Split System: Air-Cooled Condensing Unit, Coil with Blower | 4A7A7048A1 |  | 4TXCD063BC3 | 12.5 | 16.75 | Yes | Yes | 2015-03-12 |  | 1
FALSE | 4A7A7048A1 | 288 | 5943141 | TRANE | 4TTX8048A1 | AC | Split System: Air-Cooled Condensing Unit, Coil with Blower | 4A7A7048A1 |  | 4TXCD063BC3 | 13 | 17.5 | Yes | Yes | 2015-03-12 |  | 2
FALSE | 4A7A7048A1 | 288 | 5943140 | TRANE | 4TTX8048A1 | AC | Split System: Air-Cooled Condensing Unit, Coil with Blower | 4A7A7048A1 |  | 4TXCD063BC3 | 13 | 17.5 | Yes | Yes | 2015-03-12 |  | 2
FALSE | 4A7A7048A1 | 288 | 5943138 | TRANE | 4TTX8048A1 | AC | Split System: Air-Cooled Condensing Unit, Coil with Blower | 4A7A7048A1 |  | 4TXCD063BC3 | 13 | 17.5 | Yes | Yes | 2015-03-12 |  | 2
FALSE | 4A7A7048A1 | 288 | 5943134 | TRANE | 4TTX8048A1 | AC | Split System: Air-Cooled Condensing Unit, Coil with Blower | 4A7A7048A1 |  | 4TXCD063BC3 | 13 | 17.5 | Yes | Yes | 2015-03-12 |  | 2
FALSE | 4A7A7048A1 | 288 | 5943131 | TRANE | 4TTX8048A1 | AC | Split System: Air-Cooled Condensing Unit, Coil with Blower | 4A7A7048A1 |  | 4TXCD063BC3 | 13 | 17.25 | Yes | Yes | 2015-03-12 |  | 2
FALSE | 4A7A7048A1 | 288 | 5943130 | TRANE | 4TTX8048A1 | AC | Split System: Air-Cooled Condensing Unit, Coil with Blower | 4A7A7048A1 |  | 4TXCD063BC3 | 13 | 17 | Yes | Yes | 2015-03-12 |  | 2
FALSE | 4TTX6048H1 | 3702 | 5873933 | TRANE | 4TTX6048H1 | AC | Split System: Air-Cooled Condensing Unit, Coil with Blower | 4TTX6048H1 |  | GAM5B0C60M51 | 12 | 15 | Yes | Yes | 2015-03-12 |  | 0
FALSE | 4TTX6049H1 | 3690 | 5873938 | TRANE | 4TTX6049H1 | AC | Split System: Air-Cooled Condensing Unit, Coil with Blower | 4TTX6049H1 |  | GAM5B0C60M51 | 12.5 | 15.25 | Yes | Yes | 2015-03-12 |  | 1
FALSE | 4TTR6018B1 | 3489 | 5975569 | TRANE | 4TTR6018B1 | AC | Split System: Air-Cooled Condensing Unit, Coil with Blower | 4TTR6018B1 |  | 4NXCB025AC3 | 13 | 16 | Yes | Yes | 2015-03-13 |  | 2
FALSE | 4TTR6049B1 | 3692 | 5995171 | TRANE | 4TTR6049B1 | AC | Split System: Air-Cooled Condensing Unit, Coil with Blower | 4TTR6049B1 |  | 4NXCD063BC3 | 12.5 | 15.5 | Yes | Yes | 2015-03-13 |  | 1
FALSE | 4TTR6049B1 | 3692 | 5977716 | TRANE | 4TTR6049B1 | AC | Split System: Air-Cooled Condensing Unit, Coil with Blower | 4TTR6049B1 |  | 4NXCD063BC3 | 13 | 16.25 | Yes | Yes | 2015-03-13 |  | 2
FALSE | 4TTR6049B1 | 3692 | 5995170 | TRANE | 4TTR6049B1 | AC | Split System: Air-Cooled Condensing Unit, Coil with Blower | 4TTR6049B1 |  | 4NXCD063BC3 | 12.5 | 15.5 | Yes | Yes | 2015-03-13 |  | 1
FALSE | 4TTR6049B1 | 3692 | 5995169 | TRANE | 4TTR6049B1 | AC | Split System: Air-Cooled Condensing Unit, Coil with Blower | 4TTR6049B1 |  | 4NXCD063BC3 | 12.5 | 15 | Yes | Yes | 2015-03-13 |  | 1
FALSE | 4TTR6049B1 | 3692 | 5995168 | TRANE | 4TTR6049B1 | AC | Split System: Air-Cooled Condensing Unit, Coil with Blower | 4TTR6049B1 |  | 4NXCD063BC3 | 12.5 | 15.5 | Yes | Yes | 2015-03-13 |  | 1
FALSE | 4TTR6049B1 | 3692 | 5977730 | TRANE | 4TTR6049B1 | AC | Split System: Air-Cooled Condensing Unit, Coil with Blower | 4TTR6049B1 |  | 4NXCD063BC3 | 12.5 | 15.5 | Yes | Yes | 2015-03-13 |  | 1
FALSE | 4TTR6049B1 | 3692 | 5977733 | TRANE | 4TTR6049B1 | AC | Split System: Air-Cooled Condensing Unit, Coil with Blower | 4TTR6049B1 |  | 4NXCD063BC3 | 12.5 | 15 | Yes | Yes | 2015-03-13 |  | 1
FALSE | 4TTR6049B1 | 3692 | 5977737 | TRANE | 4TTR6049B1 | AC | Split System: Air-Cooled Condensing Unit, Coil with Blower | 4TTR6049B1 |  | 4NXCD063BC3 | 12.5 | 15 | Yes | Yes | 2015-03-13 |  | 1
FALSE | 4TTR6049B1 | 3692 | 5977705 | TRANE | 4TTR6049B1 | AC | Split System: Air-Cooled Condensing Unit, Coil with Blower | 4TTR6049B1 |  | 4NXCD063BC3 | 12.5 | 15.25 | Yes | Yes | 2015-03-13 |  | 1
FALSE | 4TTX6024H1 | 3520 | 5975189 | TRANE | 4TTX6024H1 | AC | Split System: Air-Cooled Condensing Unit, Coil with Blower | 4TTX6024H1 |  | 4NXCB032AC3 | 12.75 | 15.75 | Yes | Yes | 2015-03-13 |  | 1
FALSE | 4TTX6024H1 | 3520 | 5975199 | TRANE | 4TTX6024H1 | AC | Split System: Air-Cooled Condensing Unit, Coil with Blower | 4TTX6024H1 |  | 4NXCB032AC3 | 12.5 | 15.5 | Yes | Yes | 2015-03-13 |  | 1
FALSE | 4TTX6030H1 | 3530 | 5975558 | TRANE | 4TTX6030H1 | AC | Split System: Air-Cooled Condensing Unit, Coil with Blower | 4TTX6030H1 |  | 4NXCB036AC3 | 12.5 | 14.75 | Yes | Yes | 2015-03-13 |  | 0
FALSE | 4TTX6030H1 | 3530 | 5975564 | TRANE | 4TTX6030H1 | AC | Split System: Air-Cooled Condensing Unit, Coil with Blower | 4TTX6030H1 |  | 4NXCB036AC3 | 12.5 | 15 | Yes | Yes | 2015-03-13 |  | 1
FALSE | 4TTR6024B1 | 3503 | 5973637 | TRANE | 4TTR6024B1 | AC | Split System: Air-Cooled Condensing Unit, Coil with Blower | 4TTR6024B1 |  | 4NXCB031AC3 | 13 | 16 | Yes | Yes | 2015-03-13 |  | 2
FALSE | 4TTR6024B1 | 3503 | 5973681 | TRANE | 4TTR6024B1 | AC | Split System: Air-Cooled Condensing Unit, Coil with Blower | 4TTR6024B1 |  | 4NXCB032AC3 | 13 | 16 | Yes | Yes | 2015-03-13 |  | 2
FALSE | 4TTR6024B1 | 3503 | 5973679 | TRANE | 4TTR6024B1 | AC | Split System: Air-Cooled Condensing Unit, Coil with Blower | 4TTR6024B1 |  | 4NXCB032AC3 | 13 | 16.25 | Yes | Yes | 2015-03-13 |  | 2
FALSE | 4TTR6036B1 | 3674 | 5975891 | TRANE | 4TTR6036B1 | AC | Split System: Air-Cooled Condensing Unit, Coil with Blower | 4TTR6036B1 |  | 4NXCB031AC3 | 12.2 | 14.5 | Yes | Yes | 2015-03-13 |  | 0
FALSE | 4TTR6036B1 | 3674 | 5975898 | TRANE | 4TTR6036B1 | AC | Split System: Air-Cooled Condensing Unit, Coil with Blower | 4TTR6036B1 |  | 4NXCB031AC3 | 12 | 14.75 | Yes | Yes | 2015-03-13 |  | 0
FALSE | 4TTR6036B1 | 3674 | 5975880 | TRANE | 4TTR6036B1 | AC | Split System: Air-Cooled Condensing Unit, Coil with Blower | 4TTR6036B1 |  | 4NXCB031AC3 | 12.5 | 15 | Yes | Yes | 2015-03-13 |  | 1
FALSE | 4TTR6049B1 | 3692 | 5995167 | TRANE | 4TTR6049B1 | AC | Split System: Air-Cooled Condensing Unit, Coil with Blower | 4TTR6049B1 |  | 4NXCD063BC3 | 12.2 | 14.5 | Yes | Yes | 2015-03-13 |  | 0
FALSE | 4TTR6049B1 | 3692 | 5977707 | TRANE | 4TTR6049B1 | AC | Split System: Air-Cooled Condensing Unit, Coil with Blower | 4TTR6049B1 |  | 4NXCD063BC3 | 12.2 | 14.75 | Yes | Yes | 2015-03-13 |  | 0
FALSE | 4TTR6049B1 | 3692 | 5977709 | TRANE | 4TTR6049B1 | AC | Split System: Air-Cooled Condensing Unit, Coil with Blower | 4TTR6049B1 |  | 4NXCD063BC3 | 12.5 | 15 | Yes | Yes | 2015-03-13 |  | 1
FALSE | 4TTX6024H1 | 3520 | 5975297 | TRANE | 4TTX6024H1 | AC | Split System: Air-Cooled Condensing Unit, Coil with Blower | 4TTX6024H1 |  | 4NXCB036AC3 | 13 | 16 | Yes | Yes | 2015-03-13 |  | 2
FALSE | 4TTX6024H1 | 3520 | 5975307 | TRANE | 4TTX6024H1 | AC | Split System: Air-Cooled Condensing Unit, Coil with Blower | 4TTX6024H1 |  | 4NXCB036AC3 | 13 | 16 | Yes | Yes | 2015-03-13 |  | 2
FALSE | 4TTX6024H1 | 3520 | 5975315 | TRANE | 4TTX6024H1 | AC | Split System: Air-Cooled Condensing Unit, Coil with Blower | 4TTX6024H1 |  | 4NXCB036AC3 | 12.75 | 15.75 | Yes | Yes | 2015-03-13 |  | 1
FALSE | 4TTX6024H1 | 3520 | 5975323 | TRANE | 4TTX6024H1 | AC | Split System: Air-Cooled Condensing Unit, Coil with Blower | 4TTX6024H1 |  | 4NXCB036AC3 | 12.5 | 15.5 | Yes | Yes | 2015-03-13 |  | 1
FALSE | 4TTX6024H1 | 3520 | 5975253 | TRANE | 4TTX6024H1 | AC | Split System: Air-Cooled Condensing Unit, Coil with Blower | 4TTX6024H1 |  | 4NXCB036AC3 | 12.5 | 15.5 | Yes | Yes | 2015-03-13 |  | 1
FALSE | 4TTR6024B1 | 3503 | 5973675 | TRANE | 4TTR6024B1 | AC | Split System: Air-Cooled Condensing Unit, Coil with Blower | 4TTR6024B1 |  | 4NXCB032AC3 | 12.5 | 15 | Yes | Yes | 2015-03-13 |  | 1
FALSE | 4TTR6024B1 | 3503 | 5973693 | TRANE | 4TTR6024B1 | AC | Split System: Air-Cooled Condensing Unit, Coil with Blower | 4TTR6024B1 |  | 4NXCB036AC3 | 13 | 16 | Yes | Yes | 2015-03-13 |  | 2
FALSE | 4TTR6024B1 | 3503 | 5973685 | TRANE | 4TTR6024B1 | AC | Split System: Air-Cooled Condensing Unit, Coil with Blower | 4TTR6024B1 |  | 4NXCB036AC3 | 13 | 16.25 | Yes | Yes | 2015-03-13 |  | 2
FALSE | 4TTR6036B1 | 3674 | 5973910 | TRANE | 4TTR6036B1 | AC | Split System: Air-Cooled Condensing Unit, Coil with Blower | 4TTR6036B1 |  | 4NXCB031AC3 | 12.2 | 14.75 | Yes | Yes | 2015-03-13 |  | 0
FALSE | 4TTR6036B1 | 3674 | 5975856 | TRANE | 4TTR6036B1 | AC | Split System: Air-Cooled Condensing Unit, Coil with Blower | 4TTR6036B1 |  | 4NXCB031AC3 | 12.5 | 15 | Yes | Yes | 2015-03-13 |  | 1
FALSE | 4TTR6036B1 | 3674 | 5973908 | TRANE | 4TTR6036B1 | AC | Split System: Air-Cooled Condensing Unit, Coil with Blower | 4TTR6036B1 |  | 4NXCB031AC3 | 12.2 | 14.75 | Yes | Yes | 2015-03-13 |  | 0
FALSE | 4TTR6036B1 | 3674 | 5975855 | TRANE | 4TTR6036B1 | AC | Split System: Air-Cooled Condensing Unit, Coil with Blower | 4TTR6036B1 |  | 4NXCB031AC3 | 12.5 | 15 | Yes | Yes | 2015-03-13 |  | 1
FALSE | 4TTR6036B1 | 3674 | 5973906 | TRANE | 4TTR6036B1 | AC | Split System: Air-Cooled Condensing Unit, Coil with Blower | 4TTR6036B1 |  | 4NXCB031AC3 | 12.2 | 14.5 | Yes | Yes | 2015-03-13 |  | 0
FALSE | 4TTR6036B1 | 3674 | 5973905 | TRANE | 4TTR6036B1 | AC | Split System: Air-Cooled Condensing Unit, Coil with Blower | 4TTR6036B1 |  | 4NXCB031AC3 | 12.2 | 14.5 | Yes | Yes | 2015-03-13 |  | 0
FALSE | 4TTR6036B1 | 3674 | 5973895 | TRANE | 4TTR6036B1 | AC | Split System: Air-Cooled Condensing Unit, Coil with Blower | 4TTR6036B1 |  | 4NXCB031AC3 | 12.2 | 14.5 | Yes | Yes | 2015-03-13 |  | 0
FALSE | 4TTR6036B1 | 3674 | 5973939 | TRANE | 4TTR6036B1 | AC | Split System: Air-Cooled Condensing Unit, Coil with Blower | 4TTR6036B1 |  | 4NXCB031AC3 | 12.2 | 14.5 | Yes | Yes | 2015-03-13 |  | 0
FALSE | 4TTR6036B1 | 3674 | 5975849 | TRANE | 4TTR6036B1 | AC | Split System: Air-Cooled Condensing Unit, Coil with Blower | 4TTR6036B1 |  | 4NXCB031AC3 | 12.2 | 14.75 | Yes | Yes | 2015-03-13 |  | 0
FALSE | 4TTR6036B1 | 3674 | 5975846 | TRANE | 4TTR6036B1 | AC | Split System: Air-Cooled Condensing Unit, Coil with Blower | 4TTR6036B1 |  | 4NXCB031AC3 | 12 | 14.5 | Yes | Yes | 2015-03-13 |  | 0
FALSE | 4TTR6036B1 | 3674 | 5975845 | TRANE | 4TTR6036B1 | AC | Split System: Air-Cooled Condensing Unit, Coil with Blower | 4TTR6036B1 |  | 4NXCB031AC3 | 12 | 14.75 | Yes | Yes | 2015-03-13 |  | 0
FALSE | 4TTR6024B1 | 3503 | 5975688 | TRANE | 4TTR6024B1 | AC | Split System: Air-Cooled Condensing Unit, Coil with Blower | 4TTR6024B1 |  | 4NXCB036AC3 | 12.5 | 15.75 | Yes | Yes | 2015-03-13 |  | 1
FALSE | 4TTR6024B1 | 3503 | 5975698 | TRANE | 4TTR6024B1 | AC | Split System: Air-Cooled Condensing Unit, Coil with Blower | 4TTR6024B1 |  | 4NXCB036AC3 | 12.5 | 15.75 | Yes | Yes | 2015-03-13 |  | 1
FALSE | 4TTR6024B1 | 3503 | 5973697 | TRANE | 4TTR6024B1 | AC | Split System: Air-Cooled Condensing Unit, Coil with Blower | 4TTR6024B1 |  | 4NXCB036AC3 | 12.5 | 15 | Yes | Yes | 2015-03-13 |  | 1
FALSE | 4TTX6036H1 | 3598 | 5975715 | TRANE | 4TTX6036H1 | AC | Split System: Air-Cooled Condensing Unit, Coil with Blower | 4TTX6036H1 |  | 4NXCB031AC3 | 12.2 | 14.75 | Yes | Yes | 2015-03-13 |  | 0
FALSE | 4TTR6030B1 | 3522 | 5975757 | TRANE | 4TTR6030B1 | AC | Split System: Air-Cooled Condensing Unit, Coil with Blower | 4TTR6030B1 |  | 4NXCB031AC3 | 12.5 | 15 | Yes | Yes | 2015-03-13 |  | 1
FALSE | 4TTR6030B1 | 3522 | 5975753 | TRANE | 4TTR6030B1 | AC | Split System: Air-Cooled Condensing Unit, Coil with Blower | 4TTR6030B1 |  | 4NXCB031AC3 | 12.5 | 14.75 | Yes | Yes | 2015-03-13 |  | 0
FALSE | 4TTR6030B1 | 3522 | 5973713 | TRANE | 4TTR6030B1 | AC | Split System: Air-Cooled Condensing Unit, Coil with Blower | 4TTR6030B1 |  | 4NXCB031AC3 | 12.5 | 14.75 | Yes | Yes | 2015-03-13 |  | 0
FALSE | 4TTR6030B1 | 3522 | 5973719 | TRANE | 4TTR6030B1 | AC | Split System: Air-Cooled Condensing Unit, Coil with Blower | 4TTR6030B1 |  | 4NXCB031AC3 | 12.5 | 15 | Yes | Yes | 2015-03-13 |  | 1
FALSE | 4TTR6036B1 | 3674 | 5975912 | TRANE | 4TTR6036B1 | AC | Split System: Air-Cooled Condensing Unit, Coil with Blower | 4TTR6036B1 |  | 4NXCB036AC3 | 12.5 | 15.5 | Yes | Yes | 2015-03-13 |  | 1
FALSE | 4TTR6036B1 | 3674 | 5973987 | TRANE | 4TTR6036B1 | AC | Split System: Air-Cooled Condensing Unit, Coil with Blower | 4TTR6036B1 |  | 4NXCB036AC3 | 12.5 | 15.75 | Yes | Yes | 2015-03-13 |  | 1
FALSE | 4TTR6036B1 | 3674 | 5975910 | TRANE | 4TTR6036B1 | AC | Split System: Air-Cooled Condensing Unit, Coil with Blower | 4TTR6036B1 |  | 4NXCB036AC3 | 12.5 | 15.75 | Yes | Yes | 2015-03-13 |  | 1
FALSE | 4TTR6036B1 | 3674 | 5973982 | TRANE | 4TTR6036B1 | AC | Split System: Air-Cooled Condensing Unit, Coil with Blower | 4TTR6036B1 |  | 4NXCB036AC3 | 12.5 | 15.75 | Yes | Yes | 2015-03-13 |  | 1
FALSE | 4TTR6036B1 | 3674 | 5975908 | TRANE | 4TTR6036B1 | AC | Split System: Air-Cooled Condensing Unit, Coil with Blower | 4TTR6036B1 |  | 4NXCB036AC3 | 12.5 | 15.5 | Yes | Yes | 2015-03-13 |  | 1
FALSE | 4TTR6036B1 | 3674 | 5975904 | TRANE | 4TTR6036B1 | AC | Split System: Air-Cooled Condensing Unit, Coil with Blower | 4TTR6036B1 |  | 4NXCB036AC3 | 12.5 | 15 | Yes | Yes | 2015-03-13 |  | 1
FALSE | 4TTR6036B1 | 3674 | 5975949 | TRANE | 4TTR6036B1 | AC | Split System: Air-Cooled Condensing Unit, Coil with Blower | 4TTR6036B1 |  | 4NXCB036AC3 | 12.5 | 15.5 | Yes | Yes | 2015-03-13 |  | 1
FALSE | 4TTR6036B1 | 3674 | 5973981 | TRANE | 4TTR6036B1 | AC | Split System: Air-Cooled Condensing Unit, Coil with Blower | 4TTR6036B1 |  | 4NXCB036AC3 | 12.5 | 15.25 | Yes | Yes | 2015-03-13 |  | 1
FALSE | 4TTR6036B1 | 3674 | 5973948 | TRANE | 4TTR6036B1 | AC | Split System: Air-Cooled Condensing Unit, Coil with Blower | 4TTR6036B1 |  | 4NXCB036AC3 | 12.5 | 15 | Yes | Yes | 2015-03-13 |  | 1
FALSE | 4TTR6036B1 | 3674 | 5973950 | TRANE | 4TTR6036B1 | AC | Split System: Air-Cooled Condensing Unit, Coil with Blower | 4TTR6036B1 |  | 4NXCB036AC3 | 12.5 | 15.25 | Yes | Yes | 2015-03-13 |  | 1
FALSE | 4TTR6036B1 | 3674 | 5973941 | TRANE | 4TTR6036B1 | AC | Split System: Air-Cooled Condensing Unit, Coil with Blower | 4TTR6036B1 |  | 4NXCB036AC3 | 12.5 | 15.25 | Yes | Yes | 2015-03-13 |  | 1
FALSE | 4TTX6018H1 | 3491 | 5975058 | TRANE | 4TTX6018H1 | AC | Split System: Air-Cooled Condensing Unit, Coil with Blower | 4TTX6018H1 |  | 4NXCB025AC3 | 13 | 16 | Yes | Yes | 2015-03-13 |  | 2
FALSE | 4TTX6018H1 | 3491 | 5976036 | TRANE | 4TTX6018H1 | AC | Split System: Air-Cooled Condensing Unit, Coil with Blower | 4TTX6018H1 |  | 4NXCB025AC3 | 13 | 16 | Yes | Yes | 2015-03-13 |  | 2
FALSE | 4TTX6018H1 | 3491 | 5975046 | TRANE | 4TTX6018H1 | AC | Split System: Air-Cooled Condensing Unit, Coil with Blower | 4TTX6018H1 |  | 4NXCB025AC3 | 13 | 16 | Yes | Yes | 2015-03-13 |  | 2
FALSE | 4TTX6018H1 | 3491 | 5975053 | TRANE | 4TTX6018H1 | AC | Split System: Air-Cooled Condensing Unit, Coil with Blower | 4TTX6018H1 |  | 4NXCB025AC3 | 13 | 16 | Yes | Yes | 2015-03-13 |  | 2
FALSE | 4TTX6030H1 | 3530 | 5975421 | TRANE | 4TTX6030H1 | AC | Split System: Air-Cooled Condensing Unit, Coil with Blower | 4TTX6030H1 |  | 4NXCB031AC3 | 12.5 | 15.25 | Yes | Yes | 2015-03-13 |  | 1
FALSE | 4TTX6018H1 | 3491 | 5975052 | TRANE | 4TTX6018H1 | AC | Split System: Air-Cooled Condensing Unit, Coil with Blower | 4TTX6018H1 |  | 4NXCB025AC3 | 13 | 16 | Yes | Yes | 2015-03-13 |  | 2
FALSE | 4TTX6030H1 | 3530 | 5975387 | TRANE | 4TTX6030H1 | AC | Split System: Air-Cooled Condensing Unit, Coil with Blower | 4TTX6030H1 |  | 4NXCB031AC3 | 12.5 | 14.75 | Yes | Yes | 2015-03-13 |  | 0
FALSE | 4TTX6036H1 | 3598 | 5975732 | TRANE | 4TTX6036H1 | AC | Split System: Air-Cooled Condensing Unit, Coil with Blower | 4TTX6036H1 |  | 4NXCB031AC3 | 12.2 | 14.5 | Yes | Yes | 2015-03-13 |  | 0
FALSE | 4TTX6036H1 | 3598 | 5975739 | TRANE | 4TTX6036H1 | AC | Split System: Air-Cooled Condensing Unit, Coil with Blower | 4TTX6036H1 |  | 4NXCB031AC3 | 12.2 | 14.5 | Yes | Yes | 2015-03-13 |  | 0
FALSE | 4TTX6036H1 | 3598 | 5976062 | TRANE | 4TTX6036H1 | AC | Split System: Air-Cooled Condensing Unit, Coil with Blower | 4TTX6036H1 |  | 4NXCB031AC3 | 12.2 | 14.5 | Yes | Yes | 2015-03-13 |  | 0
FALSE | 4TTR6030B1 | 3522 | 5975734 | TRANE | 4TTR6030B1 | AC | Split System: Air-Cooled Condensing Unit, Coil with Blower | 4TTR6030B1 |  | 4NXCB031AC3 | 12.5 | 15 | Yes | Yes | 2015-03-13 |  | 1
FALSE | 4TTR6030B1 | 3522 | 5975737 | TRANE | 4TTR6030B1 | AC | Split System: Air-Cooled Condensing Unit, Coil with Blower | 4TTR6030B1 |  | 4NXCB031AC3 | 12.5 | 15 | Yes | Yes | 2015-03-13 |  | 1
FALSE | 4TTR6030B1 | 3522 | 5975742 | TRANE | 4TTR6030B1 | AC | Split System: Air-Cooled Condensing Unit, Coil with Blower | 4TTR6030B1 |  | 4NXCB031AC3 | 12.5 | 15 | Yes | Yes | 2015-03-13 |  | 1
FALSE | 4TTR6036B1 | 3674 | 5973969 | TRANE | 4TTR6036B1 | AC | Split System: Air-Cooled Condensing Unit, Coil with Blower | 4TTR6036B1 |  | 4NXCB036AC3 | 12.2 | 14.75 | Yes | Yes | 2015-03-13 |  | 0
FALSE | 4TTR6036B1 | 3674 | 5973963 | TRANE | 4TTR6036B1 | AC | Split System: Air-Cooled Condensing Unit, Coil with Blower | 4TTR6036B1 |  | 4NXCB036AC3 | 12.2 | 14.75 | Yes | Yes | 2015-03-13 |  | 0
FALSE | 4TTR6036B1 | 3674 | 5973961 | TRANE | 4TTR6036B1 | AC | Split System: Air-Cooled Condensing Unit, Coil with Blower | 4TTR6036B1 |  | 4NXCB036AC3 | 12.2 | 14.75 | Yes | Yes | 2015-03-13 |  | 0
FALSE | 4TTR6036B1 | 3674 | 5973959 | TRANE | 4TTR6036B1 | AC | Split System: Air-Cooled Condensing Unit, Coil with Blower | 4TTR6036B1 |  | 4NXCB036AC3 | 12.5 | 15 | Yes | Yes | 2015-03-13 |  | 1
FALSE | 4TTR6036B1 | 3674 | 5975902 | TRANE | 4TTR6036B1 | AC | Split System: Air-Cooled Condensing Unit, Coil with Blower | 4TTR6036B1 |  | 4NXCB036AC3 | 12.2 | 14.5 | Yes | Yes | 2015-03-13 |  | 0
FALSE | 4TTR6036B1 | 3674 | 5973998 | TRANE | 4TTR6036B1 | AC | Split System: Air-Cooled Condensing Unit, Coil with Blower | 4TTR6036B1 |  | 4NXCB036AC3 | 12 | 14.75 | Yes | Yes | 2015-03-13 |  | 0
FALSE | 4TTR6036B1 | 3674 | 5973942 | TRANE | 4TTR6036B1 | AC | Split System: Air-Cooled Condensing Unit, Coil with Blower | 4TTR6036B1 |  | 4NXCB036AC3 | 12.5 | 15 | Yes | Yes | 2015-03-13 |  | 1
FALSE | 4TTR6036B1 | 3674 | 5973944 | TRANE | 4TTR6036B1 | AC | Split System: Air-Cooled Condensing Unit, Coil with Blower | 4TTR6036B1 |  | 4NXCB036AC3 | 12.5 | 15 | Yes | Yes | 2015-03-13 |  | 1
FALSE | 4TTX6030H1 | 3530 | 5975361 | TRANE | 4TTX6030H1 | AC | Split System: Air-Cooled Condensing Unit, Coil with Blower | 4TTX6030H1 |  | 4NXCB031AC3 | 12.5 | 14.75 | Yes | Yes | 2015-03-13 |  | 0
FALSE | 4TTX6030H1 | 3530 | 5975369 | TRANE | 4TTX6030H1 | AC | Split System: Air-Cooled Condensing Unit, Coil with Blower | 4TTX6030H1 |  | 4NXCB031AC3 | 12.5 | 14.75 | Yes | Yes | 2015-03-13 |  | 0
FALSE | 4TTX6030H1 | 3530 | 5975377 | TRANE | 4TTX6030H1 | AC | Split System: Air-Cooled Condensing Unit, Coil with Blower | 4TTX6030H1 |  | 4NXCB031AC3 | 12.5 | 15 | Yes | Yes | 2015-03-13 |  | 1
FALSE | 4TTX6030H1 | 3530 | 5975437 | TRANE | 4TTX6030H1 | AC | Split System: Air-Cooled Condensing Unit, Coil with Blower | 4TTX6030H1 |  | 4NXCB032AC3 | 12.5 | 15 | Yes | Yes | 2015-03-13 |  | 1
FALSE | 4TTR6030B1 | 3522 | 5973762 | TRANE | 4TTR6030B1 | AC | Split System: Air-Cooled Condensing Unit, Coil with Blower | 4TTR6030B1 |  | 4NXCB032AC3 | 12.5 | 15 | Yes | Yes | 2015-03-13 |  | 1
FALSE | 4TTR6030B1 | 3522 | 5975760 | TRANE | 4TTR6030B1 | AC | Split System: Air-Cooled Condensing Unit, Coil with Blower | 4TTR6030B1 |  | 4NXCB032AC3 | 12.5 | 15 | Yes | Yes | 2015-03-13 |  | 1
FALSE | 4TTR6042B1 | 3680 | 5975969 | TRANE | 4TTR6042B1 | AC | Split System: Air-Cooled Condensing Unit, Coil with Blower | 4TTR6042B1 |  | 4NXCB036AC3 | 12.5 | 15.25 | Yes | Yes | 2015-03-13 |  | 1
FALSE | 4TTR6042B1 | 3680 | 5974043 | TRANE | 4TTR6042B1 | AC | Split System: Air-Cooled Condensing Unit, Coil with Blower | 4TTR6042B1 |  | 4NXCB036AC3 | 12.5 | 15.5 | Yes | Yes | 2015-03-13 |  | 1
FALSE | 4TTR6042B1 | 3680 | 5975971 | TRANE | 4TTR6042B1 | AC | Split System: Air-Cooled Condensing Unit, Coil with Blower | 4TTR6042B1 |  | 4NXCB036AC3 | 12.5 | 15.25 | Yes | Yes | 2015-03-13 |  | 1
FALSE | 4TTR6042B1 | 3680 | 5975973 | TRANE | 4TTR6042B1 | AC | Split System: Air-Cooled Condensing Unit, Coil with Blower | 4TTR6042B1 |  | 4NXCB036AC3 | 12.5 | 15 | Yes | Yes | 2015-03-13 |  | 1
FALSE | 4TTR6042B1 | 3680 | 5974049 | TRANE | 4TTR6042B1 | AC | Split System: Air-Cooled Condensing Unit, Coil with Blower | 4TTR6042B1 |  | 4NXCB036AC3 | 12.2 | 14.75 | Yes | Yes | 2015-03-13 |  | 0
FALSE | 4TTR6042B1 | 3680 | 5975976 | TRANE | 4TTR6042B1 | AC | Split System: Air-Cooled Condensing Unit, Coil with Blower | 4TTR6042B1 |  | 4NXCB036AC3 | 12.5 | 15 | Yes | Yes | 2015-03-13 |  | 1
FALSE | 4TTR6042B1 | 3680 | 5975979 | TRANE | 4TTR6042B1 | AC | Split System: Air-Cooled Condensing Unit, Coil with Blower | 4TTR6042B1 |  | 4NXCB036AC3 | 12.2 | 14.75 | Yes | Yes | 2015-03-13 |  | 0
FALSE | 4TTX6024H1 | 3520 | 5975092 | TRANE | 4TTX6024H1 | AC | Split System: Air-Cooled Condensing Unit, Coil with Blower | 4TTX6024H1 |  | 4NXCB025AC3 | 12.5 | 15.25 | Yes | Yes | 2015-03-13 |  | 1
FALSE | 4TTX6030H1 | 3530 | 5975465 | TRANE | 4TTX6030H1 | AC | Split System: Air-Cooled Condensing Unit, Coil with Blower | 4TTX6030H1 |  | 4NXCB032AC3 | 12.5 | 15.5 | Yes | Yes | 2015-03-13 |  | 1
FALSE | 4TTX6030H1 | 3530 | 5975467 | TRANE | 4TTX6030H1 | AC | Split System: Air-Cooled Condensing Unit, Coil with Blower | 4TTX6030H1 |  | 4NXCB032AC3 | 12.5 | 15.25 | Yes | Yes | 2015-03-13 |  | 1
FALSE | 4TTR6030B1 | 3522 | 5973782 | TRANE | 4TTR6030B1 | AC | Split System: Air-Cooled Condensing Unit, Coil with Blower | 4TTR6030B1 |  | 4NXCB032AC3 | 12.5 | 15.25 | Yes | Yes | 2015-03-13 |  | 1
FALSE | 4TTR6042B1 | 3680 | 5975982 | TRANE | 4TTR6042B1 | AC | Split System: Air-Cooled Condensing Unit, Coil with Blower | 4TTR6042B1 |  | 4NXCB036AC3 | 12.2 | 14.75 | Yes | Yes | 2015-03-13 |  | 0
FALSE | 4TTR6042B1 | 3680 | 5974050 | TRANE | 4TTR6042B1 | AC | Split System: Air-Cooled Condensing Unit, Coil with Blower | 4TTR6042B1 |  | 4NXCB036AC3 | 12.2 | 14.75 | Yes | Yes | 2015-03-13 |  | 0
FALSE | 4TTR6042B1 | 3680 | 5975985 | TRANE | 4TTR6042B1 | AC | Split System: Air-Cooled Condensing Unit, Coil with Blower | 4TTR6042B1 |  | 4NXCB036AC3 | 12.5 | 15 | Yes | Yes | 2015-03-13 |  | 1
FALSE | 4TTR6042B1 | 3680 | 5974005 | TRANE | 4TTR6042B1 | AC | Split System: Air-Cooled Condensing Unit, Coil with Blower | 4TTR6042B1 |  | 4NXCB036AC3 | 12.2 | 14.75 | Yes | Yes | 2015-03-13 |  | 0
FALSE | 4TTR6042B1 | 3680 | 5974007 | TRANE | 4TTR6042B1 | AC | Split System: Air-Cooled Condensing Unit, Coil with Blower | 4TTR6042B1 |  | 4NXCB036AC3 | 12.5 | 15 | Yes | Yes | 2015-03-13 |  | 1
FALSE | 4TTR6042B1 | 3680 | 5974009 | TRANE | 4TTR6042B1 | AC | Split System: Air-Cooled Condensing Unit, Coil with Blower | 4TTR6042B1 |  | 4NXCB036AC3 | 12.2 | 14.5 | Yes | Yes | 2015-03-13 |  | 0
FALSE | 4TTR6042B1 | 3680 | 5974010 | TRANE | 4TTR6042B1 | AC | Split System: Air-Cooled Condensing Unit, Coil with Blower | 4TTR6042B1 |  | 4NXCB036AC3 | 12.2 | 14.75 | Yes | Yes | 2015-03-13 |  | 0
FALSE | 4TTR6042B1 | 3680 | 5974014 | TRANE | 4TTR6042B1 | AC | Split System: Air-Cooled Condensing Unit, Coil with Blower | 4TTR6042B1 |  | 4NXCB036AC3 | 12.2 | 14.75 | Yes | Yes | 2015-03-13 |  | 0
FALSE | 4TTX6024H1 | 3520 | 5975071 | TRANE | 4TTX6024H1 | AC | Split System: Air-Cooled Condensing Unit, Coil with Blower | 4TTX6024H1 |  | 4NXCB025AC3 | 12.5 | 15.5 | Yes | Yes | 2015-03-13 |  | 1
FALSE | 4TTX6024H1 | 3520 | 5975074 | TRANE | 4TTX6024H1 | AC | Split System: Air-Cooled Condensing Unit, Coil with Blower | 4TTX6024H1 |  | 4NXCB025AC3 | 12.5 | 15.5 | Yes | Yes | 2015-03-13 |  | 1
FALSE | 4TTX6030H1 | 3530 | 5975475 | TRANE | 4TTX6030H1 | AC | Split System: Air-Cooled Condensing Unit, Coil with Blower | 4TTX6030H1 |  | 4NXCB032AC3 | 12.5 | 15.25 | Yes | Yes | 2015-03-13 |  | 1
FALSE | 4TTR6048B1 | 3695 | 5977677 | TRANE | 4TTR6048B1 | AC | Split System: Air-Cooled Condensing Unit, Coil with Blower | 4TTR6048B1 |  | 4NXCD063BC3 | 12 | 14.5 | Yes | Yes | 2015-03-13 |  | 0
FALSE | 4TTR6048B1 | 3695 | 5977580 | TRANE | 4TTR6048B1 | AC | Split System: Air-Cooled Condensing Unit, Coil with Blower | 4TTR6048B1 |  | 4NXCD063BC3 | 12 | 14.5 | Yes | Yes | 2015-03-13 |  | 0
FALSE | 4TTR6048B1 | 3695 | 5977583 | TRANE | 4TTR6048B1 | AC | Split System: Air-Cooled Condensing Unit, Coil with Blower | 4TTR6048B1 |  | 4NXCD063BC3 | 12.5 | 15.75 | Yes | Yes | 2015-03-13 |  | 1
FALSE | 4TTR6048B1 | 3695 | 5977585 | TRANE | 4TTR6048B1 | AC | Split System: Air-Cooled Condensing Unit, Coil with Blower | 4TTR6048B1 |  | 4NXCD063BC3 | 12.5 | 15.25 | Yes | Yes | 2015-03-13 |  | 1
FALSE | 4TTR6048B1 | 3695 | 5977587 | TRANE | 4TTR6048B1 | AC | Split System: Air-Cooled Condensing Unit, Coil with Blower | 4TTR6048B1 |  | 4NXCD063BC3 | 12.5 | 15.75 | Yes | Yes | 2015-03-13 |  | 1
FALSE | 4TTR6048B1 | 3695 | 5977589 | TRANE | 4TTR6048B1 | AC | Split System: Air-Cooled Condensing Unit, Coil with Blower | 4TTR6048B1 |  | 4NXCD063BC3 | 12.5 | 15.5 | Yes | Yes | 2015-03-13 |  | 1
FALSE | 4TTR6048B1 | 3695 | 5977592 | TRANE | 4TTR6048B1 | AC | Split System: Air-Cooled Condensing Unit, Coil with Blower | 4TTR6048B1 |  | 4NXCD063BC3 | 12.5 | 15 | Yes | Yes | 2015-03-13 |  | 1
FALSE | 4TTR6048B1 | 3695 | 5977594 | TRANE | 4TTR6048B1 | AC | Split System: Air-Cooled Condensing Unit, Coil with Blower | 4TTR6048B1 |  | 4NXCD063BC3 | 12.5 | 15.25 | Yes | Yes | 2015-03-13 |  | 1
FALSE | 4TTX6024H1 | 3520 | 5975108 | TRANE | 4TTX6024H1 | AC | Split System: Air-Cooled Condensing Unit, Coil with Blower | 4TTX6024H1 |  | 4NXCB025AC3 | 12.75 | 15.75 | Yes | Yes | 2015-03-13 |  | 1
FALSE | 4TTX6024H1 | 3520 | 5975109 | TRANE | 4TTX6024H1 | AC | Split System: Air-Cooled Condensing Unit, Coil with Blower | 4TTX6024H1 |  | 4NXCB025AC3 | 12.75 | 15.75 | Yes | Yes | 2015-03-13 |  | 1
FALSE | 4TTX6024H1 | 3520 | 5975111 | TRANE | 4TTX6024H1 | AC | Split System: Air-Cooled Condensing Unit, Coil with Blower | 4TTX6024H1 |  | 4NXCB025AC3 | 12.5 | 15.25 | Yes | Yes | 2015-03-13 |  | 1
FALSE | 4TTX6024H1 | 3520 | 5975113 | TRANE | 4TTX6024H1 | AC | Split System: Air-Cooled Condensing Unit, Coil with Blower | 4TTX6024H1 |  | 4NXCB025AC3 | 12.5 | 15.5 | Yes | Yes | 2015-03-13 |  | 1
FALSE | 4TTX6024H1 | 3520 | 5975065 | TRANE | 4TTX6024H1 | AC | Split System: Air-Cooled Condensing Unit, Coil with Blower | 4TTX6024H1 |  | 4NXCB025AC3 | 12.5 | 15.25 | Yes | Yes | 2015-03-13 |  | 1
FALSE | 4TTX6030H1 | 3530 | 5975445 | TRANE | 4TTX6030H1 | AC | Split System: Air-Cooled Condensing Unit, Coil with Blower | 4TTX6030H1 |  | 4NXCB032AC3 | 12.5 | 15.25 | Yes | Yes | 2015-03-13 |  | 1
FALSE | 4TTX6030H1 | 3530 | 5975451 | TRANE | 4TTX6030H1 | AC | Split System: Air-Cooled Condensing Unit, Coil with Blower | 4TTX6030H1 |  | 4NXCB032AC3 | 12.5 | 14.75 | Yes | Yes | 2015-03-13 |  | 0
FALSE | 4TTX6030H1 | 3530 | 5975541 | TRANE | 4TTX6030H1 | AC | Split System: Air-Cooled Condensing Unit, Coil with Blower | 4TTX6030H1 |  | 4NXCB032AC3 | 12.5 | 14.75 | Yes | Yes | 2015-03-13 |  | 0
FALSE | 4TTX6030H1 | 3530 | 5975550 | TRANE | 4TTX6030H1 | AC | Split System: Air-Cooled Condensing Unit, Coil with Blower | 4TTX6030H1 |  | 4NXCB032AC3 | 12.5 | 14.75 | Yes | Yes | 2015-03-13 |  | 0
FALSE | 4TTX6036H1 | 3598 | 5975791 | TRANE | 4TTX6036H1 | AC | Split System: Air-Cooled Condensing Unit, Coil with Blower | 4TTX6036H1 |  | 4NXCB036AC3 | 12.2 | 14.5 | Yes | Yes | 2015-03-13 |  | 0
FALSE | 4TTX6036H1 | 3598 | 5975887 | TRANE | 4TTX6036H1 | AC | Split System: Air-Cooled Condensing Unit, Coil with Blower | 4TTX6036H1 |  | 4NXCB036AC3 | 12.2 | 14.5 | Yes | Yes | 2015-03-13 |  | 0
FALSE | 4TTX6036H1 | 3598 | 5975888 | TRANE | 4TTX6036H1 | AC | Split System: Air-Cooled Condensing Unit, Coil with Blower | 4TTX6036H1 |  | 4NXCB036AC3 | 12.5 | 15 | Yes | Yes | 2015-03-13 |  | 1
FALSE | 4TTR6030B1 | 3522 | 5973857 | TRANE | 4TTR6030B1 | AC | Split System: Air-Cooled Condensing Unit, Coil with Blower | 4TTR6030B1 |  | 4NXCB036AC3 | 12.5 | 15 | Yes | Yes | 2015-03-13 |  | 1
FALSE | 4TTR6030B1 | 3522 | 5975824 | TRANE | 4TTR6030B1 | AC | Split System: Air-Cooled Condensing Unit, Coil with Blower | 4TTR6030B1 |  | 4NXCB036AC3 | 12.5 | 15 | Yes | Yes | 2015-03-13 |  | 1
FALSE | 4TTX6036H1 | 3598 | 5975777 | TRANE | 4TTX6036H1 | AC | Split System: Air-Cooled Condensing Unit, Coil with Blower | 4TTX6036H1 |  | 4NXCB031AC3 | 12.2 | 14.5 | Yes | Yes | 2015-03-13 |  | 0
FALSE | 4TTX6036H1 | 3598 | 5976065 | TRANE | 4TTX6036H1 | AC | Split System: Air-Cooled Condensing Unit, Coil with Blower | 4TTX6036H1 |  | 4NXCB031AC3 | 12 | 14.5 | Yes | Yes | 2015-03-13 |  | 0
FALSE | 4TTR6030B1 | 3522 | 5973861 | TRANE | 4TTR6030B1 | AC | Split System: Air-Cooled Condensing Unit, Coil with Blower | 4TTR6030B1 |  | 4NXCB036AC3 | 12.5 | 15.5 | Yes | Yes | 2015-03-13 |  | 1
FALSE | 4TTR6048B1 | 3695 | 5977626 | TRANE | 4TTR6048B1 | AC | Split System: Air-Cooled Condensing Unit, Coil with Blower | 4TTR6048B1 |  | 4NXCD063BC3 | 12.5 | 15 | Yes | Yes | 2015-03-13 |  | 1
FALSE | 4TTR6048B1 | 3695 | 5977628 | TRANE | 4TTR6048B1 | AC | Split System: Air-Cooled Condensing Unit, Coil with Blower | 4TTR6048B1 |  | 4NXCD063BC3 | 12.5 | 15 | Yes | Yes | 2015-03-13 |  | 1
FALSE | 4TTR6048B1 | 3695 | 5977631 | TRANE | 4TTR6048B1 | AC | Split System: Air-Cooled Condensing Unit, Coil with Blower | 4TTR6048B1 |  | 4NXCD063BC3 | 12 | 14.75 | Yes | Yes | 2015-03-13 |  | 0
FALSE | 4TTR6048B1 | 3695 | 5977633 | TRANE | 4TTR6048B1 | AC | Split System: Air-Cooled Condensing Unit, Coil with Blower | 4TTR6048B1 |  | 4NXCD063BC3 | 12.5 | 15.5 | Yes | Yes | 2015-03-13 |  | 1
FALSE | 4TTR6048B1 | 3695 | 5977638 | TRANE | 4TTR6048B1 | AC | Split System: Air-Cooled Condensing Unit, Coil with Blower | 4TTR6048B1 |  | 4NXCD063BC3 | 12.5 | 15 | Yes | Yes | 2015-03-13 |  | 1
FALSE | 4TTR6048B1 | 3695 | 5977640 | TRANE | 4TTR6048B1 | AC | Split System: Air-Cooled Condensing Unit, Coil with Blower | 4TTR6048B1 |  | 4NXCD063BC3 | 12.5 | 15 | Yes | Yes | 2015-03-13 |  | 1
FALSE | 4TTR6048B1 | 3695 | 5977643 | TRANE | 4TTR6048B1 | AC | Split System: Air-Cooled Condensing Unit, Coil with Blower | 4TTR6048B1 |  | 4NXCD063BC3 | 12.2 | 14.75 | Yes | Yes | 2015-03-13 |  | 0
FALSE | 4TTR6048B1 | 3695 | 5977645 | TRANE | 4TTR6048B1 | AC | Split System: Air-Cooled Condensing Unit, Coil with Blower | 4TTR6048B1 |  | 4NXCD063BC3 | 12.2 | 14.5 | Yes | Yes | 2015-03-13 |  | 0
FALSE | 4TTR6048B1 | 3695 | 5977647 | TRANE | 4TTR6048B1 | AC | Split System: Air-Cooled Condensing Unit, Coil with Blower | 4TTR6048B1 |  | 4NXCD063BC3 | 12.5 | 15 | Yes | Yes | 2015-03-13 |  | 1
FALSE | 4TTR6048B1 | 3695 | 5977650 | TRANE | 4TTR6048B1 | AC | Split System: Air-Cooled Condensing Unit, Coil with Blower | 4TTR6048B1 |  | 4NXCD063BC3 | 12.2 | 14.75 | Yes | Yes | 2015-03-13 |  | 0
FALSE | 4TTR6048B1 | 3695 | 5977657 | TRANE | 4TTR6048B1 | AC | Split System: Air-Cooled Condensing Unit, Coil with Blower | 4TTR6048B1 |  | 4NXCD063BC3 | 12.2 | 14.5 | Yes | Yes | 2015-03-13 |  | 0
FALSE | 4TTX6024H1 | 3520 | 5975152 | TRANE | 4TTX6024H1 | AC | Split System: Air-Cooled Condensing Unit, Coil with Blower | 4TTX6024H1 |  | 4NXCB031AC3 | 12.5 | 15.25 | Yes | Yes | 2015-03-13 |  | 1
FALSE | 4TTX6024H1 | 3520 | 5975162 | TRANE | 4TTX6024H1 | AC | Split System: Air-Cooled Condensing Unit, Coil with Blower | 4TTX6024H1 |  | 4NXCB031AC3 | 12.75 | 15.75 | Yes | Yes | 2015-03-13 |  | 1
FALSE | 4TTX6024H1 | 3520 | 5975163 | TRANE | 4TTX6024H1 | AC | Split System: Air-Cooled Condensing Unit, Coil with Blower | 4TTX6024H1 |  | 4NXCB031AC3 | 12.75 | 15.75 | Yes | Yes | 2015-03-13 |  | 1
FALSE | 4TTX6024H1 | 3520 | 5975165 | TRANE | 4TTX6024H1 | AC | Split System: Air-Cooled Condensing Unit, Coil with Blower | 4TTX6024H1 |  | 4NXCB031AC3 | 12.5 | 15.25 | Yes | Yes | 2015-03-13 |  | 1
FALSE | 4TTX6024H1 | 3520 | 5975167 | TRANE | 4TTX6024H1 | AC | Split System: Air-Cooled Condensing Unit, Coil with Blower | 4TTX6024H1 |  | 4NXCB031AC3 | 12.5 | 15.5 | Yes | Yes | 2015-03-13 |  | 1
FALSE | 4TTX6030H1 | 3530 | 5975672 | TRANE | 4TTX6030H1 | AC | Split System: Air-Cooled Condensing Unit, Coil with Blower | 4TTX6030H1 |  | 4NXCB036AC3 | 12.5 | 15.25 | Yes | Yes | 2015-03-13 |  | 1
FALSE | 4TTX6030H1 | 3530 | 5975568 | TRANE | 4TTX6030H1 | AC | Split System: Air-Cooled Condensing Unit, Coil with Blower | 4TTX6030H1 |  | 4NXCB036AC3 | 12.5 | 15 | Yes | Yes | 2015-03-13 |  | 1
FALSE | 4TTR6024B1 | 3503 | 5973633 | TRANE | 4TTR6024B1 | AC | Split System: Air-Cooled Condensing Unit, Coil with Blower | 4TTR6024B1 |  | 4NXCB025AC3 | 12.5 | 15.75 | Yes | Yes | 2015-03-13 |  | 1
FALSE | 4TTR6024B1 | 3503 | 5975607 | TRANE | 4TTR6024B1 | AC | Split System: Air-Cooled Condensing Unit, Coil with Blower | 4TTR6024B1 |  | 4NXCB025AC3 | 12.5 | 15.75 | Yes | Yes | 2015-03-13 |  | 1
FALSE | 4TTR6024B1 | 3503 | 5975602 | TRANE | 4TTR6024B1 | AC | Split System: Air-Cooled Condensing Unit, Coil with Blower | 4TTR6024B1 |  | 4NXCB025AC3 | 12.5 | 15.5 | Yes | Yes | 2015-03-13 |  | 1
FALSE | 4TTR6024B1 | 3503 | 5973625 | TRANE | 4TTR6024B1 | AC | Split System: Air-Cooled Condensing Unit, Coil with Blower | 4TTR6024B1 |  | 4NXCB025AC3 | 12.5 | 15.25 | Yes | Yes | 2015-03-13 |  | 1
FALSE | 4TTR6024B1 | 3503 | 5975653 | TRANE | 4TTR6024B1 | AC | Split System: Air-Cooled Condensing Unit, Coil with Blower | 4TTR6024B1 |  | 4NXCB031AC3 | 13 | 16 | Yes | Yes | 2015-03-13 |  | 2
FALSE | 4TTR6024B1 | 3503 | 5973647 | TRANE | 4TTR6024B1 | AC | Split System: Air-Cooled Condensing Unit, Coil with Blower | 4TTR6024B1 |  | 4NXCB031AC3 | 12.5 | 15.75 | Yes | Yes | 2015-03-13 |  | 1
FALSE | 4TTR6030B1 | 3522 | 5975820 | TRANE | 4TTR6030B1 | AC | Split System: Air-Cooled Condensing Unit, Coil with Blower | 4TTR6030B1 |  | 4NXCB036AC3 | 12.5 | 15 | Yes | Yes | 2015-03-13 |  | 1
FALSE | 4TTR6030B1 | 3522 | 5973832 | TRANE | 4TTR6030B1 | AC | Split System: Air-Cooled Condensing Unit, Coil with Blower | 4TTR6030B1 |  | 4NXCB036AC3 | 12.5 | 14.75 | Yes | Yes | 2015-03-13 |  | 0
FALSE | 4TTR6030B1 | 3522 | 5973849 | TRANE | 4TTR6030B1 | AC | Split System: Air-Cooled Condensing Unit, Coil with Blower | 4TTR6030B1 |  | 4NXCB036AC3 | 12.5 | 15 | Yes | Yes | 2015-03-13 |  | 1
FALSE | 4TTR6036B1 | 3674 | 5973900 | TRANE | 4TTR6036B1 | AC | Split System: Air-Cooled Condensing Unit, Coil with Blower | 4TTR6036B1 |  | 4NXCB031AC3 | 12.2 | 14.75 | Yes | Yes | 2015-03-13 |  | 0
FALSE | 4TTR6049B1 | 3692 | 5977754 | TRANE | 4TTR6049B1 | AC | Split System: Air-Cooled Condensing Unit, Coil with Blower | 4TTR6049B1 |  | 4NXCD063BC3 | 13 | 16 | Yes | Yes | 2015-03-13 |  | 2
FALSE | 4TTR6049B1 | 3692 | 5977762 | TRANE | 4TTR6049B1 | AC | Split System: Air-Cooled Condensing Unit, Coil with Blower | 4TTR6049B1 |  | 4NXCD063BC3 | 13 | 16 | Yes | Yes | 2015-03-13 |  | 2
FALSE | 4TTR6049B1 | 3692 | 5977764 | TRANE | 4TTR6049B1 | AC | Split System: Air-Cooled Condensing Unit, Coil with Blower | 4TTR6049B1 |  | 4NXCD063BC3 | 13 | 16 | Yes | Yes | 2015-03-13 |  | 2
FALSE | 4TTR6049B1 | 3692 | 5977681 | TRANE | 4TTR6049B1 | AC | Split System: Air-Cooled Condensing Unit, Coil with Blower | 4TTR6049B1 |  | 4NXCD063BC3 | 13 | 16.25 | Yes | Yes | 2015-03-13 |  | 2
FALSE | 4TTR6049B1 | 3692 | 5977684 | TRANE | 4TTR6049B1 | AC | Split System: Air-Cooled Condensing Unit, Coil with Blower | 4TTR6049B1 |  | 4NXCD063BC3 | 13 | 16 | Yes | Yes | 2015-03-13 |  | 2
FALSE | 4TTR6049B1 | 3692 | 5977688 | TRANE | 4TTR6049B1 | AC | Split System: Air-Cooled Condensing Unit, Coil with Blower | 4TTR6049B1 |  | 4NXCD063BC3 | 13 | 16 | Yes | Yes | 2015-03-13 |  | 2
FALSE | 4TTR6049B1 | 3692 | 5977691 | TRANE | 4TTR6049B1 | AC | Split System: Air-Cooled Condensing Unit, Coil with Blower | 4TTR6049B1 |  | 4NXCD063BC3 | 12.5 | 15.75 | Yes | Yes | 2015-03-13 |  | 1
FALSE | 4TTR6049B1 | 3692 | 5977694 | TRANE | 4TTR6049B1 | AC | Split System: Air-Cooled Condensing Unit, Coil with Blower | 4TTR6049B1 |  | 4NXCD063BC3 | 12.5 | 15 | Yes | Yes | 2015-03-13 |  | 1
FALSE | 4TTR6049B1 | 3692 | 5977695 | TRANE | 4TTR6049B1 | AC | Split System: Air-Cooled Condensing Unit, Coil with Blower | 4TTR6049B1 |  | 4NXCD063BC3 | 12.5 | 15.75 | Yes | Yes | 2015-03-13 |  | 1
FALSE | 4TTR6049B1 | 3692 | 5977698 | TRANE | 4TTR6049B1 | AC | Split System: Air-Cooled Condensing Unit, Coil with Blower | 4TTR6049B1 |  | 4NXCD063BC3 | 12.5 | 15.25 | Yes | Yes | 2015-03-13 |  | 1
FALSE | 4TTR6049B1 | 3692 | 5977702 | TRANE | 4TTR6049B1 | AC | Split System: Air-Cooled Condensing Unit, Coil with Blower | 4TTR6049B1 |  | 4NXCD063BC3 | 13 | 16 | Yes | Yes | 2015-03-13 |  | 2
FALSE | 4TTX6024H1 | 3520 | 5975213 | TRANE | 4TTX6024H1 | AC | Split System: Air-Cooled Condensing Unit, Coil with Blower | 4TTX6024H1 |  | 4NXCB032AC3 | 13 | 16 | Yes | Yes | 2015-03-13 |  | 2
FALSE | 4TTX6024H1 | 3520 | 5975219 | TRANE | 4TTX6024H1 | AC | Split System: Air-Cooled Condensing Unit, Coil with Blower | 4TTX6024H1 |  | 4NXCB032AC3 | 12.75 | 15.75 | Yes | Yes | 2015-03-13 |  | 1
FALSE | 4A7A7024A1 | 4200 | 5970637 | TRANE | 4TTX8024A1 | AC | Split System: Air-Cooled Condensing Unit, Coil with Blower | 4A7A7024A1 |  | 4NXCB032AC3 | 13 | 16 | Yes | Yes | 2015-03-13 |  | 2
FALSE | 4A7A7024A1 | 4200 | 5970639 | TRANE | 4TTX8024A1 | AC | Split System: Air-Cooled Condensing Unit, Coil with Blower | 4A7A7024A1 |  | 4NXCB032AC3 | 13 | 17 | Yes | Yes | 2015-03-13 |  | 2
FALSE | 4A7A7024A1 | 4200 | 5970644 | TRANE | 4TTX8024A1 | AC | Split System: Air-Cooled Condensing Unit, Coil with Blower | 4A7A7024A1 |  | 4NXCB032AC3 | 13 | 17 | Yes | Yes | 2015-03-13 |  | 2
FALSE | 4A7A7024A1 | 4200 | 5970646 | TRANE | 4TTX8024A1 | AC | Split System: Air-Cooled Condensing Unit, Coil with Blower | 4A7A7024A1 |  | 4NXCB032AC3 | 13 | 17 | Yes | Yes | 2015-03-13 |  | 2
FALSE | 4A7A7024A1 | 4200 | 5970650 | TRANE | 4TTX8024A1 | AC | Split System: Air-Cooled Condensing Unit, Coil with Blower | 4A7A7024A1 |  | 4NXCB032AC3 | 13 | 17.25 | Yes | Yes | 2015-03-13 |  | 2
FALSE | 4A7A7024A1 | 4200 | 5970654 | TRANE | 4TTX8024A1 | AC | Split System: Air-Cooled Condensing Unit, Coil with Blower | 4A7A7024A1 |  | 4NXCB032AC3 | 13 | 16 | Yes | Yes | 2015-03-13 |  | 2
FALSE | 4A7A7024A1 | 4200 | 5970657 | TRANE | 4TTX8024A1 | AC | Split System: Air-Cooled Condensing Unit, Coil with Blower | 4A7A7024A1 |  | 4NXCB032AC3 | 13 | 16.25 | Yes | Yes | 2015-03-13 |  | 2
FALSE | 4A7A7024A1 | 4200 | 5970659 | TRANE | 4TTX8024A1 | AC | Split System: Air-Cooled Condensing Unit, Coil with Blower | 4A7A7024A1 |  | 4NXCB032AC3 | 13 | 16.5 | Yes | Yes | 2015-03-13 |  | 2
FALSE | 4A7A7024A1 | 4200 | 5970661 | TRANE | 4TTX8024A1 | AC | Split System: Air-Cooled Condensing Unit, Coil with Blower | 4A7A7024A1 |  | 4NXCB032AC3 | 13 | 16.75 | Yes | Yes | 2015-03-13 |  | 2
FALSE | 4A7A7024A1 | 4200 | 5970665 | TRANE | 4TTX8024A1 | AC | Split System: Air-Cooled Condensing Unit, Coil with Blower | 4A7A7024A1 |  | 4NXCB032AC3 | 13 | 16.5 | Yes | Yes | 2015-03-13 |  | 2
FALSE | 4A7A7024A1 | 4200 | 5970667 | TRANE | 4TTX8024A1 | AC | Split System: Air-Cooled Condensing Unit, Coil with Blower | 4A7A7024A1 |  | 4NXCB032AC3 | 13 | 16 | Yes | Yes | 2015-03-13 |  | 2
FALSE | 4A7A7024A1 | 4200 | 5970669 | TRANE | 4TTX8024A1 | AC | Split System: Air-Cooled Condensing Unit, Coil with Blower | 4A7A7024A1 |  | 4NXCB032AC3 | 13 | 16.5 | Yes | Yes | 2015-03-13 |  | 2
FALSE | 4A7A7024A1 | 4200 | 5970671 | TRANE | 4TTX8024A1 | AC | Split System: Air-Cooled Condensing Unit, Coil with Blower | 4A7A7024A1 |  | 4NXCB032AC3 | 12.5 | 16.25 | Yes | Yes | 2015-03-13 |  | 1
FALSE | 4A7A7024A1 | 4200 | 5970674 | TRANE | 4TTX8024A1 | AC | Split System: Air-Cooled Condensing Unit, Coil with Blower | 4A7A7024A1 |  | 4NXCB032AC3 | 12.5 | 15.75 | Yes | Yes | 2015-03-13 |  | 1
FALSE | 4A7A7024A1 | 4200 | 5970676 | TRANE | 4TTX8024A1 | AC | Split System: Air-Cooled Condensing Unit, Coil with Blower | 4A7A7024A1 |  | 4NXCB032AC3 | 13 | 16 | Yes | Yes | 2015-03-13 |  | 2
FALSE | 4A7A7024A1 | 4200 | 5970678 | TRANE | 4TTX8024A1 | AC | Split System: Air-Cooled Condensing Unit, Coil with Blower | 4A7A7024A1 |  | 4NXCB032AC3 | 12.5 | 15.75 | Yes | Yes | 2015-03-13 |  | 1
FALSE | 4A7A7036A1 | 4207 | 5970777 | TRANE | 4TTX8036A1 | AC | Split System: Air-Cooled Condensing Unit, Coil with Blower | 4A7A7036A1 |  | 4NXCB031AC3 | 12 | 15.75 | Yes | Yes | 2015-03-13 |  | 0
FALSE | 4A7A7036A1 | 4207 | 5970683 | TRANE | 4TTX8036A1 | AC | Split System: Air-Cooled Condensing Unit, Coil with Blower | 4A7A7036A1 |  | 4NXCB031AC3 | 12 | 16 | Yes | Yes | 2015-03-13 |  | 0
FALSE | 4A7A7036A1 | 4207 | 5970685 | TRANE | 4TTX8036A1 | AC | Split System: Air-Cooled Condensing Unit, Coil with Blower | 4A7A7036A1 |  | 4NXCB031AC3 | 12 | 15.5 | Yes | Yes | 2015-03-13 |  | 0
FALSE | 4A7A7036A1 | 4207 | 5970687 | TRANE | 4TTX8036A1 | AC | Split System: Air-Cooled Condensing Unit, Coil with Blower | 4A7A7036A1 |  | 4NXCB031AC3 | 12 | 16 | Yes | Yes | 2015-03-13 |  | 0
FALSE | 4A7A7036A1 | 4207 | 5970689 | TRANE | 4TTX8036A1 | AC | Split System: Air-Cooled Condensing Unit, Coil with Blower | 4A7A7036A1 |  | 4NXCB031AC3 | 12.2 | 16.25 | Yes | Yes | 2015-03-13 |  | 0
FALSE | 4A7A7036A1 | 4207 | 5970693 | TRANE | 4TTX8036A1 | AC | Split System: Air-Cooled Condensing Unit, Coil with Blower | 4A7A7036A1 |  | 4NXCB031AC3 | 12.2 | 16.25 | Yes | Yes | 2015-03-13 |  | 0
FALSE | 4A7A7036A1 | 4207 | 5970695 | TRANE | 4TTX8036A1 | AC | Split System: Air-Cooled Condensing Unit, Coil with Blower | 4A7A7036A1 |  | 4NXCB031AC3 | 12 | 15.5 | Yes | Yes | 2015-03-13 |  | 0
FALSE | 4A7A7036A1 | 4207 | 5970702 | TRANE | 4TTX8036A1 | AC | Split System: Air-Cooled Condensing Unit, Coil with Blower | 4A7A7036A1 |  | 4NXCB031AC3 | 12 | 15.5 | Yes | Yes | 2015-03-13 |  | 0
FALSE | 4A7A7036A1 | 4207 | 5970706 | TRANE | 4TTX8036A1 | AC | Split System: Air-Cooled Condensing Unit, Coil with Blower | 4A7A7036A1 |  | 4NXCB031AC3 | 12 | 16 | Yes | Yes | 2015-03-13 |  | 0
FALSE | 4TTX6048H1 | 3702 | 5978138 | TRANE | 4TTX6048H1 | AC | Split System: Air-Cooled Condensing Unit, Coil with Blower | 4TTX6048H1 |  | 4NXCD063BC3 | 12 | 14.5 | Yes | Yes | 2015-03-13 |  | 0
FALSE | 4TTX6048H1 | 3702 | 5978139 | TRANE | 4TTX6048H1 | AC | Split System: Air-Cooled Condensing Unit, Coil with Blower | 4TTX6048H1 |  | 4NXCD063BC3 | 12 | 14.5 | Yes | Yes | 2015-03-13 |  | 0
FALSE | 4TTX6048H1 | 3702 | 5978142 | TRANE | 4TTX6048H1 | AC | Split System: Air-Cooled Condensing Unit, Coil with Blower | 4TTX6048H1 |  | 4NXCD063BC3 | 13 | 16 | Yes | Yes | 2015-03-13 |  | 2
FALSE | 4TTX6048H1 | 3702 | 5978146 | TRANE | 4TTX6048H1 | AC | Split System: Air-Cooled Condensing Unit, Coil with Blower | 4TTX6048H1 |  | 4NXCD063BC3 | 13 | 16 | Yes | Yes | 2015-03-13 |  | 2
FALSE | 4A7A7036A1 | 4207 | 5970733 | TRANE | 4TTX8036A1 | AC | Split System: Air-Cooled Condensing Unit, Coil with Blower | 4A7A7036A1 |  | 4NXCB031AC3 | 12.2 | 16 | Yes | Yes | 2015-03-13 |  | 0
FALSE | 4A7A7036A1 | 4207 | 5970737 | TRANE | 4TTX8036A1 | AC | Split System: Air-Cooled Condensing Unit, Coil with Blower | 4A7A7036A1 |  | 4NXCB031AC3 | 12.2 | 16 | Yes | Yes | 2015-03-13 |  | 0
FALSE | 4TTX6048H1 | 3702 | 5978201 | TRANE | 4TTX6048H1 | AC | Split System: Air-Cooled Condensing Unit, Coil with Blower | 4TTX6048H1 |  | 4NXCD063BC3 | 12 | 14.5 | Yes | Yes | 2015-03-13 |  | 0
FALSE | 4TTX6048H1 | 3702 | 5978204 | TRANE | 4TTX6048H1 | AC | Split System: Air-Cooled Condensing Unit, Coil with Blower | 4TTX6048H1 |  | 4NXCD063BC3 | 12 | 15.25 | Yes | Yes | 2015-03-13 |  | 0
FALSE | 4TTX6048H1 | 3702 | 5978206 | TRANE | 4TTX6048H1 | AC | Split System: Air-Cooled Condensing Unit, Coil with Blower | 4TTX6048H1 |  | 4NXCD063BC3 | 12 | 15 | Yes | Yes | 2015-03-13 |  | 0
FALSE | 4TTX6048H1 | 3702 | 5978211 | TRANE | 4TTX6048H1 | AC | Split System: Air-Cooled Condensing Unit, Coil with Blower | 4TTX6048H1 |  | 4NXCD063BC3 | 12 | 14.5 | Yes | Yes | 2015-03-13 |  | 0
FALSE | 4TTX6048H1 | 3702 | 5978214 | TRANE | 4TTX6048H1 | AC | Split System: Air-Cooled Condensing Unit, Coil with Blower | 4TTX6048H1 |  | 4NXCD063BC3 | 12 | 14.75 | Yes | Yes | 2015-03-13 |  | 0
FALSE | 4A7A7036A1 | 4207 | 5970849 | TRANE | 4TTX8036A1 | AC | Split System: Air-Cooled Condensing Unit, Coil with Blower | 4A7A7036A1 |  | 4NXCB036AC3 | 12.2 | 16.25 | Yes | Yes | 2015-03-13 |  | 0
FALSE | 4A7A7036A1 | 4207 | 5970851 | TRANE | 4TTX8036A1 | AC | Split System: Air-Cooled Condensing Unit, Coil with Blower | 4A7A7036A1 |  | 4NXCB036AC3 | 12 | 16 | Yes | Yes | 2015-03-13 |  | 0
FALSE | 4A7A7036A1 | 4207 | 5970854 | TRANE | 4TTX8036A1 | AC | Split System: Air-Cooled Condensing Unit, Coil with Blower | 4A7A7036A1 |  | 4NXCB036AC3 | 12 | 16 | Yes | Yes | 2015-03-13 |  | 0
FALSE | 4A7A7036A1 | 4207 | 5970856 | TRANE | 4TTX8036A1 | AC | Split System: Air-Cooled Condensing Unit, Coil with Blower | 4A7A7036A1 |  | 4NXCB036AC3 | 12 | 16 | Yes | Yes | 2015-03-13 |  | 0
FALSE | 4A7A7036A1 | 4207 | 5970860 | TRANE | 4TTX8036A1 | AC | Split System: Air-Cooled Condensing Unit, Coil with Blower | 4A7A7036A1 |  | 4NXCB036AC3 | 12.2 | 16.25 | Yes | Yes | 2015-03-13 |  | 0
FALSE | 4A7A7036A1 | 4207 | 5970864 | TRANE | 4TTX8036A1 | AC | Split System: Air-Cooled Condensing Unit, Coil with Blower | 4A7A7036A1 |  | 4NXCB036AC3 | 12.2 | 16.25 | Yes | Yes | 2015-03-13 |  | 0
FALSE | 4A7A7036A1 | 4207 | 5970868 | TRANE | 4TTX8036A1 | AC | Split System: Air-Cooled Condensing Unit, Coil with Blower | 4A7A7036A1 |  | 4NXCB036AC3 | 12.2 | 16.25 | Yes | Yes | 2015-03-13 |  | 0
FALSE | 4A7A7036A1 | 4207 | 5970871 | TRANE | 4TTX8036A1 | AC | Split System: Air-Cooled Condensing Unit, Coil with Blower | 4A7A7036A1 |  | 4NXCB036AC3 | 12.2 | 16.5 | Yes | Yes | 2015-03-13 |  | 0
FALSE | 4A7A7036A1 | 4207 | 5970875 | TRANE | 4TTX8036A1 | AC | Split System: Air-Cooled Condensing Unit, Coil with Blower | 4A7A7036A1 |  | 4NXCB036AC3 | 12.5 | 17 | Yes | Yes | 2015-03-13 |  | 1
FALSE | 4A7A7036A1 | 4207 | 5970877 | TRANE | 4TTX8036A1 | AC | Split System: Air-Cooled Condensing Unit, Coil with Blower | 4A7A7036A1 |  | 4NXCB036AC3 | 12.5 | 17 | Yes | Yes | 2015-03-13 |  | 1
FALSE | 4TTX6048H1 | 3702 | 5978130 | TRANE | 4TTX6048H1 | AC | Split System: Air-Cooled Condensing Unit, Coil with Blower | 4TTX6048H1 |  | 4NXCD063BC3 | 12 | 14.5 | Yes | Yes | 2015-03-13 |  | 0
FALSE | 4TTX6049H1 | 3690 | 5995191 | TRANE | 4TTX6049H1 | AC | Split System: Air-Cooled Condensing Unit, Coil with Blower | 4TTX6049H1 |  | 4NXCD063BC3 | 12.5 | 15 | Yes | Yes | 2015-03-13 |  | 1
FALSE | 4TTX6049H1 | 3690 | 5978221 | TRANE | 4TTX6049H1 | AC | Split System: Air-Cooled Condensing Unit, Coil with Blower | 4TTX6049H1 |  | 4NXCD063BC3 | 13 | 16 | Yes | Yes | 2015-03-13 |  | 2
FALSE | 4TTX6049H1 | 3690 | 5978307 | TRANE | 4TTX6049H1 | AC | Split System: Air-Cooled Condensing Unit, Coil with Blower | 4TTX6049H1 |  | 4NXCD063BC3 | 13 | 16 | Yes | Yes | 2015-03-13 |  | 2
FALSE | 4TTX6049H1 | 3690 | 5978225 | TRANE | 4TTX6049H1 | AC | Split System: Air-Cooled Condensing Unit, Coil with Blower | 4TTX6049H1 |  | 4NXCD063BC3 | 13 | 16 | Yes | Yes | 2015-03-13 |  | 2
FALSE | 4TTX6049H1 | 3690 | 5978228 | TRANE | 4TTX6049H1 | AC | Split System: Air-Cooled Condensing Unit, Coil with Blower | 4TTX6049H1 |  | 4NXCD063BC3 | 13 | 16 | Yes | Yes | 2015-03-13 |  | 2
FALSE | 4TTX6049H1 | 3690 | 5978231 | TRANE | 4TTX6049H1 | AC | Split System: Air-Cooled Condensing Unit, Coil with Blower | 4TTX6049H1 |  | 4NXCD063BC3 | 13 | 16 | Yes | Yes | 2015-03-13 |  | 2
FALSE | 4TTX6049H1 | 3690 | 5978235 | TRANE | 4TTX6049H1 | AC | Split System: Air-Cooled Condensing Unit, Coil with Blower | 4TTX6049H1 |  | 4NXCD063BC3 | 13 | 16 | Yes | Yes | 2015-03-13 |  | 2
FALSE | 4TTX6049H1 | 3690 | 5978242 | TRANE | 4TTX6049H1 | AC | Split System: Air-Cooled Condensing Unit, Coil with Blower | 4TTX6049H1 |  | 4NXCD063BC3 | 13 | 16 | Yes | Yes | 2015-03-13 |  | 2
FALSE | 4TTX6049H1 | 3690 | 5978245 | TRANE | 4TTX6049H1 | AC | Split System: Air-Cooled Condensing Unit, Coil with Blower | 4TTX6049H1 |  | 4NXCD063BC3 | 13 | 16 | Yes | Yes | 2015-03-13 |  | 2
FALSE | 4A7A7036A1 | 4207 | 5970782 | TRANE | 4TTX8036A1 | AC | Split System: Air-Cooled Condensing Unit, Coil with Blower | 4A7A7036A1 |  | 4NXCB036AC3 | 12.5 | 17 | Yes | Yes | 2015-03-13 |  | 1
FALSE | 4A7A7036A1 | 4207 | 5970788 | TRANE | 4TTX8036A1 | AC | Split System: Air-Cooled Condensing Unit, Coil with Blower | 4A7A7036A1 |  | 4NXCB036AC3 | 12.5 | 17 | Yes | Yes | 2015-03-13 |  | 1
FALSE | 4A7A7036A1 | 4207 | 5970790 | TRANE | 4TTX8036A1 | AC | Split System: Air-Cooled Condensing Unit, Coil with Blower | 4A7A7036A1 |  | 4NXCB036AC3 | 12.2 | 16.5 | Yes | Yes | 2015-03-13 |  | 0
FALSE | 4A7A7036A1 | 4207 | 5970792 | TRANE | 4TTX8036A1 | AC | Split System: Air-Cooled Condensing Unit, Coil with Blower | 4A7A7036A1 |  | 4NXCB036AC3 | 12.2 | 16.5 | Yes | Yes | 2015-03-13 |  | 0
FALSE | 4A7A7036A1 | 4207 | 5970797 | TRANE | 4TTX8036A1 | AC | Split System: Air-Cooled Condensing Unit, Coil with Blower | 4A7A7036A1 |  | 4NXCB036AC3 | 12.5 | 16.25 | Yes | Yes | 2015-03-13 |  | 1
FALSE | 4A7A7036A1 | 4207 | 5970799 | TRANE | 4TTX8036A1 | AC | Split System: Air-Cooled Condensing Unit, Coil with Blower | 4A7A7036A1 |  | 4NXCB036AC3 | 12.2 | 16.5 | Yes | Yes | 2015-03-13 |  | 0
FALSE | 4TTX6049H1 | 3690 | 5978287 | TRANE | 4TTX6049H1 | AC | Split System: Air-Cooled Condensing Unit, Coil with Blower | 4TTX6049H1 |  | 4NXCD063BC3 | 12.5 | 15.5 | Yes | Yes | 2015-03-13 |  | 1
FALSE | 4TTX6049H1 | 3690 | 5978290 | TRANE | 4TTX6049H1 | AC | Split System: Air-Cooled Condensing Unit, Coil with Blower | 4TTX6049H1 |  | 4NXCD063BC3 | 12.5 | 15 | Yes | Yes | 2015-03-13 |  | 1
FALSE | 4TTX6049H1 | 3690 | 5978295 | TRANE | 4TTX6049H1 | AC | Split System: Air-Cooled Condensing Unit, Coil with Blower | 4TTX6049H1 |  | 4NXCD063BC3 | 12.5 | 15 | Yes | Yes | 2015-03-13 |  | 1
FALSE | 4TTX6049H1 | 3690 | 5978297 | TRANE | 4TTX6049H1 | AC | Split System: Air-Cooled Condensing Unit, Coil with Blower | 4TTX6049H1 |  | 4NXCD063BC3 | 12.5 | 15.25 | Yes | Yes | 2015-03-13 |  | 1
FALSE | 4TTX6049H1 | 3690 | 5995189 | TRANE | 4TTX6049H1 | AC | Split System: Air-Cooled Condensing Unit, Coil with Blower | 4TTX6049H1 |  | 4NXCD063BC3 | 12.2 | 14.5 | Yes | Yes | 2015-03-13 |  | 0
FALSE | 4TTX6049H1 | 3690 | 5978300 | TRANE | 4TTX6049H1 | AC | Split System: Air-Cooled Condensing Unit, Coil with Blower | 4TTX6049H1 |  | 4NXCD063BC3 | 12.2 | 14.75 | Yes | Yes | 2015-03-13 |  | 0
FALSE | 4TTX6049H1 | 3690 | 5978302 | TRANE | 4TTX6049H1 | AC | Split System: Air-Cooled Condensing Unit, Coil with Blower | 4TTX6049H1 |  | 4NXCD063BC3 | 12.5 | 15 | Yes | Yes | 2015-03-13 |  | 1
FALSE | 4A7A7036A1 | 4207 | 5970841 | TRANE | 4TTX8036A1 | AC | Split System: Air-Cooled Condensing Unit, Coil with Blower | 4A7A7036A1 |  | 4NXCB036AC3 | 12.2 | 15.5 | Yes | Yes | 2015-03-13 |  | 0
FALSE | 4A7A7060A1 | 289 | 5970894 | TRANE | 4TTX8060A1 | AC | Split System: Air-Cooled Condensing Unit, Coil with Blower | 4A7A7060A1 |  | 4NXCD063BC3 | 12 | 15.75 | Yes | Yes | 2015-03-13 |  | 0
FALSE | 4A7A7060A1 | 289 | 5970896 | TRANE | 4TTX8060A1 | AC | Split System: Air-Cooled Condensing Unit, Coil with Blower | 4A7A7060A1 |  | 4NXCD063BC3 | 12 | 15.75 | Yes | Yes | 2015-03-13 |  | 0
FALSE | 4A7A7060A1 | 289 | 5970898 | TRANE | 4TTX8060A1 | AC | Split System: Air-Cooled Condensing Unit, Coil with Blower | 4A7A7060A1 |  | 4NXCD063BC3 | 12 | 15.75 | Yes | Yes | 2015-03-13 |  | 0
FALSE | 4TTX6049H1 | 3690 | 5978304 | TRANE | 4TTX6049H1 | AC | Split System: Air-Cooled Condensing Unit, Coil with Blower | 4TTX6049H1 |  | 4NXCD063BC3 | 12.5 | 15.5 | Yes | Yes | 2015-03-13 |  | 1
FALSE | 4A7A7060A1 | 289 | 5970902 | TRANE | 4TTX8060A1 | AC | Split System: Air-Cooled Condensing Unit, Coil with Blower | 4A7A7060A1 |  | 4NXCD063BC3 | 12 | 15.75 | Yes | Yes | 2015-03-13 |  | 0
FALSE | 4A7A7060A1 | 289 | 5970914 | TRANE | 4TTX8060A1 | AC | Split System: Air-Cooled Condensing Unit, Coil with Blower | 4A7A7060A1 |  | 4NXCD063BC3 | 12 | 15 | Yes | Yes | 2015-03-13 |  | 0
FALSE | 4A7A7060A1 | 289 | 5970916 | TRANE | 4TTX8060A1 | AC | Split System: Air-Cooled Condensing Unit, Coil with Blower | 4A7A7060A1 |  | 4NXCD063BC3 | 12 | 14.75 | Yes | Yes | 2015-03-13 |  | 0
FALSE | 4A7A7060A1 | 289 | 5970919 | TRANE | 4TTX8060A1 | AC | Split System: Air-Cooled Condensing Unit, Coil with Blower | 4A7A7060A1 |  | 4NXCD063BC3 | 12 | 15.25 | Yes | Yes | 2015-03-13 |  | 0
FALSE | 4TTX6060H1 | 3708 | 5978319 | TRANE | 4TTX6060H1 | AC | Split System: Air-Cooled Condensing Unit, Coil with Blower | 4TTX6060H1 |  | 4NXCD063BC3 | 12 | 14.75 | Yes | Yes | 2015-03-13 |  | 0
FALSE | 4TTX6060H1 | 3708 | 5978322 | TRANE | 4TTX6060H1 | AC | Split System: Air-Cooled Condensing Unit, Coil with Blower | 4TTX6060H1 |  | 4NXCD063BC3 | 12 | 14.5 | Yes | Yes | 2015-03-13 |  | 0
FALSE | 4TTX6060H1 | 3708 | 5978340 | TRANE | 4TTX6060H1 | AC | Split System: Air-Cooled Condensing Unit, Coil with Blower | 4TTX6060H1 |  | 4NXCD063BC3 | 12 | 14.5 | Yes | Yes | 2015-03-13 |  | 0
FALSE | 4TTX6060H1 | 3708 | 5978361 | TRANE | 4TTX6060H1 | AC | Split System: Air-Cooled Condensing Unit, Coil with Blower | 4TTX6060H1 |  | 4NXCD063BC3 | 12 | 14.5 | Yes | Yes | 2015-03-13 |  | 0
FALSE | 4TTX6036H1 | 3598 | 5975835 | TRANE | 4TTX6036H1 | AC | Split System: Air-Cooled Condensing Unit, Coil with Blower | 4TTX6036H1 |  | 4NXCB036AC3 | 12.5 | 15.25 | Yes | Yes | 2015-03-13 |  | 1
FALSE | 4TTX6036H1 | 3598 | 5975837 | TRANE | 4TTX6036H1 | AC | Split System: Air-Cooled Condensing Unit, Coil with Blower | 4TTX6036H1 |  | 4NXCB036AC3 | 12.5 | 15.25 | Yes | Yes | 2015-03-13 |  | 1
FALSE | 4TTX6036H1 | 3598 | 5975839 | TRANE | 4TTX6036H1 | AC | Split System: Air-Cooled Condensing Unit, Coil with Blower | 4TTX6036H1 |  | 4NXCB036AC3 | 12.5 | 15.25 | Yes | Yes | 2015-03-13 |  | 1
FALSE | 4TTX6036H1 | 3598 | 5975841 | TRANE | 4TTX6036H1 | AC | Split System: Air-Cooled Condensing Unit, Coil with Blower | 4TTX6036H1 |  | 4NXCB036AC3 | 12.5 | 15.25 | Yes | Yes | 2015-03-13 |  | 1
FALSE | 4TTX6036H1 | 3598 | 5975851 | TRANE | 4TTX6036H1 | AC | Split System: Air-Cooled Condensing Unit, Coil with Blower | 4TTX6036H1 |  | 4NXCB036AC3 | 12.2 | 14.5 | Yes | Yes | 2015-03-13 |  | 0
FALSE | 4TTX6036H1 | 3598 | 5975853 | TRANE | 4TTX6036H1 | AC | Split System: Air-Cooled Condensing Unit, Coil with Blower | 4TTX6036H1 |  | 4NXCB036AC3 | 12.2 | 14.5 | Yes | Yes | 2015-03-13 |  | 0
FALSE | 4TTX6036H1 | 3598 | 5975821 | TRANE | 4TTX6036H1 | AC | Split System: Air-Cooled Condensing Unit, Coil with Blower | 4TTX6036H1 |  | 4NXCB036AC3 | 12.2 | 14.5 | Yes | Yes | 2015-03-13 |  | 0
FALSE | 4TTX6036H1 | 3598 | 5975830 | TRANE | 4TTX6036H1 | AC | Split System: Air-Cooled Condensing Unit, Coil with Blower | 4TTX6036H1 |  | 4NXCB036AC3 | 12 | 14.5 | Yes | Yes | 2015-03-13 |  | 0
FALSE | 4TTX6036H1 | 3598 | 5975832 | TRANE | 4TTX6036H1 | AC | Split System: Air-Cooled Condensing Unit, Coil with Blower | 4TTX6036H1 |  | 4NXCB036AC3 | 12 | 14.5 | Yes | Yes | 2015-03-13 |  | 0
FALSE | 4A7A7024A1 | 4200 | 5970616 | TRANE | 4TTX8024A1 | AC | Split System: Air-Cooled Condensing Unit, Coil with Blower | 4A7A7024A1 |  | 4NXCB025AC3 | 13 | 17 | Yes | Yes | 2015-03-13 |  | 2
FALSE | 4A7A7024A1 | 4200 | 5970618 | TRANE | 4TTX8024A1 | AC | Split System: Air-Cooled Condensing Unit, Coil with Blower | 4A7A7024A1 |  | 4NXCB025AC3 | 13 | 16.75 | Yes | Yes | 2015-03-13 |  | 2
FALSE | 4A7A7024A1 | 4200 | 5970620 | TRANE | 4TTX8024A1 | AC | Split System: Air-Cooled Condensing Unit, Coil with Blower | 4A7A7024A1 |  | 4NXCB025AC3 | 13 | 16.5 | Yes | Yes | 2015-03-13 |  | 2
FALSE | 4A7A7024A1 | 4200 | 5970622 | TRANE | 4TTX8024A1 | AC | Split System: Air-Cooled Condensing Unit, Coil with Blower | 4A7A7024A1 |  | 4NXCB025AC3 | 13 | 16.25 | Yes | Yes | 2015-03-13 |  | 2
FALSE | 4A7A7024A1 | 4200 | 5970624 | TRANE | 4TTX8024A1 | AC | Split System: Air-Cooled Condensing Unit, Coil with Blower | 4A7A7024A1 |  | 4NXCB025AC3 | 13 | 16.25 | Yes | Yes | 2015-03-13 |  | 2
FALSE | 4A7A7024A1 | 4200 | 5970627 | TRANE | 4TTX8024A1 | AC | Split System: Air-Cooled Condensing Unit, Coil with Blower | 4A7A7024A1 |  | 4NXCB025AC3 | 12.5 | 16.25 | Yes | Yes | 2015-03-13 |  | 1
FALSE | 4A7A7024A1 | 4200 | 5970629 | TRANE | 4TTX8024A1 | AC | Split System: Air-Cooled Condensing Unit, Coil with Blower | 4A7A7024A1 |  | 4NXCB025AC3 | 12.5 | 15.5 | Yes | Yes | 2015-03-13 |  | 1
FALSE | 4A7A7024A1 | 4200 | 5970589 | TRANE | 4TTX8024A1 | AC | Split System: Air-Cooled Condensing Unit, Coil with Blower | 4A7A7024A1 |  | 4NXCB025AC3 | 13 | 16 | Yes | Yes | 2015-03-13 |  | 2
FALSE | 4TTX6036H1 | 3598 | 6018695 | TRANE | 4TTX6036H1 | AC | Split System: Air-Cooled Condensing Unit, Coil with Blower | 4TTX6036H1 |  | 4CXCB031DC3 | 12.2 | 14.5 | Yes | Yes | 2015-03-13 |  | 0
FALSE | 4TTR6030B1 | 3522 | 6017508 | TRANE | 4TTR6030B1 | AC | Split System: Air-Cooled Condensing Unit, Coil with Blower | 4TTR6030B1 |  | 4CXCB032DC3 | 12.5 | 15.25 | Yes | Yes | 2015-03-13 |  | 1
FALSE | 4TTX6030H1 | 3530 | 6018577 | TRANE | 4TTX6030H1 | AC | Split System: Air-Cooled Condensing Unit, Coil with Blower | 4TTX6030H1 |  | 4CXCB032DC3 | 12.5 | 15.5 | Yes | Yes | 2015-03-13 |  | 1
FALSE | 4TTX6036H1 | 3598 | 6018774 | TRANE | 4TTX6036H1 | AC | Split System: Air-Cooled Condensing Unit, Coil with Blower | 4TTX6036H1 |  | 4CXCB036DC3 | 12.2 | 14.75 | Yes | Yes | 2015-03-13 |  | 0
FALSE | 4A7A7036A1 | 4207 | 6452490 | TRANE | 4TTX8036A1 | AC | Split System: Air-Cooled Condensing Unit, Coil with Blower | 4A7A7036A1 |  | 4CXCB036DC3 | 12.2 | 16.5 | Yes | Yes | 2015-03-13 |  | 0
FALSE | 4A7A7024A1 | 4200 | 6452442 | TRANE | 4TTX8024A1 | AC | Split System: Air-Cooled Condensing Unit, Coil with Blower | 4A7A7024A1 |  | 4CXCB025DC3 | 12.5 | 16 | Yes | Yes | 2015-03-13 |  | 1
FALSE | 4TTX6036H1 | 3598 | 6018701 | TRANE | 4TTX6036H1 | AC | Split System: Air-Cooled Condensing Unit, Coil with Blower | 4TTX6036H1 |  | 4CXCB031DC3 | 12.2 | 14.5 | Yes | Yes | 2015-03-13 |  | 0
FALSE | 4TTX6036H1 | 3598 | 6018776 | TRANE | 4TTX6036H1 | AC | Split System: Air-Cooled Condensing Unit, Coil with Blower | 4TTX6036H1 |  | 4CXCB036DC3 | 12.2 | 14.5 | Yes | Yes | 2015-03-13 |  | 0
FALSE | 4A7A7036A1 | 4207 | 6452519 | TRANE | 4TTX8036A1 | AC | Split System: Air-Cooled Condensing Unit, Coil with Blower | 4A7A7036A1 |  | 4CXCB036DC3 | 12.2 | 16.5 | Yes | Yes | 2015-03-13 |  | 0
FALSE | 4TTX6036H1 | 3598 | 6018778 | TRANE | 4TTX6036H1 | AC | Split System: Air-Cooled Condensing Unit, Coil with Blower | 4TTX6036H1 |  | 4CXCB036DC3 | 12.2 | 14.75 | Yes | Yes | 2015-03-13 |  | 0
FALSE | 4A7A7036A1 | 4207 | 6452492 | TRANE | 4TTX8036A1 | AC | Split System: Air-Cooled Condensing Unit, Coil with Blower | 4A7A7036A1 |  | 4CXCB036DC3 | 12.2 | 16.75 | Yes | Yes | 2015-03-13 |  | 0
FALSE | 4TTR6024B1 | 3503 | 6017406 | TRANE | 4TTR6024B1 | AC | Split System: Air-Cooled Condensing Unit, Coil with Blower | 4TTR6024B1 |  | 4CXCB025DC3 | 12.5 | 15.5 | Yes | Yes | 2015-03-13 |  | 1
FALSE | 4A7A7024A1 | 4200 | 6452454 | TRANE | 4TTX8024A1 | AC | Split System: Air-Cooled Condensing Unit, Coil with Blower | 4A7A7024A1 |  | 4CXCB032DC3 | 13 | 16 | Yes | Yes | 2015-03-13 |  | 2
FALSE | 4A7A7024A1 | 4200 | 6452452 | TRANE | 4TTX8024A1 | AC | Split System: Air-Cooled Condensing Unit, Coil with Blower | 4A7A7024A1 |  | 4CXCB032DC3 | 13 | 17 | Yes | Yes | 2015-03-13 |  | 2
FALSE | 4TTR6036B1 | 3674 | 6018785 | TRANE | 4TTR6036B1 | AC | Split System: Air-Cooled Condensing Unit, Coil with Blower | 4TTR6036B1 |  | 4CXCB036DC3 | 12.5 | 15 | Yes | Yes | 2015-03-13 |  | 1
FALSE | 4TTR6036B1 | 3674 | 6017578 | TRANE | 4TTR6036B1 | AC | Split System: Air-Cooled Condensing Unit, Coil with Blower | 4TTR6036B1 |  | 4CXCB031DC3 | 12.2 | 14.5 | Yes | Yes | 2015-03-13 |  | 0
FALSE | 4TTX6036H1 | 3598 | 6018770 | TRANE | 4TTX6036H1 | AC | Split System: Air-Cooled Condensing Unit, Coil with Blower | 4TTX6036H1 |  | 4CXCB036DC3 | 12.5 | 15 | Yes | Yes | 2015-03-13 |  | 1
FALSE | 4A7A7036A1 | 4207 | 6452493 | TRANE | 4TTX8036A1 | AC | Split System: Air-Cooled Condensing Unit, Coil with Blower | 4A7A7036A1 |  | 4CXCB036DC3 | 12.5 | 17 | Yes | Yes | 2015-03-13 |  | 1
FALSE | 4TTX6024H1 | 3520 | 6018414 | TRANE | 4TTX6024H1 | AC | Split System: Air-Cooled Condensing Unit, Coil with Blower | 4TTX6024H1 |  | 4CXCB036DC3 | 13 | 16 | Yes | Yes | 2015-03-13 |  | 2
FALSE | 4TTX6018H1 | 3491 | 6018283 | TRANE | 4TTX6018H1 | AC | Split System: Air-Cooled Condensing Unit, Coil with Blower | 4TTX6018H1 |  | 4CXCB025DC3 | 13 | 16 | Yes | Yes | 2015-03-13 |  | 2
FALSE | 4A7A7024A1 | 4200 | 6452439 | TRANE | 4TTX8024A1 | AC | Split System: Air-Cooled Condensing Unit, Coil with Blower | 4A7A7024A1 |  | 4CXCB025DC3 | 13 | 16.75 | Yes | Yes | 2015-03-13 |  | 2
FALSE | 4TTX6024H1 | 3520 | 6018412 | TRANE | 4TTX6024H1 | AC | Split System: Air-Cooled Condensing Unit, Coil with Blower | 4TTX6024H1 |  | 4CXCB036DC3 | 12.75 | 15.75 | Yes | Yes | 2015-03-13 |  | 1
FALSE | 4TTX6030H1 | 3530 | 6018644 | TRANE | 4TTX6030H1 | AC | Split System: Air-Cooled Condensing Unit, Coil with Blower | 4TTX6030H1 |  | 4CXCB036DC3 | 12.5 | 15 | Yes | Yes | 2015-03-13 |  | 1
FALSE | 4TTX6036H1 | 3598 | 6018772 | TRANE | 4TTX6036H1 | AC | Split System: Air-Cooled Condensing Unit, Coil with Blower | 4TTX6036H1 |  | 4CXCB036DC3 | 12.2 | 14.5 | Yes | Yes | 2015-03-13 |  | 0
FALSE | 4A7A7036A1 | 4207 | 6452494 | TRANE | 4TTX8036A1 | AC | Split System: Air-Cooled Condensing Unit, Coil with Blower | 4A7A7036A1 |  | 4CXCB036DC3 | 12.2 | 16.25 | Yes | Yes | 2015-03-13 |  | 0
FALSE | 4TTR6024B1 | 3503 | 6017428 | TRANE | 4TTR6024B1 | AC | Split System: Air-Cooled Condensing Unit, Coil with Blower | 4TTR6024B1 |  | 4CXCB032DC3 | 13 | 16.25 | Yes | Yes | 2015-03-13 |  | 2
FALSE | 4TTR6036B1 | 3674 | 6017601 | TRANE | 4TTR6036B1 | AC | Split System: Air-Cooled Condensing Unit, Coil with Blower | 4TTR6036B1 |  | 4CXCB036DC3 | 12.2 | 14.75 | Yes | Yes | 2015-03-13 |  | 0
FALSE | 4TTX6036H1 | 3598 | 6018762 | TRANE | 4TTX6036H1 | AC | Split System: Air-Cooled Condensing Unit, Coil with Blower | 4TTX6036H1 |  | 4CXCB036DC3 | 12.2 | 14.5 | Yes | Yes | 2015-03-13 |  | 0
FALSE | 4A7A7036A1 | 4207 | 6452496 | TRANE | 4TTX8036A1 | AC | Split System: Air-Cooled Condensing Unit, Coil with Blower | 4A7A7036A1 |  | 4CXCB036DC3 | 12.2 | 16.25 | Yes | Yes | 2015-03-13 |  | 0
FALSE | 4A7A7036A1 | 4207 | 6452468 | TRANE | 4TTX8036A1 | AC | Split System: Air-Cooled Condensing Unit, Coil with Blower | 4A7A7036A1 |  | 4CXCB031DC3 | 12.2 | 16 | Yes | Yes | 2015-03-13 |  | 0
FALSE | 4TTR6030B1 | 3522 | 6017490 | TRANE | 4TTR6030B1 | AC | Split System: Air-Cooled Condensing Unit, Coil with Blower | 4TTR6030B1 |  | 4CXCB032DC3 | 12.5 | 15.5 | Yes | Yes | 2015-03-13 |  | 1
FALSE | 4TTX6024H1 | 3520 | 6018338 | TRANE | 4TTX6024H1 | AC | Split System: Air-Cooled Condensing Unit, Coil with Blower | 4TTX6024H1 |  | 4CXCB031DC3 | 12.5 | 15.25 | Yes | Yes | 2015-03-13 |  | 1
FALSE | 4A7A7036A1 | 4207 | 6452469 | TRANE | 4TTX8036A1 | AC | Split System: Air-Cooled Condensing Unit, Coil with Blower | 4A7A7036A1 |  | 4CXCB031DC3 | 12 | 15.75 | Yes | Yes | 2015-03-13 |  | 0
FALSE | 4TTR6024B1 | 3503 | 6017420 | TRANE | 4TTR6024B1 | AC | Split System: Air-Cooled Condensing Unit, Coil with Blower | 4TTR6024B1 |  | 4CXCB032DC3 | 13 | 16 | Yes | Yes | 2015-03-13 |  | 2
FALSE | 4TTR6036B1 | 3674 | 6018773 | TRANE | 4TTR6036B1 | AC | Split System: Air-Cooled Condensing Unit, Coil with Blower | 4TTR6036B1 |  | 4CXCB036DC3 | 12.5 | 15.5 | Yes | Yes | 2015-03-13 |  | 1
FALSE | 4TTX6036H1 | 3598 | 6018764 | TRANE | 4TTX6036H1 | AC | Split System: Air-Cooled Condensing Unit, Coil with Blower | 4TTX6036H1 |  | 4CXCB036DC3 | 12.5 | 15 | Yes | Yes | 2015-03-13 |  | 1
FALSE | 4TTX6018H1 | 3491 | 6018281 | TRANE | 4TTX6018H1 | AC | Split System: Air-Cooled Condensing Unit, Coil with Blower | 4TTX6018H1 |  | 4CXCB025DC3 | 13 | 16 | Yes | Yes | 2015-03-13 |  | 2
FALSE | 4TTX6024H1 | 3520 | 6018316 | TRANE | 4TTX6024H1 | AC | Split System: Air-Cooled Condensing Unit, Coil with Blower | 4TTX6024H1 |  | 4CXCB025DC3 | 12.5 | 15.5 | Yes | Yes | 2015-03-13 |  | 1
FALSE | 4TTR6030B1 | 3522 | 6017519 | TRANE | 4TTR6030B1 | AC | Split System: Air-Cooled Condensing Unit, Coil with Blower | 4TTR6030B1 |  | 4CXCB036DC3 | 12.5 | 15.5 | Yes | Yes | 2015-03-13 |  | 1
FALSE | 4TTR6024B1 | 3503 | 6017440 | TRANE | 4TTR6024B1 | AC | Split System: Air-Cooled Condensing Unit, Coil with Blower | 4TTR6024B1 |  | 4CXCB036DC3 | 13 | 16.25 | Yes | Yes | 2015-03-13 |  | 2
FALSE | 4TTR6036B1 | 3674 | 6018779 | TRANE | 4TTR6036B1 | AC | Split System: Air-Cooled Condensing Unit, Coil with Blower | 4TTR6036B1 |  | 4CXCB036DC3 | 12.5 | 15.75 | Yes | Yes | 2015-03-13 |  | 1
FALSE | 4TTR6042B1 | 3680 | 6018793 | TRANE | 4TTR6042B1 | AC | Split System: Air-Cooled Condensing Unit, Coil with Blower | 4TTR6042B1 |  | 4CXCB036DC3 | 12.5 | 15.25 | Yes | Yes | 2015-03-13 |  | 1
FALSE | 4TTR6036B1 | 3674 | 6018777 | TRANE | 4TTR6036B1 | AC | Split System: Air-Cooled Condensing Unit, Coil with Blower | 4TTR6036B1 |  | 4CXCB036DC3 | 12.5 | 15.5 | Yes | Yes | 2015-03-13 |  | 1
FALSE | 4TTR6042B1 | 3680 | 6018789 | TRANE | 4TTR6042B1 | AC | Split System: Air-Cooled Condensing Unit, Coil with Blower | 4TTR6042B1 |  | 4CXCB036DC3 | 12.5 | 15.25 | Yes | Yes | 2015-03-13 |  | 1
FALSE | 4TTR6024B1 | 3503 | 6017437 | TRANE | 4TTR6024B1 | AC | Split System: Air-Cooled Condensing Unit, Coil with Blower | 4TTR6024B1 |  | 4CXCB036DC3 | 13 | 16 | Yes | Yes | 2015-03-13 |  | 2
FALSE | 4TTR6036B1 | 3674 | 6017605 | TRANE | 4TTR6036B1 | AC | Split System: Air-Cooled Condensing Unit, Coil with Blower | 4TTR6036B1 |  | 4CXCB036DC3 | 12.5 | 15 | Yes | Yes | 2015-03-13 |  | 1
FALSE | 4A7A7024A1 | 4200 | 6452456 | TRANE | 4TTX8024A1 | AC | Split System: Air-Cooled Condensing Unit, Coil with Blower | 4A7A7024A1 |  | 4CXCB032DC3 | 13 | 16 | Yes | Yes | 2015-03-13 |  | 2
FALSE | 4TTX6030H1 | 3530 | 6018453 | TRANE | 4TTX6030H1 | AC | Split System: Air-Cooled Condensing Unit, Coil with Blower | 4TTX6030H1 |  | 4CXCB031DC3 | 12.5 | 15.25 | Yes | Yes | 2015-03-13 |  | 1
FALSE | 4TTX6036H1 | 3598 | 6018722 | TRANE | 4TTX6036H1 | AC | Split System: Air-Cooled Condensing Unit, Coil with Blower | 4TTX6036H1 |  | 4CXCB031DC3 | 12.2 | 14.75 | Yes | Yes | 2015-03-13 |  | 0
FALSE | 4TTR6036B1 | 3674 | 6017564 | TRANE | 4TTR6036B1 | AC | Split System: Air-Cooled Condensing Unit, Coil with Blower | 4TTR6036B1 |  | 4CXCB031DC3 | 12.2 | 14.5 | Yes | Yes | 2015-03-13 |  | 0
FALSE | 4TTX6024H1 | 3520 | 6018328 | TRANE | 4TTX6024H1 | AC | Split System: Air-Cooled Condensing Unit, Coil with Blower | 4TTX6024H1 |  | 4CXCB031DC3 | 12.5 | 15.5 | Yes | Yes | 2015-03-13 |  | 1
FALSE | 4A7A7036A1 | 4207 | 6452473 | TRANE | 4TTX8036A1 | AC | Split System: Air-Cooled Condensing Unit, Coil with Blower | 4A7A7036A1 |  | 4CXCB031DC3 | 12.2 | 16 | Yes | Yes | 2015-03-13 |  | 0
FALSE | 4TTR6024B1 | 3503 | 6018551 | TRANE | 4TTR6024B1 | AC | Split System: Air-Cooled Condensing Unit, Coil with Blower | 4TTR6024B1 |  | 4CXCB025DC3 | 12.5 | 15.75 | Yes | Yes | 2015-03-13 |  | 1
FALSE | 4A7A7024A1 | 4200 | 6452436 | TRANE | 4TTX8024A1 | AC | Split System: Air-Cooled Condensing Unit, Coil with Blower | 4A7A7024A1 |  | 4CXCB025DC3 | 13 | 16 | Yes | Yes | 2015-03-13 |  | 2
FALSE | 4TTR6024B1 | 3503 | 6018553 | TRANE | 4TTR6024B1 | AC | Split System: Air-Cooled Condensing Unit, Coil with Blower | 4TTR6024B1 |  | 4CXCB025DC3 | 13 | 16 | Yes | Yes | 2015-03-13 |  | 2
FALSE | 4TTX6018H1 | 3491 | 6018285 | TRANE | 4TTX6018H1 | AC | Split System: Air-Cooled Condensing Unit, Coil with Blower | 4TTX6018H1 |  | 4CXCB025DC3 | 13 | 16 | Yes | Yes | 2015-03-13 |  | 2
FALSE | 4TTX6024H1 | 3520 | 6018424 | TRANE | 4TTX6024H1 | AC | Split System: Air-Cooled Condensing Unit, Coil with Blower | 4TTX6024H1 |  | 4CXCB036DC3 | 13 | 16 | Yes | Yes | 2015-03-13 |  | 2
FALSE | 4TTX6036H1 | 3598 | 6018799 | TRANE | 4TTX6036H1 | AC | Split System: Air-Cooled Condensing Unit, Coil with Blower | 4TTX6036H1 |  | 4CXCB036DC3 | 12.5 | 15 | Yes | Yes | 2015-03-13 |  | 1
FALSE | 4TTR6030B1 | 3522 | 6017513 | TRANE | 4TTR6030B1 | AC | Split System: Air-Cooled Condensing Unit, Coil with Blower | 4TTR6030B1 |  | 4CXCB032DC3 | 12.5 | 15.5 | Yes | Yes | 2015-03-13 |  | 1
FALSE | 4A7A7036A1 | 4207 | 6452475 | TRANE | 4TTX8036A1 | AC | Split System: Air-Cooled Condensing Unit, Coil with Blower | 4A7A7036A1 |  | 4CXCB031DC3 | 12.2 | 16 | Yes | Yes | 2015-03-13 |  | 0
FALSE | 4A7A7036A1 | 4207 | 6452505 | TRANE | 4TTX8036A1 | AC | Split System: Air-Cooled Condensing Unit, Coil with Blower | 4A7A7036A1 |  | 4CXCB036DC3 | 12.5 | 17 | Yes | Yes | 2015-03-13 |  | 1
FALSE | 4TTR6042B1 | 3680 | 6018803 | TRANE | 4TTR6042B1 | AC | Split System: Air-Cooled Condensing Unit, Coil with Blower | 4TTR6042B1 |  | 4CXCB036DC3 | 12.5 | 15.25 | Yes | Yes | 2015-03-13 |  | 1
FALSE | 4TTR6036B1 | 3674 | 6017560 | TRANE | 4TTR6036B1 | AC | Split System: Air-Cooled Condensing Unit, Coil with Blower | 4TTR6036B1 |  | 4CXCB031DC3 | 12.2 | 14.75 | Yes | Yes | 2015-03-13 |  | 0
FALSE | 4TTR6042B1 | 3680 | 6018802 | TRANE | 4TTR6042B1 | AC | Split System: Air-Cooled Condensing Unit, Coil with Blower | 4TTR6042B1 |  | 4CXCB036DC3 | 12.5 | 15 | Yes | Yes | 2015-03-13 |  | 1
FALSE | 4A7A7036A1 | 4207 | 6452506 | TRANE | 4TTX8036A1 | AC | Split System: Air-Cooled Condensing Unit, Coil with Blower | 4A7A7036A1 |  | 4CXCB036DC3 | 12.2 | 16.5 | Yes | Yes | 2015-03-13 |  | 0
FALSE | 4A7A7024A1 | 4200 | 6452447 | TRANE | 4TTX8024A1 | AC | Split System: Air-Cooled Condensing Unit, Coil with Blower | 4A7A7024A1 |  | 4CXCB025DC3 | 13 | 16.5 | Yes | Yes | 2015-03-13 |  | 2
FALSE | 4A7A7036A1 | 4207 | 6452507 | TRANE | 4TTX8036A1 | AC | Split System: Air-Cooled Condensing Unit, Coil with Blower | 4A7A7036A1 |  | 4CXCB036DC3 | 12.5 | 16.25 | Yes | Yes | 2015-03-13 |  | 1
FALSE | 4TTR6042B1 | 3680 | 6017639 | TRANE | 4TTR6042B1 | AC | Split System: Air-Cooled Condensing Unit, Coil with Blower | 4TTR6042B1 |  | 4CXCB036DC3 | 12.2 | 14.5 | Yes | Yes | 2015-03-13 |  | 0
FALSE | 4TTR6042B1 | 3680 | 6017629 | TRANE | 4TTR6042B1 | AC | Split System: Air-Cooled Condensing Unit, Coil with Blower | 4TTR6042B1 |  | 4CXCB036DC3 | 12.2 | 14.5 | Yes | Yes | 2015-03-13 |  | 0
FALSE | 4A7A7036A1 | 4207 | 6452508 | TRANE | 4TTX8036A1 | AC | Split System: Air-Cooled Condensing Unit, Coil with Blower | 4A7A7036A1 |  | 4CXCB036DC3 | 12 | 16 | Yes | Yes | 2015-03-13 |  | 0
FALSE | 4A7A7036A1 | 4207 | 6452509 | TRANE | 4TTX8036A1 | AC | Split System: Air-Cooled Condensing Unit, Coil with Blower | 4A7A7036A1 |  | 4CXCB036DC3 | 12 | 16 | Yes | Yes | 2015-03-13 |  | 0
FALSE | 4TTR6030B1 | 3522 | 6018643 | TRANE | 4TTR6030B1 | AC | Split System: Air-Cooled Condensing Unit, Coil with Blower | 4TTR6030B1 |  | 4CXCB031DC3 | 12.5 | 15.25 | Yes | Yes | 2015-03-13 |  | 1
FALSE | 4TTR6036B1 | 3674 | 6018715 | TRANE | 4TTR6036B1 | AC | Split System: Air-Cooled Condensing Unit, Coil with Blower | 4TTR6036B1 |  | 4CXCB031DC3 | 12.5 | 15 | Yes | Yes | 2015-03-13 |  | 1
FALSE | 4TTX6024H1 | 3520 | 6018344 | TRANE | 4TTX6024H1 | AC | Split System: Air-Cooled Condensing Unit, Coil with Blower | 4TTX6024H1 |  | 4CXCB031DC3 | 12.75 | 15.75 | Yes | Yes | 2015-03-13 |  | 1
FALSE | 4TTX6036H1 | 3598 | 6018792 | TRANE | 4TTX6036H1 | AC | Split System: Air-Cooled Condensing Unit, Coil with Blower | 4TTX6036H1 |  | 4CXCB036DC3 | 12.5 | 15.5 | Yes | Yes | 2015-03-13 |  | 1
FALSE | 4TTR6042B1 | 3680 | 6018809 | TRANE | 4TTR6042B1 | AC | Split System: Air-Cooled Condensing Unit, Coil with Blower | 4TTR6042B1 |  | 4CXCB036DC3 | 12.2 | 14.5 | Yes | Yes | 2015-03-13 |  | 0
FALSE | 4TTR6030B1 | 3522 | 6017525 | TRANE | 4TTR6030B1 | AC | Split System: Air-Cooled Condensing Unit, Coil with Blower | 4TTR6030B1 |  | 4CXCB036DC3 | 12.5 | 15.5 | Yes | Yes | 2015-03-13 |  | 1
FALSE | 4TTR6036B1 | 3674 | 6017613 | TRANE | 4TTR6036B1 | AC | Split System: Air-Cooled Condensing Unit, Coil with Blower | 4TTR6036B1 |  | 4CXCB036DC3 | 12.5 | 15.25 | Yes | Yes | 2015-03-13 |  | 1
FALSE | 4TTR6042B1 | 3680 | 6017617 | TRANE | 4TTR6042B1 | AC | Split System: Air-Cooled Condensing Unit, Coil with Blower | 4TTR6042B1 |  | 4CXCB036DC3 | 12.5 | 15.25 | Yes | Yes | 2015-03-13 |  | 1
FALSE | 4TTX6036H1 | 3598 | 6018830 | TRANE | 4TTX6036H1 | AC | Split System: Air-Cooled Condensing Unit, Coil with Blower | 4TTX6036H1 |  | 4CXCB036DC3 | 12.5 | 15.25 | Yes | Yes | 2015-03-13 |  | 1
FALSE | 4A7A7036A1 | 4207 | 6452510 | TRANE | 4TTX8036A1 | AC | Split System: Air-Cooled Condensing Unit, Coil with Blower | 4A7A7036A1 |  | 4CXCB036DC3 | 12.5 | 17 | Yes | Yes | 2015-03-13 |  | 1
FALSE | 4TTR6036B1 | 3674 | 6018753 | TRANE | 4TTR6036B1 | AC | Split System: Air-Cooled Condensing Unit, Coil with Blower | 4TTR6036B1 |  | 4CXCB036DC3 | 12.5 | 15.5 | Yes | Yes | 2015-03-13 |  | 1
FALSE | 4TTR6042B1 | 3680 | 6018800 | TRANE | 4TTR6042B1 | AC | Split System: Air-Cooled Condensing Unit, Coil with Blower | 4TTR6042B1 |  | 4CXCB036DC3 | 12.5 | 15.25 | Yes | Yes | 2015-03-13 |  | 1
FALSE | 4TTX6036H1 | 3598 | 6018784 | TRANE | 4TTX6036H1 | AC | Split System: Air-Cooled Condensing Unit, Coil with Blower | 4TTX6036H1 |  | 4CXCB036DC3 | 12.5 | 15 | Yes | Yes | 2015-03-13 |  | 1
FALSE | 4TTR6036B1 | 3674 | 6018736 | TRANE | 4TTR6036B1 | AC | Split System: Air-Cooled Condensing Unit, Coil with Blower | 4TTR6036B1 |  | 4CXCB031DC3 | 12.5 | 15 | Yes | Yes | 2015-03-13 |  | 1
FALSE | 4TTR6036B1 | 3674 | 6018751 | TRANE | 4TTR6036B1 | AC | Split System: Air-Cooled Condensing Unit, Coil with Blower | 4TTR6036B1 |  | 4CXCB036DC3 | 12.5 | 15 | Yes | Yes | 2015-03-13 |  | 1
FALSE | 4A7A7036A1 | 4207 | 6452481 | TRANE | 4TTX8036A1 | AC | Split System: Air-Cooled Condensing Unit, Coil with Blower | 4A7A7036A1 |  | 4CXCB031DC3 | 12 | 15.5 | Yes | Yes | 2015-03-13 |  | 0
FALSE | 4TTR6042B1 | 3680 | 6017621 | TRANE | 4TTR6042B1 | AC | Split System: Air-Cooled Condensing Unit, Coil with Blower | 4TTR6042B1 |  | 4CXCB036DC3 | 12.2 | 14.5 | Yes | Yes | 2015-03-13 |  | 0
FALSE | 4TTR6030B1 | 3522 | 6018665 | TRANE | 4TTR6030B1 | AC | Split System: Air-Cooled Condensing Unit, Coil with Blower | 4TTR6030B1 |  | 4CXCB032DC3 | 12.5 | 15 | Yes | Yes | 2015-03-13 |  | 1
FALSE | 4TTR6042B1 | 3680 | 6018819 | TRANE | 4TTR6042B1 | AC | Split System: Air-Cooled Condensing Unit, Coil with Blower | 4TTR6042B1 |  | 4CXCB036DC3 | 12.5 | 15 | Yes | Yes | 2015-03-13 |  | 1
FALSE | 4A7A7024A1 | 4200 | 6452446 | TRANE | 4TTX8024A1 | AC | Split System: Air-Cooled Condensing Unit, Coil with Blower | 4A7A7024A1 |  | 4CXCB025DC3 | 13 | 16 | Yes | Yes | 2015-03-13 |  | 2
FALSE | 4TTR6036B1 | 3674 | 6018761 | TRANE | 4TTR6036B1 | AC | Split System: Air-Cooled Condensing Unit, Coil with Blower | 4TTR6036B1 |  | 4CXCB036DC3 | 12.5 | 15.5 | Yes | Yes | 2015-03-13 |  | 1
FALSE | 4TTX6024H1 | 3520 | 6018436 | TRANE | 4TTX6024H1 | AC | Split System: Air-Cooled Condensing Unit, Coil with Blower | 4TTX6024H1 |  | 4CXCB036DC3 | 13 | 16 | Yes | Yes | 2015-03-13 |  | 2
FALSE | 4TTX6030H1 | 3530 | 6018624 | TRANE | 4TTX6030H1 | AC | Split System: Air-Cooled Condensing Unit, Coil with Blower | 4TTX6030H1 |  | 4CXCB036DC3 | 12.75 | 15.75 | Yes | Yes | 2015-03-13 |  | 1
FALSE | 4TTX6024H1 | 3520 | 6018297 | TRANE | 4TTX6024H1 | AC | Split System: Air-Cooled Condensing Unit, Coil with Blower | 4TTX6024H1 |  | 4CXCB025DC3 | 12.5 | 15.25 | Yes | Yes | 2015-03-13 |  | 1
FALSE | 4A7A7024A1 | 4200 | 6452445 | TRANE | 4TTX8024A1 | AC | Split System: Air-Cooled Condensing Unit, Coil with Blower | 4A7A7024A1 |  | 4CXCB025DC3 | 13 | 16 | Yes | Yes | 2015-03-13 |  | 2
FALSE | 4TTX6024H1 | 3520 | 6018442 | TRANE | 4TTX6024H1 | AC | Split System: Air-Cooled Condensing Unit, Coil with Blower | 4TTX6024H1 |  | 4CXCB036DC3 | 12.75 | 15.75 | Yes | Yes | 2015-03-13 |  | 1
FALSE | 4TTX6036H1 | 3598 | 6018814 | TRANE | 4TTX6036H1 | AC | Split System: Air-Cooled Condensing Unit, Coil with Blower | 4TTX6036H1 |  | 4CXCB036DC3 | 12.2 | 14.5 | Yes | Yes | 2015-03-13 |  | 0
FALSE | 4A7A7036A1 | 4207 | 6452516 | TRANE | 4TTX8036A1 | AC | Split System: Air-Cooled Condensing Unit, Coil with Blower | 4A7A7036A1 |  | 4CXCB036DC3 | 12.2 | 16.25 | Yes | Yes | 2015-03-13 |  | 0
FALSE | 4A7A7036A1 | 4207 | 6452485 | TRANE | 4TTX8036A1 | AC | Split System: Air-Cooled Condensing Unit, Coil with Blower | 4A7A7036A1 |  | 4CXCB031DC3 | 12.2 | 16.25 | Yes | Yes | 2015-03-13 |  | 0
FALSE | 4TTR6024B1 | 3503 | 6018597 | TRANE | 4TTR6024B1 | AC | Split System: Air-Cooled Condensing Unit, Coil with Blower | 4TTR6024B1 |  | 4CXCB032DC3 | 12.5 | 15.75 | Yes | Yes | 2015-03-13 |  | 1
FALSE | 4TTX6030H1 | 3530 | 6018536 | TRANE | 4TTX6030H1 | AC | Split System: Air-Cooled Condensing Unit, Coil with Blower | 4TTX6030H1 |  | 4CXCB032DC3 | 12.5 | 15 | Yes | Yes | 2015-03-13 |  | 1
FALSE | 4A7A7024A1 | 4200 | 6452459 | TRANE | 4TTX8024A1 | AC | Split System: Air-Cooled Condensing Unit, Coil with Blower | 4A7A7024A1 |  | 4CXCB032DC3 | 13 | 16.25 | Yes | Yes | 2015-03-13 |  | 2
FALSE | 4TTR6024B1 | 3503 | 6017410 | TRANE | 4TTR6024B1 | AC | Split System: Air-Cooled Condensing Unit, Coil with Blower | 4TTR6024B1 |  | 4CXCB031DC3 | 13 | 16 | Yes | Yes | 2015-03-13 |  | 2
FALSE | 4TTR6036B1 | 3674 | 6018731 | TRANE | 4TTR6036B1 | AC | Split System: Air-Cooled Condensing Unit, Coil with Blower | 4TTR6036B1 |  | 4CXCB031DC3 | 12 | 14.5 | Yes | Yes | 2015-03-13 |  | 0
FALSE | 4TTR6024B1 | 3503 | 6018605 | TRANE | 4TTR6024B1 | AC | Split System: Air-Cooled Condensing Unit, Coil with Blower | 4TTR6024B1 |  | 4CXCB036DC3 | 12.5 | 15.75 | Yes | Yes | 2015-03-13 |  | 1
FALSE | 4A7A7036A1 | 4207 | 6452518 | TRANE | 4TTX8036A1 | AC | Split System: Air-Cooled Condensing Unit, Coil with Blower | 4A7A7036A1 |  | 4CXCB036DC3 | 12.5 | 16.5 | Yes | Yes | 2015-03-13 |  | 1
FALSE | 4TTX6036H1 | 3598 | 6018822 | TRANE | 4TTX6036H1 | AC | Split System: Air-Cooled Condensing Unit, Coil with Blower | 4TTX6036H1 |  | 4CXCB036DC3 | 12.5 | 15 | Yes | Yes | 2015-03-13 |  | 1
FALSE | 4TTR6042B1 | 3680 | 6018817 | TRANE | 4TTR6042B1 | AC | Split System: Air-Cooled Condensing Unit, Coil with Blower | 4TTR6042B1 |  | 4CXCB036DC3 | 12.2 | 14.75 | Yes | Yes | 2015-03-13 |  | 0
FALSE | 4TTR6036B1 | 3674 | 6018728 | TRANE | 4TTR6036B1 | AC | Split System: Air-Cooled Condensing Unit, Coil with Blower | 4TTR6036B1 |  | 4CXCB031DC3 | 12.5 | 15 | Yes | Yes | 2015-03-13 |  | 1
FALSE | 4TTX6030H1 | 3530 | 6018458 | TRANE | 4TTX6030H1 | AC | Split System: Air-Cooled Condensing Unit, Coil with Blower | 4TTX6030H1 |  | 4CXCB031DC3 | 12.5 | 15 | Yes | Yes | 2015-03-13 |  | 1
FALSE | 4A7A7024A1 | 4200 | 6452451 | TRANE | 4TTX8024A1 | AC | Split System: Air-Cooled Condensing Unit, Coil with Blower | 4A7A7024A1 |  | 4CXCB032DC3 | 13 | 16 | Yes | Yes | 2015-03-13 |  | 2
FALSE | 4TTX6018H1 | 3491 | 6018269 | TRANE | 4TTX6018H1 | AC | Split System: Air-Cooled Condensing Unit, Coil with Blower | 4TTX6018H1 |  | 4CXCB025DC3 | 13 | 16 | Yes | Yes | 2015-03-13 |  | 2
FALSE | 4TTR6036B1 | 3674 | 6018763 | TRANE | 4TTR6036B1 | AC | Split System: Air-Cooled Condensing Unit, Coil with Blower | 4TTR6036B1 |  | 4CXCB036DC3 | 12.2 | 14.75 | Yes | Yes | 2015-03-13 |  | 0
FALSE | 4TTX6030H1 | 3530 | 6018602 | TRANE | 4TTX6030H1 | AC | Split System: Air-Cooled Condensing Unit, Coil with Blower | 4TTX6030H1 |  | 4CXCB036DC3 | 12.5 | 14.75 | Yes | Yes | 2015-03-13 |  | 0
FALSE | 4A7A7036A1 | 4207 | 6452491 | TRANE | 4TTX8036A1 | AC | Split System: Air-Cooled Condensing Unit, Coil with Blower | 4A7A7036A1 |  | 4CXCB036DC3 | 12.2 | 16 | Yes | Yes | 2015-03-13 |  | 0
FALSE | 4TTX6036H1 | 3598 | 6018812 | TRANE | 4TTX6036H1 | AC | Split System: Air-Cooled Condensing Unit, Coil with Blower | 4TTX6036H1 |  | 4CXCB036DC3 | 12.5 | 15.25 | Yes | Yes | 2015-03-13 |  | 1
FALSE | 4TTR6042B1 | 3680 | 6018821 | TRANE | 4TTR6042B1 | AC | Split System: Air-Cooled Condensing Unit, Coil with Blower | 4TTR6042B1 |  | 4CXCB036DC3 | 12.2 | 14.75 | Yes | Yes | 2015-03-13 |  | 0
FALSE | 4A7A7024A1 | 4200 | 6452443 | TRANE | 4TTX8024A1 | AC | Split System: Air-Cooled Condensing Unit, Coil with Blower | 4A7A7024A1 |  | 4CXCB025DC3 | 12.5 | 16 | Yes | Yes | 2015-03-13 |  | 1
FALSE | 4TTX6024H1 | 3520 | 6018372 | TRANE | 4TTX6024H1 | AC | Split System: Air-Cooled Condensing Unit, Coil with Blower | 4TTX6024H1 |  | 4CXCB032DC3 | 13 | 16 | Yes | Yes | 2015-03-13 |  | 2
FALSE | 4TTR6036B1 | 3674 | 6604393 | TRANE | 4TTR6036B1 | AC | Split System: Air-Cooled Condensing Unit, Coil with Blower | 4TTR6036B1 |  | 4TXCB036BC3 | 12.5 | 15 | Yes | Yes | 2015-03-13 |  | 1
FALSE | 4TTR6036B1 | 3674 | 6604394 | TRANE | 4TTR6036B1 | AC | Split System: Air-Cooled Condensing Unit, Coil with Blower | 4TTR6036B1 |  | 4TXFH036CZ3 | 13 | 15.5 | Yes | Yes | 2015-03-13 |  | 1
FALSE | 4TTR6036B1 | 3674 | 6604396 | TRANE | 4TTR6036B1 | AC | Split System: Air-Cooled Condensing Unit, Coil with Blower | 4TTR6036B1 |  | 4TXFH041CC3 | 13 | 15.5 | Yes | Yes | 2015-03-13 |  | 1
FALSE | 4TTR6036B1 | 3674 | 6604397 | TRANE | 4TTR6036B1 | AC | Split System: Air-Cooled Condensing Unit, Coil with Blower | 4TTR6036B1 |  | 4TXFH041CC3 | 13 | 15.5 | Yes | Yes | 2015-03-13 |  | 1
FALSE | 4TTR6036B1 | 3674 | 6604398 | TRANE | 4TTR6036B1 | AC | Split System: Air-Cooled Condensing Unit, Coil with Blower | 4TTR6036B1 |  | 4TXFH054CC3 | 13 | 15.5 | Yes | Yes | 2015-03-13 |  | 1
FALSE | 4TTR6030B1 | 3522 | 6687835 | TRANE | 4TTR6030B1 | AC | Split System: Air-Cooled Condensing Unit, Coil with Blower | 4TTR6030B1 |  | GAM5B0A18M11 | 13 | 15 | Yes | Yes | 2015-03-13 |  | 1
FALSE | 4TTR6048B1 | 3695 | 6687836 | TRANE | 4TTR6048B1 | AC | Split System: Air-Cooled Condensing Unit, Coil with Blower | 4TTR6048B1 |  | GAM5B0B36M31 | 12.2 | 15 | Yes | Yes | 2015-03-13 |  | 0
FALSE | 4TTR6049B1 | 3692 | 6687837 | TRANE | 4TTR6049B1 | AC | Split System: Air-Cooled Condensing Unit, Coil with Blower | 4TTR6049B1 |  | GAM5B0B36M31 | 12.5 | 15 | Yes | Yes | 2015-03-13 |  | 1
FALSE | 4TTR6024B1 | 3503 | 6805707 | TRANE | 4TTR6024B1 | AC | Split System: Air-Cooled Condensing Unit, Coil with Blower | 4TTR6024B1 |  | 4TXCB048BC3 | 13 | 16 | Yes | Yes | 2015-03-13 |  | 2
FALSE | 4TTX6048H1 | 3702 | 6687844 | TRANE | 4TTX6048H1 | AC | Split System: Air-Cooled Condensing Unit, Coil with Blower | 4TTX6048H1 |  | GAM5B0B36M31 | 12 | 15 | Yes | Yes | 2015-03-13 |  | 0
FALSE | 4TTX6018H1 | 3491 | 7014016 | TRANE | 4TTX6018H1 | AC | Split System: Air-Cooled Condensing Unit, Coil with Blower | 4TTX6018H1 |  | 4CXCA018DC3 | 12.5 | 15 | Yes | Yes | 2015-03-13 |  | 1
FALSE | 4TTX6018H1 | 3491 | 7014029 | TRANE | 4TTX6018H1 | AC | Split System: Air-Cooled Condensing Unit, Coil with Blower | 4TTX6018H1 |  | 4CXCA024DC3 | 12.5 | 15 | Yes | Yes | 2015-03-13 |  | 1
FALSE | 4TTR6024B1 | 3503 | 7013976 | TRANE | 4TTR6024B1 | AC | Split System: Air-Cooled Condensing Unit, Coil with Blower | 4TTR6024B1 |  | 4CXCA024DC3 | 12.2 | 15 | Yes | Yes | 2015-03-13 |  | 0
FALSE | 4TTR6024B1 | 3503 | 6805663 | TRANE | 4TTR6024B1 | AC | Split System: Air-Cooled Condensing Unit, Coil with Blower | 4TTR6024B1 |  | 4TXCA024BC3 | 12.5 | 14.5 | Yes | Yes | 2015-03-13 |  | 0
FALSE | 4TTR6024B1 | 3503 | 6805664 | TRANE | 4TTR6024B1 | AC | Split System: Air-Cooled Condensing Unit, Coil with Blower | 4TTR6024B1 |  | 4TXCB003CC3 | 13 | 16 | Yes | Yes | 2015-03-13 |  | 2
FALSE | 4TTR6024B1 | 3503 | 6805671 | TRANE | 4TTR6024B1 | AC | Split System: Air-Cooled Condensing Unit, Coil with Blower | 4TTR6024B1 |  | 4TXCB004CC3 | 13 | 16 | Yes | Yes | 2015-03-13 |  | 2
FALSE | 4TTR6024B1 | 3503 | 6805672 | TRANE | 4TTR6024B1 | AC | Split System: Air-Cooled Condensing Unit, Coil with Blower | 4TTR6024B1 |  | 4TXCB004CC3 | 13 | 16 | Yes | Yes | 2015-03-13 |  | 2
FALSE | 4TTR6024B1 | 3503 | 6805674 | TRANE | 4TTR6024B1 | AC | Split System: Air-Cooled Condensing Unit, Coil with Blower | 4TTR6024B1 |  | 4TXCB004CC3 | 13 | 16 | Yes | Yes | 2015-03-13 |  | 2
FALSE | 4TTX6024H1 | 3520 | 7014043 | TRANE | 4TTX6024H1 | AC | Split System: Air-Cooled Condensing Unit, Coil with Blower | 4TTX6024H1 |  | 4CXCA024DC3 | 12.5 | 15 | Yes | Yes | 2015-03-13 |  | 1
FALSE | 4TTR6030B1 | 3522 | 7014003 | TRANE | 4TTR6030B1 | AC | Split System: Air-Cooled Condensing Unit, Coil with Blower | 4TTR6030B1 |  | 4CXCA024DC3 | 12.2 | 15 | Yes | Yes | 2015-03-13 |  | 0
FALSE | 4TTX6024H1 | 3520 | 7014042 | TRANE | 4TTX6024H1 | AC | Split System: Air-Cooled Condensing Unit, Coil with Blower | 4TTX6024H1 |  | 4CXCA024DC3 | 12.5 | 15 | Yes | Yes | 2015-03-13 |  | 1
FALSE | 4TTR6018B1 | 3489 | 6805586 | TRANE | 4TTR6018B1 | AC | Split System: Air-Cooled Condensing Unit, Coil with Blower | 4TTR6018B1 |  | 4TXCA018BC3 | 13 | 15 | Yes | Yes | 2015-03-13 |  | 1
FALSE | 4TTR6018B1 | 3489 | 6805643 | TRANE | 4TTR6018B1 | AC | Split System: Air-Cooled Condensing Unit, Coil with Blower | 4TTR6018B1 |  | 4TXCC007CC3 | 13 | 16 | Yes | Yes | 2015-03-13 |  | 2
FALSE | 4TTR6018B1 | 3489 | 6805645 | TRANE | 4TTR6018B1 | AC | Split System: Air-Cooled Condensing Unit, Coil with Blower | 4TTR6018B1 |  | 4TXCC007CC3 | 13 | 16 | Yes | Yes | 2015-03-13 |  | 2
FALSE | 4TTR6018B1 | 3489 | 6805648 | TRANE | 4TTR6018B1 | AC | Split System: Air-Cooled Condensing Unit, Coil with Blower | 4TTR6018B1 |  | 4TXCC037BC3 | 13 | 16 | Yes | Yes | 2015-03-13 |  | 2
FALSE | 4TTR6024B1 | 3503 | 6805659 | TRANE | 4TTR6024B1 | AC | Split System: Air-Cooled Condensing Unit, Coil with Blower | 4TTR6024B1 |  | 4TXCA024BC3 | 12.5 | 14.5 | Yes | Yes | 2015-03-13 |  | 0
FALSE | 4TTR6024B1 | 3503 | 6805658 | TRANE | 4TTR6024B1 | AC | Split System: Air-Cooled Condensing Unit, Coil with Blower | 4TTR6024B1 |  | 4TXCA024BC3 | 12.5 | 14.5 | Yes | Yes | 2015-03-13 |  | 0
FALSE | 4A7A7024A1 | 4200 | 7013692 | TRANE | 4TTX8024A1 | AC | Split System: Air-Cooled Condensing Unit, Coil with Blower | 4A7A7024A1 |  | 4NXCA024AC3 | 12.2 | 15 | Yes | Yes | 2015-03-13 |  | 0
FALSE | 4A7A7024A1 | 4200 | 7013691 | TRANE | 4TTX8024A1 | AC | Split System: Air-Cooled Condensing Unit, Coil with Blower | 4A7A7024A1 |  | 4NXCA024AC3 | 12.2 | 15 | Yes | Yes | 2015-03-13 |  | 0
FALSE | 4TTR6018B1 | 3489 | 6805641 | TRANE | 4TTR6018B1 | AC | Split System: Air-Cooled Condensing Unit, Coil with Blower | 4TTR6018B1 |  | 4TXCC007CC3 | 13 | 16 | Yes | Yes | 2015-03-13 |  | 2
FALSE | 4TTR6024B1 | 3503 | 6805690 | TRANE | 4TTR6024B1 | AC | Split System: Air-Cooled Condensing Unit, Coil with Blower | 4TTR6024B1 |  | 4TXCB032BC3 | 13 | 16 | Yes | Yes | 2015-03-13 |  | 2
FALSE | 4TTR6024B1 | 3503 | 6805700 | TRANE | 4TTR6024B1 | AC | Split System: Air-Cooled Condensing Unit, Coil with Blower | 4TTR6024B1 |  | 4TXCB036BC3 | 13 | 16 | Yes | Yes | 2015-03-13 |  | 2
FALSE | 4TTX6024H1 | 3520 | 7004699 | TRANE | 4TTX6024H1 | AC | Split System: Air-Cooled Condensing Unit, Coil with Blower | 4TTX6024H1 |  | 4NXCA024AC3 | 12.5 | 15 | Yes | Yes | 2015-03-13 |  | 1
FALSE | 4TTX6024H1 | 3520 | 7004669 | TRANE | 4TTX6024H1 | AC | Split System: Air-Cooled Condensing Unit, Coil with Blower | 4TTX6024H1 |  | 4NXCA024AC3 | 12.5 | 15 | Yes | Yes | 2015-03-13 |  | 1
FALSE | 4A7A7024A1 | 4200 | 7013690 | TRANE | 4TTX8024A1 | AC | Split System: Air-Cooled Condensing Unit, Coil with Blower | 4A7A7024A1 |  | 4NXCA024AC3 | 12.2 | 15 | Yes | Yes | 2015-03-13 |  | 0
FALSE | 4TTX6018H1 | 3491 | 7004600 | TRANE | 4TTX6018H1 | AC | Split System: Air-Cooled Condensing Unit, Coil with Blower | 4TTX6018H1 |  | 4NXCA018AC3 | 12.5 | 15 | Yes | Yes | 2015-03-13 |  | 1
FALSE | 4TTX6018H1 | 3491 | 7004631 | TRANE | 4TTX6018H1 | AC | Split System: Air-Cooled Condensing Unit, Coil with Blower | 4TTX6018H1 |  | 4NXCA018AC3 | 12.5 | 15 | Yes | Yes | 2015-03-13 |  | 1
FALSE | 4TTX6018H1 | 3491 | 7004605 | TRANE | 4TTX6018H1 | AC | Split System: Air-Cooled Condensing Unit, Coil with Blower | 4TTX6018H1 |  | 4NXCA018AC3 | 12.2 | 15 | Yes | Yes | 2015-03-13 |  | 0
FALSE | 4TTX6018H1 | 3491 | 7004661 | TRANE | 4TTX6018H1 | AC | Split System: Air-Cooled Condensing Unit, Coil with Blower | 4TTX6018H1 |  | 4NXCA024AC3 | 12.5 | 15 | Yes | Yes | 2015-03-13 |  | 1
FALSE | 4TTR6018B1 | 3489 | 7004448 | TRANE | 4TTR6018B1 | AC | Split System: Air-Cooled Condensing Unit, Coil with Blower | 4TTR6018B1 |  | 4NXCA018AC3 | 12.5 | 15 | Yes | Yes | 2015-03-13 |  | 1
FALSE | 4TTX6024H1 | 3520 | 7004674 | TRANE | 4TTX6024H1 | AC | Split System: Air-Cooled Condensing Unit, Coil with Blower | 4TTX6024H1 |  | 4NXCA024AC3 | 12 | 15 | Yes | Yes | 2015-03-13 |  | 0
FALSE | 4TTX6024H1 | 3520 | 7004676 | TRANE | 4TTX6024H1 | AC | Split System: Air-Cooled Condensing Unit, Coil with Blower | 4TTX6024H1 |  | 4NXCA024AC3 | 12.2 | 14.5 | Yes | Yes | 2015-03-13 |  | 0
FALSE | 4TTX6024H1 | 3520 | 7004678 | TRANE | 4TTX6024H1 | AC | Split System: Air-Cooled Condensing Unit, Coil with Blower | 4TTX6024H1 |  | 4NXCA024AC3 | 12.5 | 15 | Yes | Yes | 2015-03-13 |  | 1
FALSE | 4TTX6030H1 | 3530 | 7014067 | TRANE | 4TTX6030H1 | AC | Split System: Air-Cooled Condensing Unit, Coil with Blower | 4TTX6030H1 |  | 4CXCA024DC3 | 12 | 14.5 | Yes | Yes | 2015-03-13 |  | 0
FALSE | 4TTR6036B1 | 3674 | 6805949 | TRANE | 4TTR6036B1 | AC | Split System: Air-Cooled Condensing Unit, Coil with Blower | 4TTR6036B1 |  | 4TXCB036BC3 | 12.2 | 14.5 | Yes | Yes | 2015-03-13 |  | 0
FALSE | 4TTR6048B1 | 3695 | 6806177 | TRANE | 4TTR6048B1 | AC | Split System: Air-Cooled Condensing Unit, Coil with Blower | 4TTR6048B1 |  | 4TXCC044BC3 | 12 | 14.5 | Yes | Yes | 2015-03-13 |  | 0
FALSE | 4TTR6048B1 | 3695 | 6806184 | TRANE | 4TTR6048B1 | AC | Split System: Air-Cooled Condensing Unit, Coil with Blower | 4TTR6048B1 |  | 4TXCC049BC3 | 12 | 14.5 | Yes | Yes | 2015-03-13 |  | 0
FALSE | 4TTR6048B1 | 3695 | 6806183 | TRANE | 4TTR6048B1 | AC | Split System: Air-Cooled Condensing Unit, Coil with Blower | 4TTR6048B1 |  | 4TXCC049BC3 | 12.5 | 15 | Yes | Yes | 2015-03-13 |  | 1
FALSE | 4TTR6048B1 | 3695 | 6806188 | TRANE | 4TTR6048B1 | AC | Split System: Air-Cooled Condensing Unit, Coil with Blower | 4TTR6048B1 |  | 4TXCC049BC3 | 12 | 14.75 | Yes | Yes | 2015-03-13 |  | 0
FALSE | 4TTR6048B1 | 3695 | 6806187 | TRANE | 4TTR6048B1 | AC | Split System: Air-Cooled Condensing Unit, Coil with Blower | 4TTR6048B1 |  | 4TXCC049BC3 | 12 | 14.5 | Yes | Yes | 2015-03-13 |  | 0
FALSE | 4TTR6048B1 | 3695 | 6806192 | TRANE | 4TTR6048B1 | AC | Split System: Air-Cooled Condensing Unit, Coil with Blower | 4TTR6048B1 |  | 4TXCC060BC3 | 12 | 14.5 | Yes | Yes | 2015-03-13 |  | 0
FALSE | 4TTR6048B1 | 3695 | 6806193 | TRANE | 4TTR6048B1 | AC | Split System: Air-Cooled Condensing Unit, Coil with Blower | 4TTR6048B1 |  | 4TXCC060BC3 | 12.5 | 15 | Yes | Yes | 2015-03-13 |  | 1
FALSE | 4TTR6030B1 | 3522 | 6970292 | TRANE | 4TTR6030B1 | AC | Split System: Air-Cooled Condensing Unit, Coil with Blower | 4TTR6030B1 |  | *AM8C0B30V21+BAYCC24V | 13 | 16 | Yes | Yes | 2015-03-13 |  | 2
FALSE | 4TTR6030B1 | 3522 | 6970293 | TRANE | 4TTR6030B1 | AC | Split System: Air-Cooled Condensing Unit, Coil with Blower | 4TTR6030B1 |  | *AM8C0C36V31+BAYCC24V | 13 | 16 | Yes | Yes | 2015-03-13 |  | 2
FALSE | 4TTR6036B1 | 3674 | 6970295 | TRANE | 4TTR6036B1 | AC | Split System: Air-Cooled Condensing Unit, Coil with Blower | 4TTR6036B1 |  | *AM8C0C36V31+BAYCC24V | 13 | 16 | Yes | Yes | 2015-03-13 |  | 2
FALSE | 4TTX6018H1 | 3491 | 7014021 | TRANE | 4TTX6018H1 | AC | Split System: Air-Cooled Condensing Unit, Coil with Blower | 4TTX6018H1 |  | 4CXCA024DC3 | 13 | 16 | Yes | Yes | 2015-03-13 |  | 2
FALSE | 4TTX6018H1 | 3491 | 7014018 | TRANE | 4TTX6018H1 | AC | Split System: Air-Cooled Condensing Unit, Coil with Blower | 4TTX6018H1 |  | 4CXCA018DC3 | 13 | 16 | Yes | Yes | 2015-03-13 |  | 2
FALSE | 4TTX6018H1 | 3491 | 7014028 | TRANE | 4TTX6018H1 | AC | Split System: Air-Cooled Condensing Unit, Coil with Blower | 4TTX6018H1 |  | 4CXCA024DC3 | 13 | 16 | Yes | Yes | 2015-03-13 |  | 2
FALSE | 4TTR6036B1 | 3674 | 6805952 | TRANE | 4TTR6036B1 | AC | Split System: Air-Cooled Condensing Unit, Coil with Blower | 4TTR6036B1 |  | 4TXCB042BC3 | 12.2 | 14.5 | Yes | Yes | 2015-03-13 |  | 0
FALSE | 4TTR6036B1 | 3674 | 6805980 | TRANE | 4TTR6036B1 | AC | Split System: Air-Cooled Condensing Unit, Coil with Blower | 4TTR6036B1 |  | 4TXCB048BC3 | 12.5 | 15 | Yes | Yes | 2015-03-13 |  | 1
FALSE | 4TTR6036B1 | 3674 | 6805970 | TRANE | 4TTR6036B1 | AC | Split System: Air-Cooled Condensing Unit, Coil with Blower | 4TTR6036B1 |  | 4TXCB048BC3 | 12.5 | 15 | Yes | Yes | 2015-03-13 |  | 1
FALSE | 4TTR6036B1 | 3674 | 6805975 | TRANE | 4TTR6036B1 | AC | Split System: Air-Cooled Condensing Unit, Coil with Blower | 4TTR6036B1 |  | 4TXCB048BC3 | 12.2 | 14.5 | Yes | Yes | 2015-03-13 |  | 0
FALSE | 4TTR6036B1 | 3674 | 6805978 | TRANE | 4TTR6036B1 | AC | Split System: Air-Cooled Condensing Unit, Coil with Blower | 4TTR6036B1 |  | 4TXCB048BC3 | 12.5 | 15 | Yes | Yes | 2015-03-13 |  | 1
FALSE | 4TTR6036B1 | 3674 | 6805973 | TRANE | 4TTR6036B1 | AC | Split System: Air-Cooled Condensing Unit, Coil with Blower | 4TTR6036B1 |  | 4TXCB048BC3 | 12.5 | 15 | Yes | Yes | 2015-03-13 |  | 1
FALSE | 4TTR6048B1 | 3695 | 6806194 | TRANE | 4TTR6048B1 | AC | Split System: Air-Cooled Condensing Unit, Coil with Blower | 4TTR6048B1 |  | 4TXCC060BC3 | 12 | 15 | Yes | Yes | 2015-03-13 |  | 0
FALSE | 4TTR6048B1 | 3695 | 6806198 | TRANE | 4TTR6048B1 | AC | Split System: Air-Cooled Condensing Unit, Coil with Blower | 4TTR6048B1 |  | 4TXCC060BC3 | 12 | 14.5 | Yes | Yes | 2015-03-13 |  | 0
FALSE | 4TTR6048B1 | 3695 | 6806195 | TRANE | 4TTR6048B1 | AC | Split System: Air-Cooled Condensing Unit, Coil with Blower | 4TTR6048B1 |  | 4TXCC060BC3 | 12 | 14.5 | Yes | Yes | 2015-03-13 |  | 0
FALSE | 4TTR6036B1 | 3674 | 6805994 | TRANE | 4TTR6036B1 | AC | Split System: Air-Cooled Condensing Unit, Coil with Blower | 4TTR6036B1 |  | 4TXCC037BC3 | 12.5 | 15 | Yes | Yes | 2015-03-13 |  | 1
FALSE | 4TTR6036B1 | 3674 | 6805998 | TRANE | 4TTR6036B1 | AC | Split System: Air-Cooled Condensing Unit, Coil with Blower | 4TTR6036B1 |  | 4TXCC037BC3 | 12 | 14.5 | Yes | Yes | 2015-03-13 |  | 0
FALSE | 4TTR6036B1 | 3674 | 6805988 | TRANE | 4TTR6036B1 | AC | Split System: Air-Cooled Condensing Unit, Coil with Blower | 4TTR6036B1 |  | 4TXCC037BC3 | 12.5 | 15 | Yes | Yes | 2015-03-13 |  | 1
FALSE | 4TTR6036B1 | 3674 | 6806003 | TRANE | 4TTR6036B1 | AC | Split System: Air-Cooled Condensing Unit, Coil with Blower | 4TTR6036B1 |  | 4TXCC037BC3 | 12.5 | 15 | Yes | Yes | 2015-03-13 |  | 1
FALSE | 4TTR6048B1 | 3695 | 6806213 | TRANE | 4TTR6048B1 | AC | Split System: Air-Cooled Condensing Unit, Coil with Blower | 4TTR6048B1 |  | 4TXCD050BC3 | 12 | 14.5 | Yes | Yes | 2015-03-13 |  | 0
FALSE | 4TTR6048B1 | 3695 | 6806215 | TRANE | 4TTR6048B1 | AC | Split System: Air-Cooled Condensing Unit, Coil with Blower | 4TTR6048B1 |  | 4TXCD050BC3 | 12.5 | 15 | Yes | Yes | 2015-03-13 |  | 1
FALSE | 4TTR6048B1 | 3695 | 6806211 | TRANE | 4TTR6048B1 | AC | Split System: Air-Cooled Condensing Unit, Coil with Blower | 4TTR6048B1 |  | 4TXCD050BC3 | 12 | 14.5 | Yes | Yes | 2015-03-13 |  | 0
FALSE | 4TTR6048B1 | 3695 | 6806207 | TRANE | 4TTR6048B1 | AC | Split System: Air-Cooled Condensing Unit, Coil with Blower | 4TTR6048B1 |  | 4TXCD050BC3 | 12 | 14.5 | Yes | Yes | 2015-03-13 |  | 0
FALSE | 4TTR6048B1 | 3695 | 6806221 | TRANE | 4TTR6048B1 | AC | Split System: Air-Cooled Condensing Unit, Coil with Blower | 4TTR6048B1 |  | 4TXCD061BC3 | 12 | 15 | Yes | Yes | 2015-03-13 |  | 0
FALSE | 4TTR6048B1 | 3695 | 6806225 | TRANE | 4TTR6048B1 | AC | Split System: Air-Cooled Condensing Unit, Coil with Blower | 4TTR6048B1 |  | 4TXCD061BC3 | 12 | 14.5 | Yes | Yes | 2015-03-13 |  | 0
FALSE | 4A7A7048A1 | 288 | 6970555 | TRANE | 4TTX8048A1 | AC | Split System: Air-Cooled Condensing Unit, Coil with Blower | 4A7A7048A1 |  | *AM8C0C42V31+BAYCC24V | 13 | 17 | Yes | Yes | 2015-03-13 |  | 2
FALSE | 4A7A7048A1 | 288 | 6970557 | TRANE | 4TTX8048A1 | AC | Split System: Air-Cooled Condensing Unit, Coil with Blower | 4A7A7048A1 |  | *AM8C0C48V41+BAYCC24V | 13 | 17 | Yes | Yes | 2015-03-13 |  | 2
FALSE | 4A7A7048A1 | 288 | 6970559 | TRANE | 4TTX8048A1 | AC | Split System: Air-Cooled Condensing Unit, Coil with Blower | 4A7A7048A1 |  | *AM8C0C60V51+BAYCC24V | 13 | 17.5 | Yes | Yes | 2015-03-13 |  | 2
FALSE | 4A7A7024A1 | 4200 | 7013675 | TRANE | 4TTX8024A1 | AC | Split System: Air-Cooled Condensing Unit, Coil with Blower | 4A7A7024A1 |  | 4NXCA024AC3 | 13 | 16 | Yes | Yes | 2015-03-13 |  | 2
FALSE | 4A7A7024A1 | 4200 | 7013678 | TRANE | 4TTX8024A1 | AC | Split System: Air-Cooled Condensing Unit, Coil with Blower | 4A7A7024A1 |  | 4NXCA024AC3 | 13 | 16 | Yes | Yes | 2015-03-13 |  | 2
FALSE | 4A7A7024A1 | 4200 | 7013679 | TRANE | 4TTX8024A1 | AC | Split System: Air-Cooled Condensing Unit, Coil with Blower | 4A7A7024A1 |  | 4NXCA024AC3 | 13 | 16 | Yes | Yes | 2015-03-13 |  | 2
FALSE | 4TTR6036B1 | 3674 | 6806013 | TRANE | 4TTR6036B1 | AC | Split System: Air-Cooled Condensing Unit, Coil with Blower | 4TTR6036B1 |  | 4TXCC043BC3 | 12.5 | 15 | Yes | Yes | 2015-03-13 |  | 1
FALSE | 4TTR6036B1 | 3674 | 6806008 | TRANE | 4TTR6036B1 | AC | Split System: Air-Cooled Condensing Unit, Coil with Blower | 4TTR6036B1 |  | 4TXCC043BC3 | 12 | 14.5 | Yes | Yes | 2015-03-13 |  | 0
FALSE | 4TTR6036B1 | 3674 | 6806014 | TRANE | 4TTR6036B1 | AC | Split System: Air-Cooled Condensing Unit, Coil with Blower | 4TTR6036B1 |  | 4TXCC043BC3 | 12.5 | 15 | Yes | Yes | 2015-03-13 |  | 1
FALSE | 4TTX6030H1 | 3530 | 6970312 | TRANE | 4TTX6030H1 | AC | Split System: Air-Cooled Condensing Unit, Coil with Blower | 4TTX6030H1 |  | *AM8C0C36V31+BAYCC24V | 13 | 16 | Yes | Yes | 2015-03-13 |  | 2
FALSE | 4TTR6036B1 | 3674 | 6806025 | TRANE | 4TTR6036B1 | AC | Split System: Air-Cooled Condensing Unit, Coil with Blower | 4TTR6036B1 |  | 4TXCC044BC3 | 13 | 15.5 | Yes | Yes | 2015-03-13 |  | 1
FALSE | 4TTR6036B1 | 3674 | 6806026 | TRANE | 4TTR6036B1 | AC | Split System: Air-Cooled Condensing Unit, Coil with Blower | 4TTR6036B1 |  | 4TXCC044BC3 | 12.2 | 14.5 | Yes | Yes | 2015-03-13 |  | 0
FALSE | 4TTR6036B1 | 3674 | 6806024 | TRANE | 4TTR6036B1 | AC | Split System: Air-Cooled Condensing Unit, Coil with Blower | 4TTR6036B1 |  | 4TXCC044BC3 | 12.2 | 14.5 | Yes | Yes | 2015-03-13 |  | 0
FALSE | 4TTR6036B1 | 3674 | 6806036 | TRANE | 4TTR6036B1 | AC | Split System: Air-Cooled Condensing Unit, Coil with Blower | 4TTR6036B1 |  | 4TXCC049BC3 | 13 | 15.5 | Yes | Yes | 2015-03-13 |  | 1
FALSE | 4TTR6048B1 | 3695 | 6806233 | TRANE | 4TTR6048B1 | AC | Split System: Air-Cooled Condensing Unit, Coil with Blower | 4TTR6048B1 |  | 4TXCD064BC3 | 12 | 14.5 | Yes | Yes | 2015-03-13 |  | 0
FALSE | 4TTR6049B1 | 3692 | 6806239 | TRANE | 4TTR6049B1 | AC | Split System: Air-Cooled Condensing Unit, Coil with Blower | 4TTR6049B1 |  | 4TXCC008CC3 | 13 | 16 | Yes | Yes | 2015-03-13 |  | 2
FALSE | 4TTR6048B1 | 3695 | 6991388 | TRANE | 4TTR6048B1 | AC | Split System: Air-Cooled Condensing Unit, Coil with Blower | 4TTR6048B1 |  | 4TXCD063BC3 | 12.25 | 14.5 | Yes | Yes | 2015-03-13 |  | 0
FALSE | 4TTR6048B1 | 3695 | 6873205 | TRANE | 4TTR6048B1 | AC | Split System: Air-Cooled Condensing Unit, Coil with Blower | 4TTR6048B1 |  | 4TXCD050BC3 | 12 | 14.5 | Yes | Yes | 2015-03-13 |  | 0
FALSE | 4TTR6048B1 | 3695 | 6873207 | TRANE | 4TTR6048B1 | AC | Split System: Air-Cooled Condensing Unit, Coil with Blower | 4TTR6048B1 |  | 4TXCD064BC3 | 12 | 14.5 | Yes | Yes | 2015-03-13 |  | 0
FALSE | 4TTR6049B1 | 3692 | 6873212 | TRANE | 4TTR6049B1 | AC | Split System: Air-Cooled Condensing Unit, Coil with Blower | 4TTR6049B1 |  | 4TXCD063BC3 | 13 | 16 | Yes | Yes | 2015-03-13 |  | 2
FALSE | 4TTR6018B1 | 3489 | 7013957 | TRANE | 4TTR6018B1 | AC | Split System: Air-Cooled Condensing Unit, Coil with Blower | 4TTR6018B1 |  | 4CXCA018DC3 | 12 | 15 | Yes | Yes | 2015-03-13 |  | 0
FALSE | 4TTX6024H1 | 3520 | 7004671 | TRANE | 4TTX6024H1 | AC | Split System: Air-Cooled Condensing Unit, Coil with Blower | 4TTX6024H1 |  | 4NXCA024AC3 | 12.2 | 14.5 | Yes | Yes | 2015-03-13 |  | 0
FALSE | 4TTX6024H1 | 3520 | 7004690 | TRANE | 4TTX6024H1 | AC | Split System: Air-Cooled Condensing Unit, Coil with Blower | 4TTX6024H1 |  | 4NXCA024AC3 | 12.5 | 15 | Yes | Yes | 2015-03-13 |  | 1
FALSE | 4TTX6024H1 | 3520 | 7004691 | TRANE | 4TTX6024H1 | AC | Split System: Air-Cooled Condensing Unit, Coil with Blower | 4TTX6024H1 |  | 4NXCA024AC3 | 12.5 | 15 | Yes | Yes | 2015-03-13 |  | 1
FALSE | 4TTX6024H1 | 3520 | 7004695 | TRANE | 4TTX6024H1 | AC | Split System: Air-Cooled Condensing Unit, Coil with Blower | 4TTX6024H1 |  | 4NXCA024AC3 | 12.5 | 15 | Yes | Yes | 2015-03-13 |  | 1
FALSE | 4TTX6024H1 | 3520 | 7004703 | TRANE | 4TTX6024H1 | AC | Split System: Air-Cooled Condensing Unit, Coil with Blower | 4TTX6024H1 |  | 4NXCA024AC3 | 12.5 | 15 | Yes | Yes | 2015-03-13 |  | 1
FALSE | 4TTX6024H1 | 3520 | 7004680 | TRANE | 4TTX6024H1 | AC | Split System: Air-Cooled Condensing Unit, Coil with Blower | 4TTX6024H1 |  | 4NXCA024AC3 | 12 | 15 | Yes | Yes | 2015-03-13 |  | 0
FALSE | 4TTR6024B1 | 3503 | 6805726 | TRANE | 4TTR6024B1 | AC | Split System: Air-Cooled Condensing Unit, Coil with Blower | 4TTR6024B1 |  | 4TXCC007CC3 | 13 | 16 | Yes | Yes | 2015-03-13 |  | 2
FALSE | 4TTR6024B1 | 3503 | 6805723 | TRANE | 4TTR6024B1 | AC | Split System: Air-Cooled Condensing Unit, Coil with Blower | 4TTR6024B1 |  | 4TXCC007CC3 | 13 | 16 | Yes | Yes | 2015-03-13 |  | 2
FALSE | 4TTR6024B1 | 3503 | 6805728 | TRANE | 4TTR6024B1 | AC | Split System: Air-Cooled Condensing Unit, Coil with Blower | 4TTR6024B1 |  | 4TXCC008CC3 | 13 | 16 | Yes | Yes | 2015-03-13 |  | 2
FALSE | 4TTR6024B1 | 3503 | 6805730 | TRANE | 4TTR6024B1 | AC | Split System: Air-Cooled Condensing Unit, Coil with Blower | 4TTR6024B1 |  | 4TXCC008CC3 | 13 | 16 | Yes | Yes | 2015-03-13 |  | 2
FALSE | 4TTR6024B1 | 3503 | 6805731 | TRANE | 4TTR6024B1 | AC | Split System: Air-Cooled Condensing Unit, Coil with Blower | 4TTR6024B1 |  | 4TXCC008CC3 | 13 | 16 | Yes | Yes | 2015-03-13 |  | 2
FALSE | 4TTR6024B1 | 3503 | 6805736 | TRANE | 4TTR6024B1 | AC | Split System: Air-Cooled Condensing Unit, Coil with Blower | 4TTR6024B1 |  | 4TXCC037BC3 | 13 | 16 | Yes | Yes | 2015-03-13 |  | 2
FALSE | 4TTR6024B1 | 3503 | 6805744 | TRANE | 4TTR6024B1 | AC | Split System: Air-Cooled Condensing Unit, Coil with Blower | 4TTR6024B1 |  | 4TXCC044BC3 | 13 | 16 | Yes | Yes | 2015-03-13 |  | 2
FALSE | 4TTR6049B1 | 3692 | 6806265 | TRANE | 4TTR6049B1 | AC | Split System: Air-Cooled Condensing Unit, Coil with Blower | 4TTR6049B1 |  | 4TXCC060BC3 | 13 | 16 | Yes | Yes | 2015-03-13 |  | 2
FALSE | 4TTR6049B1 | 3692 | 6806275 | TRANE | 4TTR6049B1 | AC | Split System: Air-Cooled Condensing Unit, Coil with Blower | 4TTR6049B1 |  | 4TXCD009CC3 | 13 | 16 | Yes | Yes | 2015-03-13 |  | 2
FALSE | 4TTR6049B1 | 3692 | 6806277 | TRANE | 4TTR6049B1 | AC | Split System: Air-Cooled Condensing Unit, Coil with Blower | 4TTR6049B1 |  | 4TXCD009CC3 | 13 | 16 | Yes | Yes | 2015-03-13 |  | 2
FALSE | 4TTR6024B1 | 3503 | 6805751 | TRANE | 4TTR6024B1 | AC | Split System: Air-Cooled Condensing Unit, Coil with Blower | 4TTR6024B1 |  | 4TXCD009CC3 | 13 | 16 | Yes | Yes | 2015-03-13 |  | 2
FALSE | 4TTR6024B1 | 3503 | 6805752 | TRANE | 4TTR6024B1 | AC | Split System: Air-Cooled Condensing Unit, Coil with Blower | 4TTR6024B1 |  | 4TXCD009CC3 | 13 | 16 | Yes | Yes | 2015-03-13 |  | 2
FALSE | 4TTR6024B1 | 3503 | 6805757 | TRANE | 4TTR6024B1 | AC | Split System: Air-Cooled Condensing Unit, Coil with Blower | 4TTR6024B1 |  | 4TXCD010CC3 | 13 | 16 | Yes | Yes | 2015-03-13 |  | 2
FALSE | 4TTR6024B1 | 3503 | 6805756 | TRANE | 4TTR6024B1 | AC | Split System: Air-Cooled Condensing Unit, Coil with Blower | 4TTR6024B1 |  | 4TXCD010CC3 | 13 | 16 | Yes | Yes | 2015-03-13 |  | 2
FALSE | 4TTR6024B1 | 3503 | 6805754 | TRANE | 4TTR6024B1 | AC | Split System: Air-Cooled Condensing Unit, Coil with Blower | 4TTR6024B1 |  | 4TXCD010CC3 | 13 | 16 | Yes | Yes | 2015-03-13 |  | 2
FALSE | 4TTR6030B1 | 3522 | 6805775 | TRANE | 4TTR6030B1 | AC | Split System: Air-Cooled Condensing Unit, Coil with Blower | 4TTR6030B1 |  | 4TXCB025BC3 | 12.5 | 14.5 | Yes | Yes | 2015-03-13 |  | 0
FALSE | 4TTR6036B1 | 3674 | 6806061 | TRANE | 4TTR6036B1 | AC | Split System: Air-Cooled Condensing Unit, Coil with Blower | 4TTR6036B1 |  | 4TXCD063BC3 | 13 | 16 | Yes | Yes | 2015-03-13 |  | 2
FALSE | 4TTR6042B1 | 3680 | 6806065 | TRANE | 4TTR6042B1 | AC | Split System: Air-Cooled Condensing Unit, Coil with Blower | 4TTR6042B1 |  | 4TXCB036BC3 | 12 | 14.5 | Yes | Yes | 2015-03-13 |  | 0
FALSE | 4TTR6042B1 | 3680 | 6806071 | TRANE | 4TTR6042B1 | AC | Split System: Air-Cooled Condensing Unit, Coil with Blower | 4TTR6042B1 |  | 4TXCB036BC3 | 12 | 14.5 | Yes | Yes | 2015-03-13 |  | 0
FALSE | 4TTR6042B1 | 3680 | 6806078 | TRANE | 4TTR6042B1 | AC | Split System: Air-Cooled Condensing Unit, Coil with Blower | 4TTR6042B1 |  | 4TXCB042BC3 | 12 | 14.5 | Yes | Yes | 2015-03-13 |  | 0
FALSE | 4A7A7024A1 | 4200 | 7013684 | TRANE | 4TTX8024A1 | AC | Split System: Air-Cooled Condensing Unit, Coil with Blower | 4A7A7024A1 |  | 4NXCA024AC3 | 12.2 | 15 | Yes | Yes | 2015-03-13 |  | 0
FALSE | 4TTX6030H1 | 3530 | 7004727 | TRANE | 4TTX6030H1 | AC | Split System: Air-Cooled Condensing Unit, Coil with Blower | 4TTX6030H1 |  | 4NXCA024AC3 | 12.2 | 14.5 | Yes | Yes | 2015-03-13 |  | 0
FALSE | 4TTR6030B1 | 3522 | 7004566 | TRANE | 4TTR6030B1 | AC | Split System: Air-Cooled Condensing Unit, Coil with Blower | 4TTR6030B1 |  | 4NXCA024AC3 | 12.2 | 14.5 | Yes | Yes | 2015-03-13 |  | 0
FALSE | 4TTR6030B1 | 3522 | 6805769 | TRANE | 4TTR6030B1 | AC | Split System: Air-Cooled Condensing Unit, Coil with Blower | 4TTR6030B1 |  | 4TXCB025BC3 | 12.5 | 15 | Yes | Yes | 2015-03-13 |  | 1
FALSE | 4TTR6030B1 | 3522 | 6805774 | TRANE | 4TTR6030B1 | AC | Split System: Air-Cooled Condensing Unit, Coil with Blower | 4TTR6030B1 |  | 4TXCB025BC3 | 12.5 | 15 | Yes | Yes | 2015-03-13 |  | 1
FALSE | 4TTR6030B1 | 3522 | 6805772 | TRANE | 4TTR6030B1 | AC | Split System: Air-Cooled Condensing Unit, Coil with Blower | 4TTR6030B1 |  | 4TXCB025BC3 | 12.5 | 15 | Yes | Yes | 2015-03-13 |  | 1
FALSE | 4TTR6018B1 | 3489 | 7004465 | TRANE | 4TTR6018B1 | AC | Split System: Air-Cooled Condensing Unit, Coil with Blower | 4TTR6018B1 |  | 4NXCA018AC3 | 12.2 | 15 | Yes | Yes | 2015-03-13 |  | 0
FALSE | 4TTR6018B1 | 3489 | 7004498 | TRANE | 4TTR6018B1 | AC | Split System: Air-Cooled Condensing Unit, Coil with Blower | 4TTR6018B1 |  | 4NXCA024AC3 | 12.5 | 15 | Yes | Yes | 2015-03-13 |  | 1
FALSE | 4TTR6018B1 | 3489 | 7004496 | TRANE | 4TTR6018B1 | AC | Split System: Air-Cooled Condensing Unit, Coil with Blower | 4TTR6018B1 |  | 4NXCA024AC3 | 12.5 | 15 | Yes | Yes | 2015-03-13 |  | 1
FALSE | 4A7A7036A1 | 4207 | 6993441 | TRANE | 4TTX8036A1 | AC | Split System: Air-Cooled Condensing Unit, Coil with Blower | 4A7A7036A1 |  | 4CXCB036CC3 | 12 | 15.75 | Yes | Yes | 2015-03-13 |  | 0
FALSE | 4TTR6024B1 | 3503 | 7013982 | TRANE | 4TTR6024B1 | AC | Split System: Air-Cooled Condensing Unit, Coil with Blower | 4TTR6024B1 |  | 4CXCA024DC3 | 12.2 | 15 | Yes | Yes | 2015-03-13 |  | 0
FALSE | 4TTR6024B1 | 3503 | 7013983 | TRANE | 4TTR6024B1 | AC | Split System: Air-Cooled Condensing Unit, Coil with Blower | 4TTR6024B1 |  | 4CXCA024DC3 | 12.2 | 15 | Yes | Yes | 2015-03-13 |  | 0
FALSE | 4TTR6024B1 | 3503 | 7013984 | TRANE | 4TTR6024B1 | AC | Split System: Air-Cooled Condensing Unit, Coil with Blower | 4TTR6024B1 |  | 4CXCA024DC3 | 12.2 | 15 | Yes | Yes | 2015-03-13 |  | 0
FALSE | 4TTX6018H1 | 3491 | 7014012 | TRANE | 4TTX6018H1 | AC | Split System: Air-Cooled Condensing Unit, Coil with Blower | 4TTX6018H1 |  | 4CXCA018DC3 | 12.5 | 15 | Yes | Yes | 2015-03-13 |  | 1
FALSE | 4TTX6018H1 | 3491 | 7014022 | TRANE | 4TTX6018H1 | AC | Split System: Air-Cooled Condensing Unit, Coil with Blower | 4TTX6018H1 |  | 4CXCA024DC3 | 12.5 | 15 | Yes | Yes | 2015-03-13 |  | 1
FALSE | 4TTR6024B1 | 3503 | 7013985 | TRANE | 4TTR6024B1 | AC | Split System: Air-Cooled Condensing Unit, Coil with Blower | 4TTR6024B1 |  | 4CXCA024DC3 | 12.2 | 15 | Yes | Yes | 2015-03-13 |  | 0
FALSE | 4TTR6018B1 | 3489 | 7013954 | TRANE | 4TTR6018B1 | AC | Split System: Air-Cooled Condensing Unit, Coil with Blower | 4TTR6018B1 |  | 4CXCA018DC3 | 12.5 | 15 | Yes | Yes | 2015-03-13 |  | 1
FALSE | 4TTR6018B1 | 3489 | 7013970 | TRANE | 4TTR6018B1 | AC | Split System: Air-Cooled Condensing Unit, Coil with Blower | 4TTR6018B1 |  | 4CXCA024DC3 | 12.5 | 15 | Yes | Yes | 2015-03-13 |  | 1
FALSE | 4A7A7024A1 | 4200 | 7013665 | TRANE | 4TTX8024A1 | AC | Split System: Air-Cooled Condensing Unit, Coil with Blower | 4A7A7024A1 |  | 4CXCA024DC3 | 13 | 16 | Yes | Yes | 2015-03-13 |  | 2
FALSE | 4A7A7024A1 | 4200 | 7013664 | TRANE | 4TTX8024A1 | AC | Split System: Air-Cooled Condensing Unit, Coil with Blower | 4A7A7024A1 |  | 4CXCA024DC3 | 13 | 16 | Yes | Yes | 2015-03-13 |  | 2
FALSE | 4TTR6030B1 | 3522 | 6805780 | TRANE | 4TTR6030B1 | AC | Split System: Air-Cooled Condensing Unit, Coil with Blower | 4TTR6030B1 |  | 4TXCB031BC3 | 12.5 | 14.5 | Yes | Yes | 2015-03-13 |  | 0
FALSE | 4TTR6030B1 | 3522 | 6805796 | TRANE | 4TTR6030B1 | AC | Split System: Air-Cooled Condensing Unit, Coil with Blower | 4TTR6030B1 |  | 4TXCB032BC3 | 12.5 | 15 | Yes | Yes | 2015-03-13 |  | 1
FALSE | 4TTR6030B1 | 3522 | 6805795 | TRANE | 4TTR6030B1 | AC | Split System: Air-Cooled Condensing Unit, Coil with Blower | 4TTR6030B1 |  | 4TXCB032BC3 | 12.5 | 15.5 | Yes | Yes | 2015-03-13 |  | 1
FALSE | 4TTR6030B1 | 3522 | 6805804 | TRANE | 4TTR6030B1 | AC | Split System: Air-Cooled Condensing Unit, Coil with Blower | 4TTR6030B1 |  | 4TXCB032BC3 | 12.5 | 14.5 | Yes | Yes | 2015-03-13 |  | 0
FALSE | 4TTR6030B1 | 3522 | 6805802 | TRANE | 4TTR6030B1 | AC | Split System: Air-Cooled Condensing Unit, Coil with Blower | 4TTR6030B1 |  | 4TXCB032BC3 | 12.5 | 14.5 | Yes | Yes | 2015-03-13 |  | 0
FALSE | 4TTR6030B1 | 3522 | 6805800 | TRANE | 4TTR6030B1 | AC | Split System: Air-Cooled Condensing Unit, Coil with Blower | 4TTR6030B1 |  | 4TXCB032BC3 | 12.5 | 14.5 | Yes | Yes | 2015-03-13 |  | 0
FALSE | 4TTR6030B1 | 3522 | 7004569 | TRANE | 4TTR6030B1 | AC | Split System: Air-Cooled Condensing Unit, Coil with Blower | 4TTR6030B1 |  | 4NXCA024AC3 | 12.2 | 14.5 | Yes | Yes | 2015-03-13 |  | 0
FALSE | 4TTX6030H1 | 3530 | 7004729 | TRANE | 4TTX6030H1 | AC | Split System: Air-Cooled Condensing Unit, Coil with Blower | 4TTX6030H1 |  | 4NXCA024AC3 | 12 | 14.5 | Yes | Yes | 2015-03-13 |  | 0
FALSE | 4TTX6030H1 | 3530 | 7004730 | TRANE | 4TTX6030H1 | AC | Split System: Air-Cooled Condensing Unit, Coil with Blower | 4TTX6030H1 |  | 4NXCA024AC3 | 12.2 | 14.5 | Yes | Yes | 2015-03-13 |  | 0
FALSE | 4TTX6030H1 | 3530 | 7004732 | TRANE | 4TTX6030H1 | AC | Split System: Air-Cooled Condensing Unit, Coil with Blower | 4TTX6030H1 |  | 4NXCA024AC3 | 12.2 | 14.5 | Yes | Yes | 2015-03-13 |  | 0
FALSE | 4TTR6018B1 | 3489 | 7004469 | TRANE | 4TTR6018B1 | AC | Split System: Air-Cooled Condensing Unit, Coil with Blower | 4TTR6018B1 |  | 4NXCA018AC3 | 12.5 | 15 | Yes | Yes | 2015-03-13 |  | 1
FALSE | 4TTR6030B1 | 3522 | 7014011 | TRANE | 4TTR6030B1 | AC | Split System: Air-Cooled Condensing Unit, Coil with Blower | 4TTR6030B1 |  | 4CXCA024DC3 | 12 | 14.5 | Yes | Yes | 2015-03-13 |  | 0
FALSE | 4TTR6030B1 | 3522 | 7014010 | TRANE | 4TTR6030B1 | AC | Split System: Air-Cooled Condensing Unit, Coil with Blower | 4TTR6030B1 |  | 4CXCA024DC3 | 12 | 14.5 | Yes | Yes | 2015-03-13 |  | 0
FALSE | 4TTX6030H1 | 3530 | 7014072 | TRANE | 4TTX6030H1 | AC | Split System: Air-Cooled Condensing Unit, Coil with Blower | 4TTX6030H1 |  | 4CXCA024DC3 | 12.2 | 14.5 | Yes | Yes | 2015-03-13 |  | 0
FALSE | 4TTR6030B1 | 3522 | 7013987 | TRANE | 4TTR6030B1 | AC | Split System: Air-Cooled Condensing Unit, Coil with Blower | 4TTR6030B1 |  | 4CXCA024DC3 | 12.2 | 14.5 | Yes | Yes | 2015-03-13 |  | 0
FALSE | 4TTR6030B1 | 3522 | 6805812 | TRANE | 4TTR6030B1 | AC | Split System: Air-Cooled Condensing Unit, Coil with Blower | 4TTR6030B1 |  | 4TXCB036BC3 | 12.5 | 14.5 | Yes | Yes | 2015-03-13 |  | 0
FALSE | 4TTR6030B1 | 3522 | 6805814 | TRANE | 4TTR6030B1 | AC | Split System: Air-Cooled Condensing Unit, Coil with Blower | 4TTR6030B1 |  | 4TXCB036BC3 | 12.5 | 14.5 | Yes | Yes | 2015-03-13 |  | 0
FALSE | 4TTR6030B1 | 3522 | 6805817 | TRANE | 4TTR6030B1 | AC | Split System: Air-Cooled Condensing Unit, Coil with Blower | 4TTR6030B1 |  | 4TXCB036BC3 | 12.5 | 14.5 | Yes | Yes | 2015-03-13 |  | 0
FALSE | 4TTR6030B1 | 3522 | 6805816 | TRANE | 4TTR6030B1 | AC | Split System: Air-Cooled Condensing Unit, Coil with Blower | 4TTR6030B1 |  | 4TXCB036BC3 | 12.5 | 15 | Yes | Yes | 2015-03-13 |  | 1
FALSE | 4TTR6024B1 | 3503 | 7013972 | TRANE | 4TTR6024B1 | AC | Split System: Air-Cooled Condensing Unit, Coil with Blower | 4TTR6024B1 |  | 4CXCA024DC3 | 12.2 | 15 | Yes | Yes | 2015-03-13 |  | 0
FALSE | 4A7A7024A1 | 4200 | 7013668 | TRANE | 4TTX8024A1 | AC | Split System: Air-Cooled Condensing Unit, Coil with Blower | 4A7A7024A1 |  | 4CXCA024DC3 | 13 | 16 | Yes | Yes | 2015-03-13 |  | 2
FALSE | 4TTX6024H1 | 3520 | 7014046 | TRANE | 4TTX6024H1 | AC | Split System: Air-Cooled Condensing Unit, Coil with Blower | 4TTX6024H1 |  | 4CXCA024DC3 | 12 | 15 | Yes | Yes | 2015-03-13 |  | 0
FALSE | 4TTX6024H1 | 3520 | 7014044 | TRANE | 4TTX6024H1 | AC | Split System: Air-Cooled Condensing Unit, Coil with Blower | 4TTX6024H1 |  | 4CXCA024DC3 | 12.5 | 15 | Yes | Yes | 2015-03-13 |  | 1
FALSE | 4A7A7024A1 | 4200 | 7013669 | TRANE | 4TTX8024A1 | AC | Split System: Air-Cooled Condensing Unit, Coil with Blower | 4A7A7024A1 |  | 4CXCA024DC3 | 13 | 16 | Yes | Yes | 2015-03-13 |  | 2
FALSE | 4TTR6030B1 | 3522 | 6805835 | TRANE | 4TTR6030B1 | AC | Split System: Air-Cooled Condensing Unit, Coil with Blower | 4TTR6030B1 |  | 4TXCC005CC3 | 13 | 16 | Yes | Yes | 2015-03-13 |  | 2
FALSE | 4TTR6030B1 | 3522 | 6805832 | TRANE | 4TTR6030B1 | AC | Split System: Air-Cooled Condensing Unit, Coil with Blower | 4TTR6030B1 |  | 4TXCC005CC3 | 13 | 16 | Yes | Yes | 2015-03-13 |  | 2
FALSE | 4TTR6042B1 | 3680 | 6806118 | TRANE | 4TTR6042B1 | AC | Split System: Air-Cooled Condensing Unit, Coil with Blower | 4TTR6042B1 |  | 4TXCC044BC3 | 12.5 | 15 | Yes | Yes | 2015-03-13 |  | 1
FALSE | 4TTR6042B1 | 3680 | 6806119 | TRANE | 4TTR6042B1 | AC | Split System: Air-Cooled Condensing Unit, Coil with Blower | 4TTR6042B1 |  | 4TXCC044BC3 | 12 | 14.5 | Yes | Yes | 2015-03-13 |  | 0
FALSE | 4TTR6042B1 | 3680 | 6806124 | TRANE | 4TTR6042B1 | AC | Split System: Air-Cooled Condensing Unit, Coil with Blower | 4TTR6042B1 |  | 4TXCC044BC3 | 12 | 14.5 | Yes | Yes | 2015-03-13 |  | 0
FALSE | 4TTR6042B1 | 3680 | 6806123 | TRANE | 4TTR6042B1 | AC | Split System: Air-Cooled Condensing Unit, Coil with Blower | 4TTR6042B1 |  | 4TXCC044BC3 | 12.5 | 15 | Yes | Yes | 2015-03-13 |  | 1
FALSE | 4TTR6042B1 | 3680 | 6806121 | TRANE | 4TTR6042B1 | AC | Split System: Air-Cooled Condensing Unit, Coil with Blower | 4TTR6042B1 |  | 4TXCC044BC3 | 12.5 | 15 | Yes | Yes | 2015-03-13 |  | 1
FALSE | 4TTR6030B1 | 3522 | 7004579 | TRANE | 4TTR6030B1 | AC | Split System: Air-Cooled Condensing Unit, Coil with Blower | 4TTR6030B1 |  | 4NXCA024AC3 | 12.2 | 14.5 | Yes | Yes | 2015-03-13 |  | 0
FALSE | 4TTR6030B1 | 3522 | 7004581 | TRANE | 4TTR6030B1 | AC | Split System: Air-Cooled Condensing Unit, Coil with Blower | 4TTR6030B1 |  | 4NXCA024AC3 | 12.2 | 14.5 | Yes | Yes | 2015-03-13 |  | 0
FALSE | 4TTX6018H1 | 3491 | 7004615 | TRANE | 4TTX6018H1 | AC | Split System: Air-Cooled Condensing Unit, Coil with Blower | 4TTX6018H1 |  | 4NXCA018AC3 | 13 | 16 | Yes | Yes | 2015-03-13 |  | 2
FALSE | 4TTX6018H1 | 3491 | 7004617 | TRANE | 4TTX6018H1 | AC | Split System: Air-Cooled Condensing Unit, Coil with Blower | 4TTX6018H1 |  | 4NXCA018AC3 | 13 | 16 | Yes | Yes | 2015-03-13 |  | 2
FALSE | 4TTR6030B1 | 3522 | 6805865 | TRANE | 4TTR6030B1 | AC | Split System: Air-Cooled Condensing Unit, Coil with Blower | 4TTR6030B1 |  | 4TXCC037BC3 | 12.5 | 15 | Yes | Yes | 2015-03-13 |  | 1
FALSE | 4TTR6030B1 | 3522 | 6805863 | TRANE | 4TTR6030B1 | AC | Split System: Air-Cooled Condensing Unit, Coil with Blower | 4TTR6030B1 |  | 4TXCC037BC3 | 13 | 15.25 | Yes | Yes | 2015-03-13 |  | 1
FALSE | 4TTR6030B1 | 3522 | 6805861 | TRANE | 4TTR6030B1 | AC | Split System: Air-Cooled Condensing Unit, Coil with Blower | 4TTR6030B1 |  | 4TXCC037BC3 | 13 | 15.25 | Yes | Yes | 2015-03-13 |  | 1
FALSE | 4TTR6030B1 | 3522 | 6805873 | TRANE | 4TTR6030B1 | AC | Split System: Air-Cooled Condensing Unit, Coil with Blower | 4TTR6030B1 |  | 4TXCC043BC3 | 12.5 | 15.5 | Yes | Yes | 2015-03-13 |  | 1
FALSE | 4TTR6042B1 | 3680 | 6806137 | TRANE | 4TTR6042B1 | AC | Split System: Air-Cooled Condensing Unit, Coil with Blower | 4TTR6042B1 |  | 4TXCC049BC3 | 12.5 | 15 | Yes | Yes | 2015-03-13 |  | 1
FALSE | 4TTR6042B1 | 3680 | 6806138 | TRANE | 4TTR6042B1 | AC | Split System: Air-Cooled Condensing Unit, Coil with Blower | 4TTR6042B1 |  | 4TXCC049BC3 | 12 | 14.5 | Yes | Yes | 2015-03-13 |  | 0
FALSE | 4TTR6042B1 | 3680 | 6806128 | TRANE | 4TTR6042B1 | AC | Split System: Air-Cooled Condensing Unit, Coil with Blower | 4TTR6042B1 |  | 4TXCC049BC3 | 12 | 14.5 | Yes | Yes | 2015-03-13 |  | 0
FALSE | 4TTR6042B1 | 3680 | 6806129 | TRANE | 4TTR6042B1 | AC | Split System: Air-Cooled Condensing Unit, Coil with Blower | 4TTR6042B1 |  | 4TXCC049BC3 | 12.5 | 15 | Yes | Yes | 2015-03-13 |  | 1
FALSE | 4TTR6042B1 | 3680 | 6806131 | TRANE | 4TTR6042B1 | AC | Split System: Air-Cooled Condensing Unit, Coil with Blower | 4TTR6042B1 |  | 4TXCC049BC3 | 12.5 | 15 | Yes | Yes | 2015-03-13 |  | 1
FALSE | 4TTR6042B1 | 3680 | 6806139 | TRANE | 4TTR6042B1 | AC | Split System: Air-Cooled Condensing Unit, Coil with Blower | 4TTR6042B1 |  | 4TXCC060BC3 | 12.5 | 15.25 | Yes | Yes | 2015-03-13 |  | 1
FALSE | 4TTX6024H1 | 3520 | 7014035 | TRANE | 4TTX6024H1 | AC | Split System: Air-Cooled Condensing Unit, Coil with Blower | 4TTX6024H1 |  | 4CXCA024DC3 | 12.5 | 15 | Yes | Yes | 2015-03-13 |  | 1
FALSE | 4TTR6024B1 | 3503 | 7013973 | TRANE | 4TTR6024B1 | AC | Split System: Air-Cooled Condensing Unit, Coil with Blower | 4TTR6024B1 |  | 4CXCA024DC3 | 12.2 | 15 | Yes | Yes | 2015-03-13 |  | 0
FALSE | 4TTR6018B1 | 3489 | 7004470 | TRANE | 4TTR6018B1 | AC | Split System: Air-Cooled Condensing Unit, Coil with Blower | 4TTR6018B1 |  | 4NXCA018AC3 | 12.5 | 15 | Yes | Yes | 2015-03-13 |  | 1
FALSE | 4TTR6030B1 | 3522 | 6805897 | TRANE | 4TTR6030B1 | AC | Split System: Air-Cooled Condensing Unit, Coil with Blower | 4TTR6030B1 |  | 4TXCC044BC3 | 12.5 | 15 | Yes | Yes | 2015-03-13 |  | 1
FALSE | 4TTR6030B1 | 3522 | 6805899 | TRANE | 4TTR6030B1 | AC | Split System: Air-Cooled Condensing Unit, Coil with Blower | 4TTR6030B1 |  | 4TXCC044BC3 | 12.5 | 15 | Yes | Yes | 2015-03-13 |  | 1
FALSE | 4TTR6030B1 | 3522 | 6805901 | TRANE | 4TTR6030B1 | AC | Split System: Air-Cooled Condensing Unit, Coil with Blower | 4TTR6030B1 |  | 4TXCC044BC3 | 12.5 | 15.5 | Yes | Yes | 2015-03-13 |  | 1
FALSE | 4TTR6036B1 | 3674 | 6805917 | TRANE | 4TTR6036B1 | AC | Split System: Air-Cooled Condensing Unit, Coil with Blower | 4TTR6036B1 |  | 4TXCB031BC3 | 12 | 14.5 | Yes | Yes | 2015-03-13 |  | 0
FALSE | 4TTR6048B1 | 3695 | 6806160 | TRANE | 4TTR6048B1 | AC | Split System: Air-Cooled Condensing Unit, Coil with Blower | 4TTR6048B1 |  | 4TXCB048BC3 | 12 | 14.75 | Yes | Yes | 2015-03-13 |  | 0
FALSE | 4TTR6048B1 | 3695 | 6806164 | TRANE | 4TTR6048B1 | AC | Split System: Air-Cooled Condensing Unit, Coil with Blower | 4TTR6048B1 |  | 4TXCC043BC3 | 12 | 14.5 | Yes | Yes | 2015-03-13 |  | 0
FALSE | 4TTR6048B1 | 3695 | 6806166 | TRANE | 4TTR6048B1 | AC | Split System: Air-Cooled Condensing Unit, Coil with Blower | 4TTR6048B1 |  | 4TXCC043BC3 | 12 | 14.5 | Yes | Yes | 2015-03-13 |  | 0
FALSE | 4TTR6024B1 | 3503 | 7013974 | TRANE | 4TTR6024B1 | AC | Split System: Air-Cooled Condensing Unit, Coil with Blower | 4TTR6024B1 |  | 4CXCA024DC3 | 12.2 | 15 | Yes | Yes | 2015-03-13 |  | 0
FALSE | 4TTR6036B1 | 3674 | 7017949 | TRANE | 4TTR6036B1 | AC | Split System: Air-Cooled Condensing Unit, Coil with Blower | 4TTR6036B1 |  | 4NXCB036AC3 | 12.5 | 15.5 | Yes | Yes | 2015-03-13 |  | 1
FALSE | 4TTR6036B1 | 3674 | 7017951 | TRANE | 4TTR6036B1 | AC | Split System: Air-Cooled Condensing Unit, Coil with Blower | 4TTR6036B1 |  | 4NXCB036AC3 | 12.5 | 15.5 | Yes | Yes | 2015-03-13 |  | 1
FALSE | 4TTR6042B1 | 3680 | 7017952 | TRANE | 4TTR6042B1 | AC | Split System: Air-Cooled Condensing Unit, Coil with Blower | 4TTR6042B1 |  | 4NXCB036AC3 | 12.2 | 14.5 | Yes | Yes | 2015-03-13 |  | 0
FALSE | 4TTR6042B1 | 3680 | 7017955 | TRANE | 4TTR6042B1 | AC | Split System: Air-Cooled Condensing Unit, Coil with Blower | 4TTR6042B1 |  | 4NXCB036AC3 | 12.5 | 15.25 | Yes | Yes | 2015-03-13 |  | 1
FALSE | 4TTR6042B1 | 3680 | 7017954 | TRANE | 4TTR6042B1 | AC | Split System: Air-Cooled Condensing Unit, Coil with Blower | 4TTR6042B1 |  | 4NXCB036AC3 | 12.5 | 15.25 | Yes | Yes | 2015-03-13 |  | 1
FALSE | 4A7A7024A1 | 4200 | 7014650 | TRANE | 4TTX8024A1 | AC | Split System: Air-Cooled Condensing Unit, Coil with Blower | 4A7A7024A1 |  | 4TXCC037BC3 | 13 | 17 | Yes | Yes | 2015-03-13 |  | 2
FALSE | 4TTR6042B1 | 3680 | 7016135 | TRANE | 4TTR6042B1 | AC | Split System: Air-Cooled Condensing Unit, Coil with Blower | 4TTR6042B1 |  | 4TXCC060BC3 | 12.5 | 15 | Yes | Yes | 2015-03-13 |  | 1
FALSE | 4TTR6048B1 | 3695 | 7017957 | TRANE | 4TTR6048B1 | AC | Split System: Air-Cooled Condensing Unit, Coil with Blower | 4TTR6048B1 |  | 4NXCD063BC3 | 12.5 | 15.25 | Yes | Yes | 2015-03-13 |  | 1
FALSE | 4TTR6048B1 | 3695 | 7017956 | TRANE | 4TTR6048B1 | AC | Split System: Air-Cooled Condensing Unit, Coil with Blower | 4TTR6048B1 |  | 4NXCD063BC3 | 12.5 | 15 | Yes | Yes | 2015-03-13 |  | 1
FALSE | 4TTR6049B1 | 3692 | 7017967 | TRANE | 4TTR6049B1 | AC | Split System: Air-Cooled Condensing Unit, Coil with Blower | 4TTR6049B1 |  | 4NXCD063BC3 | 13 | 16.5 | Yes | Yes | 2015-03-13 |  | 2
FALSE | 4TTR6049B1 | 3692 | 7017968 | TRANE | 4TTR6049B1 | AC | Split System: Air-Cooled Condensing Unit, Coil with Blower | 4TTR6049B1 |  | 4NXCD063BC3 | 13 | 16 | Yes | Yes | 2015-03-13 |  | 2
FALSE | 4TTR6049B1 | 3692 | 7017964 | TRANE | 4TTR6049B1 | AC | Split System: Air-Cooled Condensing Unit, Coil with Blower | 4TTR6049B1 |  | 4NXCD063BC3 | 13 | 16.25 | Yes | Yes | 2015-03-13 |  | 2
FALSE | 4TTR6049B1 | 3692 | 7017963 | TRANE | 4TTR6049B1 | AC | Split System: Air-Cooled Condensing Unit, Coil with Blower | 4TTR6049B1 |  | 4NXCD063BC3 | 13 | 16 | Yes | Yes | 2015-03-13 |  | 2
FALSE | 4TTR6049B1 | 3692 | 7017962 | TRANE | 4TTR6049B1 | AC | Split System: Air-Cooled Condensing Unit, Coil with Blower | 4TTR6049B1 |  | 4NXCD063BC3 | 13 | 16 | Yes | Yes | 2015-03-13 |  | 2
FALSE | 4TTR6049B1 | 3692 | 7017959 | TRANE | 4TTR6049B1 | AC | Split System: Air-Cooled Condensing Unit, Coil with Blower | 4TTR6049B1 |  | 4NXCD063BC3 | 13 | 16 | Yes | Yes | 2015-03-13 |  | 2
FALSE | 4TTR6049B1 | 3692 | 7017960 | TRANE | 4TTR6049B1 | AC | Split System: Air-Cooled Condensing Unit, Coil with Blower | 4TTR6049B1 |  | 4NXCD063BC3 | 13 | 16 | Yes | Yes | 2015-03-13 |  | 2
FALSE | 4TTR6049B1 | 3692 | 7017966 | TRANE | 4TTR6049B1 | AC | Split System: Air-Cooled Condensing Unit, Coil with Blower | 4TTR6049B1 |  | 4NXCD063BC3 | 13 | 16.25 | Yes | Yes | 2015-03-13 |  | 2
FALSE | 4A7A7024A1 | 4200 | 7014672 | TRANE | 4TTX8024A1 | AC | Split System: Air-Cooled Condensing Unit, Coil with Blower | 4A7A7024A1 |  | 4TXFH041CC3 | 13 | 17 | Yes | Yes | 2015-03-13 |  | 2
FALSE | 4A7A7024A1 | 4200 | 7014674 | TRANE | 4TTX8024A1 | AC | Split System: Air-Cooled Condensing Unit, Coil with Blower | 4A7A7024A1 |  | 4TXFH041CC3 | 13 | 17 | Yes | Yes | 2015-03-13 |  | 2
FALSE | 4A7A7036A1 | 4207 | 7014690 | TRANE | 4TTX8036A1 | AC | Split System: Air-Cooled Condensing Unit, Coil with Blower | 4A7A7036A1 |  | 4TXCB032BC3 | 12 | 16 | Yes | Yes | 2015-03-13 |  | 0
FALSE | 4A7A7036A1 | 4207 | 7014692 | TRANE | 4TTX8036A1 | AC | Split System: Air-Cooled Condensing Unit, Coil with Blower | 4A7A7036A1 |  | 4TXCB032BC3 | 12 | 16 | Yes | Yes | 2015-03-13 |  | 0
FALSE | 4A7A7036A1 | 4207 | 7014696 | TRANE | 4TTX8036A1 | AC | Split System: Air-Cooled Condensing Unit, Coil with Blower | 4A7A7036A1 |  | 4TXCB036BC3 | 12 | 16 | Yes | Yes | 2015-03-13 |  | 0
FALSE | 4A7A7036A1 | 4207 | 7014698 | TRANE | 4TTX8036A1 | AC | Split System: Air-Cooled Condensing Unit, Coil with Blower | 4A7A7036A1 |  | 4TXCB036BC3 | 12 | 16 | Yes | Yes | 2015-03-13 |  | 0
FALSE | 4A7A7036A1 | 4207 | 7014714 | TRANE | 4TTX8036A1 | AC | Split System: Air-Cooled Condensing Unit, Coil with Blower | 4A7A7036A1 |  | 4TXCC005CC3 | 12.5 | 17.25 | Yes | Yes | 2015-03-13 |  | 1
FALSE | 4A7A7024A1 | 4200 | 7019202 | TRANE | 4TTX8024A1 | AC | Split System: Air-Cooled Condensing Unit, Coil with Blower | 4A7A7024A1 |  | 4NXCB025AC3 | 13 | 16 | Yes | Yes | 2015-03-13 |  | 2
FALSE | 4A7A7024A1 | 4200 | 7019204 | TRANE | 4TTX8024A1 | AC | Split System: Air-Cooled Condensing Unit, Coil with Blower | 4A7A7024A1 |  | 4NXCB025AC3 | 13 | 16 | Yes | Yes | 2015-03-13 |  | 2
FALSE | 4A7A7024A1 | 4200 | 7019206 | TRANE | 4TTX8024A1 | AC | Split System: Air-Cooled Condensing Unit, Coil with Blower | 4A7A7024A1 |  | 4NXCB025AC3 | 13 | 16 | Yes | Yes | 2015-03-13 |  | 2
FALSE | 4A7A7036A1 | 4207 | 7019214 | TRANE | 4TTX8036A1 | AC | Split System: Air-Cooled Condensing Unit, Coil with Blower | 4A7A7036A1 |  | 4NXCB036AC3 | 12.2 | 16.25 | Yes | Yes | 2015-03-13 |  | 0
FALSE | 4A7A7036A1 | 4207 | 7019216 | TRANE | 4TTX8036A1 | AC | Split System: Air-Cooled Condensing Unit, Coil with Blower | 4A7A7036A1 |  | 4NXCB036AC3 | 12.2 | 16.25 | Yes | Yes | 2015-03-13 |  | 0
FALSE | 4TTX6030H1 | 3530 | 7014052 | TRANE | 4TTX6030H1 | AC | Split System: Air-Cooled Condensing Unit, Coil with Blower | 4TTX6030H1 |  | 4CXCA024DC3 | 12.2 | 14.5 | Yes | Yes | 2015-03-13 |  | 0
FALSE | 4TTX6030H1 | 3530 | 7014053 | TRANE | 4TTX6030H1 | AC | Split System: Air-Cooled Condensing Unit, Coil with Blower | 4TTX6030H1 |  | 4CXCA024DC3 | 12.2 | 14.5 | Yes | Yes | 2015-03-13 |  | 0
FALSE | 4TTX6030H1 | 3530 | 7014054 | TRANE | 4TTX6030H1 | AC | Split System: Air-Cooled Condensing Unit, Coil with Blower | 4TTX6030H1 |  | 4CXCA024DC3 | 12.2 | 14.5 | Yes | Yes | 2015-03-13 |  | 0
FALSE | 4TTX6030H1 | 3530 | 7014055 | TRANE | 4TTX6030H1 | AC | Split System: Air-Cooled Condensing Unit, Coil with Blower | 4TTX6030H1 |  | 4CXCA024DC3 | 12.2 | 14.5 | Yes | Yes | 2015-03-13 |  | 0
FALSE | 4TTR6030B1 | 3522 | 7015720 | TRANE | 4TTR6030B1 | AC | Split System: Air-Cooled Condensing Unit, Coil with Blower | 4TTR6030B1 |  | 4TXFH036CZ3 | 13.5 | 16 | Yes | Yes | 2015-03-13 |  | 2
FALSE | 4TTR6030B1 | 3522 | 7015723 | TRANE | 4TTR6030B1 | AC | Split System: Air-Cooled Condensing Unit, Coil with Blower | 4TTR6030B1 |  | 4TXFH036CZ3 | 13 | 15 | Yes | Yes | 2015-03-13 |  | 1
FALSE | 4TTR6030B1 | 3522 | 7015724 | TRANE | 4TTR6030B1 | AC | Split System: Air-Cooled Condensing Unit, Coil with Blower | 4TTR6030B1 |  | 4TXFH036CZ3 | 13 | 15 | Yes | Yes | 2015-03-13 |  | 1
FALSE | 4TTR6030B1 | 3522 | 7015727 | TRANE | 4TTR6030B1 | AC | Split System: Air-Cooled Condensing Unit, Coil with Blower | 4TTR6030B1 |  | 4TXFH041CC3 | 13.5 | 16 | Yes | Yes | 2015-03-13 |  | 2
FALSE | 4TTR6030B1 | 3522 | 7015729 | TRANE | 4TTR6030B1 | AC | Split System: Air-Cooled Condensing Unit, Coil with Blower | 4TTR6030B1 |  | 4TXFH041CC3 | 13.5 | 16 | Yes | Yes | 2015-03-13 |  | 2
FALSE | 4TTR6030B1 | 3522 | 7015730 | TRANE | 4TTR6030B1 | AC | Split System: Air-Cooled Condensing Unit, Coil with Blower | 4TTR6030B1 |  | 4TXFH041CC3 | 13 | 15 | Yes | Yes | 2015-03-13 |  | 1
FALSE | 4TTR6030B1 | 3522 | 7015731 | TRANE | 4TTR6030B1 | AC | Split System: Air-Cooled Condensing Unit, Coil with Blower | 4TTR6030B1 |  | 4TXFH041CC3 | 13 | 15 | Yes | Yes | 2015-03-13 |  | 1
FALSE | 4TTR6030B1 | 3522 | 7013991 | TRANE | 4TTR6030B1 | AC | Split System: Air-Cooled Condensing Unit, Coil with Blower | 4TTR6030B1 |  | 4CXCA024DC3 | 12.2 | 14.5 | Yes | Yes | 2015-03-13 |  | 0
FALSE | 4TTR6036B1 | 3674 | 7015754 | TRANE | 4TTR6036B1 | AC | Split System: Air-Cooled Condensing Unit, Coil with Blower | 4TTR6036B1 |  | 4TXFH054CC3 | 12.5 | 15 | Yes | Yes | 2015-03-13 |  | 1
FALSE | 4TTR6036B1 | 3674 | 7015755 | TRANE | 4TTR6036B1 | AC | Split System: Air-Cooled Condensing Unit, Coil with Blower | 4TTR6036B1 |  | 4TXFH054CC3 | 12.2 | 15 | Yes | Yes | 2015-03-13 |  | 0
FALSE | 4TTR6036B1 | 3674 | 7015757 | TRANE | 4TTR6036B1 | AC | Split System: Air-Cooled Condensing Unit, Coil with Blower | 4TTR6036B1 |  | 4TXFH054CC3 | 12.5 | 15.5 | Yes | Yes | 2015-03-13 |  | 1
FALSE | 4TTR6036B1 | 3674 | 7015756 | TRANE | 4TTR6036B1 | AC | Split System: Air-Cooled Condensing Unit, Coil with Blower | 4TTR6036B1 |  | 4TXFH054CC3 | 13 | 15.5 | Yes | Yes | 2015-03-13 |  | 1
FALSE | 4A7A7048A1 | 288 | 7014834 | TRANE | 4TTX8048A1 | AC | Split System: Air-Cooled Condensing Unit, Coil with Blower | 4A7A7048A1 |  | 4TXCB042BC3 | 12 | 15 | Yes | Yes | 2015-03-13 |  | 0
FALSE | 4A7A7048A1 | 288 | 7014836 | TRANE | 4TTX8048A1 | AC | Split System: Air-Cooled Condensing Unit, Coil with Blower | 4A7A7048A1 |  | 4TXCB042BC3 | 12 | 15 | Yes | Yes | 2015-03-13 |  | 0
FALSE | 4A7A7048A1 | 288 | 7014838 | TRANE | 4TTX8048A1 | AC | Split System: Air-Cooled Condensing Unit, Coil with Blower | 4A7A7048A1 |  | 4TXCB042BC3 | 12 | 15 | Yes | Yes | 2015-03-13 |  | 0
FALSE | 4A7A7048A1 | 288 | 7014840 | TRANE | 4TTX8048A1 | AC | Split System: Air-Cooled Condensing Unit, Coil with Blower | 4A7A7048A1 |  | 4TXCB048BC3 | 12.5 | 15.75 | Yes | Yes | 2015-03-13 |  | 1
FALSE | 4A7A7048A1 | 288 | 7014842 | TRANE | 4TTX8048A1 | AC | Split System: Air-Cooled Condensing Unit, Coil with Blower | 4A7A7048A1 |  | 4TXCB048BC3 | 12.5 | 15.75 | Yes | Yes | 2015-03-13 |  | 1
FALSE | 4A7A7048A1 | 288 | 7014848 | TRANE | 4TTX8048A1 | AC | Split System: Air-Cooled Condensing Unit, Coil with Blower | 4A7A7048A1 |  | 4TXCC043BC3 | 12 | 15.5 | Yes | Yes | 2015-03-13 |  | 0
FALSE | 4A7A7048A1 | 288 | 7014852 | TRANE | 4TTX8048A1 | AC | Split System: Air-Cooled Condensing Unit, Coil with Blower | 4A7A7048A1 |  | 4TXCC043BC3 | 12 | 15.5 | Yes | Yes | 2015-03-13 |  | 0
FALSE | 4TTR6036B1 | 3674 | 7015762 | TRANE | 4TTR6036B1 | AC | Split System: Air-Cooled Condensing Unit, Coil with Blower | 4TTR6036B1 |  | 4TXFH063CZ3 | 13 | 16 | Yes | Yes | 2015-03-13 |  | 2
FALSE | 4TTR6042B1 | 3680 | 7015772 | TRANE | 4TTR6042B1 | AC | Split System: Air-Cooled Condensing Unit, Coil with Blower | 4TTR6042B1 |  | 4TXFH041CC3 | 12.5 | 15 | Yes | Yes | 2015-03-13 |  | 1
FALSE | 4TTR6042B1 | 3680 | 7015773 | TRANE | 4TTR6042B1 | AC | Split System: Air-Cooled Condensing Unit, Coil with Blower | 4TTR6042B1 |  | 4TXFH041CC3 | 12.5 | 15 | Yes | Yes | 2015-03-13 |  | 1
FALSE | 4A7A7048A1 | 288 | 7014854 | TRANE | 4TTX8048A1 | AC | Split System: Air-Cooled Condensing Unit, Coil with Blower | 4A7A7048A1 |  | 4TXCC043BC3 | 12 | 15.5 | Yes | Yes | 2015-03-13 |  | 0
FALSE | 4A7A7048A1 | 288 | 7014856 | TRANE | 4TTX8048A1 | AC | Split System: Air-Cooled Condensing Unit, Coil with Blower | 4A7A7048A1 |  | 4TXCC043BC3 | 12 | 15.5 | Yes | Yes | 2015-03-13 |  | 0
FALSE | 4A7A7048A1 | 288 | 7014862 | TRANE | 4TTX8048A1 | AC | Split System: Air-Cooled Condensing Unit, Coil with Blower | 4A7A7048A1 |  | 4TXCC044BC3 | 12.5 | 16.5 | Yes | Yes | 2015-03-13 |  | 1
FALSE | 4A7A7048A1 | 288 | 7014864 | TRANE | 4TTX8048A1 | AC | Split System: Air-Cooled Condensing Unit, Coil with Blower | 4A7A7048A1 |  | 4TXCC044BC3 | 12.5 | 16.25 | Yes | Yes | 2015-03-13 |  | 1
FALSE | 4A7A7048A1 | 288 | 7014866 | TRANE | 4TTX8048A1 | AC | Split System: Air-Cooled Condensing Unit, Coil with Blower | 4A7A7048A1 |  | 4TXCC044BC3 | 12 | 16 | Yes | Yes | 2015-03-13 |  | 0
FALSE | 4A7A7048A1 | 288 | 7014858 | TRANE | 4TTX8048A1 | AC | Split System: Air-Cooled Condensing Unit, Coil with Blower | 4A7A7048A1 |  | 4TXCC044BC3 | 12.5 | 16 | Yes | Yes | 2015-03-13 |  | 1
FALSE | 4A7A7048A1 | 288 | 7014868 | TRANE | 4TTX8048A1 | AC | Split System: Air-Cooled Condensing Unit, Coil with Blower | 4A7A7048A1 |  | 4TXCC044BC3 | 12.5 | 16.5 | Yes | Yes | 2015-03-13 |  | 1
FALSE | 4A7A7048A1 | 288 | 7014878 | TRANE | 4TTX8048A1 | AC | Split System: Air-Cooled Condensing Unit, Coil with Blower | 4A7A7048A1 |  | 4TXCC049BC3 | 12.5 | 16 | Yes | Yes | 2015-03-13 |  | 1
FALSE | 4A7A7048A1 | 288 | 7014876 | TRANE | 4TTX8048A1 | AC | Split System: Air-Cooled Condensing Unit, Coil with Blower | 4A7A7048A1 |  | 4TXCC049BC3 | 12.5 | 16 | Yes | Yes | 2015-03-13 |  | 1
FALSE | 4A7A7048A1 | 288 | 7014874 | TRANE | 4TTX8048A1 | AC | Split System: Air-Cooled Condensing Unit, Coil with Blower | 4A7A7048A1 |  | 4TXCC049BC3 | 12.5 | 16 | Yes | Yes | 2015-03-13 |  | 1
FALSE | 4TTR6048B1 | 3695 | 7015790 | TRANE | 4TTR6048B1 | AC | Split System: Air-Cooled Condensing Unit, Coil with Blower | 4TTR6048B1 |  | 4TXFH063CZ3 | 12.5 | 15.25 | Yes | Yes | 2015-03-13 |  | 1
FALSE | 4TTR6048B1 | 3695 | 7015795 | TRANE | 4TTR6048B1 | AC | Split System: Air-Cooled Condensing Unit, Coil with Blower | 4TTR6048B1 |  | 4TXFH063CZ3 | 12.5 | 15 | Yes | Yes | 2015-03-13 |  | 1
FALSE | 4TTR6049B1 | 3692 | 7015802 | TRANE | 4TTR6049B1 | AC | Split System: Air-Cooled Condensing Unit, Coil with Blower | 4TTR6049B1 |  | 4TXFH054CC3 | 13 | 16 | Yes | Yes | 2015-03-13 |  | 2
FALSE | 4A7A7048A1 | 288 | 7014898 | TRANE | 4TTX8048A1 | AC | Split System: Air-Cooled Condensing Unit, Coil with Blower | 4A7A7048A1 |  | 4TXCD050BC3 | 13 | 16 | Yes | Yes | 2015-03-13 |  | 2
FALSE | 4A7A7048A1 | 288 | 7014904 | TRANE | 4TTX8048A1 | AC | Split System: Air-Cooled Condensing Unit, Coil with Blower | 4A7A7048A1 |  | 4TXCD061BC3 | 13 | 16 | Yes | Yes | 2015-03-13 |  | 2
FALSE | 4A7A7048A1 | 288 | 7014916 | TRANE | 4TTX8048A1 | AC | Split System: Air-Cooled Condensing Unit, Coil with Blower | 4A7A7048A1 |  | 4TXCD063BC3 | 13 | 17.5 | Yes | Yes | 2015-03-13 |  | 2
FALSE | 4A7A7048A1 | 288 | 7014910 | TRANE | 4TTX8048A1 | AC | Split System: Air-Cooled Condensing Unit, Coil with Blower | 4A7A7048A1 |  | 4TXCD063BC3 | 13 | 17.5 | Yes | Yes | 2015-03-13 |  | 2
FALSE | 4A7A7048A1 | 288 | 7014928 | TRANE | 4TTX8048A1 | AC | Split System: Air-Cooled Condensing Unit, Coil with Blower | 4A7A7048A1 |  | 4TXFH054CC3 | 13 | 16 | Yes | Yes | 2015-03-13 |  | 2
FALSE | 4A7A7048A1 | 288 | 7014926 | TRANE | 4TTX8048A1 | AC | Split System: Air-Cooled Condensing Unit, Coil with Blower | 4A7A7048A1 |  | 4TXFH054CC3 | 13 | 16.5 | Yes | Yes | 2015-03-13 |  | 2
FALSE | 4A7A7048A1 | 288 | 7014924 | TRANE | 4TTX8048A1 | AC | Split System: Air-Cooled Condensing Unit, Coil with Blower | 4A7A7048A1 |  | 4TXFH054CC3 | 12.5 | 16.5 | Yes | Yes | 2015-03-13 |  | 1
FALSE | 4A7A7048A1 | 288 | 7014922 | TRANE | 4TTX8048A1 | AC | Split System: Air-Cooled Condensing Unit, Coil with Blower | 4A7A7048A1 |  | 4TXFH054CC3 | 12.5 | 16.5 | Yes | Yes | 2015-03-13 |  | 1
FALSE | 4TTR6024B1 | 3503 | 7017899 | TRANE | 4TTR6024B1 | AC | Split System: Air-Cooled Condensing Unit, Coil with Blower | 4TTR6024B1 |  | 4NXCB025AC3 | 12.5 | 15.75 | Yes | Yes | 2015-03-13 |  | 1
FALSE | 4TTR6049B1 | 3692 | 7015800 | TRANE | 4TTR6049B1 | AC | Split System: Air-Cooled Condensing Unit, Coil with Blower | 4TTR6049B1 |  | 4TXFH054CC3 | 13 | 16 | Yes | Yes | 2015-03-13 |  | 2
FALSE | 4TTR6049B1 | 3692 | 7015818 | TRANE | 4TTR6049B1 | AC | Split System: Air-Cooled Condensing Unit, Coil with Blower | 4TTR6049B1 |  | 4TXFH063CZ3 | 13 | 16 | Yes | Yes | 2015-03-13 |  | 2
FALSE | 4TTR6049B1 | 3692 | 7015812 | TRANE | 4TTR6049B1 | AC | Split System: Air-Cooled Condensing Unit, Coil with Blower | 4TTR6049B1 |  | 4TXFH063CZ3 | 13 | 16 | Yes | Yes | 2015-03-13 |  | 2
FALSE | 4TTR6049B1 | 3692 | 7015811 | TRANE | 4TTR6049B1 | AC | Split System: Air-Cooled Condensing Unit, Coil with Blower | 4TTR6049B1 |  | 4TXFH063CZ3 | 13 | 16 | Yes | Yes | 2015-03-13 |  | 2
FALSE | 4TTR6049B1 | 3692 | 7015810 | TRANE | 4TTR6049B1 | AC | Split System: Air-Cooled Condensing Unit, Coil with Blower | 4TTR6049B1 |  | 4TXFH063CZ3 | 13 | 16 | Yes | Yes | 2015-03-13 |  | 2
FALSE | 4A7A7024A1 | 4200 | 7051110 | TRANE | 4TTX8024A1 | AC | Split System: Air-Cooled Condensing Unit, Coil with Blower | 4A7A7024A1 |  | 4NXAA024AC3 | 13 | 16 | Yes | Yes | 2015-03-13 |  | 2
FALSE | 4A7A7024A1 | 4200 | 7051093 | TRANE | 4TTX8024A1 | AC | Split System: Air-Cooled Condensing Unit, Coil with Blower | 4A7A7024A1 |  | 4NXAA024AC3 | 13 | 16 | Yes | Yes | 2015-03-13 |  | 2
FALSE | 4A7A7024A1 | 4200 | 7051092 | TRANE | 4TTX8024A1 | AC | Split System: Air-Cooled Condensing Unit, Coil with Blower | 4A7A7024A1 |  | 4NXAA024AC3 | 13 | 16 | Yes | Yes | 2015-03-13 |  | 2
FALSE | 4A7A7024A1 | 4200 | 7051109 | TRANE | 4TTX8024A1 | AC | Split System: Air-Cooled Condensing Unit, Coil with Blower | 4A7A7024A1 |  | 4NXAA024AC3 | 13 | 16 | Yes | Yes | 2015-03-13 |  | 2
FALSE | 4A7A7024A1 | 4200 | 7051094 | TRANE | 4TTX8024A1 | AC | Split System: Air-Cooled Condensing Unit, Coil with Blower | 4A7A7024A1 |  | 4NXAA024AC3 | 13 | 16 | Yes | Yes | 2015-03-13 |  | 2
FALSE | 4A7A7024A1 | 4200 | 7051095 | TRANE | 4TTX8024A1 | AC | Split System: Air-Cooled Condensing Unit, Coil with Blower | 4A7A7024A1 |  | 4NXAA024AC3 | 13 | 16 | Yes | Yes | 2015-03-13 |  | 2
FALSE | 4A7A7024A1 | 4200 | 7051096 | TRANE | 4TTX8024A1 | AC | Split System: Air-Cooled Condensing Unit, Coil with Blower | 4A7A7024A1 |  | 4NXAA024AC3 | 13 | 16 | Yes | Yes | 2015-03-13 |  | 2
FALSE | 4A7A7024A1 | 4200 | 7051097 | TRANE | 4TTX8024A1 | AC | Split System: Air-Cooled Condensing Unit, Coil with Blower | 4A7A7024A1 |  | 4NXAA024AC3 | 13 | 16 | Yes | Yes | 2015-03-13 |  | 2
FALSE | 4A7A7024A1 | 4200 | 7051099 | TRANE | 4TTX8024A1 | AC | Split System: Air-Cooled Condensing Unit, Coil with Blower | 4A7A7024A1 |  | 4NXAA024AC3 | 13 | 16 | Yes | Yes | 2015-03-13 |  | 2
FALSE | 4A7A7024A1 | 4200 | 7051100 | TRANE | 4TTX8024A1 | AC | Split System: Air-Cooled Condensing Unit, Coil with Blower | 4A7A7024A1 |  | 4NXAA024AC3 | 13 | 16 | Yes | Yes | 2015-03-13 |  | 2
FALSE | 4A7A7024A1 | 4200 | 7051101 | TRANE | 4TTX8024A1 | AC | Split System: Air-Cooled Condensing Unit, Coil with Blower | 4A7A7024A1 |  | 4NXAA024AC3 | 12.2 | 15 | Yes | Yes | 2015-03-13 |  | 0
FALSE | 4A7A7024A1 | 4200 | 7051102 | TRANE | 4TTX8024A1 | AC | Split System: Air-Cooled Condensing Unit, Coil with Blower | 4A7A7024A1 |  | 4NXAA024AC3 | 13 | 16 | Yes | Yes | 2015-03-13 |  | 2
FALSE | 4A7A7024A1 | 4200 | 7051107 | TRANE | 4TTX8024A1 | AC | Split System: Air-Cooled Condensing Unit, Coil with Blower | 4A7A7024A1 |  | 4NXAA024AC3 | 12.2 | 15 | Yes | Yes | 2015-03-13 |  | 0
FALSE | 4A7A7024A1 | 4200 | 7051108 | TRANE | 4TTX8024A1 | AC | Split System: Air-Cooled Condensing Unit, Coil with Blower | 4A7A7024A1 |  | 4NXAA024AC3 | 12.2 | 15 | Yes | Yes | 2015-03-13 |  | 0
FALSE | 4A7A7024A1 | 4200 | 7051116 | TRANE | 4TTX8024A1 | AC | Split System: Air-Cooled Condensing Unit, Coil with Blower | 4A7A7024A1 |  | 4NXAB025AC3 | 12.5 | 15.5 | Yes | Yes | 2015-03-13 |  | 1
FALSE | 4A7A7024A1 | 4200 | 7051160 | TRANE | 4TTX8024A1 | AC | Split System: Air-Cooled Condensing Unit, Coil with Blower | 4A7A7024A1 |  | 4NXAB025AC3 | 13 | 16 | Yes | Yes | 2015-03-13 |  | 2
FALSE | 4A7A7024A1 | 4200 | 7051158 | TRANE | 4TTX8024A1 | AC | Split System: Air-Cooled Condensing Unit, Coil with Blower | 4A7A7024A1 |  | 4NXAB025AC3 | 12.5 | 16 | Yes | Yes | 2015-03-13 |  | 1
FALSE | 4A7A7024A1 | 4200 | 7051154 | TRANE | 4TTX8024A1 | AC | Split System: Air-Cooled Condensing Unit, Coil with Blower | 4A7A7024A1 |  | 4NXAB025AC3 | 13 | 16 | Yes | Yes | 2015-03-13 |  | 2
FALSE | 4A7A7024A1 | 4200 | 7051162 | TRANE | 4TTX8024A1 | AC | Split System: Air-Cooled Condensing Unit, Coil with Blower | 4A7A7024A1 |  | 4NXAB025AC3 | 13 | 16 | Yes | Yes | 2015-03-13 |  | 2
FALSE | 4A7A7024A1 | 4200 | 7051118 | TRANE | 4TTX8024A1 | AC | Split System: Air-Cooled Condensing Unit, Coil with Blower | 4A7A7024A1 |  | 4NXAB025AC3 | 13 | 16 | Yes | Yes | 2015-03-13 |  | 2
FALSE | 4A7A7024A1 | 4200 | 7051120 | TRANE | 4TTX8024A1 | AC | Split System: Air-Cooled Condensing Unit, Coil with Blower | 4A7A7024A1 |  | 4NXAB025AC3 | 13 | 16.5 | Yes | Yes | 2015-03-13 |  | 2
FALSE | 4A7A7024A1 | 4200 | 7051124 | TRANE | 4TTX8024A1 | AC | Split System: Air-Cooled Condensing Unit, Coil with Blower | 4A7A7024A1 |  | 4NXAB025AC3 | 13 | 16.75 | Yes | Yes | 2015-03-13 |  | 2
FALSE | 4TTX6030H1 | 3530 | 7018087 | TRANE | 4TTX6030H1 | AC | Split System: Air-Cooled Condensing Unit, Coil with Blower | 4TTX6030H1 |  | 4TXCC037BC3 | 13 | 15.25 | Yes | Yes | 2015-03-13 |  | 1
FALSE | 4TTX6030H1 | 3530 | 7018091 | TRANE | 4TTX6030H1 | AC | Split System: Air-Cooled Condensing Unit, Coil with Blower | 4TTX6030H1 |  | 4TXCC043BC3 | 13 | 15.25 | Yes | Yes | 2015-03-13 |  | 1
FALSE | 4TTX6030H1 | 3530 | 7018096 | TRANE | 4TTX6030H1 | AC | Split System: Air-Cooled Condensing Unit, Coil with Blower | 4TTX6030H1 |  | 4TXFH041CC3 | 12.5 | 15 | Yes | Yes | 2015-03-13 |  | 1
FALSE | 4TTX6030H1 | 3530 | 7018097 | TRANE | 4TTX6030H1 | AC | Split System: Air-Cooled Condensing Unit, Coil with Blower | 4TTX6030H1 |  | 4TXFH041CC3 | 13 | 15.5 | Yes | Yes | 2015-03-13 |  | 1
FALSE | 4TTX6036H1 | 3598 | 7018098 | TRANE | 4TTX6036H1 | AC | Split System: Air-Cooled Condensing Unit, Coil with Blower | 4TTX6036H1 |  | 4NXCB031AC3 | 12.2 | 14.5 | Yes | Yes | 2015-03-13 |  | 0
FALSE | 4TTX6048H1 | 3702 | 7018299 | TRANE | 4TTX6048H1 | AC | Split System: Air-Cooled Condensing Unit, Coil with Blower | 4TTX6048H1 |  | 4TXFH054CC3 | 12 | 15 | Yes | Yes | 2015-03-13 |  | 0
FALSE | 4TTX6036H1 | 3598 | 7018100 | TRANE | 4TTX6036H1 | AC | Split System: Air-Cooled Condensing Unit, Coil with Blower | 4TTX6036H1 |  | 4NXCB031AC3 | 12.2 | 14.5 | Yes | Yes | 2015-03-13 |  | 0
FALSE | 4TTX6036H1 | 3598 | 7018101 | TRANE | 4TTX6036H1 | AC | Split System: Air-Cooled Condensing Unit, Coil with Blower | 4TTX6036H1 |  | 4NXCB031AC3 | 12.2 | 14.75 | Yes | Yes | 2015-03-13 |  | 0
FALSE | 4TTX6036H1 | 3598 | 7018106 | TRANE | 4TTX6036H1 | AC | Split System: Air-Cooled Condensing Unit, Coil with Blower | 4TTX6036H1 |  | 4NXCB031AC3 | 12.2 | 14.5 | Yes | Yes | 2015-03-13 |  | 0
FALSE | 4TTX6036H1 | 3598 | 7018109 | TRANE | 4TTX6036H1 | AC | Split System: Air-Cooled Condensing Unit, Coil with Blower | 4TTX6036H1 |  | 4NXCB031AC3 | 12.2 | 14.5 | Yes | Yes | 2015-03-13 |  | 0
FALSE | 4TTX6036H1 | 3598 | 7018108 | TRANE | 4TTX6036H1 | AC | Split System: Air-Cooled Condensing Unit, Coil with Blower | 4TTX6036H1 |  | 4NXCB031AC3 | 12.2 | 14.5 | Yes | Yes | 2015-03-13 |  | 0
FALSE | 4TTX6036H1 | 3598 | 7018123 | TRANE | 4TTX6036H1 | AC | Split System: Air-Cooled Condensing Unit, Coil with Blower | 4TTX6036H1 |  | 4NXCB036AC3 | 12.5 | 15 | Yes | Yes | 2015-03-13 |  | 1
FALSE | 4TTX6036H1 | 3598 | 7018121 | TRANE | 4TTX6036H1 | AC | Split System: Air-Cooled Condensing Unit, Coil with Blower | 4TTX6036H1 |  | 4NXCB036AC3 | 12.5 | 15 | Yes | Yes | 2015-03-13 |  | 1
FALSE | 4TTX6049H1 | 3690 | 7018304 | TRANE | 4TTX6049H1 | AC | Split System: Air-Cooled Condensing Unit, Coil with Blower | 4TTX6049H1 |  | 4NXCD063BC3 | 13 | 16 | Yes | Yes | 2015-03-13 |  | 2
FALSE | 4TTX6049H1 | 3690 | 7018305 | TRANE | 4TTX6049H1 | AC | Split System: Air-Cooled Condensing Unit, Coil with Blower | 4TTX6049H1 |  | 4NXCD063BC3 | 13 | 16 | Yes | Yes | 2015-03-13 |  | 2
FALSE | 4TTX6049H1 | 3690 | 7018315 | TRANE | 4TTX6049H1 | AC | Split System: Air-Cooled Condensing Unit, Coil with Blower | 4TTX6049H1 |  | 4TXCC008CC3 | 13 | 16 | Yes | Yes | 2015-03-13 |  | 2
FALSE | 4TTR6036B1 | 3674 | 7039519 | TRANE | 4TTR6036B1 | AC | Split System: Air-Cooled Condensing Unit, Coil with Blower | 4TTR6036B1 |  | 4TXCD063BC3 | 13 | 16 | Yes | Yes | 2015-03-13 |  | 2
FALSE | 4TTR6024B1 | 3503 | 7049516 | TRANE | 4TTR6024B1 | AC | Split System: Air-Cooled Condensing Unit, Coil with Blower | 4TTR6024B1 |  | 4NXAA024AC3 | 12.2 | 15 | Yes | Yes | 2015-03-13 |  | 0
FALSE | 4TTR6024B1 | 3503 | 7049521 | TRANE | 4TTR6024B1 | AC | Split System: Air-Cooled Condensing Unit, Coil with Blower | 4TTR6024B1 |  | 4NXAA024AC3 | 12.2 | 15 | Yes | Yes | 2015-03-13 |  | 0
FALSE | 4TTR6024B1 | 3503 | 7049500 | TRANE | 4TTR6024B1 | AC | Split System: Air-Cooled Condensing Unit, Coil with Blower | 4TTR6024B1 |  | 4NXAA024AC3 | 12.2 | 15 | Yes | Yes | 2015-03-13 |  | 0
FALSE | 4TTR6024B1 | 3503 | 7049501 | TRANE | 4TTR6024B1 | AC | Split System: Air-Cooled Condensing Unit, Coil with Blower | 4TTR6024B1 |  | 4NXAA024AC3 | 12.2 | 15 | Yes | Yes | 2015-03-13 |  | 0
FALSE | 4A7A7024A1 | 4200 | 7051126 | TRANE | 4TTX8024A1 | AC | Split System: Air-Cooled Condensing Unit, Coil with Blower | 4A7A7024A1 |  | 4NXAB025AC3 | 12.5 | 16 | Yes | Yes | 2015-03-13 |  | 1
FALSE | 4A7A7024A1 | 4200 | 7051128 | TRANE | 4TTX8024A1 | AC | Split System: Air-Cooled Condensing Unit, Coil with Blower | 4A7A7024A1 |  | 4NXAB025AC3 | 12.5 | 16 | Yes | Yes | 2015-03-13 |  | 1
FALSE | 4A7A7024A1 | 4200 | 7051130 | TRANE | 4TTX8024A1 | AC | Split System: Air-Cooled Condensing Unit, Coil with Blower | 4A7A7024A1 |  | 4NXAB025AC3 | 13 | 17 | Yes | Yes | 2015-03-13 |  | 2
FALSE | 4A7A7024A1 | 4200 | 7051132 | TRANE | 4TTX8024A1 | AC | Split System: Air-Cooled Condensing Unit, Coil with Blower | 4A7A7024A1 |  | 4NXAB025AC3 | 13 | 16.75 | Yes | Yes | 2015-03-13 |  | 2
FALSE | 4A7A7024A1 | 4200 | 7051134 | TRANE | 4TTX8024A1 | AC | Split System: Air-Cooled Condensing Unit, Coil with Blower | 4A7A7024A1 |  | 4NXAB025AC3 | 13 | 16.5 | Yes | Yes | 2015-03-13 |  | 2
FALSE | 4A7A7024A1 | 4200 | 7051136 | TRANE | 4TTX8024A1 | AC | Split System: Air-Cooled Condensing Unit, Coil with Blower | 4A7A7024A1 |  | 4NXAB025AC3 | 13 | 16.25 | Yes | Yes | 2015-03-13 |  | 2
FALSE | 4A7A7024A1 | 4200 | 7051138 | TRANE | 4TTX8024A1 | AC | Split System: Air-Cooled Condensing Unit, Coil with Blower | 4A7A7024A1 |  | 4NXAB025AC3 | 13 | 16.25 | Yes | Yes | 2015-03-13 |  | 2
FALSE | 4A7A7024A1 | 4200 | 7051140 | TRANE | 4TTX8024A1 | AC | Split System: Air-Cooled Condensing Unit, Coil with Blower | 4A7A7024A1 |  | 4NXAB025AC3 | 12.5 | 16.25 | Yes | Yes | 2015-03-13 |  | 1
FALSE | 4A7A7024A1 | 4200 | 7051142 | TRANE | 4TTX8024A1 | AC | Split System: Air-Cooled Condensing Unit, Coil with Blower | 4A7A7024A1 |  | 4NXAB025AC3 | 12.5 | 15.5 | Yes | Yes | 2015-03-13 |  | 1
FALSE | 4TTX6036H1 | 3598 | 7018119 | TRANE | 4TTX6036H1 | AC | Split System: Air-Cooled Condensing Unit, Coil with Blower | 4TTX6036H1 |  | 4NXCB036AC3 | 12.5 | 15.5 | Yes | Yes | 2015-03-13 |  | 1
FALSE | 4TTX6036H1 | 3598 | 7018120 | TRANE | 4TTX6036H1 | AC | Split System: Air-Cooled Condensing Unit, Coil with Blower | 4TTX6036H1 |  | 4NXCB036AC3 | 12.2 | 14.5 | Yes | Yes | 2015-03-13 |  | 0
FALSE | 4TTR6030B1 | 3522 | 7049649 | TRANE | 4TTR6030B1 | AC | Split System: Air-Cooled Condensing Unit, Coil with Blower | 4TTR6030B1 |  | 4NXAA024AC3 | 12 | 14.5 | Yes | Yes | 2015-03-13 |  | 0
FALSE | 4TTR6030B1 | 3522 | 7049651 | TRANE | 4TTR6030B1 | AC | Split System: Air-Cooled Condensing Unit, Coil with Blower | 4TTR6030B1 |  | 4NXAA024AC3 | 12.2 | 14.5 | Yes | Yes | 2015-03-13 |  | 0
FALSE | 4TTR6030B1 | 3522 | 7049653 | TRANE | 4TTR6030B1 | AC | Split System: Air-Cooled Condensing Unit, Coil with Blower | 4TTR6030B1 |  | 4NXAA024AC3 | 12.2 | 14.5 | Yes | Yes | 2015-03-13 |  | 0
FALSE | 4A7A7048A1 | 288 | 7086507 | TRANE | 4TTX8048A1 | AC | Split System: Air-Cooled Condensing Unit, Coil with Blower | 4A7A7048A1 |  | 4TXAC043BC3 | 12 | 15 | Yes | Yes | 2015-03-13 |  | 0
FALSE | 4TTR6018B1 | 3489 | 7049453 | TRANE | 4TTR6018B1 | AC | Split System: Air-Cooled Condensing Unit, Coil with Blower | 4TTR6018B1 |  | 4NXAA018AC3 | 12.5 | 15 | Yes | Yes | 2015-03-13 |  | 1
FALSE | 4TTR6018B1 | 3489 | 7049454 | TRANE | 4TTR6018B1 | AC | Split System: Air-Cooled Condensing Unit, Coil with Blower | 4TTR6018B1 |  | 4NXAA018AC3 | 12.5 | 15 | Yes | Yes | 2015-03-13 |  | 1
FALSE | 4TTX6018H1 | 3491 | 7050109 | TRANE | 4TTX6018H1 | AC | Split System: Air-Cooled Condensing Unit, Coil with Blower | 4TTX6018H1 |  | 4NXAA018AC3 | 12.5 | 15 | Yes | Yes | 2015-03-13 |  | 1
FALSE | 4TTX6018H1 | 3491 | 7050120 | TRANE | 4TTX6018H1 | AC | Split System: Air-Cooled Condensing Unit, Coil with Blower | 4TTX6018H1 |  | 4NXAA018AC3 | 13 | 16 | Yes | Yes | 2015-03-13 |  | 2
FALSE | 4TTR6030B1 | 3522 | 7049661 | TRANE | 4TTR6030B1 | AC | Split System: Air-Cooled Condensing Unit, Coil with Blower | 4TTR6030B1 |  | 4NXAA024AC3 | 12.2 | 14.5 | Yes | Yes | 2015-03-13 |  | 0
FALSE | 4TTR6030B1 | 3522 | 7049663 | TRANE | 4TTR6030B1 | AC | Split System: Air-Cooled Condensing Unit, Coil with Blower | 4TTR6030B1 |  | 4NXAA024AC3 | 12.2 | 14.5 | Yes | Yes | 2015-03-13 |  | 0
FALSE | 4TTR6030B1 | 3522 | 7049665 | TRANE | 4TTR6030B1 | AC | Split System: Air-Cooled Condensing Unit, Coil with Blower | 4TTR6030B1 |  | 4NXAA024AC3 | 12.2 | 14.5 | Yes | Yes | 2015-03-13 |  | 0
FALSE | 4TTX6018H1 | 3491 | 7050141 | TRANE | 4TTX6018H1 | AC | Split System: Air-Cooled Condensing Unit, Coil with Blower | 4TTX6018H1 |  | 4NXAA024AC3 | 13 | 16 | Yes | Yes | 2015-03-13 |  | 2
FALSE | 4TTX6018H1 | 3491 | 7050138 | TRANE | 4TTX6018H1 | AC | Split System: Air-Cooled Condensing Unit, Coil with Blower | 4TTX6018H1 |  | 4NXAA024AC3 | 13 | 16 | Yes | Yes | 2015-03-13 |  | 2
FALSE | 4TTX6049H1 | 3690 | 7018383 | TRANE | 4TTX6049H1 | AC | Split System: Air-Cooled Condensing Unit, Coil with Blower | 4TTX6049H1 |  | 4TXCD061BC3 | 13 | 16 | Yes | Yes | 2015-03-13 |  | 2
FALSE | 4TTX6049H1 | 3690 | 7018381 | TRANE | 4TTX6049H1 | AC | Split System: Air-Cooled Condensing Unit, Coil with Blower | 4TTX6049H1 |  | 4TXCD061BC3 | 13 | 16 | Yes | Yes | 2015-03-13 |  | 2
FALSE | 4TTX6018H1 | 3491 | 7050115 | TRANE | 4TTX6018H1 | AC | Split System: Air-Cooled Condensing Unit, Coil with Blower | 4TTX6018H1 |  | 4NXAA018AC3 | 12.5 | 15 | Yes | Yes | 2015-03-13 |  | 1
FALSE | 4TTX6018H1 | 3491 | 7050127 | TRANE | 4TTX6018H1 | AC | Split System: Air-Cooled Condensing Unit, Coil with Blower | 4TTX6018H1 |  | 4NXAA024AC3 | 12.5 | 15 | Yes | Yes | 2015-03-13 |  | 1
FALSE | 4TTX6024H1 | 3520 | 7050163 | TRANE | 4TTX6024H1 | AC | Split System: Air-Cooled Condensing Unit, Coil with Blower | 4TTX6024H1 |  | 4NXAA024AC3 | 12.5 | 15 | Yes | Yes | 2015-03-13 |  | 1
FALSE | 4A7A7024A1 | 4200 | 7051113 | TRANE | 4TTX8024A1 | AC | Split System: Air-Cooled Condensing Unit, Coil with Blower | 4A7A7024A1 |  | 4NXAA024AC3 | 12.2 | 15 | Yes | Yes | 2015-03-13 |  | 0
FALSE | 4TTX6024H1 | 3520 | 7050173 | TRANE | 4TTX6024H1 | AC | Split System: Air-Cooled Condensing Unit, Coil with Blower | 4TTX6024H1 |  | 4NXAA024AC3 | 12.5 | 15 | Yes | Yes | 2015-03-13 |  | 1
FALSE | 4TTX6024H1 | 3520 | 7050175 | TRANE | 4TTX6024H1 | AC | Split System: Air-Cooled Condensing Unit, Coil with Blower | 4TTX6024H1 |  | 4NXAA024AC3 | 12.5 | 15 | Yes | Yes | 2015-03-13 |  | 1
FALSE | 4TTX6024H1 | 3520 | 7050177 | TRANE | 4TTX6024H1 | AC | Split System: Air-Cooled Condensing Unit, Coil with Blower | 4TTX6024H1 |  | 4NXAA024AC3 | 12.5 | 15 | Yes | Yes | 2015-03-13 |  | 1
FALSE | 4A7A7024A1 | 4200 | 7051152 | TRANE | 4TTX8024A1 | AC | Split System: Air-Cooled Condensing Unit, Coil with Blower | 4A7A7024A1 |  | 4NXAB025AC3 | 13 | 16.5 | Yes | Yes | 2015-03-13 |  | 2
FALSE | 4TTX6036H1 | 3598 | 7018179 | TRANE | 4TTX6036H1 | AC | Split System: Air-Cooled Condensing Unit, Coil with Blower | 4TTX6036H1 |  | 4TXFH041CC3 | 12.5 | 15 | Yes | Yes | 2015-03-13 |  | 1
FALSE | 4TTX6049H1 | 3690 | 7018398 | TRANE | 4TTX6049H1 | AC | Split System: Air-Cooled Condensing Unit, Coil with Blower | 4TTX6049H1 |  | 4TXCD064BC3 | 13 | 16 | Yes | Yes | 2015-03-13 |  | 2
FALSE | 4TTX6049H1 | 3690 | 7018405 | TRANE | 4TTX6049H1 | AC | Split System: Air-Cooled Condensing Unit, Coil with Blower | 4TTX6049H1 |  | 4TXFH054CC3 | 13 | 16 | Yes | Yes | 2015-03-13 |  | 2
FALSE | 4TTX6049H1 | 3690 | 7018414 | TRANE | 4TTX6049H1 | AC | Split System: Air-Cooled Condensing Unit, Coil with Blower | 4TTX6049H1 |  | 4TXFH054CC3 | 13 | 16 | Yes | Yes | 2015-03-13 |  | 2
FALSE | 4TTR6018B1 | 3489 | 7049443 | TRANE | 4TTR6018B1 | AC | Split System: Air-Cooled Condensing Unit, Coil with Blower | 4TTR6018B1 |  | 4NXAA018AC3 | 12.2 | 15 | Yes | Yes | 2015-03-13 |  | 0
FALSE | 4TTR6018B1 | 3489 | 7049444 | TRANE | 4TTR6018B1 | AC | Split System: Air-Cooled Condensing Unit, Coil with Blower | 4TTR6018B1 |  | 4NXAA018AC3 | 12.5 | 15 | Yes | Yes | 2015-03-13 |  | 1
FALSE | 4TTX6024H1 | 3520 | 7050179 | TRANE | 4TTX6024H1 | AC | Split System: Air-Cooled Condensing Unit, Coil with Blower | 4TTX6024H1 |  | 4NXAA024AC3 | 12.5 | 15 | Yes | Yes | 2015-03-13 |  | 1
FALSE | 4TTX6030H1 | 3530 | 7050387 | TRANE | 4TTX6030H1 | AC | Split System: Air-Cooled Condensing Unit, Coil with Blower | 4TTX6030H1 |  | 4NXAA024AC3 | 12.2 | 14.5 | Yes | Yes | 2015-03-13 |  | 0
FALSE | 4TTX6030H1 | 3530 | 7050360 | TRANE | 4TTX6030H1 | AC | Split System: Air-Cooled Condensing Unit, Coil with Blower | 4TTX6030H1 |  | 4NXAA024AC3 | 12 | 14.5 | Yes | Yes | 2015-03-13 |  | 0
FALSE | 4TTX6030H1 | 3530 | 7050359 | TRANE | 4TTX6030H1 | AC | Split System: Air-Cooled Condensing Unit, Coil with Blower | 4TTX6030H1 |  | 4NXAA024AC3 | 12.2 | 14.5 | Yes | Yes | 2015-03-13 |  | 0
FALSE | 4TTX6030H1 | 3530 | 7050388 | TRANE | 4TTX6030H1 | AC | Split System: Air-Cooled Condensing Unit, Coil with Blower | 4TTX6030H1 |  | 4NXAA024AC3 | 12.2 | 14.5 | Yes | Yes | 2015-03-13 |  | 0
FALSE | 4TTX6030H1 | 3530 | 7050363 | TRANE | 4TTX6030H1 | AC | Split System: Air-Cooled Condensing Unit, Coil with Blower | 4TTX6030H1 |  | 4NXAA024AC3 | 12.2 | 14.5 | Yes | Yes | 2015-03-13 |  | 0
FALSE | 4TTX6030H1 | 3530 | 7050364 | TRANE | 4TTX6030H1 | AC | Split System: Air-Cooled Condensing Unit, Coil with Blower | 4TTX6030H1 |  | 4NXAA024AC3 | 12.2 | 14.5 | Yes | Yes | 2015-03-13 |  | 0
FALSE | 4TTX6030H1 | 3530 | 7050365 | TRANE | 4TTX6030H1 | AC | Split System: Air-Cooled Condensing Unit, Coil with Blower | 4TTX6030H1 |  | 4NXAA024AC3 | 12 | 14.5 | Yes | Yes | 2015-03-13 |  | 0
FALSE | 4TTX6030H1 | 3530 | 7050366 | TRANE | 4TTX6030H1 | AC | Split System: Air-Cooled Condensing Unit, Coil with Blower | 4TTX6030H1 |  | 4NXAA024AC3 | 12.2 | 14.5 | Yes | Yes | 2015-03-13 |  | 0
FALSE | 4TTX6024H1 | 3520 | 7017999 | TRANE | 4TTX6024H1 | AC | Split System: Air-Cooled Condensing Unit, Coil with Blower | 4TTX6024H1 |  | 4NXCB032AC3 | 13 | 16 | Yes | Yes | 2015-03-13 |  | 2
FALSE | 4TTX6024H1 | 3520 | 7017998 | TRANE | 4TTX6024H1 | AC | Split System: Air-Cooled Condensing Unit, Coil with Blower | 4TTX6024H1 |  | 4NXCB032AC3 | 13 | 16 | Yes | Yes | 2015-03-13 |  | 2
FALSE | 4TTX6024H1 | 3520 | 7017996 | TRANE | 4TTX6024H1 | AC | Split System: Air-Cooled Condensing Unit, Coil with Blower | 4TTX6024H1 |  | 4NXCB032AC3 | 12.75 | 15.75 | Yes | Yes | 2015-03-13 |  | 1
FALSE | 4TTX6024H1 | 3520 | 7017995 | TRANE | 4TTX6024H1 | AC | Split System: Air-Cooled Condensing Unit, Coil with Blower | 4TTX6024H1 |  | 4NXCB032AC3 | 12.75 | 15.75 | Yes | Yes | 2015-03-13 |  | 1
FALSE | 4TTX6024H1 | 3520 | 7018000 | TRANE | 4TTX6024H1 | AC | Split System: Air-Cooled Condensing Unit, Coil with Blower | 4TTX6024H1 |  | 4NXCB032AC3 | 13 | 16 | Yes | Yes | 2015-03-13 |  | 2
FALSE | 4TTX6024H1 | 3520 | 7018002 | TRANE | 4TTX6024H1 | AC | Split System: Air-Cooled Condensing Unit, Coil with Blower | 4TTX6024H1 |  | 4NXCB036AC3 | 13 | 16 | Yes | Yes | 2015-03-13 |  | 2
FALSE | 4TTX6024H1 | 3520 | 7018001 | TRANE | 4TTX6024H1 | AC | Split System: Air-Cooled Condensing Unit, Coil with Blower | 4TTX6024H1 |  | 4NXCB036AC3 | 13 | 16 | Yes | Yes | 2015-03-13 |  | 2
FALSE | 4TTX6024H1 | 3520 | 7018007 | TRANE | 4TTX6024H1 | AC | Split System: Air-Cooled Condensing Unit, Coil with Blower | 4TTX6024H1 |  | 4NXCB036AC3 | 12.75 | 15.75 | Yes | Yes | 2015-03-13 |  | 1
FALSE | 4TTX6024H1 | 3520 | 7018006 | TRANE | 4TTX6024H1 | AC | Split System: Air-Cooled Condensing Unit, Coil with Blower | 4TTX6024H1 |  | 4NXCB036AC3 | 12.75 | 15.75 | Yes | Yes | 2015-03-13 |  | 1
FALSE | 4TTX6024H1 | 3520 | 7018005 | TRANE | 4TTX6024H1 | AC | Split System: Air-Cooled Condensing Unit, Coil with Blower | 4TTX6024H1 |  | 4NXCB036AC3 | 13 | 16 | Yes | Yes | 2015-03-13 |  | 2
FALSE | 4TTX6060H1 | 3708 | 7018475 | TRANE | 4TTX6060H1 | AC | Split System: Air-Cooled Condensing Unit, Coil with Blower | 4TTX6060H1 |  | 4TXFH063CZ3 | 12 | 14.5 | Yes | Yes | 2015-03-13 |  | 0
FALSE | 4TTX6030H1 | 3530 | 7018056 | TRANE | 4TTX6030H1 | AC | Split System: Air-Cooled Condensing Unit, Coil with Blower | 4TTX6030H1 |  | 4NXCB036AC3 | 12.5 | 15 | Yes | Yes | 2015-03-13 |  | 1
FALSE | 4TTX6048H1 | 3702 | 7018267 | TRANE | 4TTX6048H1 | AC | Split System: Air-Cooled Condensing Unit, Coil with Blower | 4TTX6048H1 |  | 4TXCD010CC3 | 12 | 15 | Yes | Yes | 2015-03-13 |  | 0
FALSE | 4TTX6048H1 | 3702 | 7018272 | TRANE | 4TTX6048H1 | AC | Split System: Air-Cooled Condensing Unit, Coil with Blower | 4TTX6048H1 |  | 4TXCD050BC3 | 12 | 15 | Yes | Yes | 2015-03-13 |  | 0
FALSE | 4TTX6060H1 | 3708 | 7018474 | TRANE | 4TTX6060H1 | AC | Split System: Air-Cooled Condensing Unit, Coil with Blower | 4TTX6060H1 |  | 4TXFH063CZ3 | 12 | 14.5 | Yes | Yes | 2015-03-13 |  | 0
FALSE | 4TTX6036H1 | 3598 | 7050614 | TRANE | 4TTX6036H1 | AC | Split System: Air-Cooled Condensing Unit, Coil with Blower | 4TTX6036H1 |  | 4NXAB031AC3 | 12.2 | 14.5 | Yes | Yes | 2015-03-13 |  | 0
FALSE | 4TTR6030B1 | 3522 | 7049692 | TRANE | 4TTR6030B1 | AC | Split System: Air-Cooled Condensing Unit, Coil with Blower | 4TTR6030B1 |  | 4NXAB031AC3 | 12.5 | 15 | Yes | Yes | 2015-03-13 |  | 1
FALSE | 4A7A7036A1 | 4207 | 7051260 | TRANE | 4TTX8036A1 | AC | Split System: Air-Cooled Condensing Unit, Coil with Blower | 4A7A7036A1 |  | 4NXAB031AC3 | 12.2 | 16 | Yes | Yes | 2015-03-13 |  | 0
FALSE | 4A7A7036A1 | 4207 | 7051266 | TRANE | 4TTX8036A1 | AC | Split System: Air-Cooled Condensing Unit, Coil with Blower | 4A7A7036A1 |  | 4NXAB031AC3 | 12.2 | 16 | Yes | Yes | 2015-03-13 |  | 0
FALSE | 4A7A7036A1 | 4207 | 7051270 | TRANE | 4TTX8036A1 | AC | Split System: Air-Cooled Condensing Unit, Coil with Blower | 4A7A7036A1 |  | 4NXAB031AC3 | 12.2 | 16 | Yes | Yes | 2015-03-13 |  | 0
FALSE | 4A7A7036A1 | 4207 | 7051272 | TRANE | 4TTX8036A1 | AC | Split System: Air-Cooled Condensing Unit, Coil with Blower | 4A7A7036A1 |  | 4NXAB031AC3 | 12 | 16 | Yes | Yes | 2015-03-13 |  | 0
FALSE | 4A7A7036A1 | 4207 | 7051274 | TRANE | 4TTX8036A1 | AC | Split System: Air-Cooled Condensing Unit, Coil with Blower | 4A7A7036A1 |  | 4NXAB031AC3 | 12.2 | 16.25 | Yes | Yes | 2015-03-13 |  | 0
FALSE | 4A7A7036A1 | 4207 | 7051276 | TRANE | 4TTX8036A1 | AC | Split System: Air-Cooled Condensing Unit, Coil with Blower | 4A7A7036A1 |  | 4NXAB031AC3 | 12 | 15.75 | Yes | Yes | 2015-03-13 |  | 0
FALSE | 4A7A7036A1 | 4207 | 7051278 | TRANE | 4TTX8036A1 | AC | Split System: Air-Cooled Condensing Unit, Coil with Blower | 4A7A7036A1 |  | 4NXAB031AC3 | 12.2 | 16.25 | Yes | Yes | 2015-03-13 |  | 0
FALSE | 4A7A7036A1 | 4207 | 7051280 | TRANE | 4TTX8036A1 | AC | Split System: Air-Cooled Condensing Unit, Coil with Blower | 4A7A7036A1 |  | 4NXAB031AC3 | 12 | 16 | Yes | Yes | 2015-03-13 |  | 0
FALSE | 4A7A7036A1 | 4207 | 7051284 | TRANE | 4TTX8036A1 | AC | Split System: Air-Cooled Condensing Unit, Coil with Blower | 4A7A7036A1 |  | 4NXAB031AC3 | 12 | 15.75 | Yes | Yes | 2015-03-13 |  | 0
FALSE | 4A7A7036A1 | 4207 | 7051286 | TRANE | 4TTX8036A1 | AC | Split System: Air-Cooled Condensing Unit, Coil with Blower | 4A7A7036A1 |  | 4NXAB031AC3 | 12 | 15.5 | Yes | Yes | 2015-03-13 |  | 0
FALSE | 4TTX6036H1 | 3598 | 7050617 | TRANE | 4TTX6036H1 | AC | Split System: Air-Cooled Condensing Unit, Coil with Blower | 4TTX6036H1 |  | 4NXAB031AC3 | 12.2 | 14.5 | Yes | Yes | 2015-03-13 |  | 0
FALSE | 4TTX6036H1 | 3598 | 7050622 | TRANE | 4TTX6036H1 | AC | Split System: Air-Cooled Condensing Unit, Coil with Blower | 4TTX6036H1 |  | 4NXAB031AC3 | 12.2 | 14.5 | Yes | Yes | 2015-03-13 |  | 0
FALSE | 4TTX6036H1 | 3598 | 7050624 | TRANE | 4TTX6036H1 | AC | Split System: Air-Cooled Condensing Unit, Coil with Blower | 4TTX6036H1 |  | 4NXAB031AC3 | 12.2 | 14.5 | Yes | Yes | 2015-03-13 |  | 0
FALSE | 4A7A7036A1 | 4207 | 7051290 | TRANE | 4TTX8036A1 | AC | Split System: Air-Cooled Condensing Unit, Coil with Blower | 4A7A7036A1 |  | 4NXAB031AC3 | 12 | 15.5 | Yes | Yes | 2015-03-13 |  | 0
FALSE | 4A7A7036A1 | 4207 | 7051298 | TRANE | 4TTX8036A1 | AC | Split System: Air-Cooled Condensing Unit, Coil with Blower | 4A7A7036A1 |  | 4NXAB031AC3 | 12 | 15.75 | Yes | Yes | 2015-03-13 |  | 0
FALSE | 4TTR6030B1 | 3522 | 7049700 | TRANE | 4TTR6030B1 | AC | Split System: Air-Cooled Condensing Unit, Coil with Blower | 4TTR6030B1 |  | 4NXAB031AC3 | 12.5 | 14.75 | Yes | Yes | 2015-03-13 |  | 0
FALSE | 4TTX6036H1 | 3598 | 7050625 | TRANE | 4TTX6036H1 | AC | Split System: Air-Cooled Condensing Unit, Coil with Blower | 4TTX6036H1 |  | 4NXAB031AC3 | 12.2 | 14.5 | Yes | Yes | 2015-03-13 |  | 0
FALSE | 4TTR6036B1 | 3674 | 7049922 | TRANE | 4TTR6036B1 | AC | Split System: Air-Cooled Condensing Unit, Coil with Blower | 4TTR6036B1 |  | 4NXAB031AC3 | 12.5 | 15 | Yes | Yes | 2015-03-13 |  | 1
FALSE | 4TTR6036B1 | 3674 | 7049924 | TRANE | 4TTR6036B1 | AC | Split System: Air-Cooled Condensing Unit, Coil with Blower | 4TTR6036B1 |  | 4NXAB031AC3 | 12.2 | 14.5 | Yes | Yes | 2015-03-13 |  | 0
FALSE | 4TTR6030B1 | 3522 | 7049751 | TRANE | 4TTR6030B1 | AC | Split System: Air-Cooled Condensing Unit, Coil with Blower | 4TTR6030B1 |  | 4NXAB031AC3 | 12.5 | 14.75 | Yes | Yes | 2015-03-13 |  | 0
FALSE | 4TTX6036H1 | 3598 | 7050700 | TRANE | 4TTX6036H1 | AC | Split System: Air-Cooled Condensing Unit, Coil with Blower | 4TTX6036H1 |  | 4NXAB031AC3 | 12.2 | 14.5 | Yes | Yes | 2015-03-13 |  | 0
FALSE | 4TTX6024H1 | 3520 | 7050189 | TRANE | 4TTX6024H1 | AC | Split System: Air-Cooled Condensing Unit, Coil with Blower | 4TTX6024H1 |  | 4NXAB025AC3 | 12.5 | 15.25 | Yes | Yes | 2015-03-13 |  | 1
FALSE | 4TTX6024H1 | 3520 | 7050190 | TRANE | 4TTX6024H1 | AC | Split System: Air-Cooled Condensing Unit, Coil with Blower | 4TTX6024H1 |  | 4NXAB025AC3 | 12.75 | 15.75 | Yes | Yes | 2015-03-13 |  | 1
FALSE | 4TTX6024H1 | 3520 | 7050193 | TRANE | 4TTX6024H1 | AC | Split System: Air-Cooled Condensing Unit, Coil with Blower | 4TTX6024H1 |  | 4NXAB025AC3 | 12.75 | 15.75 | Yes | Yes | 2015-03-13 |  | 1
FALSE | 4A7A7024A1 | 4200 | 7051146 | TRANE | 4TTX8024A1 | AC | Split System: Air-Cooled Condensing Unit, Coil with Blower | 4A7A7024A1 |  | 4NXAB025AC3 | 13 | 16 | Yes | Yes | 2015-03-13 |  | 2
FALSE | 4A7A7024A1 | 4200 | 7051148 | TRANE | 4TTX8024A1 | AC | Split System: Air-Cooled Condensing Unit, Coil with Blower | 4A7A7024A1 |  | 4NXAB025AC3 | 13 | 16 | Yes | Yes | 2015-03-13 |  | 2
FALSE | 4A7A7024A1 | 4200 | 7051150 | TRANE | 4TTX8024A1 | AC | Split System: Air-Cooled Condensing Unit, Coil with Blower | 4A7A7024A1 |  | 4NXAB025AC3 | 13 | 16 | Yes | Yes | 2015-03-13 |  | 2
FALSE | 4TTX6024H1 | 3520 | 7050237 | TRANE | 4TTX6024H1 | AC | Split System: Air-Cooled Condensing Unit, Coil with Blower | 4TTX6024H1 |  | 4NXAB031AC3 | 12.5 | 15.25 | Yes | Yes | 2015-03-13 |  | 1
FALSE | 4TTX6036H1 | 3598 | 7050706 | TRANE | 4TTX6036H1 | AC | Split System: Air-Cooled Condensing Unit, Coil with Blower | 4TTX6036H1 |  | 4NXAB031AC3 | 12 | 14.5 | Yes | Yes | 2015-03-13 |  | 0
FALSE | 4TTR6036B1 | 3674 | 7049970 | TRANE | 4TTR6036B1 | AC | Split System: Air-Cooled Condensing Unit, Coil with Blower | 4TTR6036B1 |  | 4NXAB031AC3 | 12.2 | 14.5 | Yes | Yes | 2015-03-13 |  | 0
FALSE | 4TTR6036B1 | 3674 | 7049974 | TRANE | 4TTR6036B1 | AC | Split System: Air-Cooled Condensing Unit, Coil with Blower | 4TTR6036B1 |  | 4NXAB031AC3 | 12.2 | 14.75 | Yes | Yes | 2015-03-13 |  | 0
FALSE | 4TTR6036B1 | 3674 | 7049976 | TRANE | 4TTR6036B1 | AC | Split System: Air-Cooled Condensing Unit, Coil with Blower | 4TTR6036B1 |  | 4NXAB031AC3 | 12.2 | 14.75 | Yes | Yes | 2015-03-13 |  | 0
FALSE | 4TTR6036B1 | 3674 | 7049980 | TRANE | 4TTR6036B1 | AC | Split System: Air-Cooled Condensing Unit, Coil with Blower | 4TTR6036B1 |  | 4NXAB031AC3 | 12.2 | 14.5 | Yes | Yes | 2015-03-13 |  | 0
FALSE | 4TTR6036B1 | 3674 | 7049981 | TRANE | 4TTR6036B1 | AC | Split System: Air-Cooled Condensing Unit, Coil with Blower | 4TTR6036B1 |  | 4NXAB031AC3 | 12.2 | 14.5 | Yes | Yes | 2015-03-13 |  | 0
FALSE | 4TTR6036B1 | 3674 | 7049983 | TRANE | 4TTR6036B1 | AC | Split System: Air-Cooled Condensing Unit, Coil with Blower | 4TTR6036B1 |  | 4NXAB031AC3 | 12.2 | 14.75 | Yes | Yes | 2015-03-13 |  | 0
FALSE | 4TTX6024H1 | 3520 | 7050207 | TRANE | 4TTX6024H1 | AC | Split System: Air-Cooled Condensing Unit, Coil with Blower | 4TTX6024H1 |  | 4NXAB025AC3 | 12.5 | 15.25 | Yes | Yes | 2015-03-13 |  | 1
FALSE | 4TTX6024H1 | 3520 | 7050210 | TRANE | 4TTX6024H1 | AC | Split System: Air-Cooled Condensing Unit, Coil with Blower | 4TTX6024H1 |  | 4NXAB025AC3 | 12.5 | 15.5 | Yes | Yes | 2015-03-13 |  | 1
FALSE | 4TTX6024H1 | 3520 | 7050211 | TRANE | 4TTX6024H1 | AC | Split System: Air-Cooled Condensing Unit, Coil with Blower | 4TTX6024H1 |  | 4NXAB025AC3 | 12.5 | 15.5 | Yes | Yes | 2015-03-13 |  | 1
FALSE | 4TTX6030H1 | 3530 | 7050442 | TRANE | 4TTX6030H1 | AC | Split System: Air-Cooled Condensing Unit, Coil with Blower | 4TTX6030H1 |  | 4NXAB031AC3 | 12.5 | 14.75 | Yes | Yes | 2015-03-13 |  | 0
FALSE | 4TTX6030H1 | 3530 | 7050446 | TRANE | 4TTX6030H1 | AC | Split System: Air-Cooled Condensing Unit, Coil with Blower | 4TTX6030H1 |  | 4NXAB031AC3 | 12.5 | 14.75 | Yes | Yes | 2015-03-13 |  | 0
FALSE | 4TTX6030H1 | 3530 | 7050450 | TRANE | 4TTX6030H1 | AC | Split System: Air-Cooled Condensing Unit, Coil with Blower | 4TTX6030H1 |  | 4NXAB031AC3 | 12.5 | 15 | Yes | Yes | 2015-03-13 |  | 1
FALSE | 4TTR6024B1 | 3503 | 7049566 | TRANE | 4TTR6024B1 | AC | Split System: Air-Cooled Condensing Unit, Coil with Blower | 4TTR6024B1 |  | 4NXAB031AC3 | 12.5 | 15.75 | Yes | Yes | 2015-03-13 |  | 1
FALSE | 4TTR6030B1 | 3522 | 7049707 | TRANE | 4TTR6030B1 | AC | Split System: Air-Cooled Condensing Unit, Coil with Blower | 4TTR6030B1 |  | 4NXAB031AC3 | 12.5 | 15 | Yes | Yes | 2015-03-13 |  | 1
FALSE | 4TTR6030B1 | 3522 | 7049711 | TRANE | 4TTR6030B1 | AC | Split System: Air-Cooled Condensing Unit, Coil with Blower | 4TTR6030B1 |  | 4NXAB031AC3 | 12.5 | 15.25 | Yes | Yes | 2015-03-13 |  | 1
FALSE | 4TTX6024H1 | 3520 | 7050220 | TRANE | 4TTX6024H1 | AC | Split System: Air-Cooled Condensing Unit, Coil with Blower | 4TTX6024H1 |  | 4NXAB025AC3 | 12.5 | 15.25 | Yes | Yes | 2015-03-13 |  | 1
FALSE | 4TTX6024H1 | 3520 | 7050226 | TRANE | 4TTX6024H1 | AC | Split System: Air-Cooled Condensing Unit, Coil with Blower | 4TTX6024H1 |  | 4NXAB025AC3 | 12.75 | 15.75 | Yes | Yes | 2015-03-13 |  | 1
FALSE | 4TTX6024H1 | 3520 | 7050185 | TRANE | 4TTX6024H1 | AC | Split System: Air-Cooled Condensing Unit, Coil with Blower | 4TTX6024H1 |  | 4NXAB025AC3 | 12.75 | 15.75 | Yes | Yes | 2015-03-13 |  | 1
FALSE | 4TTX6030H1 | 3530 | 7050455 | TRANE | 4TTX6030H1 | AC | Split System: Air-Cooled Condensing Unit, Coil with Blower | 4TTX6030H1 |  | 4NXAB031AC3 | 12.5 | 14.75 | Yes | Yes | 2015-03-13 |  | 0
FALSE | 4TTR6036B1 | 3674 | 7049956 | TRANE | 4TTR6036B1 | AC | Split System: Air-Cooled Condensing Unit, Coil with Blower | 4TTR6036B1 |  | 4NXAB031AC3 | 12.2 | 14.5 | Yes | Yes | 2015-03-13 |  | 0
FALSE | 4TTR6036B1 | 3674 | 7049960 | TRANE | 4TTR6036B1 | AC | Split System: Air-Cooled Condensing Unit, Coil with Blower | 4TTR6036B1 |  | 4NXAB031AC3 | 12.5 | 15 | Yes | Yes | 2015-03-13 |  | 1
FALSE | 4TTR6036B1 | 3674 | 7049964 | TRANE | 4TTR6036B1 | AC | Split System: Air-Cooled Condensing Unit, Coil with Blower | 4TTR6036B1 |  | 4NXAB031AC3 | 12.5 | 15 | Yes | Yes | 2015-03-13 |  | 1
FALSE | 4TTR6024B1 | 3503 | 7049560 | TRANE | 4TTR6024B1 | AC | Split System: Air-Cooled Condensing Unit, Coil with Blower | 4TTR6024B1 |  | 4NXAB031AC3 | 13 | 16 | Yes | Yes | 2015-03-13 |  | 2
FALSE | 4TTX6036H1 | 3598 | 7050670 | TRANE | 4TTX6036H1 | AC | Split System: Air-Cooled Condensing Unit, Coil with Blower | 4TTX6036H1 |  | 4NXAB031AC3 | 12.2 | 14.5 | Yes | Yes | 2015-03-13 |  | 0
FALSE | 4TTX6036H1 | 3598 | 7050672 | TRANE | 4TTX6036H1 | AC | Split System: Air-Cooled Condensing Unit, Coil with Blower | 4TTX6036H1 |  | 4NXAB031AC3 | 12.2 | 14.75 | Yes | Yes | 2015-03-13 |  | 0
FALSE | 4TTX6036H1 | 3598 | 7050681 | TRANE | 4TTX6036H1 | AC | Split System: Air-Cooled Condensing Unit, Coil with Blower | 4TTX6036H1 |  | 4NXAB031AC3 | 12.2 | 14.5 | Yes | Yes | 2015-03-13 |  | 0
FALSE | 4TTX6036H1 | 3598 | 7050685 | TRANE | 4TTX6036H1 | AC | Split System: Air-Cooled Condensing Unit, Coil with Blower | 4TTX6036H1 |  | 4NXAB031AC3 | 12.2 | 14.5 | Yes | Yes | 2015-03-13 |  | 0
FALSE | 4TTX6036H1 | 3598 | 7050687 | TRANE | 4TTX6036H1 | AC | Split System: Air-Cooled Condensing Unit, Coil with Blower | 4TTX6036H1 |  | 4NXAB031AC3 | 12.2 | 14.5 | Yes | Yes | 2015-03-13 |  | 0
FALSE | 4TTR6024B1 | 3503 | 7049525 | TRANE | 4TTR6024B1 | AC | Split System: Air-Cooled Condensing Unit, Coil with Blower | 4TTR6024B1 |  | 4NXAB025AC3 | 13 | 16 | Yes | Yes | 2015-03-13 |  | 2
FALSE | 4A7A7036A1 | 4207 | 7051300 | TRANE | 4TTX8036A1 | AC | Split System: Air-Cooled Condensing Unit, Coil with Blower | 4A7A7036A1 |  | 4NXAB031AC3 | 12 | 15.75 | Yes | Yes | 2015-03-13 |  | 0
FALSE | 4A7A7036A1 | 4207 | 7051302 | TRANE | 4TTX8036A1 | AC | Split System: Air-Cooled Condensing Unit, Coil with Blower | 4A7A7036A1 |  | 4NXAB031AC3 | 12 | 16 | Yes | Yes | 2015-03-13 |  | 0
FALSE | 4A7A7036A1 | 4207 | 7051304 | TRANE | 4TTX8036A1 | AC | Split System: Air-Cooled Condensing Unit, Coil with Blower | 4A7A7036A1 |  | 4NXAB031AC3 | 12 | 15.5 | Yes | Yes | 2015-03-13 |  | 0
FALSE | 4A7A7036A1 | 4207 | 7051306 | TRANE | 4TTX8036A1 | AC | Split System: Air-Cooled Condensing Unit, Coil with Blower | 4A7A7036A1 |  | 4NXAB031AC3 | 12 | 16 | Yes | Yes | 2015-03-13 |  | 0
FALSE | 4A7A7036A1 | 4207 | 7051208 | TRANE | 4TTX8036A1 | AC | Split System: Air-Cooled Condensing Unit, Coil with Blower | 4A7A7036A1 |  | 4NXAB031AC3 | 12.2 | 16.25 | Yes | Yes | 2015-03-13 |  | 0
FALSE | 4A7A7036A1 | 4207 | 7051212 | TRANE | 4TTX8036A1 | AC | Split System: Air-Cooled Condensing Unit, Coil with Blower | 4A7A7036A1 |  | 4NXAB031AC3 | 12.2 | 16.25 | Yes | Yes | 2015-03-13 |  | 0
FALSE | 4A7A7036A1 | 4207 | 7051214 | TRANE | 4TTX8036A1 | AC | Split System: Air-Cooled Condensing Unit, Coil with Blower | 4A7A7036A1 |  | 4NXAB031AC3 | 12 | 15.5 | Yes | Yes | 2015-03-13 |  | 0
FALSE | 4A7A7036A1 | 4207 | 7051220 | TRANE | 4TTX8036A1 | AC | Split System: Air-Cooled Condensing Unit, Coil with Blower | 4A7A7036A1 |  | 4NXAB031AC3 | 12 | 15.5 | Yes | Yes | 2015-03-13 |  | 0
FALSE | 4TTR6024B1 | 3503 | 7049606 | TRANE | 4TTR6024B1 | AC | Split System: Air-Cooled Condensing Unit, Coil with Blower | 4TTR6024B1 |  | 4NXAB032AC3 | 13 | 16 | Yes | Yes | 2015-03-13 |  | 2
FALSE | 4A7A7036A1 | 4207 | 7051394 | TRANE | 4TTX8036A1 | AC | Split System: Air-Cooled Condensing Unit, Coil with Blower | 4A7A7036A1 |  | 4NXAB036AC3 | 12.2 | 16.25 | Yes | Yes | 2015-03-13 |  | 0
FALSE | 4A7A7036A1 | 4207 | 7051398 | TRANE | 4TTX8036A1 | AC | Split System: Air-Cooled Condensing Unit, Coil with Blower | 4A7A7036A1 |  | 4NXAB036AC3 | 12.2 | 16.25 | Yes | Yes | 2015-03-13 |  | 0
FALSE | 4A7A7036A1 | 4207 | 7051400 | TRANE | 4TTX8036A1 | AC | Split System: Air-Cooled Condensing Unit, Coil with Blower | 4A7A7036A1 |  | 4NXAB036AC3 | 12.2 | 16.5 | Yes | Yes | 2015-03-13 |  | 0
FALSE | 4A7A7036A1 | 4207 | 7051404 | TRANE | 4TTX8036A1 | AC | Split System: Air-Cooled Condensing Unit, Coil with Blower | 4A7A7036A1 |  | 4NXAB036AC3 | 12.5 | 17 | Yes | Yes | 2015-03-13 |  | 1
FALSE | 4A7A7036A1 | 4207 | 7051406 | TRANE | 4TTX8036A1 | AC | Split System: Air-Cooled Condensing Unit, Coil with Blower | 4A7A7036A1 |  | 4NXAB036AC3 | 12.5 | 17 | Yes | Yes | 2015-03-13 |  | 1
FALSE | 4TTR6030B1 | 3522 | 7049797 | TRANE | 4TTR6030B1 | AC | Split System: Air-Cooled Condensing Unit, Coil with Blower | 4TTR6030B1 |  | 4NXAB032AC3 | 12.5 | 15.5 | Yes | Yes | 2015-03-13 |  | 1
FALSE | 4TTR6030B1 | 3522 | 7049801 | TRANE | 4TTR6030B1 | AC | Split System: Air-Cooled Condensing Unit, Coil with Blower | 4TTR6030B1 |  | 4NXAB032AC3 | 12.5 | 15.75 | Yes | Yes | 2015-03-13 |  | 1
FALSE | 4TTX6024H1 | 3520 | 7050311 | TRANE | 4TTX6024H1 | AC | Split System: Air-Cooled Condensing Unit, Coil with Blower | 4TTX6024H1 |  | 4NXAB032AC3 | 12.75 | 15.75 | Yes | Yes | 2015-03-13 |  | 1
FALSE | 4TTX6024H1 | 3520 | 7050312 | TRANE | 4TTX6024H1 | AC | Split System: Air-Cooled Condensing Unit, Coil with Blower | 4TTX6024H1 |  | 4NXAB032AC3 | 12.75 | 15.75 | Yes | Yes | 2015-03-13 |  | 1
FALSE | 4TTX6024H1 | 3520 | 7050272 | TRANE | 4TTX6024H1 | AC | Split System: Air-Cooled Condensing Unit, Coil with Blower | 4TTX6024H1 |  | 4NXAB032AC3 | 13 | 16 | Yes | Yes | 2015-03-13 |  | 2
FALSE | 4TTX6024H1 | 3520 | 7050271 | TRANE | 4TTX6024H1 | AC | Split System: Air-Cooled Condensing Unit, Coil with Blower | 4TTX6024H1 |  | 4NXAB032AC3 | 13 | 16 | Yes | Yes | 2015-03-13 |  | 2
FALSE | 4TTX6024H1 | 3520 | 7050314 | TRANE | 4TTX6024H1 | AC | Split System: Air-Cooled Condensing Unit, Coil with Blower | 4TTX6024H1 |  | 4NXAB032AC3 | 13 | 16 | Yes | Yes | 2015-03-13 |  | 2
FALSE | 4TTX6030H1 | 3530 | 7050493 | TRANE | 4TTX6030H1 | AC | Split System: Air-Cooled Condensing Unit, Coil with Blower | 4TTX6030H1 |  | 4NXAB032AC3 | 12.5 | 15.25 | Yes | Yes | 2015-03-13 |  | 1
FALSE | 4TTX6030H1 | 3530 | 7050495 | TRANE | 4TTX6030H1 | AC | Split System: Air-Cooled Condensing Unit, Coil with Blower | 4TTX6030H1 |  | 4NXAB032AC3 | 12.5 | 15 | Yes | Yes | 2015-03-13 |  | 1
FALSE | 4TTX6030H1 | 3530 | 7050498 | TRANE | 4TTX6030H1 | AC | Split System: Air-Cooled Condensing Unit, Coil with Blower | 4TTX6030H1 |  | 4NXAB032AC3 | 12.5 | 15.25 | Yes | Yes | 2015-03-13 |  | 1
FALSE | 4TTX6030H1 | 3530 | 7050505 | TRANE | 4TTX6030H1 | AC | Split System: Air-Cooled Condensing Unit, Coil with Blower | 4TTX6030H1 |  | 4NXAB032AC3 | 12.75 | 15.75 | Yes | Yes | 2015-03-13 |  | 1
FALSE | 4TTX6030H1 | 3530 | 7050509 | TRANE | 4TTX6030H1 | AC | Split System: Air-Cooled Condensing Unit, Coil with Blower | 4TTX6030H1 |  | 4NXAB032AC3 | 12.5 | 15.25 | Yes | Yes | 2015-03-13 |  | 1
FALSE | 4TTX6030H1 | 3530 | 7050510 | TRANE | 4TTX6030H1 | AC | Split System: Air-Cooled Condensing Unit, Coil with Blower | 4TTX6030H1 |  | 4NXAB032AC3 | 12.5 | 15 | Yes | Yes | 2015-03-13 |  | 1
FALSE | 4TTX6024H1 | 3520 | 7050297 | TRANE | 4TTX6024H1 | AC | Split System: Air-Cooled Condensing Unit, Coil with Blower | 4TTX6024H1 |  | 4NXAB032AC3 | 12.75 | 15.75 | Yes | Yes | 2015-03-13 |  | 1
FALSE | 4TTR6024B1 | 3503 | 7049616 | TRANE | 4TTR6024B1 | AC | Split System: Air-Cooled Condensing Unit, Coil with Blower | 4TTR6024B1 |  | 4NXAB032AC3 | 12.5 | 15.75 | Yes | Yes | 2015-03-13 |  | 1
FALSE | 4TTX6024H1 | 3520 | 7050302 | TRANE | 4TTX6024H1 | AC | Split System: Air-Cooled Condensing Unit, Coil with Blower | 4TTX6024H1 |  | 4NXAB032AC3 | 12.5 | 15.5 | Yes | Yes | 2015-03-13 |  | 1
FALSE | 4TTX6030H1 | 3530 | 7050519 | TRANE | 4TTX6030H1 | AC | Split System: Air-Cooled Condensing Unit, Coil with Blower | 4TTX6030H1 |  | 4NXAB032AC3 | 12.5 | 15 | Yes | Yes | 2015-03-13 |  | 1
FALSE | 4TTX6030H1 | 3530 | 7050464 | TRANE | 4TTX6030H1 | AC | Split System: Air-Cooled Condensing Unit, Coil with Blower | 4TTX6030H1 |  | 4NXAB032AC3 | 12.5 | 15.25 | Yes | Yes | 2015-03-13 |  | 1
FALSE | 4TTR6030B1 | 3522 | 7049823 | TRANE | 4TTR6030B1 | AC | Split System: Air-Cooled Condensing Unit, Coil with Blower | 4TTR6030B1 |  | 4NXAB032AC3 | 12.5 | 15 | Yes | Yes | 2015-03-13 |  | 1
FALSE | 4TTX6030H1 | 3530 | 7050467 | TRANE | 4TTX6030H1 | AC | Split System: Air-Cooled Condensing Unit, Coil with Blower | 4TTX6030H1 |  | 4NXAB032AC3 | 12.5 | 14.75 | Yes | Yes | 2015-03-13 |  | 0
FALSE | 4TTX6030H1 | 3530 | 7050470 | TRANE | 4TTX6030H1 | AC | Split System: Air-Cooled Condensing Unit, Coil with Blower | 4TTX6030H1 |  | 4NXAB032AC3 | 12.5 | 15 | Yes | Yes | 2015-03-13 |  | 1
FALSE | 4TTX6030H1 | 3530 | 7050473 | TRANE | 4TTX6030H1 | AC | Split System: Air-Cooled Condensing Unit, Coil with Blower | 4TTX6030H1 |  | 4NXAB032AC3 | 12.5 | 15 | Yes | Yes | 2015-03-13 |  | 1
FALSE | 4TTX6030H1 | 3530 | 7050474 | TRANE | 4TTX6030H1 | AC | Split System: Air-Cooled Condensing Unit, Coil with Blower | 4TTX6030H1 |  | 4NXAB032AC3 | 12.5 | 15 | Yes | Yes | 2015-03-13 |  | 1
FALSE | 4TTX6030H1 | 3530 | 7050478 | TRANE | 4TTX6030H1 | AC | Split System: Air-Cooled Condensing Unit, Coil with Blower | 4TTX6030H1 |  | 4NXAB032AC3 | 12.5 | 14.75 | Yes | Yes | 2015-03-13 |  | 0
FALSE | 4TTX6030H1 | 3530 | 7050559 | TRANE | 4TTX6030H1 | AC | Split System: Air-Cooled Condensing Unit, Coil with Blower | 4TTX6030H1 |  | 4NXAB036AC3 | 12.5 | 15 | Yes | Yes | 2015-03-13 |  | 1
FALSE | 4TTX6030H1 | 3530 | 7050560 | TRANE | 4TTX6030H1 | AC | Split System: Air-Cooled Condensing Unit, Coil with Blower | 4TTX6030H1 |  | 4NXAB036AC3 | 12.5 | 15.25 | Yes | Yes | 2015-03-13 |  | 1
FALSE | 4TTX6030H1 | 3530 | 7050563 | TRANE | 4TTX6030H1 | AC | Split System: Air-Cooled Condensing Unit, Coil with Blower | 4TTX6030H1 |  | 4NXAB036AC3 | 12.5 | 14.75 | Yes | Yes | 2015-03-13 |  | 0
FALSE | 4TTX6030H1 | 3530 | 7050567 | TRANE | 4TTX6030H1 | AC | Split System: Air-Cooled Condensing Unit, Coil with Blower | 4TTX6030H1 |  | 4NXAB036AC3 | 12.5 | 14.75 | Yes | Yes | 2015-03-13 |  | 0
FALSE | 4TTX6030H1 | 3530 | 7050582 | TRANE | 4TTX6030H1 | AC | Split System: Air-Cooled Condensing Unit, Coil with Blower | 4TTX6030H1 |  | 4NXAB036AC3 | 12.5 | 15.5 | Yes | Yes | 2015-03-13 |  | 1
FALSE | 4A7A7036A1 | 4207 | 7051338 | TRANE | 4TTX8036A1 | AC | Split System: Air-Cooled Condensing Unit, Coil with Blower | 4A7A7036A1 |  | 4NXAB036AC3 | 12.2 | 16 | Yes | Yes | 2015-03-13 |  | 0
FALSE | 4A7A7036A1 | 4207 | 7051342 | TRANE | 4TTX8036A1 | AC | Split System: Air-Cooled Condensing Unit, Coil with Blower | 4A7A7036A1 |  | 4NXAB036AC3 | 12.2 | 16 | Yes | Yes | 2015-03-13 |  | 0
FALSE | 4A7A7036A1 | 4207 | 7051346 | TRANE | 4TTX8036A1 | AC | Split System: Air-Cooled Condensing Unit, Coil with Blower | 4A7A7036A1 |  | 4NXAB036AC3 | 12.2 | 16.25 | Yes | Yes | 2015-03-13 |  | 0
FALSE | 4A7A7036A1 | 4207 | 7051348 | TRANE | 4TTX8036A1 | AC | Split System: Air-Cooled Condensing Unit, Coil with Blower | 4A7A7036A1 |  | 4NXAB036AC3 | 12.2 | 16.25 | Yes | Yes | 2015-03-13 |  | 0
FALSE | 4A7A7036A1 | 4207 | 7051350 | TRANE | 4TTX8036A1 | AC | Split System: Air-Cooled Condensing Unit, Coil with Blower | 4A7A7036A1 |  | 4NXAB036AC3 | 12.5 | 16.25 | Yes | Yes | 2015-03-13 |  | 1
FALSE | 4TTR6036B1 | 3674 | 7050005 | TRANE | 4TTR6036B1 | AC | Split System: Air-Cooled Condensing Unit, Coil with Blower | 4TTR6036B1 |  | 4NXAB036AC3 | 12.5 | 15.25 | Yes | Yes | 2015-03-13 |  | 1
FALSE | 4TTR6036B1 | 3674 | 7050007 | TRANE | 4TTR6036B1 | AC | Split System: Air-Cooled Condensing Unit, Coil with Blower | 4TTR6036B1 |  | 4NXAB036AC3 | 12.5 | 15 | Yes | Yes | 2015-03-13 |  | 1
FALSE | 4TTR6036B1 | 3674 | 7050010 | TRANE | 4TTR6036B1 | AC | Split System: Air-Cooled Condensing Unit, Coil with Blower | 4TTR6036B1 |  | 4NXAB036AC3 | 12.5 | 15.25 | Yes | Yes | 2015-03-13 |  | 1
FALSE | 4TTR6036B1 | 3674 | 7050012 | TRANE | 4TTR6036B1 | AC | Split System: Air-Cooled Condensing Unit, Coil with Blower | 4TTR6036B1 |  | 4NXAB036AC3 | 12.5 | 15.75 | Yes | Yes | 2015-03-13 |  | 1
FALSE | 4TTX6030H1 | 3530 | 7050587 | TRANE | 4TTX6030H1 | AC | Split System: Air-Cooled Condensing Unit, Coil with Blower | 4TTX6030H1 |  | 4NXAB036AC3 | 12.5 | 15.25 | Yes | Yes | 2015-03-13 |  | 1
FALSE | 4TTX6030H1 | 3530 | 7050588 | TRANE | 4TTX6030H1 | AC | Split System: Air-Cooled Condensing Unit, Coil with Blower | 4TTX6030H1 |  | 4NXAB036AC3 | 12.5 | 14.75 | Yes | Yes | 2015-03-13 |  | 0
FALSE | 4TTX6030H1 | 3530 | 7050589 | TRANE | 4TTX6030H1 | AC | Split System: Air-Cooled Condensing Unit, Coil with Blower | 4TTX6030H1 |  | 4NXAB036AC3 | 12.5 | 15 | Yes | Yes | 2015-03-13 |  | 1
FALSE | 4TTX6030H1 | 3530 | 7050592 | TRANE | 4TTX6030H1 | AC | Split System: Air-Cooled Condensing Unit, Coil with Blower | 4TTX6030H1 |  | 4NXAB036AC3 | 12.5 | 15 | Yes | Yes | 2015-03-13 |  | 1
FALSE | 4A7A7036A1 | 4207 | 7051352 | TRANE | 4TTX8036A1 | AC | Split System: Air-Cooled Condensing Unit, Coil with Blower | 4A7A7036A1 |  | 4NXAB036AC3 | 12.2 | 16 | Yes | Yes | 2015-03-13 |  | 0
FALSE | 4A7A7036A1 | 4207 | 7051354 | TRANE | 4TTX8036A1 | AC | Split System: Air-Cooled Condensing Unit, Coil with Blower | 4A7A7036A1 |  | 4NXAB036AC3 | 12.2 | 16 | Yes | Yes | 2015-03-13 |  | 0
FALSE | 4A7A7036A1 | 4207 | 7051356 | TRANE | 4TTX8036A1 | AC | Split System: Air-Cooled Condensing Unit, Coil with Blower | 4A7A7036A1 |  | 4NXAB036AC3 | 12 | 15.75 | Yes | Yes | 2015-03-13 |  | 0
FALSE | 4A7A7036A1 | 4207 | 7051358 | TRANE | 4TTX8036A1 | AC | Split System: Air-Cooled Condensing Unit, Coil with Blower | 4A7A7036A1 |  | 4NXAB036AC3 | 12 | 15.75 | Yes | Yes | 2015-03-13 |  | 0
FALSE | 4A7A7036A1 | 4207 | 7051362 | TRANE | 4TTX8036A1 | AC | Split System: Air-Cooled Condensing Unit, Coil with Blower | 4A7A7036A1 |  | 4NXAB036AC3 | 12.2 | 16.25 | Yes | Yes | 2015-03-13 |  | 0
FALSE | 4A7A7036A1 | 4207 | 7051368 | TRANE | 4TTX8036A1 | AC | Split System: Air-Cooled Condensing Unit, Coil with Blower | 4A7A7036A1 |  | 4NXAB036AC3 | 12 | 15.5 | Yes | Yes | 2015-03-13 |  | 0
FALSE | 4TTR6036B1 | 3674 | 7050018 | TRANE | 4TTR6036B1 | AC | Split System: Air-Cooled Condensing Unit, Coil with Blower | 4TTR6036B1 |  | 4NXAB036AC3 | 12.2 | 14.75 | Yes | Yes | 2015-03-13 |  | 0
FALSE | 4TTX6036H1 | 3598 | 7050770 | TRANE | 4TTX6036H1 | AC | Split System: Air-Cooled Condensing Unit, Coil with Blower | 4TTX6036H1 |  | 4NXAB036AC3 | 12.5 | 15.25 | Yes | Yes | 2015-03-13 |  | 1
FALSE | 4TTR6036B1 | 3674 | 7049989 | TRANE | 4TTR6036B1 | AC | Split System: Air-Cooled Condensing Unit, Coil with Blower | 4TTR6036B1 |  | 4NXAB036AC3 | 12.5 | 15 | Yes | Yes | 2015-03-13 |  | 1
FALSE | 4TTR6036B1 | 3674 | 7049990 | TRANE | 4TTR6036B1 | AC | Split System: Air-Cooled Condensing Unit, Coil with Blower | 4TTR6036B1 |  | 4NXAB036AC3 | 12.5 | 15 | Yes | Yes | 2015-03-13 |  | 1
FALSE | 4TTR6036B1 | 3674 | 7049994 | TRANE | 4TTR6036B1 | AC | Split System: Air-Cooled Condensing Unit, Coil with Blower | 4TTR6036B1 |  | 4NXAB036AC3 | 12.5 | 15 | Yes | Yes | 2015-03-13 |  | 1
FALSE | 4TTX6036H1 | 3598 | 7050780 | TRANE | 4TTX6036H1 | AC | Split System: Air-Cooled Condensing Unit, Coil with Blower | 4TTX6036H1 |  | 4NXAB036AC3 | 12.2 | 14.5 | Yes | Yes | 2015-03-13 |  | 0
FALSE | 4TTX6036H1 | 3598 | 7050782 | TRANE | 4TTX6036H1 | AC | Split System: Air-Cooled Condensing Unit, Coil with Blower | 4TTX6036H1 |  | 4NXAB036AC3 | 12.2 | 14.5 | Yes | Yes | 2015-03-13 |  | 0
FALSE | 4TTX6036H1 | 3598 | 7050786 | TRANE | 4TTX6036H1 | AC | Split System: Air-Cooled Condensing Unit, Coil with Blower | 4TTX6036H1 |  | 4NXAB036AC3 | 12.2 | 14.75 | Yes | Yes | 2015-03-13 |  | 0
FALSE | 4TTX6036H1 | 3598 | 7050788 | TRANE | 4TTX6036H1 | AC | Split System: Air-Cooled Condensing Unit, Coil with Blower | 4TTX6036H1 |  | 4NXAB036AC3 | 12.2 | 14.75 | Yes | Yes | 2015-03-13 |  | 0
FALSE | 4TTX6036H1 | 3598 | 7050791 | TRANE | 4TTX6036H1 | AC | Split System: Air-Cooled Condensing Unit, Coil with Blower | 4TTX6036H1 |  | 4NXAB036AC3 | 12.2 | 14.5 | Yes | Yes | 2015-03-13 |  | 0
FALSE | 4TTX6036H1 | 3598 | 7050793 | TRANE | 4TTX6036H1 | AC | Split System: Air-Cooled Condensing Unit, Coil with Blower | 4TTX6036H1 |  | 4NXAB036AC3 | 12.5 | 15 | Yes | Yes | 2015-03-13 |  | 1
FALSE | 4TTX6036H1 | 3598 | 7050797 | TRANE | 4TTX6036H1 | AC | Split System: Air-Cooled Condensing Unit, Coil with Blower | 4TTX6036H1 |  | 4NXAB036AC3 | 12.5 | 15 | Yes | Yes | 2015-03-13 |  | 1
FALSE | 4TTX6036H1 | 3598 | 7050799 | TRANE | 4TTX6036H1 | AC | Split System: Air-Cooled Condensing Unit, Coil with Blower | 4TTX6036H1 |  | 4NXAB036AC3 | 12.5 | 15.25 | Yes | Yes | 2015-03-13 |  | 1
FALSE | 4TTR6036B1 | 3674 | 7049995 | TRANE | 4TTR6036B1 | AC | Split System: Air-Cooled Condensing Unit, Coil with Blower | 4TTR6036B1 |  | 4NXAB036AC3 | 12.2 | 14.75 | Yes | Yes | 2015-03-13 |  | 0
FALSE | 4TTR6036B1 | 3674 | 7049999 | TRANE | 4TTR6036B1 | AC | Split System: Air-Cooled Condensing Unit, Coil with Blower | 4TTR6036B1 |  | 4NXAB036AC3 | 12.2 | 14.75 | Yes | Yes | 2015-03-13 |  | 0
FALSE | 4TTR6036B1 | 3674 | 7050002 | TRANE | 4TTR6036B1 | AC | Split System: Air-Cooled Condensing Unit, Coil with Blower | 4TTR6036B1 |  | 4NXAB036AC3 | 12.5 | 15 | Yes | Yes | 2015-03-13 |  | 1
FALSE | 4TTR6042B1 | 3680 | 7050084 | TRANE | 4TTR6042B1 | AC | Split System: Air-Cooled Condensing Unit, Coil with Blower | 4TTR6042B1 |  | 4NXAB036AC3 | 12.2 | 14.75 | Yes | Yes | 2015-03-13 |  | 0
FALSE | 4TTR6042B1 | 3680 | 7050088 | TRANE | 4TTR6042B1 | AC | Split System: Air-Cooled Condensing Unit, Coil with Blower | 4TTR6042B1 |  | 4NXAB036AC3 | 12.5 | 15 | Yes | Yes | 2015-03-13 |  | 1
FALSE | 4TTR6042B1 | 3680 | 7050090 | TRANE | 4TTR6042B1 | AC | Split System: Air-Cooled Condensing Unit, Coil with Blower | 4TTR6042B1 |  | 4NXAB036AC3 | 12.2 | 14.75 | Yes | Yes | 2015-03-13 |  | 0
FALSE | 4TTR6036B1 | 3674 | 7050042 | TRANE | 4TTR6036B1 | AC | Split System: Air-Cooled Condensing Unit, Coil with Blower | 4TTR6036B1 |  | 4NXAB036AC3 | 12.5 | 15.5 | Yes | Yes | 2015-03-13 |  | 1
FALSE | 4TTX6036H1 | 3598 | 7050827 | TRANE | 4TTX6036H1 | AC | Split System: Air-Cooled Condensing Unit, Coil with Blower | 4TTX6036H1 |  | 4NXAB036AC3 | 12.5 | 15 | Yes | Yes | 2015-03-13 |  | 1
FALSE | 4TTX6036H1 | 3598 | 7050829 | TRANE | 4TTX6036H1 | AC | Split System: Air-Cooled Condensing Unit, Coil with Blower | 4TTX6036H1 |  | 4NXAB036AC3 | 12.5 | 15 | Yes | Yes | 2015-03-13 |  | 1
FALSE | 4TTR6036B1 | 3674 | 7050044 | TRANE | 4TTR6036B1 | AC | Split System: Air-Cooled Condensing Unit, Coil with Blower | 4TTR6036B1 |  | 4NXAB036AC3 | 12.5 | 15.5 | Yes | Yes | 2015-03-13 |  | 1
FALSE | 4TTX6036H1 | 3598 | 7050831 | TRANE | 4TTX6036H1 | AC | Split System: Air-Cooled Condensing Unit, Coil with Blower | 4TTX6036H1 |  | 4NXAB036AC3 | 12.5 | 15.25 | Yes | Yes | 2015-03-13 |  | 1
FALSE | 4TTX6036H1 | 3598 | 7050832 | TRANE | 4TTX6036H1 | AC | Split System: Air-Cooled Condensing Unit, Coil with Blower | 4TTX6036H1 |  | 4NXAB036AC3 | 12.5 | 15 | Yes | Yes | 2015-03-13 |  | 1
FALSE | 4TTR6036B1 | 3674 | 7050046 | TRANE | 4TTR6036B1 | AC | Split System: Air-Cooled Condensing Unit, Coil with Blower | 4TTR6036B1 |  | 4NXAB036AC3 | 12.5 | 15.5 | Yes | Yes | 2015-03-13 |  | 1
FALSE | 4TTR6036B1 | 3674 | 7050032 | TRANE | 4TTR6036B1 | AC | Split System: Air-Cooled Condensing Unit, Coil with Blower | 4TTR6036B1 |  | 4NXAB036AC3 | 12.5 | 15.5 | Yes | Yes | 2015-03-13 |  | 1
FALSE | 4TTR6042B1 | 3680 | 7050062 | TRANE | 4TTR6042B1 | AC | Split System: Air-Cooled Condensing Unit, Coil with Blower | 4TTR6042B1 |  | 4NXAB036AC3 | 12.2 | 14.5 | Yes | Yes | 2015-03-13 |  | 0
FALSE | 4TTR6042B1 | 3680 | 7050064 | TRANE | 4TTR6042B1 | AC | Split System: Air-Cooled Condensing Unit, Coil with Blower | 4TTR6042B1 |  | 4NXAB036AC3 | 12.5 | 15.25 | Yes | Yes | 2015-03-13 |  | 1
FALSE | 4TTX6024H1 | 3520 | 7050358 | TRANE | 4TTX6024H1 | AC | Split System: Air-Cooled Condensing Unit, Coil with Blower | 4TTX6024H1 |  | 4NXAB036AC3 | 13 | 16 | Yes | Yes | 2015-03-13 |  | 2
FALSE | 4TTX6024H1 | 3520 | 7050317 | TRANE | 4TTX6024H1 | AC | Split System: Air-Cooled Condensing Unit, Coil with Blower | 4TTX6024H1 |  | 4NXAB036AC3 | 13 | 16 | Yes | Yes | 2015-03-13 |  | 2
FALSE | 4TTX6024H1 | 3520 | 7050320 | TRANE | 4TTX6024H1 | AC | Split System: Air-Cooled Condensing Unit, Coil with Blower | 4TTX6024H1 |  | 4NXAB036AC3 | 13 | 16 | Yes | Yes | 2015-03-13 |  | 2
FALSE | 4TTX6024H1 | 3520 | 7050321 | TRANE | 4TTX6024H1 | AC | Split System: Air-Cooled Condensing Unit, Coil with Blower | 4TTX6024H1 |  | 4NXAB036AC3 | 12.75 | 15.75 | Yes | Yes | 2015-03-13 |  | 1
FALSE | 4TTX6024H1 | 3520 | 7050322 | TRANE | 4TTX6024H1 | AC | Split System: Air-Cooled Condensing Unit, Coil with Blower | 4TTX6024H1 |  | 4NXAB036AC3 | 12.75 | 15.75 | Yes | Yes | 2015-03-13 |  | 1
FALSE | 4TTX6030H1 | 3530 | 7050544 | TRANE | 4TTX6030H1 | AC | Split System: Air-Cooled Condensing Unit, Coil with Blower | 4TTX6030H1 |  | 4NXAB036AC3 | 12.75 | 15.75 | Yes | Yes | 2015-03-13 |  | 1
FALSE | 4TTX6030H1 | 3530 | 7050545 | TRANE | 4TTX6030H1 | AC | Split System: Air-Cooled Condensing Unit, Coil with Blower | 4TTX6030H1 |  | 4NXAB036AC3 | 12.5 | 15 | Yes | Yes | 2015-03-13 |  | 1
FALSE | 4TTX6036H1 | 3598 | 7050732 | TRANE | 4TTX6036H1 | AC | Split System: Air-Cooled Condensing Unit, Coil with Blower | 4TTX6036H1 |  | 4NXAB036AC3 | 12.5 | 15.25 | Yes | Yes | 2015-03-13 |  | 1
FALSE | 4TTX6036H1 | 3598 | 7050734 | TRANE | 4TTX6036H1 | AC | Split System: Air-Cooled Condensing Unit, Coil with Blower | 4TTX6036H1 |  | 4NXAB036AC3 | 12.5 | 15.25 | Yes | Yes | 2015-03-13 |  | 1
FALSE | 4TTX6036H1 | 3598 | 7050736 | TRANE | 4TTX6036H1 | AC | Split System: Air-Cooled Condensing Unit, Coil with Blower | 4TTX6036H1 |  | 4NXAB036AC3 | 12.5 | 15.25 | Yes | Yes | 2015-03-13 |  | 1
FALSE | 4TTX6036H1 | 3598 | 7050740 | TRANE | 4TTX6036H1 | AC | Split System: Air-Cooled Condensing Unit, Coil with Blower | 4TTX6036H1 |  | 4NXAB036AC3 | 12.5 | 15 | Yes | Yes | 2015-03-13 |  | 1
FALSE | 4TTX6036H1 | 3598 | 7050742 | TRANE | 4TTX6036H1 | AC | Split System: Air-Cooled Condensing Unit, Coil with Blower | 4TTX6036H1 |  | 4NXAB036AC3 | 12.5 | 15.25 | Yes | Yes | 2015-03-13 |  | 1
FALSE | 4TTX6036H1 | 3598 | 7050744 | TRANE | 4TTX6036H1 | AC | Split System: Air-Cooled Condensing Unit, Coil with Blower | 4TTX6036H1 |  | 4NXAB036AC3 | 12.5 | 15 | Yes | Yes | 2015-03-13 |  | 1
FALSE | 4TTX6036H1 | 3598 | 7050745 | TRANE | 4TTX6036H1 | AC | Split System: Air-Cooled Condensing Unit, Coil with Blower | 4TTX6036H1 |  | 4NXAB036AC3 | 12.2 | 14.5 | Yes | Yes | 2015-03-13 |  | 0
FALSE | 4TTX6036H1 | 3598 | 7050747 | TRANE | 4TTX6036H1 | AC | Split System: Air-Cooled Condensing Unit, Coil with Blower | 4TTX6036H1 |  | 4NXAB036AC3 | 12.2 | 14.5 | Yes | Yes | 2015-03-13 |  | 0
FALSE | 4TTX6036H1 | 3598 | 7050749 | TRANE | 4TTX6036H1 | AC | Split System: Air-Cooled Condensing Unit, Coil with Blower | 4TTX6036H1 |  | 4NXAB036AC3 | 12.5 | 15.5 | Yes | Yes | 2015-03-13 |  | 1
FALSE | 4TTX6036H1 | 3598 | 7050751 | TRANE | 4TTX6036H1 | AC | Split System: Air-Cooled Condensing Unit, Coil with Blower | 4TTX6036H1 |  | 4NXAB036AC3 | 12.2 | 14.5 | Yes | Yes | 2015-03-13 |  | 0
FALSE | 4TTX6036H1 | 3598 | 7050753 | TRANE | 4TTX6036H1 | AC | Split System: Air-Cooled Condensing Unit, Coil with Blower | 4TTX6036H1 |  | 4NXAB036AC3 | 12.5 | 15 | Yes | Yes | 2015-03-13 |  | 1
FALSE | 4TTX6036H1 | 3598 | 7050836 | TRANE | 4TTX6036H1 | AC | Split System: Air-Cooled Condensing Unit, Coil with Blower | 4TTX6036H1 |  | 4NXAB036AC3 | 12.2 | 14.5 | Yes | Yes | 2015-03-13 |  | 0
FALSE | 4TTX6036H1 | 3598 | 7050838 | TRANE | 4TTX6036H1 | AC | Split System: Air-Cooled Condensing Unit, Coil with Blower | 4TTX6036H1 |  | 4NXAB036AC3 | 12.2 | 14.5 | Yes | Yes | 2015-03-13 |  | 0
FALSE | 4TTX6036H1 | 3598 | 7050839 | TRANE | 4TTX6036H1 | AC | Split System: Air-Cooled Condensing Unit, Coil with Blower | 4TTX6036H1 |  | 4NXAB036AC3 | 12.2 | 14.75 | Yes | Yes | 2015-03-13 |  | 0
FALSE | 4TTX6036H1 | 3598 | 7050841 | TRANE | 4TTX6036H1 | AC | Split System: Air-Cooled Condensing Unit, Coil with Blower | 4TTX6036H1 |  | 4NXAB036AC3 | 12.2 | 14.75 | Yes | Yes | 2015-03-13 |  | 0
FALSE | 4TTX6036H1 | 3598 | 7050843 | TRANE | 4TTX6036H1 | AC | Split System: Air-Cooled Condensing Unit, Coil with Blower | 4TTX6036H1 |  | 4NXAB036AC3 | 12.5 | 15 | Yes | Yes | 2015-03-13 |  | 1
FALSE | 4TTX6036H1 | 3598 | 7050845 | TRANE | 4TTX6036H1 | AC | Split System: Air-Cooled Condensing Unit, Coil with Blower | 4TTX6036H1 |  | 4NXAB036AC3 | 12.2 | 14.5 | Yes | Yes | 2015-03-13 |  | 0
FALSE | 4TTR6030B1 | 3522 | 7049871 | TRANE | 4TTR6030B1 | AC | Split System: Air-Cooled Condensing Unit, Coil with Blower | 4TTR6030B1 |  | 4NXAB036AC3 | 12.5 | 15 | Yes | Yes | 2015-03-13 |  | 1
FALSE | 4TTX6036H1 | 3598 | 7050713 | TRANE | 4TTX6036H1 | AC | Split System: Air-Cooled Condensing Unit, Coil with Blower | 4TTX6036H1 |  | 4NXAB036AC3 | 12.2 | 14.5 | Yes | Yes | 2015-03-13 |  | 0
FALSE | 4TTX6036H1 | 3598 | 7050721 | TRANE | 4TTX6036H1 | AC | Split System: Air-Cooled Condensing Unit, Coil with Blower | 4TTX6036H1 |  | 4NXAB036AC3 | 12 | 14.5 | Yes | Yes | 2015-03-13 |  | 0
FALSE | 4TTX6036H1 | 3598 | 7050723 | TRANE | 4TTX6036H1 | AC | Split System: Air-Cooled Condensing Unit, Coil with Blower | 4TTX6036H1 |  | 4NXAB036AC3 | 12 | 14.5 | Yes | Yes | 2015-03-13 |  | 0
FALSE | 4TTX6036H1 | 3598 | 7050725 | TRANE | 4TTX6036H1 | AC | Split System: Air-Cooled Condensing Unit, Coil with Blower | 4TTX6036H1 |  | 4NXAB036AC3 | 12.2 | 14.5 | Yes | Yes | 2015-03-13 |  | 0
FALSE | 4TTX6036H1 | 3598 | 7050727 | TRANE | 4TTX6036H1 | AC | Split System: Air-Cooled Condensing Unit, Coil with Blower | 4TTX6036H1 |  | 4NXAB036AC3 | 12.2 | 14.5 | Yes | Yes | 2015-03-13 |  | 0
FALSE | 4TTX6036H1 | 3598 | 7050728 | TRANE | 4TTX6036H1 | AC | Split System: Air-Cooled Condensing Unit, Coil with Blower | 4TTX6036H1 |  | 4NXAB036AC3 | 12.2 | 14.5 | Yes | Yes | 2015-03-13 |  | 0
FALSE | 4TTX6036H1 | 3598 | 7050730 | TRANE | 4TTX6036H1 | AC | Split System: Air-Cooled Condensing Unit, Coil with Blower | 4TTX6036H1 |  | 4NXAB036AC3 | 12 | 14.75 | Yes | Yes | 2015-03-13 |  | 0
FALSE | 4TTR6036B1 | 3674 | 7050021 | TRANE | 4TTR6036B1 | AC | Split System: Air-Cooled Condensing Unit, Coil with Blower | 4TTR6036B1 |  | 4NXAB036AC3 | 12.2 | 14.5 | Yes | Yes | 2015-03-13 |  | 0
FALSE | 4A7A7024A1 | 4200 | 7069736 | TRANE | 4TTX8024A1 | AC | Split System: Air-Cooled Condensing Unit, Coil with Blower | 4A7A7024A1 |  | 4NXCB003AS3 | 12.5 | 16.25 | Yes | Yes | 2015-03-13 |  | 1
FALSE | 4A7A7024A1 | 4200 | 7069738 | TRANE | 4TTX8024A1 | AC | Split System: Air-Cooled Condensing Unit, Coil with Blower | 4A7A7024A1 |  | 4NXCB003AS3 | 12.5 | 16.25 | Yes | Yes | 2015-03-13 |  | 1
FALSE | 4A7A7024A1 | 4200 | 7069740 | TRANE | 4TTX8024A1 | AC | Split System: Air-Cooled Condensing Unit, Coil with Blower | 4A7A7024A1 |  | 4NXCB003AS3 | 12.5 | 16.25 | Yes | Yes | 2015-03-13 |  | 1
FALSE | 4A7A7024A1 | 4200 | 7069742 | TRANE | 4TTX8024A1 | AC | Split System: Air-Cooled Condensing Unit, Coil with Blower | 4A7A7024A1 |  | 4NXCB003AS3 | 12.5 | 16.25 | Yes | Yes | 2015-03-13 |  | 1
FALSE | 4A7A7024A1 | 4200 | 7069724 | TRANE | 4TTX8024A1 | AC | Split System: Air-Cooled Condensing Unit, Coil with Blower | 4A7A7024A1 |  | 4NXCB003AS3+HORIZ-RT | 12.5 | 16 | Yes | Yes | 2015-03-13 |  | 1
FALSE | 4A7A7024A1 | 4200 | 7069726 | TRANE | 4TTX8024A1 | AC | Split System: Air-Cooled Condensing Unit, Coil with Blower | 4A7A7024A1 |  | 4NXCB003AS3+HORIZ-RT | 12.5 | 16.5 | Yes | Yes | 2015-03-13 |  | 1
FALSE | 4A7A7024A1 | 4200 | 7069728 | TRANE | 4TTX8024A1 | AC | Split System: Air-Cooled Condensing Unit, Coil with Blower | 4A7A7024A1 |  | 4NXCB003AS3+HORIZ-RT | 12.5 | 16 | Yes | Yes | 2015-03-13 |  | 1
FALSE | 4A7A7024A1 | 4200 | 7069730 | TRANE | 4TTX8024A1 | AC | Split System: Air-Cooled Condensing Unit, Coil with Blower | 4A7A7024A1 |  | 4NXCB003AS3+HORIZ-RT | 12.2 | 16 | Yes | Yes | 2015-03-13 |  | 0
FALSE | 4A7A7024A1 | 4200 | 7069722 | TRANE | 4TTX8024A1 | AC | Split System: Air-Cooled Condensing Unit, Coil with Blower | 4A7A7024A1 |  | 4NXCB003AS3+HORIZ-RT | 12.5 | 16 | Yes | Yes | 2015-03-13 |  | 1
FALSE | 4A7A7024A1 | 4200 | 7069714 | TRANE | 4TTX8024A1 | AC | Split System: Air-Cooled Condensing Unit, Coil with Blower | 4A7A7024A1 |  | 4NXCB003AS3+HORIZ-RT | 12.5 | 16 | Yes | Yes | 2015-03-13 |  | 1
FALSE | 4A7A7024A1 | 4200 | 7069712 | TRANE | 4TTX8024A1 | AC | Split System: Air-Cooled Condensing Unit, Coil with Blower | 4A7A7024A1 |  | 4NXCB003AS3+HORIZ-RT | 12.5 | 16.25 | Yes | Yes | 2015-03-13 |  | 1
FALSE | 4A7A7024A1 | 4200 | 7069710 | TRANE | 4TTX8024A1 | AC | Split System: Air-Cooled Condensing Unit, Coil with Blower | 4A7A7024A1 |  | 4NXCB003AS3+HORIZ-RT | 12.5 | 16 | Yes | Yes | 2015-03-13 |  | 1
FALSE | 4A7A7024A1 | 4200 | 7069708 | TRANE | 4TTX8024A1 | AC | Split System: Air-Cooled Condensing Unit, Coil Alone | 4A7A7024A1 |  | 4NXCB004AS3 | 12.2 | 15.25 | Yes | Yes | 2015-03-13 |  | 0
FALSE | 4A7A7024A1 | 4200 | 7069706 | TRANE | 4TTX8024A1 | AC | Split System: Air-Cooled Condensing Unit, Coil Alone | 4A7A7024A1 |  | 4NXCB004AS3+HORIZ-RT | 12.2 | 15.25 | Yes | Yes | 2015-03-13 |  | 0
FALSE | 4A7A7036A1 | 4207 | 7069662 | TRANE | 4TTX8036A1 | AC | Split System: Air-Cooled Condensing Unit, Coil with Blower | 4A7A7036A1 |  | 4NXCC005AS3 | 12.5 | 17 | Yes | Yes | 2015-03-13 |  | 1
FALSE | 4A7A7036A1 | 4207 | 7069660 | TRANE | 4TTX8036A1 | AC | Split System: Air-Cooled Condensing Unit, Coil with Blower | 4A7A7036A1 |  | 4NXCC005AS3 | 12.5 | 17 | Yes | Yes | 2015-03-13 |  | 1
FALSE | 4A7A7036A1 | 4207 | 7069666 | TRANE | 4TTX8036A1 | AC | Split System: Air-Cooled Condensing Unit, Coil with Blower | 4A7A7036A1 |  | 4NXCC005AS3 | 12.2 | 16.5 | Yes | Yes | 2015-03-13 |  | 0
FALSE | 4A7A7036A1 | 4207 | 7069664 | TRANE | 4TTX8036A1 | AC | Split System: Air-Cooled Condensing Unit, Coil with Blower | 4A7A7036A1 |  | 4NXCC005AS3 | 12.5 | 17.25 | Yes | Yes | 2015-03-13 |  | 1
FALSE | 4A7A7036A1 | 4207 | 7069608 | TRANE | 4TTX8036A1 | AC | Split System: Air-Cooled Condensing Unit, Coil with Blower | 4A7A7036A1 |  | 4NXCC008AS3 | 12.5 | 17 | Yes | Yes | 2015-03-13 |  | 1
FALSE | 4A7A7036A1 | 4207 | 7069604 | TRANE | 4TTX8036A1 | AC | Split System: Air-Cooled Condensing Unit, Coil with Blower | 4A7A7036A1 |  | 4NXCC008AS3 | 12.2 | 17 | Yes | Yes | 2015-03-13 |  | 0
FALSE | 4TTX6060H1 | 3708 | 7159923 | TRANE | 4TTX6060H1 | AC | Split System: Air-Cooled Condensing Unit, Coil with Blower | 4TTX6060H1 |  | 4TXFH063CZ3 | 12 | 14.5 | Yes | Yes | 2015-03-13 |  | 0
FALSE | 4TTX6048H1 | 3702 | 7159917 | TRANE | 4TTX6048H1 | AC | Split System: Air-Cooled Condensing Unit, Coil with Blower | 4TTX6048H1 |  | 4TXFH054CC3 | 12 | 15.25 | Yes | Yes | 2015-03-13 |  | 0
FALSE | 4TTX6060H1 | 3708 | 7159925 | TRANE | 4TTX6060H1 | AC | Split System: Air-Cooled Condensing Unit, Coil with Blower | 4TTX6060H1 |  | 4TXFH063CZ3 | 12 | 14.5 | Yes | Yes | 2015-03-13 |  | 0
FALSE | 4TTX6048H1 | 3702 | 7159920 | TRANE | 4TTX6048H1 | AC | Split System: Air-Cooled Condensing Unit, Coil with Blower | 4TTX6048H1 |  | 4TXFH063CZ3 | 12.5 | 15.5 | Yes | Yes | 2015-03-13 |  | 1
FALSE | 4TTX6036H1 | 3598 | 7159911 | TRANE | 4TTX6036H1 | AC | Split System: Air-Cooled Condensing Unit, Coil with Blower | 4TTX6036H1 |  | 4TXFH036CZ3 | 13 | 15.5 | Yes | Yes | 2015-03-13 |  | 1
FALSE | 4TTX6036H1 | 3598 | 7159912 | TRANE | 4TTX6036H1 | AC | Split System: Air-Cooled Condensing Unit, Coil with Blower | 4TTX6036H1 |  | 4TXFH041CC3 | 13 | 15.5 | Yes | Yes | 2015-03-13 |  | 1
FALSE | 4A7A7036A1 | 4207 | 5806843 | TRANE | 4TTR7036A1 | AC | Split System: Air-Cooled Condensing Unit, Coil with Blower | 4A7A7036A1 |  | 4TXCC007CC3 | 12.5 | 17.25 | Yes | Yes | 2015-03-13 |  | 1
FALSE | 4A7A7036A1 | 4207 | 5806871 | TRANE | 4TTR7036A1 | AC | Split System: Air-Cooled Condensing Unit, Coil with Blower | 4A7A7036A1 |  | 4TXCC007CC3 | 12 | 16 | Yes | Yes | 2015-03-13 |  | 0
FALSE | 4A7A7036A1 | 4207 | 5807314 | TRANE | 4TTR7036A1 | AC | Split System: Air-Cooled Condensing Unit, Coil with Blower | 4A7A7036A1 |  | 4TXCD050BC3 | 12.5 | 17 | Yes | Yes | 2015-03-13 |  | 1
FALSE | 4A7A7036A1 | 4207 | 5807328 | TRANE | 4TTR7036A1 | AC | Split System: Air-Cooled Condensing Unit, Coil with Blower | 4A7A7036A1 |  | 4TXCD050BC3 | 12 | 16 | Yes | Yes | 2015-03-13 |  | 0
FALSE | 4A7A7036A1 | 4207 | 5807331 | TRANE | 4TTR7036A1 | AC | Split System: Air-Cooled Condensing Unit, Coil with Blower | 4A7A7036A1 |  | 4TXCD050BC3 | 12 | 16.25 | Yes | Yes | 2015-03-13 |  | 0
FALSE | 4A7A7036A1 | 4207 | 5806927 | TRANE | 4TTR7036A1 | AC | Split System: Air-Cooled Condensing Unit, Coil with Blower | 4A7A7036A1 |  | 4TXCC037BC3 | 12 | 16.5 | Yes | Yes | 2015-03-13 |  | 0
FALSE | 4A7A7036A1 | 4207 | 5806931 | TRANE | 4TTR7036A1 | AC | Split System: Air-Cooled Condensing Unit, Coil with Blower | 4A7A7036A1 |  | 4TXCC037BC3 | 12 | 16.5 | Yes | Yes | 2015-03-13 |  | 0
FALSE | 4A7A7036A1 | 4207 | 5806945 | TRANE | 4TTR7036A1 | AC | Split System: Air-Cooled Condensing Unit, Coil with Blower | 4A7A7036A1 |  | 4TXCC037BC3 | 12 | 16.25 | Yes | Yes | 2015-03-13 |  | 0
FALSE | 4A7A7036A1 | 4207 | 5806948 | TRANE | 4TTR7036A1 | AC | Split System: Air-Cooled Condensing Unit, Coil with Blower | 4A7A7036A1 |  | 4TXCC037BC3 | 12 | 16.25 | Yes | Yes | 2015-03-13 |  | 0
FALSE | 4A7A7036A1 | 4207 | 5807406 | TRANE | 4TTR7036A1 | AC | Split System: Air-Cooled Condensing Unit, Coil with Blower | 4A7A7036A1 |  | 4TXFH033CC3 | 12 | 16.25 | Yes | Yes | 2015-03-13 |  | 0
FALSE | 4A7A7024A1 | 4200 | 5820119 | TRANE | 4TTR7024A1 | AC | Split System: Air-Cooled Condensing Unit, Coil with Blower | 4A7A7024A1 |  | 4TXCC006CC3 | 13 | 17.25 | Yes | Yes | 2015-03-13 |  | 2
FALSE | 4A7A7036A1 | 4207 | 5806965 | TRANE | 4TTR7036A1 | AC | Split System: Air-Cooled Condensing Unit, Coil with Blower | 4A7A7036A1 |  | 4TXCC037BC3 | 12 | 16 | Yes | Yes | 2015-03-13 |  | 0
FALSE | 4A7A7036A1 | 4207 | 7069614 | TRANE | 4TTX8036A1 | AC | Split System: Air-Cooled Condensing Unit, Coil with Blower | 4A7A7036A1 |  | 4NXCC005AS3+HORIZ-RT | 12.5 | 17.25 | Yes | Yes | 2015-03-13 |  | 1
FALSE | 4A7A7036A1 | 4207 | 7069648 | TRANE | 4TTX8036A1 | AC | Split System: Air-Cooled Condensing Unit, Coil with Blower | 4A7A7036A1 |  | 4NXCC005AS3+HORIZ-RT | 12.5 | 17.25 | Yes | Yes | 2015-03-13 |  | 1
FALSE | 4A7A7036A1 | 4207 | 7069646 | TRANE | 4TTX8036A1 | AC | Split System: Air-Cooled Condensing Unit, Coil with Blower | 4A7A7036A1 |  | 4NXCC005AS3+HORIZ-RT | 12.5 | 17.25 | Yes | Yes | 2015-03-13 |  | 1
FALSE | 4A7A7036A1 | 4207 | 7069644 | TRANE | 4TTX8036A1 | AC | Split System: Air-Cooled Condensing Unit, Coil with Blower | 4A7A7036A1 |  | 4NXCC005AS3+HORIZ-RT | 12.5 | 17.25 | Yes | Yes | 2015-03-13 |  | 1
FALSE | 4A7A7036A1 | 4207 | 7069642 | TRANE | 4TTX8036A1 | AC | Split System: Air-Cooled Condensing Unit, Coil with Blower | 4A7A7036A1 |  | 4NXCC005AS3+HORIZ-RT | 12.5 | 17.5 | Yes | Yes | 2015-03-13 |  | 1
FALSE | 4A7A7036A1 | 4207 | 7069640 | TRANE | 4TTX8036A1 | AC | Split System: Air-Cooled Condensing Unit, Coil with Blower | 4A7A7036A1 |  | 4NXCC005AS3+HORIZ-RT | 12.5 | 17.25 | Yes | Yes | 2015-03-13 |  | 1
FALSE | 4A7A7036A1 | 4207 | 7069638 | TRANE | 4TTX8036A1 | AC | Split System: Air-Cooled Condensing Unit, Coil with Blower | 4A7A7036A1 |  | 4NXCC005AS3+HORIZ-RT | 12.5 | 17.25 | Yes | Yes | 2015-03-13 |  | 1
FALSE | 4A7A7036A1 | 4207 | 7069636 | TRANE | 4TTX8036A1 | AC | Split System: Air-Cooled Condensing Unit, Coil with Blower | 4A7A7036A1 |  | 4NXCC005AS3+HORIZ-RT | 12.5 | 17.25 | Yes | Yes | 2015-03-13 |  | 1
FALSE | 4A7A7048A1 | 288 | 7069598 | TRANE | 4TTX8048A1 | AC | Split System: Air-Cooled Condensing Unit, Coil with Blower | 4A7A7048A1 |  | 4NXCC008AS3 | 12.5 | 16.25 | Yes | Yes | 2015-03-13 |  | 1
FALSE | 4A7A7048A1 | 288 | 7069596 | TRANE | 4TTX8048A1 | AC | Split System: Air-Cooled Condensing Unit, Coil with Blower | 4A7A7048A1 |  | 4NXCC008AS3 | 12 | 15.25 | Yes | Yes | 2015-03-13 |  | 0
FALSE | 4A7A7048A1 | 288 | 7069590 | TRANE | 4TTX8048A1 | AC | Split System: Air-Cooled Condensing Unit, Coil with Blower | 4A7A7048A1 |  | 4NXCC008AS3+HORIZ-RT | 12.5 | 16 | Yes | Yes | 2015-03-13 |  | 1
FALSE | 4A7A7048A1 | 288 | 7069586 | TRANE | 4TTX8048A1 | AC | Split System: Air-Cooled Condensing Unit, Coil with Blower | 4A7A7048A1 |  | 4NXCC008AS3+HORIZ-RT | 12.5 | 16 | Yes | Yes | 2015-03-13 |  | 1
FALSE | 4A7A7048A1 | 288 | 7069588 | TRANE | 4TTX8048A1 | AC | Split System: Air-Cooled Condensing Unit, Coil with Blower | 4A7A7048A1 |  | 4NXCC008AS3+HORIZ-RT | 12.5 | 16.25 | Yes | Yes | 2015-03-13 |  | 1
FALSE | 4A7A7048A1 | 288 | 7069584 | TRANE | 4TTX8048A1 | AC | Split System: Air-Cooled Condensing Unit, Coil with Blower | 4A7A7048A1 |  | 4NXCC008AS3+HORIZ-RT | 12.5 | 16 | Yes | Yes | 2015-03-13 |  | 1
FALSE | 4A7A7048A1 | 288 | 7069582 | TRANE | 4TTX8048A1 | AC | Split System: Air-Cooled Condensing Unit, Coil with Blower | 4A7A7048A1 |  | 4NXCC008AS3+HORIZ-RT | 12.5 | 16.25 | Yes | Yes | 2015-03-13 |  | 1
FALSE | 4A7A7048A1 | 288 | 7069580 | TRANE | 4TTX8048A1 | AC | Split System: Air-Cooled Condensing Unit, Coil with Blower | 4A7A7048A1 |  | 4NXCC008AS3+HORIZ-RT | 12.5 | 16 | Yes | Yes | 2015-03-13 |  | 1
FALSE | 4A7A7048A1 | 288 | 7069566 | TRANE | 4TTX8048A1 | AC | Split System: Air-Cooled Condensing Unit, Coil with Blower | 4A7A7048A1 |  | 4NXCC008AS3+HORIZ-RT | 12.5 | 16.25 | Yes | Yes | 2015-03-13 |  | 1
FALSE | 4A7A7036A1 | 4207 | 7069692 | TRANE | 4TTX8036A1 | AC | Split System: Air-Cooled Condensing Unit, Coil with Blower | 4A7A7036A1 |  | 4NXCB004AS3 | 12.2 | 17 | Yes | Yes | 2015-03-13 |  | 0
FALSE | 4A7A7036A1 | 4207 | 7069696 | TRANE | 4TTX8036A1 | AC | Split System: Air-Cooled Condensing Unit, Coil with Blower | 4A7A7036A1 |  | 4NXCB004AS3 | 12.2 | 16.75 | Yes | Yes | 2015-03-13 |  | 0
FALSE | 4A7A7048A1 | 288 | 7069570 | TRANE | 4TTX8048A1 | AC | Split System: Air-Cooled Condensing Unit, Coil with Blower | 4A7A7048A1 |  | 4NXCC008AS3+HORIZ-RT | 12.5 | 16 | Yes | Yes | 2015-03-13 |  | 1
FALSE | 4A7A7048A1 | 288 | 7069564 | TRANE | 4TTX8048A1 | AC | Split System: Air-Cooled Condensing Unit, Coil with Blower | 4A7A7048A1 |  | 4NXCD009AS3 | 12.5 | 16.5 | Yes | Yes | 2015-03-13 |  | 1
FALSE | 4A7A7048A1 | 288 | 7069560 | TRANE | 4TTX8048A1 | AC | Split System: Air-Cooled Condensing Unit, Coil with Blower | 4A7A7048A1 |  | 4NXCD009AS3 | 12.5 | 16.25 | Yes | Yes | 2015-03-13 |  | 1
FALSE | 4A7A7048A1 | 288 | 7069558 | TRANE | 4TTX8048A1 | AC | Split System: Air-Cooled Condensing Unit, Coil with Blower | 4A7A7048A1 |  | 4NXCD009AS3 | 12.5 | 16.25 | Yes | Yes | 2015-03-13 |  | 1
FALSE | 4A7A7060A1 | 289 | 7069550 | TRANE | 4TTX8060A1 | AC | Split System: Air-Cooled Condensing Unit, Coil with Blower | 4A7A7060A1 |  | 4NXCD009AS3 | 12.5 | 16 | Yes | Yes | 2015-03-13 |  | 1
FALSE | 4A7A7060A1 | 289 | 7069556 | TRANE | 4TTX8060A1 | AC | Split System: Air-Cooled Condensing Unit, Coil with Blower | 4A7A7060A1 |  | 4NXCD009AS3 | 12 | 15.5 | Yes | Yes | 2015-03-13 |  | 0
FALSE | 4A7A7036A1 | 4207 | 7069698 | TRANE | 4TTX8036A1 | AC | Split System: Air-Cooled Condensing Unit, Coil with Blower | 4A7A7036A1 |  | 4NXCB004AS3 | 12.2 | 16.75 | Yes | Yes | 2015-03-13 |  | 0
FALSE | 4A7A7036A1 | 4207 | 7069654 | TRANE | 4TTX8036A1 | AC | Split System: Air-Cooled Condensing Unit, Coil with Blower | 4A7A7036A1 |  | 4NXCC005AS3 | 12.5 | 17 | Yes | Yes | 2015-03-13 |  | 1
FALSE | 4A7A7036A1 | 4207 | 7069656 | TRANE | 4TTX8036A1 | AC | Split System: Air-Cooled Condensing Unit, Coil with Blower | 4A7A7036A1 |  | 4NXCC005AS3 | 12.5 | 17 | Yes | Yes | 2015-03-13 |  | 1
FALSE | 4A7A7024A1 | 4200 | 5819973 | TRANE | 4TTR7024A1 | AC | Split System: Air-Cooled Condensing Unit, Coil with Blower | 4A7A7024A1 |  | 4TXCA024BC3 | 12 | 15.75 | Yes | Yes | 2015-03-13 |  | 0
FALSE | 4A7A7036A1 | 4207 | 5806049 | TRANE | 4TTR7036A1 | AC | Split System: Air-Cooled Condensing Unit, Coil with Blower | 4A7A7036A1 |  | 4TXCB004CC3 | 12.2 | 16 | Yes | Yes | 2015-03-13 |  | 0
FALSE | 4A7A7036A1 | 4207 | 5807282 | TRANE | 4TTR7036A1 | AC | Split System: Air-Cooled Condensing Unit, Coil with Blower | 4A7A7036A1 |  | 4TXCD050BC3 | 12 | 16.25 | Yes | Yes | 2015-03-13 |  | 0
FALSE | 4A7A7024A1 | 4200 | 5820127 | TRANE | 4TTR7024A1 | AC | Split System: Air-Cooled Condensing Unit, Coil with Blower | 4A7A7024A1 |  | 4TXCC006CC3 | 12 | 15 | Yes | Yes | 2015-03-13 |  | 0
FALSE | 4A7A7024A1 | 4200 | 5820239 | TRANE | 4TTR7024A1 | AC | Split System: Air-Cooled Condensing Unit, Coil with Blower | 4A7A7024A1 |  | 4TXFH041CC3 | 13 | 17 | Yes | Yes | 2015-03-13 |  | 2
FALSE | 4A7A7024A1 | 4200 | 5820238 | TRANE | 4TTR7024A1 | AC | Split System: Air-Cooled Condensing Unit, Coil with Blower | 4A7A7024A1 |  | 4TXFH041CC3 | 13 | 17.25 | Yes | Yes | 2015-03-13 |  | 2
FALSE | 4A7A7024A1 | 4200 | 5820235 | TRANE | 4TTR7024A1 | AC | Split System: Air-Cooled Condensing Unit, Coil with Blower | 4A7A7024A1 |  | 4TXFH041CC3 | 13 | 17.25 | Yes | Yes | 2015-03-13 |  | 2
FALSE | 4A7A7036A1 | 4207 | 5806029 | TRANE | 4TTR7036A1 | AC | Split System: Air-Cooled Condensing Unit, Coil with Blower | 4A7A7036A1 |  | 4TXCB004CC3 | 12 | 16.25 | Yes | Yes | 2015-03-13 |  | 0
FALSE | 4A7A7060A1 | 289 | 5802286 | TRANE | 4TTR7060A1 | AC | Split System: Air-Cooled Condensing Unit, Coil with Blower | 4A7A7060A1 |  | 4TXAD061BC3 | 12 | 15 | Yes | Yes | 2015-03-13 |  | 0
FALSE | 4A7A7060A1 | 289 | 5802285 | TRANE | 4TTR7060A1 | AC | Split System: Air-Cooled Condensing Unit, Coil with Blower | 4A7A7060A1 |  | 4TXAD061BC3 | 12 | 15 | Yes | Yes | 2015-03-13 |  | 0
FALSE | 4A7A7060A1 | 289 | 5802284 | TRANE | 4TTR7060A1 | AC | Split System: Air-Cooled Condensing Unit, Coil with Blower | 4A7A7060A1 |  | 4TXAD061BC3 | 12 | 15 | Yes | Yes | 2015-03-13 |  | 0
FALSE | 4A7A7060A1 | 289 | 5802282 | TRANE | 4TTR7060A1 | AC | Split System: Air-Cooled Condensing Unit, Coil with Blower | 4A7A7060A1 |  | 4TXAD061BC3 | 12 | 15 | Yes | Yes | 2015-03-13 |  | 0
FALSE | 4A7A7060A1 | 289 | 5802290 | TRANE | 4TTR7060A1 | AC | Split System: Air-Cooled Condensing Unit, Coil with Blower | 4A7A7060A1 |  | 4TXAD061BC3 | 12 | 15 | Yes | Yes | 2015-03-13 |  | 0
FALSE | 4A7A7060A1 | 289 | 5802501 | TRANE | 4TTR7060A1 | AC | Split System: Air-Cooled Condensing Unit, Coil with Blower | 4A7A7060A1 |  | 4TXFH063CZ3 | 12 | 15.5 | Yes | Yes | 2015-03-13 |  | 0
FALSE | 4A7A7060A1 | 289 | 5802497 | TRANE | 4TTR7060A1 | AC | Split System: Air-Cooled Condensing Unit, Coil with Blower | 4A7A7060A1 |  | 4TXFH063CZ3 | 12 | 15.5 | Yes | Yes | 2015-03-13 |  | 0
FALSE | 4A7A7060A1 | 289 | 5802496 | TRANE | 4TTR7060A1 | AC | Split System: Air-Cooled Condensing Unit, Coil with Blower | 4A7A7060A1 |  | 4TXFH063CZ3 | 12 | 15.5 | Yes | Yes | 2015-03-13 |  | 0
FALSE | 4A7A7060A1 | 289 | 5802494 | TRANE | 4TTR7060A1 | AC | Split System: Air-Cooled Condensing Unit, Coil with Blower | 4A7A7060A1 |  | 4TXFH063CZ3 | 12 | 15.5 | Yes | Yes | 2015-03-13 |  | 0
FALSE | 4A7A7060A1 | 289 | 5802508 | TRANE | 4TTR7060A1 | AC | Split System: Air-Cooled Condensing Unit, Coil with Blower | 4A7A7060A1 |  | 4TXFH063CZ3 | 12 | 15.5 | Yes | Yes | 2015-03-13 |  | 0
FALSE | 4A7A7060A1 | 289 | 5802486 | TRANE | 4TTR7060A1 | AC | Split System: Air-Cooled Condensing Unit, Coil with Blower | 4A7A7060A1 |  | 4TXFH063CZ3 | 12 | 15.5 | Yes | Yes | 2015-03-13 |  | 0
FALSE | 4A7A7060A1 | 289 | 5802490 | TRANE | 4TTR7060A1 | AC | Split System: Air-Cooled Condensing Unit, Coil with Blower | 4A7A7060A1 |  | 4TXFH063CZ3 | 12 | 15.5 | Yes | Yes | 2015-03-13 |  | 0
FALSE | 4A7A7036A1 | 4207 | 5806507 | TRANE | 4TTR7036A1 | AC | Split System: Air-Cooled Condensing Unit, Coil with Blower | 4A7A7036A1 |  | 4TXCB048BC3 | 12 | 16 | Yes | Yes | 2015-03-13 |  | 0
FALSE | 4A7A7036A1 | 4207 | 5806511 | TRANE | 4TTR7036A1 | AC | Split System: Air-Cooled Condensing Unit, Coil with Blower | 4A7A7036A1 |  | 4TXCB048BC3 | 12 | 15.75 | Yes | Yes | 2015-03-13 |  | 0
FALSE | 4A7A7036A1 | 4207 | 5806567 | TRANE | 4TTR7036A1 | AC | Split System: Air-Cooled Condensing Unit, Coil with Blower | 4A7A7036A1 |  | 4TXCB048BC3 | 12 | 16 | Yes | Yes | 2015-03-13 |  | 0
FALSE | 4A7A7036A1 | 4207 | 5807203 | TRANE | 4TTR7036A1 | AC | Split System: Air-Cooled Condensing Unit, Coil with Blower | 4A7A7036A1 |  | 4TXCC049BC3 | 12 | 16.25 | Yes | Yes | 2015-03-13 |  | 0
FALSE | 4A7A7036A1 | 4207 | 5807206 | TRANE | 4TTR7036A1 | AC | Split System: Air-Cooled Condensing Unit, Coil with Blower | 4A7A7036A1 |  | 4TXCC049BC3 | 12 | 16.25 | Yes | Yes | 2015-03-13 |  | 0
FALSE | 4A7A7036A1 | 4207 | 5807379 | TRANE | 4TTR7036A1 | AC | Split System: Air-Cooled Condensing Unit, Coil with Blower | 4A7A7036A1 |  | 4TXFH033CC3 | 12 | 16.25 | Yes | Yes | 2015-03-13 |  | 0
FALSE | 4A7A7036A1 | 4207 | 5807382 | TRANE | 4TTR7036A1 | AC | Split System: Air-Cooled Condensing Unit, Coil with Blower | 4A7A7036A1 |  | 4TXFH033CC3 | 12 | 16.25 | Yes | Yes | 2015-03-13 |  | 0
FALSE | 4A7A7036A1 | 4207 | 5807384 | TRANE | 4TTR7036A1 | AC | Split System: Air-Cooled Condensing Unit, Coil with Blower | 4A7A7036A1 |  | 4TXFH033CC3 | 12 | 16.25 | Yes | Yes | 2015-03-13 |  | 0
FALSE | 4A7A7024A1 | 4200 | 5820087 | TRANE | 4TTR7024A1 | AC | Split System: Air-Cooled Condensing Unit, Coil with Blower | 4A7A7024A1 |  | 4TXCB036BC3 | 13 | 17.25 | Yes | Yes | 2015-03-13 |  | 2
FALSE | 4A7A7036A1 | 4207 | 5807226 | TRANE | 4TTR7036A1 | AC | Split System: Air-Cooled Condensing Unit, Coil with Blower | 4A7A7036A1 |  | 4TXCC049BC3 | 12 | 16.25 | Yes | Yes | 2015-03-13 |  | 0
FALSE | 4A7A7036A1 | 4207 | 5807470 | TRANE | 4TTR7036A1 | AC | Split System: Air-Cooled Condensing Unit, Coil with Blower | 4A7A7036A1 |  | 4TXFH036CZ3 | 12.5 | 17.25 | Yes | Yes | 2015-03-13 |  | 1
FALSE | 4A7A7036A1 | 4207 | 5807472 | TRANE | 4TTR7036A1 | AC | Split System: Air-Cooled Condensing Unit, Coil with Blower | 4A7A7036A1 |  | 4TXFH036CZ3 | 12.5 | 17 | Yes | Yes | 2015-03-13 |  | 1
FALSE | 4A7A7024A1 | 4200 | 5820180 | TRANE | 4TTR7024A1 | AC | Split System: Air-Cooled Condensing Unit, Coil with Blower | 4A7A7024A1 |  | 4TXFH033CC3 | 12 | 15.75 | Yes | Yes | 2015-03-13 |  | 0
FALSE | 4A7A7024A1 | 4200 | 5820249 | TRANE | 4TTR7024A1 | AC | Split System: Air-Cooled Condensing Unit, Coil with Blower | 4A7A7024A1 |  | 4TXFH041CC3 | 13 | 17.5 | Yes | Yes | 2015-03-13 |  | 2
FALSE | 4A7A7036A1 | 4207 | 5806700 | TRANE | 4TTR7036A1 | AC | Split System: Air-Cooled Condensing Unit, Coil with Blower | 4A7A7036A1 |  | 4TXCC005CC3 | 12.5 | 17.25 | Yes | Yes | 2015-03-13 |  | 1
FALSE | 4A7A7036A1 | 4207 | 5807337 | TRANE | 4TTR7036A1 | AC | Split System: Air-Cooled Condensing Unit, Coil with Blower | 4A7A7036A1 |  | 4TXCD050BC3 | 12.5 | 16.75 | Yes | Yes | 2015-03-13 |  | 1
FALSE | 4A7A7036A1 | 4207 | 5807499 | TRANE | 4TTR7036A1 | AC | Split System: Air-Cooled Condensing Unit, Coil with Blower | 4A7A7036A1 |  | 4TXFH036CZ3 | 12.5 | 17.25 | Yes | Yes | 2015-03-13 |  | 1
FALSE | 4A7A7024A1 | 4200 | 5820063 | TRANE | 4TTR7024A1 | AC | Split System: Air-Cooled Condensing Unit, Coil with Blower | 4A7A7024A1 |  | 4TXCB032BC3 | 13 | 17 | Yes | Yes | 2015-03-13 |  | 2
FALSE | 4A7A7024A1 | 4200 | 5820084 | TRANE | 4TTR7024A1 | AC | Split System: Air-Cooled Condensing Unit, Coil with Blower | 4A7A7024A1 |  | 4TXCB032BC3 | 13 | 17.25 | Yes | Yes | 2015-03-13 |  | 2
FALSE | 4A7A7024A1 | 4200 | 5820241 | TRANE | 4TTR7024A1 | AC | Split System: Air-Cooled Condensing Unit, Coil with Blower | 4A7A7024A1 |  | 4TXFH041CC3 | 13 | 17 | Yes | Yes | 2015-03-13 |  | 2
FALSE | 4A7A7036A1 | 4207 | 5806011 | TRANE | 4TTR7036A1 | AC | Split System: Air-Cooled Condensing Unit, Coil with Blower | 4A7A7036A1 |  | *AM7A0C42H31 | 13 | 18 | Yes | Yes | 2015-03-13 |  | 3
FALSE | 4A7A7036A1 | 4207 | 5806018 | TRANE | 4TTR7036A1 | AC | Split System: Air-Cooled Condensing Unit, Coil with Blower | 4A7A7036A1 |  | *AM8A0C36V31+BAYCC24V | 13 | 18 | Yes | Yes | 2015-03-13 |  | 3
FALSE | 4A7A7036A1 | 4207 | 5806718 | TRANE | 4TTR7036A1 | AC | Split System: Air-Cooled Condensing Unit, Coil with Blower | 4A7A7036A1 |  | 4TXCC005CC3 | 12 | 16.5 | Yes | Yes | 2015-03-13 |  | 0
FALSE | 4A7A7036A1 | 4207 | 5806609 | TRANE | 4TTR7036A1 | AC | Split System: Air-Cooled Condensing Unit, Coil with Blower | 4A7A7036A1 |  | 4TXCC005CC3 | 12 | 16 | Yes | Yes | 2015-03-13 |  | 0
FALSE | 4A7A7036A1 | 4207 | 5807261 | TRANE | 4TTR7036A1 | AC | Split System: Air-Cooled Condensing Unit, Coil with Blower | 4A7A7036A1 |  | 4TXCD050BC3 | 12.5 | 16.75 | Yes | Yes | 2015-03-13 |  | 1
FALSE | 4A7A7036A1 | 4207 | 5807277 | TRANE | 4TTR7036A1 | AC | Split System: Air-Cooled Condensing Unit, Coil with Blower | 4A7A7036A1 |  | 4TXCD050BC3 | 12 | 16.25 | Yes | Yes | 2015-03-13 |  | 0
FALSE | 4A7A7024A1 | 4200 | 5819968 | TRANE | 4TTR7024A1 | AC | Split System: Air-Cooled Condensing Unit, Coil with Blower | 4A7A7024A1 |  | *AM7A0A24H21 | 13 | 17.5 | Yes | Yes | 2015-03-13 |  | 2
FALSE | 4A7A7024A1 | 4200 | 5819971 | TRANE | 4TTR7024A1 | AC | Split System: Air-Cooled Condensing Unit, Coil with Blower | 4A7A7024A1 |  | *AM8A0B30V21+BAYCC24V | 13.5 | 18 | Yes | Yes | 2015-03-13 |  | 3
FALSE | 4A7A7060A1 | 289 | 5802346 | TRANE | 4TTR7060A1 | AC | Split System: Air-Cooled Condensing Unit, Coil with Blower | 4A7A7060A1 |  | 4TXCC060BC3 | 12 | 15 | Yes | Yes | 2015-03-13 |  | 0
FALSE | 4A7A7060A1 | 289 | 5802362 | TRANE | 4TTR7060A1 | AC | Split System: Air-Cooled Condensing Unit, Coil with Blower | 4A7A7060A1 |  | 4TXCD009CC3 | 12 | 15.5 | Yes | Yes | 2015-03-13 |  | 0
FALSE | 4A7A7060A1 | 289 | 5802398 | TRANE | 4TTR7060A1 | AC | Split System: Air-Cooled Condensing Unit, Coil with Blower | 4A7A7060A1 |  | 4TXCD061BC3 | 12 | 15 | Yes | Yes | 2015-03-13 |  | 0
FALSE | 4A7A7060A1 | 289 | 5802397 | TRANE | 4TTR7060A1 | AC | Split System: Air-Cooled Condensing Unit, Coil with Blower | 4A7A7060A1 |  | 4TXCD061BC3 | 12 | 15 | Yes | Yes | 2015-03-13 |  | 0
FALSE | 4A7A7060A1 | 289 | 5802377 | TRANE | 4TTR7060A1 | AC | Split System: Air-Cooled Condensing Unit, Coil with Blower | 4A7A7060A1 |  | 4TXCD061BC3 | 12 | 15 | Yes | Yes | 2015-03-13 |  | 0
FALSE | 4A7A7060A1 | 289 | 5802379 | TRANE | 4TTR7060A1 | AC | Split System: Air-Cooled Condensing Unit, Coil with Blower | 4A7A7060A1 |  | 4TXCD061BC3 | 12 | 15 | Yes | Yes | 2015-03-13 |  | 0
FALSE | 4A7A7060A1 | 289 | 5802380 | TRANE | 4TTR7060A1 | AC | Split System: Air-Cooled Condensing Unit, Coil with Blower | 4A7A7060A1 |  | 4TXCD061BC3 | 12 | 15 | Yes | Yes | 2015-03-13 |  | 0
FALSE | 4A7A7060A1 | 289 | 5802381 | TRANE | 4TTR7060A1 | AC | Split System: Air-Cooled Condensing Unit, Coil with Blower | 4A7A7060A1 |  | 4TXCD061BC3 | 12 | 15 | Yes | Yes | 2015-03-13 |  | 0
FALSE | 4A7A7060A1 | 289 | 5802383 | TRANE | 4TTR7060A1 | AC | Split System: Air-Cooled Condensing Unit, Coil with Blower | 4A7A7060A1 |  | 4TXCD061BC3 | 12 | 15 | Yes | Yes | 2015-03-13 |  | 0
FALSE | 4A7A7060A1 | 289 | 5802384 | TRANE | 4TTR7060A1 | AC | Split System: Air-Cooled Condensing Unit, Coil with Blower | 4A7A7060A1 |  | 4TXCD061BC3 | 12 | 15 | Yes | Yes | 2015-03-13 |  | 0
FALSE | 4A7A7060A1 | 289 | 5802403 | TRANE | 4TTR7060A1 | AC | Split System: Air-Cooled Condensing Unit, Coil with Blower | 4A7A7060A1 |  | 4TXCD063BC3 | 12 | 15.5 | Yes | Yes | 2015-03-13 |  | 0
FALSE | 4A7A7060A1 | 289 | 5802406 | TRANE | 4TTR7060A1 | AC | Split System: Air-Cooled Condensing Unit, Coil with Blower | 4A7A7060A1 |  | 4TXCD063BC3 | 12 | 15.5 | Yes | Yes | 2015-03-13 |  | 0
FALSE | 4A7A7060A1 | 289 | 5802416 | TRANE | 4TTR7060A1 | AC | Split System: Air-Cooled Condensing Unit, Coil with Blower | 4A7A7060A1 |  | 4TXCD063BC3 | 12 | 16 | Yes | Yes | 2015-03-13 |  | 0
FALSE | 4A7A7060A1 | 289 | 5802419 | TRANE | 4TTR7060A1 | AC | Split System: Air-Cooled Condensing Unit, Coil with Blower | 4A7A7060A1 |  | 4TXCD063BC3 | 12 | 16 | Yes | Yes | 2015-03-13 |  | 0
FALSE | 4A7A7060A1 | 289 | 5802423 | TRANE | 4TTR7060A1 | AC | Split System: Air-Cooled Condensing Unit, Coil with Blower | 4A7A7060A1 |  | 4TXCD063BC3 | 12 | 16 | Yes | Yes | 2015-03-13 |  | 0
FALSE | 4A7A7060A1 | 289 | 5802402 | TRANE | 4TTR7060A1 | AC | Split System: Air-Cooled Condensing Unit, Coil with Blower | 4A7A7060A1 |  | 4TXCD063BC3 | 12 | 15.5 | Yes | Yes | 2015-03-13 |  | 0
FALSE | 4A7A7060A1 | 289 | 5802264 | TRANE | 4TTR7060A1 | AC | Split System: Air-Cooled Condensing Unit, Coil with Blower | 4A7A7060A1 |  | 4TXAC060BC3 | 12 | 15 | Yes | Yes | 2015-03-13 |  | 0
FALSE | 4A7A7060A1 | 289 | 5802479 | TRANE | 4TTR7060A1 | AC | Split System: Air-Cooled Condensing Unit, Coil with Blower | 4A7A7060A1 |  | 4TXFH054CC3 | 12 | 15.5 | Yes | Yes | 2015-03-13 |  | 0
FALSE | 4A7A7060A1 | 289 | 5802269 | TRANE | 4TTR7060A1 | AC | Split System: Air-Cooled Condensing Unit, Coil with Blower | 4A7A7060A1 |  | 4TXAD061BC3 | 12 | 15 | Yes | Yes | 2015-03-13 |  | 0
FALSE | 4A7A7048A1 | 288 | 5996281 | TRANE | 4TTR7048A1 | AC | Split System: Air-Cooled Condensing Unit, Coil with Blower | 4A7A7048A1 |  | 4TXCC043BC3 | 12 | 15.5 | Yes | Yes | 2015-03-13 |  | 0
FALSE | 4A7A7048A1 | 288 | 5996279 | TRANE | 4TTR7048A1 | AC | Split System: Air-Cooled Condensing Unit, Coil with Blower | 4A7A7048A1 |  | 4TXCC043BC3 | 12 | 15.5 | Yes | Yes | 2015-03-13 |  | 0
FALSE | 4A7A7048A1 | 288 | 5996278 | TRANE | 4TTR7048A1 | AC | Split System: Air-Cooled Condensing Unit, Coil with Blower | 4A7A7048A1 |  | 4TXCC043BC3 | 12 | 15.5 | Yes | Yes | 2015-03-13 |  | 0
FALSE | 4A7A7048A1 | 288 | 5996277 | TRANE | 4TTR7048A1 | AC | Split System: Air-Cooled Condensing Unit, Coil with Blower | 4A7A7048A1 |  | 4TXCC043BC3 | 12 | 15.5 | Yes | Yes | 2015-03-13 |  | 0
FALSE | 4A7A7048A1 | 288 | 5996276 | TRANE | 4TTR7048A1 | AC | Split System: Air-Cooled Condensing Unit, Coil with Blower | 4A7A7048A1 |  | 4TXCC043BC3 | 12 | 15.5 | Yes | Yes | 2015-03-13 |  | 0
FALSE | 4A7A7048A1 | 288 | 5996275 | TRANE | 4TTR7048A1 | AC | Split System: Air-Cooled Condensing Unit, Coil with Blower | 4A7A7048A1 |  | 4TXCC043BC3 | 12 | 15.5 | Yes | Yes | 2015-03-13 |  | 0
FALSE | 4A7A7048A1 | 288 | 5996274 | TRANE | 4TTR7048A1 | AC | Split System: Air-Cooled Condensing Unit, Coil with Blower | 4A7A7048A1 |  | 4TXCC043BC3 | 12 | 15.5 | Yes | Yes | 2015-03-13 |  | 0
FALSE | 4A7A7048A1 | 288 | 5996273 | TRANE | 4TTR7048A1 | AC | Split System: Air-Cooled Condensing Unit, Coil with Blower | 4A7A7048A1 |  | 4TXCC043BC3 | 12 | 15 | Yes | Yes | 2015-03-13 |  | 0
FALSE | 4A7A7048A1 | 288 | 5996272 | TRANE | 4TTR7048A1 | AC | Split System: Air-Cooled Condensing Unit, Coil with Blower | 4A7A7048A1 |  | 4TXCC043BC3 | 12 | 14.5 | Yes | Yes | 2015-03-13 |  | 0
FALSE | 4A7A7048A1 | 288 | 5996347 | TRANE | 4TTR7048A1 | AC | Split System: Air-Cooled Condensing Unit, Coil with Blower | 4A7A7048A1 |  | 4TXCC049BC3 | 13 | 16 | Yes | Yes | 2015-03-13 |  | 2
FALSE | 4A7A7048A1 | 288 | 5996348 | TRANE | 4TTR7048A1 | AC | Split System: Air-Cooled Condensing Unit, Coil with Blower | 4A7A7048A1 |  | 4TXCC049BC3 | 12.5 | 16 | Yes | Yes | 2015-03-13 |  | 1
FALSE | 4A7A7048A1 | 288 | 5996349 | TRANE | 4TTR7048A1 | AC | Split System: Air-Cooled Condensing Unit, Coil with Blower | 4A7A7048A1 |  | 4TXCC049BC3 | 12 | 15.5 | Yes | Yes | 2015-03-13 |  | 0
FALSE | 4A7A7048A1 | 288 | 5996353 | TRANE | 4TTR7048A1 | AC | Split System: Air-Cooled Condensing Unit, Coil with Blower | 4A7A7048A1 |  | 4TXCC049BC3 | 12 | 15 | Yes | Yes | 2015-03-13 |  | 0
FALSE | 4A7A7048A1 | 288 | 5996354 | TRANE | 4TTR7048A1 | AC | Split System: Air-Cooled Condensing Unit, Coil with Blower | 4A7A7048A1 |  | 4TXCC049BC3 | 12 | 15 | Yes | Yes | 2015-03-13 |  | 0
FALSE | 4A7A7048A1 | 288 | 5996355 | TRANE | 4TTR7048A1 | AC | Split System: Air-Cooled Condensing Unit, Coil with Blower | 4A7A7048A1 |  | 4TXCC049BC3 | 12.5 | 16 | Yes | Yes | 2015-03-13 |  | 1
FALSE | 4A7A7048A1 | 288 | 5996356 | TRANE | 4TTR7048A1 | AC | Split System: Air-Cooled Condensing Unit, Coil with Blower | 4A7A7048A1 |  | 4TXCC049BC3 | 12 | 15 | Yes | Yes | 2015-03-13 |  | 0
FALSE | 4A7A7048A1 | 288 | 5996357 | TRANE | 4TTR7048A1 | AC | Split System: Air-Cooled Condensing Unit, Coil with Blower | 4A7A7048A1 |  | 4TXCC049BC3 | 12 | 14.5 | Yes | Yes | 2015-03-13 |  | 0
FALSE | 4A7A7048A1 | 288 | 5996327 | TRANE | 4TTR7048A1 | AC | Split System: Air-Cooled Condensing Unit, Coil with Blower | 4A7A7048A1 |  | 4TXCC049BC3 | 12 | 14.5 | Yes | Yes | 2015-03-13 |  | 0
FALSE | 4A7A7048A1 | 288 | 5996422 | TRANE | 4TTR7048A1 | AC | Split System: Air-Cooled Condensing Unit, Coil with Blower | 4A7A7048A1 |  | 4TXCD063BC3 | 12.5 | 16.25 | Yes | Yes | 2015-03-13 |  | 1
FALSE | 4A7A7048A1 | 288 | 5996421 | TRANE | 4TTR7048A1 | AC | Split System: Air-Cooled Condensing Unit, Coil with Blower | 4A7A7048A1 |  | 4TXCD063BC3 | 12.5 | 17 | Yes | Yes | 2015-03-13 |  | 1
FALSE | 4A7A7048A1 | 288 | 5996448 | TRANE | 4TTR7048A1 | AC | Split System: Air-Cooled Condensing Unit, Coil with Blower | 4A7A7048A1 |  | 4TXFH054CC3 | 13 | 16.5 | Yes | Yes | 2015-03-13 |  | 2
FALSE | 4A7A7048A1 | 288 | 5996478 | TRANE | 4TTR7048A1 | AC | Split System: Air-Cooled Condensing Unit, Coil with Blower | 4A7A7048A1 |  | 4TXFH054CC3 | 12.5 | 16.5 | Yes | Yes | 2015-03-13 |  | 1
FALSE | 4A7A7048A1 | 288 | 5996451 | TRANE | 4TTR7048A1 | AC | Split System: Air-Cooled Condensing Unit, Coil with Blower | 4A7A7048A1 |  | 4TXFH054CC3 | 13 | 16.5 | Yes | Yes | 2015-03-13 |  | 2
FALSE | 4A7A7048A1 | 288 | 5996452 | TRANE | 4TTR7048A1 | AC | Split System: Air-Cooled Condensing Unit, Coil with Blower | 4A7A7048A1 |  | 4TXFH054CC3 | 12 | 16 | Yes | Yes | 2015-03-13 |  | 0
FALSE | 4A7A7048A1 | 288 | 5996453 | TRANE | 4TTR7048A1 | AC | Split System: Air-Cooled Condensing Unit, Coil with Blower | 4A7A7048A1 |  | 4TXFH054CC3 | 12 | 15.25 | Yes | Yes | 2015-03-13 |  | 0
FALSE | 4A7A7048A1 | 288 | 5996455 | TRANE | 4TTR7048A1 | AC | Split System: Air-Cooled Condensing Unit, Coil with Blower | 4A7A7048A1 |  | 4TXFH054CC3 | 12.5 | 16 | Yes | Yes | 2015-03-13 |  | 1
FALSE | 4A7A7048A1 | 288 | 5996458 | TRANE | 4TTR7048A1 | AC | Split System: Air-Cooled Condensing Unit, Coil with Blower | 4A7A7048A1 |  | 4TXFH054CC3 | 13 | 16 | Yes | Yes | 2015-03-13 |  | 2
FALSE | 4A7A7048A1 | 288 | 5996328 | TRANE | 4TTR7048A1 | AC | Split System: Air-Cooled Condensing Unit, Coil with Blower | 4A7A7048A1 |  | 4TXCC049BC3 | 12.5 | 16 | Yes | Yes | 2015-03-13 |  | 1
FALSE | 4A7A7048A1 | 288 | 5996329 | TRANE | 4TTR7048A1 | AC | Split System: Air-Cooled Condensing Unit, Coil with Blower | 4A7A7048A1 |  | 4TXCC049BC3 | 12.5 | 16 | Yes | Yes | 2015-03-13 |  | 1
FALSE | 4A7A7048A1 | 288 | 5996317 | TRANE | 4TTR7048A1 | AC | Split System: Air-Cooled Condensing Unit, Coil with Blower | 4A7A7048A1 |  | 4TXCC044BC3 | 12 | 15.5 | Yes | Yes | 2015-03-13 |  | 0
FALSE | 4A7A7048A1 | 288 | 5996316 | TRANE | 4TTR7048A1 | AC | Split System: Air-Cooled Condensing Unit, Coil with Blower | 4A7A7048A1 |  | 4TXCC044BC3 | 12.5 | 16 | Yes | Yes | 2015-03-13 |  | 1
FALSE | 4A7A7048A1 | 288 | 5996315 | TRANE | 4TTR7048A1 | AC | Split System: Air-Cooled Condensing Unit, Coil with Blower | 4A7A7048A1 |  | 4TXCC044BC3 | 12 | 15.75 | Yes | Yes | 2015-03-13 |  | 0
FALSE | 4A7A7048A1 | 288 | 5996314 | TRANE | 4TTR7048A1 | AC | Split System: Air-Cooled Condensing Unit, Coil with Blower | 4A7A7048A1 |  | 4TXCC044BC3 | 12 | 15 | Yes | Yes | 2015-03-13 |  | 0
FALSE | 4A7A7048A1 | 288 | 5996313 | TRANE | 4TTR7048A1 | AC | Split System: Air-Cooled Condensing Unit, Coil with Blower | 4A7A7048A1 |  | 4TXCC044BC3 | 12 | 15 | Yes | Yes | 2015-03-13 |  | 0
FALSE | 4A7A7048A1 | 288 | 5996311 | TRANE | 4TTR7048A1 | AC | Split System: Air-Cooled Condensing Unit, Coil with Blower | 4A7A7048A1 |  | 4TXCC044BC3 | 12 | 16.25 | Yes | Yes | 2015-03-13 |  | 0
FALSE | 4A7A7048A1 | 288 | 5996310 | TRANE | 4TTR7048A1 | AC | Split System: Air-Cooled Condensing Unit, Coil with Blower | 4A7A7048A1 |  | 4TXCC044BC3 | 12.5 | 16.5 | Yes | Yes | 2015-03-13 |  | 1
FALSE | 4A7A7048A1 | 288 | 5996309 | TRANE | 4TTR7048A1 | AC | Split System: Air-Cooled Condensing Unit, Coil with Blower | 4A7A7048A1 |  | 4TXCC044BC3 | 12.5 | 16.25 | Yes | Yes | 2015-03-13 |  | 1
FALSE | 4A7A7048A1 | 288 | 5996308 | TRANE | 4TTR7048A1 | AC | Split System: Air-Cooled Condensing Unit, Coil with Blower | 4A7A7048A1 |  | 4TXCC044BC3 | 13 | 16 | Yes | Yes | 2015-03-13 |  | 2
FALSE | 4A7A7048A1 | 288 | 5996406 | TRANE | 4TTR7048A1 | AC | Split System: Air-Cooled Condensing Unit, Coil with Blower | 4A7A7048A1 |  | 4TXCD050BC3 | 12.5 | 16 | Yes | Yes | 2015-03-13 |  | 1
FALSE | 4A7A7048A1 | 288 | 5996404 | TRANE | 4TTR7048A1 | AC | Split System: Air-Cooled Condensing Unit, Coil with Blower | 4A7A7048A1 |  | 4TXCD050BC3 | 12 | 16 | Yes | Yes | 2015-03-13 |  | 0
FALSE | 4A7A7048A1 | 288 | 5996403 | TRANE | 4TTR7048A1 | AC | Split System: Air-Cooled Condensing Unit, Coil with Blower | 4A7A7048A1 |  | 4TXCD050BC3 | 13 | 16 | Yes | Yes | 2015-03-13 |  | 2
FALSE | 4A7A7048A1 | 288 | 5996401 | TRANE | 4TTR7048A1 | AC | Split System: Air-Cooled Condensing Unit, Coil with Blower | 4A7A7048A1 |  | 4TXCD050BC3 | 12.5 | 16 | Yes | Yes | 2015-03-13 |  | 1
FALSE | 4A7A7048A1 | 288 | 5996400 | TRANE | 4TTR7048A1 | AC | Split System: Air-Cooled Condensing Unit, Coil with Blower | 4A7A7048A1 |  | 4TXCD050BC3 | 12 | 15.5 | Yes | Yes | 2015-03-13 |  | 0
FALSE | 4A7A7048A1 | 288 | 5996398 | TRANE | 4TTR7048A1 | AC | Split System: Air-Cooled Condensing Unit, Coil with Blower | 4A7A7048A1 |  | 4TXCD050BC3 | 12 | 15 | Yes | Yes | 2015-03-13 |  | 0
FALSE | 4A7A7048A1 | 288 | 5996396 | TRANE | 4TTR7048A1 | AC | Split System: Air-Cooled Condensing Unit, Coil with Blower | 4A7A7048A1 |  | 4TXCD050BC3 | 12.5 | 16 | Yes | Yes | 2015-03-13 |  | 1
FALSE | 4A7A7048A1 | 288 | 5996395 | TRANE | 4TTR7048A1 | AC | Split System: Air-Cooled Condensing Unit, Coil with Blower | 4A7A7048A1 |  | 4TXCD050BC3 | 12 | 15.5 | Yes | Yes | 2015-03-13 |  | 0
FALSE | 4A7A7048A1 | 288 | 5996307 | TRANE | 4TTR7048A1 | AC | Split System: Air-Cooled Condensing Unit, Coil with Blower | 4A7A7048A1 |  | 4TXCC044BC3 | 12 | 16 | Yes | Yes | 2015-03-13 |  | 0
FALSE | 4A7A7048A1 | 288 | 5996306 | TRANE | 4TTR7048A1 | AC | Split System: Air-Cooled Condensing Unit, Coil with Blower | 4A7A7048A1 |  | 4TXCC044BC3 | 12.5 | 16 | Yes | Yes | 2015-03-13 |  | 1
FALSE | 4A7A7048A1 | 288 | 5996305 | TRANE | 4TTR7048A1 | AC | Split System: Air-Cooled Condensing Unit, Coil with Blower | 4A7A7048A1 |  | 4TXCC044BC3 | 12 | 16 | Yes | Yes | 2015-03-13 |  | 0
FALSE | 4A7A7048A1 | 288 | 5996304 | TRANE | 4TTR7048A1 | AC | Split System: Air-Cooled Condensing Unit, Coil with Blower | 4A7A7048A1 |  | 4TXCC044BC3 | 12.5 | 16.5 | Yes | Yes | 2015-03-13 |  | 1
FALSE | 4A7A7048A1 | 288 | 5996302 | TRANE | 4TTR7048A1 | AC | Split System: Air-Cooled Condensing Unit, Coil with Blower | 4A7A7048A1 |  | 4TXCC044BC3 | 12.5 | 16 | Yes | Yes | 2015-03-13 |  | 1
FALSE | 4A7A7048A1 | 288 | 5996300 | TRANE | 4TTR7048A1 | AC | Split System: Air-Cooled Condensing Unit, Coil with Blower | 4A7A7048A1 |  | 4TXCC044BC3 | 12 | 16 | Yes | Yes | 2015-03-13 |  | 0
FALSE | 4A7A7048A1 | 288 | 5996299 | TRANE | 4TTR7048A1 | AC | Split System: Air-Cooled Condensing Unit, Coil with Blower | 4A7A7048A1 |  | 4TXCC044BC3 | 12 | 16 | Yes | Yes | 2015-03-13 |  | 0
FALSE | 4A7A7048A1 | 288 | 5996298 | TRANE | 4TTR7048A1 | AC | Split System: Air-Cooled Condensing Unit, Coil with Blower | 4A7A7048A1 |  | 4TXCC044BC3 | 12 | 16 | Yes | Yes | 2015-03-13 |  | 0
FALSE | 4A7A7048A1 | 288 | 5996326 | TRANE | 4TTR7048A1 | AC | Split System: Air-Cooled Condensing Unit, Coil with Blower | 4A7A7048A1 |  | 4TXCC044BC3 | 12.5 | 16.25 | Yes | Yes | 2015-03-13 |  | 1
FALSE | 4A7A7048A1 | 288 | 5996345 | TRANE | 4TTR7048A1 | AC | Split System: Air-Cooled Condensing Unit, Coil with Blower | 4A7A7048A1 |  | 4TXCC049BC3 | 12.5 | 16 | Yes | Yes | 2015-03-13 |  | 1
FALSE | 4A7A7048A1 | 288 | 5996346 | TRANE | 4TTR7048A1 | AC | Split System: Air-Cooled Condensing Unit, Coil with Blower | 4A7A7048A1 |  | 4TXCC049BC3 | 12.5 | 16 | Yes | Yes | 2015-03-13 |  | 1
FALSE | 4A7A7048A1 | 288 | 5996330 | TRANE | 4TTR7048A1 | AC | Split System: Air-Cooled Condensing Unit, Coil with Blower | 4A7A7048A1 |  | 4TXCC049BC3 | 12.5 | 16 | Yes | Yes | 2015-03-13 |  | 1
FALSE | 4A7A7048A1 | 288 | 5996331 | TRANE | 4TTR7048A1 | AC | Split System: Air-Cooled Condensing Unit, Coil with Blower | 4A7A7048A1 |  | 4TXCC049BC3 | 12.5 | 16 | Yes | Yes | 2015-03-13 |  | 1
FALSE | 4A7A7048A1 | 288 | 5996332 | TRANE | 4TTR7048A1 | AC | Split System: Air-Cooled Condensing Unit, Coil with Blower | 4A7A7048A1 |  | 4TXCC049BC3 | 12.5 | 16 | Yes | Yes | 2015-03-13 |  | 1
FALSE | 4A7A7048A1 | 288 | 5996337 | TRANE | 4TTR7048A1 | AC | Split System: Air-Cooled Condensing Unit, Coil with Blower | 4A7A7048A1 |  | 4TXCC049BC3 | 12 | 16 | Yes | Yes | 2015-03-13 |  | 0
FALSE | 4A7A7048A1 | 288 | 5996338 | TRANE | 4TTR7048A1 | AC | Split System: Air-Cooled Condensing Unit, Coil with Blower | 4A7A7048A1 |  | 4TXCC049BC3 | 12.5 | 16 | Yes | Yes | 2015-03-13 |  | 1
FALSE | 4A7A7048A1 | 288 | 5996340 | TRANE | 4TTR7048A1 | AC | Split System: Air-Cooled Condensing Unit, Coil with Blower | 4A7A7048A1 |  | 4TXCC049BC3 | 12 | 15.5 | Yes | Yes | 2015-03-13 |  | 0
FALSE | 4A7A7048A1 | 288 | 5996460 | TRANE | 4TTR7048A1 | AC | Split System: Air-Cooled Condensing Unit, Coil with Blower | 4A7A7048A1 |  | 4TXFH054CC3 | 12 | 15.5 | Yes | Yes | 2015-03-13 |  | 0
FALSE | 4A7A7048A1 | 288 | 5996461 | TRANE | 4TTR7048A1 | AC | Split System: Air-Cooled Condensing Unit, Coil with Blower | 4A7A7048A1 |  | 4TXFH054CC3 | 12 | 15.5 | Yes | Yes | 2015-03-13 |  | 0
FALSE | 4A7A7048A1 | 288 | 5996462 | TRANE | 4TTR7048A1 | AC | Split System: Air-Cooled Condensing Unit, Coil with Blower | 4A7A7048A1 |  | 4TXFH054CC3 | 13 | 16 | Yes | Yes | 2015-03-13 |  | 2
FALSE | 4A7A7048A1 | 288 | 5996463 | TRANE | 4TTR7048A1 | AC | Split System: Air-Cooled Condensing Unit, Coil with Blower | 4A7A7048A1 |  | 4TXFH054CC3 | 12.5 | 16.5 | Yes | Yes | 2015-03-13 |  | 1
FALSE | 4A7A7048A1 | 288 | 5996464 | TRANE | 4TTR7048A1 | AC | Split System: Air-Cooled Condensing Unit, Coil with Blower | 4A7A7048A1 |  | 4TXFH054CC3 | 13 | 16.5 | Yes | Yes | 2015-03-13 |  | 2
FALSE | 4A7A7048A1 | 288 | 5996465 | TRANE | 4TTR7048A1 | AC | Split System: Air-Cooled Condensing Unit, Coil with Blower | 4A7A7048A1 |  | 4TXFH054CC3 | 12.5 | 16.5 | Yes | Yes | 2015-03-13 |  | 1
FALSE | 4A7A7048A1 | 288 | 5996466 | TRANE | 4TTR7048A1 | AC | Split System: Air-Cooled Condensing Unit, Coil with Blower | 4A7A7048A1 |  | 4TXFH054CC3 | 13 | 16.5 | Yes | Yes | 2015-03-13 |  | 2
FALSE | 4A7A7048A1 | 288 | 5996467 | TRANE | 4TTR7048A1 | AC | Split System: Air-Cooled Condensing Unit, Coil with Blower | 4A7A7048A1 |  | 4TXFH054CC3 | 12.5 | 16.5 | Yes | Yes | 2015-03-13 |  | 1
FALSE | 4A7A7048A1 | 288 | 5996468 | TRANE | 4TTR7048A1 | AC | Split System: Air-Cooled Condensing Unit, Coil with Blower | 4A7A7048A1 |  | 4TXFH054CC3 | 13 | 16.5 | Yes | Yes | 2015-03-13 |  | 2
FALSE | 4A7A7048A1 | 288 | 5996469 | TRANE | 4TTR7048A1 | AC | Split System: Air-Cooled Condensing Unit, Coil with Blower | 4A7A7048A1 |  | 4TXFH054CC3 | 13 | 16 | Yes | Yes | 2015-03-13 |  | 2
FALSE | 4A7A7048A1 | 288 | 5996470 | TRANE | 4TTR7048A1 | AC | Split System: Air-Cooled Condensing Unit, Coil with Blower | 4A7A7048A1 |  | 4TXFH054CC3 | 13 | 16 | Yes | Yes | 2015-03-13 |  | 2
FALSE | 4A7A7048A1 | 288 | 5996471 | TRANE | 4TTR7048A1 | AC | Split System: Air-Cooled Condensing Unit, Coil with Blower | 4A7A7048A1 |  | 4TXFH054CC3 | 13 | 16 | Yes | Yes | 2015-03-13 |  | 2
FALSE | 4A7A7048A1 | 288 | 5996237 | TRANE | 4TTR7048A1 | AC | Split System: Air-Cooled Condensing Unit, Coil with Blower | 4A7A7048A1 |  | 4TXCB042BC3 | 12 | 15 | Yes | Yes | 2015-03-13 |  | 0
FALSE | 4A7A7048A1 | 288 | 5996238 | TRANE | 4TTR7048A1 | AC | Split System: Air-Cooled Condensing Unit, Coil with Blower | 4A7A7048A1 |  | 4TXCB042BC3 | 12.5 | 15.25 | Yes | Yes | 2015-03-13 |  | 1
FALSE | 4A7A7048A1 | 288 | 5996251 | TRANE | 4TTR7048A1 | AC | Split System: Air-Cooled Condensing Unit, Coil with Blower | 4A7A7048A1 |  | 4TXCB042BC3 | 12 | 14.5 | Yes | Yes | 2015-03-13 |  | 0
FALSE | 4A7A7048A1 | 288 | 5996250 | TRANE | 4TTR7048A1 | AC | Split System: Air-Cooled Condensing Unit, Coil with Blower | 4A7A7048A1 |  | 4TXCB042BC3 | 12 | 15 | Yes | Yes | 2015-03-13 |  | 0
FALSE | 4A7A7048A1 | 288 | 5996249 | TRANE | 4TTR7048A1 | AC | Split System: Air-Cooled Condensing Unit, Coil with Blower | 4A7A7048A1 |  | 4TXCB042BC3 | 12 | 15 | Yes | Yes | 2015-03-13 |  | 0
FALSE | 4A7A7048A1 | 288 | 5996248 | TRANE | 4TTR7048A1 | AC | Split System: Air-Cooled Condensing Unit, Coil with Blower | 4A7A7048A1 |  | 4TXCB042BC3 | 12 | 15.25 | Yes | Yes | 2015-03-13 |  | 0
FALSE | 4A7A7048A1 | 288 | 5996246 | TRANE | 4TTR7048A1 | AC | Split System: Air-Cooled Condensing Unit, Coil with Blower | 4A7A7048A1 |  | 4TXCB042BC3 | 12 | 15 | Yes | Yes | 2015-03-13 |  | 0
FALSE | 4A7A7048A1 | 288 | 5996245 | TRANE | 4TTR7048A1 | AC | Split System: Air-Cooled Condensing Unit, Coil with Blower | 4A7A7048A1 |  | 4TXCB042BC3 | 12 | 15 | Yes | Yes | 2015-03-13 |  | 0
FALSE | 4A7A7048A1 | 288 | 5996244 | TRANE | 4TTR7048A1 | AC | Split System: Air-Cooled Condensing Unit, Coil with Blower | 4A7A7048A1 |  | 4TXCB042BC3 | 12 | 15.25 | Yes | Yes | 2015-03-13 |  | 0
FALSE | 4A7A7048A1 | 288 | 5996243 | TRANE | 4TTR7048A1 | AC | Split System: Air-Cooled Condensing Unit, Coil with Blower | 4A7A7048A1 |  | 4TXCB042BC3 | 12 | 15 | Yes | Yes | 2015-03-13 |  | 0
FALSE | 4A7A7048A1 | 288 | 5996430 | TRANE | 4TTR7048A1 | AC | Split System: Air-Cooled Condensing Unit, Coil with Blower | 4A7A7048A1 |  | 4TXCD063BC3 | 13 | 17 | Yes | Yes | 2015-03-13 |  | 2
FALSE | 4A7A7048A1 | 288 | 5996429 | TRANE | 4TTR7048A1 | AC | Split System: Air-Cooled Condensing Unit, Coil with Blower | 4A7A7048A1 |  | 4TXCD063BC3 | 13 | 17.25 | Yes | Yes | 2015-03-13 |  | 2
FALSE | 4A7A7048A1 | 288 | 5996428 | TRANE | 4TTR7048A1 | AC | Split System: Air-Cooled Condensing Unit, Coil with Blower | 4A7A7048A1 |  | 4TXCD063BC3 | 13 | 17 | Yes | Yes | 2015-03-13 |  | 2
FALSE | 4A7A7048A1 | 288 | 5996427 | TRANE | 4TTR7048A1 | AC | Split System: Air-Cooled Condensing Unit, Coil with Blower | 4A7A7048A1 |  | 4TXCD063BC3 | 13 | 17.25 | Yes | Yes | 2015-03-13 |  | 2
FALSE | 4A7A7048A1 | 288 | 5996426 | TRANE | 4TTR7048A1 | AC | Split System: Air-Cooled Condensing Unit, Coil with Blower | 4A7A7048A1 |  | 4TXCD063BC3 | 13 | 17.25 | Yes | Yes | 2015-03-13 |  | 2
FALSE | 4A7A7048A1 | 288 | 5996424 | TRANE | 4TTR7048A1 | AC | Split System: Air-Cooled Condensing Unit, Coil with Blower | 4A7A7048A1 |  | 4TXCD063BC3 | 13 | 17 | Yes | Yes | 2015-03-13 |  | 2
FALSE | 4A7A7048A1 | 288 | 5996420 | TRANE | 4TTR7048A1 | AC | Split System: Air-Cooled Condensing Unit, Coil with Blower | 4A7A7048A1 |  | 4TXCD063BC3 | 13 | 17 | Yes | Yes | 2015-03-13 |  | 2
FALSE | 4A7A7048A1 | 288 | 5996445 | TRANE | 4TTR7048A1 | AC | Split System: Air-Cooled Condensing Unit, Coil with Blower | 4A7A7048A1 |  | 4TXCD063BC3 | 13 | 16.25 | Yes | Yes | 2015-03-13 |  | 2
FALSE | 4A7A7048A1 | 288 | 5996444 | TRANE | 4TTR7048A1 | AC | Split System: Air-Cooled Condensing Unit, Coil with Blower | 4A7A7048A1 |  | 4TXCD063BC3 | 13 | 16.25 | Yes | Yes | 2015-03-13 |  | 2
FALSE | 4A7A7048A1 | 288 | 5996263 | TRANE | 4TTR7048A1 | AC | Split System: Air-Cooled Condensing Unit, Coil with Blower | 4A7A7048A1 |  | 4TXCB048BC3 | 12 | 15 | Yes | Yes | 2015-03-13 |  | 0
FALSE | 4A7A7048A1 | 288 | 5996258 | TRANE | 4TTR7048A1 | AC | Split System: Air-Cooled Condensing Unit, Coil with Blower | 4A7A7048A1 |  | 4TXCB048BC3 | 12.5 | 15.5 | Yes | Yes | 2015-03-13 |  | 1
FALSE | 4A7A7048A1 | 288 | 5996265 | TRANE | 4TTR7048A1 | AC | Split System: Air-Cooled Condensing Unit, Coil with Blower | 4A7A7048A1 |  | 4TXCC043BC3 | 12 | 15.5 | Yes | Yes | 2015-03-13 |  | 0
FALSE | 4A7A7048A1 | 288 | 5996294 | TRANE | 4TTR7048A1 | AC | Split System: Air-Cooled Condensing Unit, Coil with Blower | 4A7A7048A1 |  | 4TXCC043BC3 | 12.5 | 15.5 | Yes | Yes | 2015-03-13 |  | 1
FALSE | 4A7A7048A1 | 288 | 5996293 | TRANE | 4TTR7048A1 | AC | Split System: Air-Cooled Condensing Unit, Coil with Blower | 4A7A7048A1 |  | 4TXCC043BC3 | 12 | 14.5 | Yes | Yes | 2015-03-13 |  | 0
FALSE | 4A7A7048A1 | 288 | 5996291 | TRANE | 4TTR7048A1 | AC | Split System: Air-Cooled Condensing Unit, Coil with Blower | 4A7A7048A1 |  | 4TXCC043BC3 | 12 | 15.25 | Yes | Yes | 2015-03-13 |  | 0
FALSE | 4A7A7048A1 | 288 | 5996290 | TRANE | 4TTR7048A1 | AC | Split System: Air-Cooled Condensing Unit, Coil with Blower | 4A7A7048A1 |  | 4TXCC043BC3 | 12 | 15.25 | Yes | Yes | 2015-03-13 |  | 0
FALSE | 4A7A7048A1 | 288 | 5996288 | TRANE | 4TTR7048A1 | AC | Split System: Air-Cooled Condensing Unit, Coil with Blower | 4A7A7048A1 |  | 4TXCC043BC3 | 12 | 14.75 | Yes | Yes | 2015-03-13 |  | 0
FALSE | 4A7A7048A1 | 288 | 5996287 | TRANE | 4TTR7048A1 | AC | Split System: Air-Cooled Condensing Unit, Coil with Blower | 4A7A7048A1 |  | 4TXCC043BC3 | 12 | 15.25 | Yes | Yes | 2015-03-13 |  | 0
FALSE | 4A7A7024A1 | 4200 | 6334739 | TRANE | 4TTR7024A1 | AC | Split System: Air-Cooled Condensing Unit, Coil with Blower | 4A7A7024A1 |  | 4NXCB025AC3 | 12.5 | 15.5 | Yes | Yes | 2015-03-13 |  | 1
FALSE | 4A7A7024A1 | 4200 | 6334620 | TRANE | 4TTR7024A1 | AC | Split System: Air-Cooled Condensing Unit, Coil with Blower | 4A7A7024A1 |  | 4NXCB025AC3 | 12.5 | 16 | Yes | Yes | 2015-03-13 |  | 1
FALSE | 4A7A7048A1 | 288 | 5996261 | TRANE | 4TTR7048A1 | AC | Split System: Air-Cooled Condensing Unit, Coil with Blower | 4A7A7048A1 |  | 4TXCB048BC3 | 12.5 | 16 | Yes | Yes | 2015-03-13 |  | 1
FALSE | 4A7A7048A1 | 288 | 5996260 | TRANE | 4TTR7048A1 | AC | Split System: Air-Cooled Condensing Unit, Coil with Blower | 4A7A7048A1 |  | 4TXCB048BC3 | 12 | 15.25 | Yes | Yes | 2015-03-13 |  | 0
FALSE | 4A7A7048A1 | 288 | 5996259 | TRANE | 4TTR7048A1 | AC | Split System: Air-Cooled Condensing Unit, Coil with Blower | 4A7A7048A1 |  | 4TXCB048BC3 | 12 | 15.5 | Yes | Yes | 2015-03-13 |  | 0
FALSE | 4A7A7048A1 | 288 | 5996264 | TRANE | 4TTR7048A1 | AC | Split System: Air-Cooled Condensing Unit, Coil with Blower | 4A7A7048A1 |  | 4TXCB048BC3 | 12 | 15.5 | Yes | Yes | 2015-03-13 |  | 0
FALSE | 4A7A7048A1 | 288 | 5996257 | TRANE | 4TTR7048A1 | AC | Split System: Air-Cooled Condensing Unit, Coil with Blower | 4A7A7048A1 |  | 4TXCB048BC3 | 12.5 | 15.75 | Yes | Yes | 2015-03-13 |  | 1
FALSE | 4A7A7048A1 | 288 | 5996256 | TRANE | 4TTR7048A1 | AC | Split System: Air-Cooled Condensing Unit, Coil with Blower | 4A7A7048A1 |  | 4TXCB048BC3 | 12.5 | 15.75 | Yes | Yes | 2015-03-13 |  | 1
FALSE | 4A7A7048A1 | 288 | 5996255 | TRANE | 4TTR7048A1 | AC | Split System: Air-Cooled Condensing Unit, Coil with Blower | 4A7A7048A1 |  | 4TXCB048BC3 | 12.5 | 15.75 | Yes | Yes | 2015-03-13 |  | 1
FALSE | 4A7A7048A1 | 288 | 5996252 | TRANE | 4TTR7048A1 | AC | Split System: Air-Cooled Condensing Unit, Coil with Blower | 4A7A7048A1 |  | 4TXCB048BC3 | 12 | 15.5 | Yes | Yes | 2015-03-13 |  | 0
FALSE | 4A7A7048A1 | 288 | 5996367 | TRANE | 4TTR7048A1 | AC | Split System: Air-Cooled Condensing Unit, Coil with Blower | 4A7A7048A1 |  | 4TXCC060BC3 | 12.5 | 16 | Yes | Yes | 2015-03-13 |  | 1
FALSE | 4A7A7048A1 | 288 | 5996368 | TRANE | 4TTR7048A1 | AC | Split System: Air-Cooled Condensing Unit, Coil with Blower | 4A7A7048A1 |  | 4TXCC060BC3 | 12.5 | 16 | Yes | Yes | 2015-03-13 |  | 1
FALSE | 4A7A7048A1 | 288 | 5996369 | TRANE | 4TTR7048A1 | AC | Split System: Air-Cooled Condensing Unit, Coil with Blower | 4A7A7048A1 |  | 4TXCC060BC3 | 12.5 | 16 | Yes | Yes | 2015-03-13 |  | 1
FALSE | 4A7A7048A1 | 288 | 5996371 | TRANE | 4TTR7048A1 | AC | Split System: Air-Cooled Condensing Unit, Coil with Blower | 4A7A7048A1 |  | 4TXCC060BC3 | 12 | 15 | Yes | Yes | 2015-03-13 |  | 0
FALSE | 4A7A7048A1 | 288 | 5996372 | TRANE | 4TTR7048A1 | AC | Split System: Air-Cooled Condensing Unit, Coil with Blower | 4A7A7048A1 |  | 4TXCC060BC3 | 12 | 15.25 | Yes | Yes | 2015-03-13 |  | 0
FALSE | 4A7A7048A1 | 288 | 5996373 | TRANE | 4TTR7048A1 | AC | Split System: Air-Cooled Condensing Unit, Coil with Blower | 4A7A7048A1 |  | 4TXCC060BC3 | 12 | 15.5 | Yes | Yes | 2015-03-13 |  | 0
FALSE | 4A7A7048A1 | 288 | 5996376 | TRANE | 4TTR7048A1 | AC | Split System: Air-Cooled Condensing Unit, Coil with Blower | 4A7A7048A1 |  | 4TXCC060BC3 | 12.5 | 16 | Yes | Yes | 2015-03-13 |  | 1
FALSE | 4A7A7048A1 | 288 | 5996378 | TRANE | 4TTR7048A1 | AC | Split System: Air-Cooled Condensing Unit, Coil with Blower | 4A7A7048A1 |  | 4TXCC060BC3 | 12.5 | 16 | Yes | Yes | 2015-03-13 |  | 1
FALSE | 4A7A7048A1 | 288 | 5996236 | TRANE | 4TTR7048A1 | AC | Split System: Air-Cooled Condensing Unit, Coil with Blower | 4A7A7048A1 |  | *AM8B0C60V51+BAYCC24V | 13 | 17.5 | Yes | Yes | 2015-03-13 |  | 2
FALSE | 4A7A7048A1 | 288 | 5996382 | TRANE | 4TTR7048A1 | AC | Split System: Air-Cooled Condensing Unit, Coil with Blower | 4A7A7048A1 |  | 4TXCC060BC3 | 12 | 15.25 | Yes | Yes | 2015-03-13 |  | 0
FALSE | 4A7A7048A1 | 288 | 5996383 | TRANE | 4TTR7048A1 | AC | Split System: Air-Cooled Condensing Unit, Coil with Blower | 4A7A7048A1 |  | 4TXCC060BC3 | 12 | 15.5 | Yes | Yes | 2015-03-13 |  | 0
FALSE | 4A7A7048A1 | 288 | 5996391 | TRANE | 4TTR7048A1 | AC | Split System: Air-Cooled Condensing Unit, Coil with Blower | 4A7A7048A1 |  | 4TXCD050BC3 | 12.5 | 16.25 | Yes | Yes | 2015-03-13 |  | 1
FALSE | 4A7A7048A1 | 288 | 5996390 | TRANE | 4TTR7048A1 | AC | Split System: Air-Cooled Condensing Unit, Coil with Blower | 4A7A7048A1 |  | 4TXCD050BC3 | 12 | 15 | Yes | Yes | 2015-03-13 |  | 0
FALSE | 4A7A7048A1 | 288 | 5996443 | TRANE | 4TTR7048A1 | AC | Split System: Air-Cooled Condensing Unit, Coil with Blower | 4A7A7048A1 |  | 4TXCD063BC3 | 12.5 | 16.75 | Yes | Yes | 2015-03-13 |  | 1
FALSE | 4A7A7048A1 | 288 | 5996442 | TRANE | 4TTR7048A1 | AC | Split System: Air-Cooled Condensing Unit, Coil with Blower | 4A7A7048A1 |  | 4TXCD063BC3 | 12.5 | 16.75 | Yes | Yes | 2015-03-13 |  | 1
FALSE | 4A7A7048A1 | 288 | 5996441 | TRANE | 4TTR7048A1 | AC | Split System: Air-Cooled Condensing Unit, Coil with Blower | 4A7A7048A1 |  | 4TXCD063BC3 | 13 | 17.5 | Yes | Yes | 2015-03-13 |  | 2
FALSE | 4A7A7048A1 | 288 | 5996440 | TRANE | 4TTR7048A1 | AC | Split System: Air-Cooled Condensing Unit, Coil with Blower | 4A7A7048A1 |  | 4TXCD063BC3 | 13 | 17.5 | Yes | Yes | 2015-03-13 |  | 2
FALSE | 4A7A7048A1 | 288 | 5996438 | TRANE | 4TTR7048A1 | AC | Split System: Air-Cooled Condensing Unit, Coil with Blower | 4A7A7048A1 |  | 4TXCD063BC3 | 13 | 17.5 | Yes | Yes | 2015-03-13 |  | 2
FALSE | 4A7A7048A1 | 288 | 5996434 | TRANE | 4TTR7048A1 | AC | Split System: Air-Cooled Condensing Unit, Coil with Blower | 4A7A7048A1 |  | 4TXCD063BC3 | 13 | 17.5 | Yes | Yes | 2015-03-13 |  | 2
FALSE | 4A7A7048A1 | 288 | 5996431 | TRANE | 4TTR7048A1 | AC | Split System: Air-Cooled Condensing Unit, Coil with Blower | 4A7A7048A1 |  | 4TXCD063BC3 | 13 | 17.25 | Yes | Yes | 2015-03-13 |  | 2
FALSE | 4A7A7024A1 | 4200 | 6334762 | TRANE | 4TTR7024A1 | AC | Split System: Air-Cooled Condensing Unit, Coil with Blower | 4A7A7024A1 |  | 4NXCB025AC3 | 13 | 16 | Yes | Yes | 2015-03-13 |  | 2
FALSE | 4A7A7024A1 | 4200 | 6334613 | TRANE | 4TTR7024A1 | AC | Split System: Air-Cooled Condensing Unit, Coil with Blower | 4A7A7024A1 |  | 4NXCB025AC3 | 13 | 16 | Yes | Yes | 2015-03-13 |  | 2
FALSE | 4A7A7024A1 | 4200 | 6334619 | TRANE | 4TTR7024A1 | AC | Split System: Air-Cooled Condensing Unit, Coil with Blower | 4A7A7024A1 |  | 4NXCB025AC3 | 13 | 16 | Yes | Yes | 2015-03-13 |  | 2
FALSE | 4A7A7024A1 | 4200 | 6334608 | TRANE | 4TTR7024A1 | AC | Split System: Air-Cooled Condensing Unit, Coil with Blower | 4A7A7024A1 |  | 4NXCB025AC3 | 13 | 16.5 | Yes | Yes | 2015-03-13 |  | 2
FALSE | 4A7A7024A1 | 4200 | 6334686 | TRANE | 4TTR7024A1 | AC | Split System: Air-Cooled Condensing Unit, Coil with Blower | 4A7A7024A1 |  | 4NXCB025AC3 | 13 | 16.75 | Yes | Yes | 2015-03-13 |  | 2
FALSE | 4A7A7024A1 | 4200 | 6334742 | TRANE | 4TTR7024A1 | AC | Split System: Air-Cooled Condensing Unit, Coil with Blower | 4A7A7024A1 |  | 4NXCB025AC3 | 13 | 16.5 | Yes | Yes | 2015-03-13 |  | 2
FALSE | 4A7A7024A1 | 4200 | 6334687 | TRANE | 4TTR7024A1 | AC | Split System: Air-Cooled Condensing Unit, Coil with Blower | 4A7A7024A1 |  | 4NXCB025AC3 | 12.5 | 16 | Yes | Yes | 2015-03-13 |  | 1
FALSE | 4A7A7024A1 | 4200 | 6334705 | TRANE | 4TTR7024A1 | AC | Split System: Air-Cooled Condensing Unit, Coil with Blower | 4A7A7024A1 |  | 4NXCB025AC3 | 12.5 | 16 | Yes | Yes | 2015-03-13 |  | 1
FALSE | 4A7A7024A1 | 4200 | 6334730 | TRANE | 4TTR7024A1 | AC | Split System: Air-Cooled Condensing Unit, Coil with Blower | 4A7A7024A1 |  | 4NXCB032AC3 | 13 | 16 | Yes | Yes | 2015-03-13 |  | 2
FALSE | 4A7A7024A1 | 4200 | 6334699 | TRANE | 4TTR7024A1 | AC | Split System: Air-Cooled Condensing Unit, Coil with Blower | 4A7A7024A1 |  | 4NXCB032AC3 | 13 | 16 | Yes | Yes | 2015-03-13 |  | 2
FALSE | 4A7A7024A1 | 4200 | 6334688 | TRANE | 4TTR7024A1 | AC | Split System: Air-Cooled Condensing Unit, Coil with Blower | 4A7A7024A1 |  | 4NXCB032AC3 | 13 | 17 | Yes | Yes | 2015-03-13 |  | 2
FALSE | 4A7A7024A1 | 4200 | 6334610 | TRANE | 4TTR7024A1 | AC | Split System: Air-Cooled Condensing Unit, Coil with Blower | 4A7A7024A1 |  | 4NXCB032AC3 | 13 | 17 | Yes | Yes | 2015-03-13 |  | 2
FALSE | 4A7A7024A1 | 4200 | 6334729 | TRANE | 4TTR7024A1 | AC | Split System: Air-Cooled Condensing Unit, Coil with Blower | 4A7A7024A1 |  | 4NXCB032AC3 | 13 | 17 | Yes | Yes | 2015-03-13 |  | 2
FALSE | 4A7A7024A1 | 4200 | 6334755 | TRANE | 4TTR7024A1 | AC | Split System: Air-Cooled Condensing Unit, Coil with Blower | 4A7A7024A1 |  | 4NXCB032AC3 | 13 | 17.25 | Yes | Yes | 2015-03-13 |  | 2
FALSE | 4A7A7024A1 | 4200 | 6334737 | TRANE | 4TTR7024A1 | AC | Split System: Air-Cooled Condensing Unit, Coil with Blower | 4A7A7024A1 |  | 4NXCB032AC3 | 13 | 16 | Yes | Yes | 2015-03-13 |  | 2
FALSE | 4A7A7024A1 | 4200 | 6334625 | TRANE | 4TTR7024A1 | AC | Split System: Air-Cooled Condensing Unit, Coil with Blower | 4A7A7024A1 |  | 4NXCB032AC3 | 13 | 16.25 | Yes | Yes | 2015-03-13 |  | 2
FALSE | 4A7A7024A1 | 4200 | 6334621 | TRANE | 4TTR7024A1 | AC | Split System: Air-Cooled Condensing Unit, Coil with Blower | 4A7A7024A1 |  | 4NXCB032AC3 | 13 | 16.5 | Yes | Yes | 2015-03-13 |  | 2
FALSE | 4A7A7024A1 | 4200 | 6334771 | TRANE | 4TTR7024A1 | AC | Split System: Air-Cooled Condensing Unit, Coil with Blower | 4A7A7024A1 |  | 4NXCB032AC3 | 13 | 16.75 | Yes | Yes | 2015-03-13 |  | 2
FALSE | 4A7A7024A1 | 4200 | 6334626 | TRANE | 4TTR7024A1 | AC | Split System: Air-Cooled Condensing Unit, Coil with Blower | 4A7A7024A1 |  | 4NXCB032AC3 | 13 | 16.5 | Yes | Yes | 2015-03-13 |  | 2
FALSE | 4A7A7024A1 | 4200 | 6334700 | TRANE | 4TTR7024A1 | AC | Split System: Air-Cooled Condensing Unit, Coil with Blower | 4A7A7024A1 |  | 4NXCB032AC3 | 13 | 16 | Yes | Yes | 2015-03-13 |  | 2
FALSE | 4A7A7024A1 | 4200 | 6334756 | TRANE | 4TTR7024A1 | AC | Split System: Air-Cooled Condensing Unit, Coil with Blower | 4A7A7024A1 |  | 4NXCB032AC3 | 13 | 16.5 | Yes | Yes | 2015-03-13 |  | 2
FALSE | 4A7A7024A1 | 4200 | 6334764 | TRANE | 4TTR7024A1 | AC | Split System: Air-Cooled Condensing Unit, Coil with Blower | 4A7A7024A1 |  | 4NXCB032AC3 | 12.5 | 16.25 | Yes | Yes | 2015-03-13 |  | 1
FALSE | 4A7A7024A1 | 4200 | 6334736 | TRANE | 4TTR7024A1 | AC | Split System: Air-Cooled Condensing Unit, Coil with Blower | 4A7A7024A1 |  | 4NXCB032AC3 | 12.5 | 15.75 | Yes | Yes | 2015-03-13 |  | 1
FALSE | 4A7A7024A1 | 4200 | 6334609 | TRANE | 4TTR7024A1 | AC | Split System: Air-Cooled Condensing Unit, Coil with Blower | 4A7A7024A1 |  | 4NXCB032AC3 | 13 | 16 | Yes | Yes | 2015-03-13 |  | 2
FALSE | 4A7A7024A1 | 4200 | 6334628 | TRANE | 4TTR7024A1 | AC | Split System: Air-Cooled Condensing Unit, Coil with Blower | 4A7A7024A1 |  | 4NXCB032AC3 | 12.5 | 15.75 | Yes | Yes | 2015-03-13 |  | 1
FALSE | 4A7A7036A1 | 4207 | 6334760 | TRANE | 4TTR7036A1 | AC | Split System: Air-Cooled Condensing Unit, Coil with Blower | 4A7A7036A1 |  | 4NXCB031AC3 | 12 | 15.75 | Yes | Yes | 2015-03-13 |  | 0
FALSE | 4A7A7036A1 | 4207 | 6334629 | TRANE | 4TTR7036A1 | AC | Split System: Air-Cooled Condensing Unit, Coil with Blower | 4A7A7036A1 |  | 4NXCB031AC3 | 12 | 16 | Yes | Yes | 2015-03-13 |  | 0
FALSE | 4A7A7036A1 | 4207 | 6334720 | TRANE | 4TTR7036A1 | AC | Split System: Air-Cooled Condensing Unit, Coil with Blower | 4A7A7036A1 |  | 4NXCB031AC3 | 12 | 15.5 | Yes | Yes | 2015-03-13 |  | 0
FALSE | 4A7A7036A1 | 4207 | 6334643 | TRANE | 4TTR7036A1 | AC | Split System: Air-Cooled Condensing Unit, Coil with Blower | 4A7A7036A1 |  | 4NXCB036AC3 | 12.2 | 15.75 | Yes | Yes | 2015-03-13 |  | 0
FALSE | 4A7A7036A1 | 4207 | 6334672 | TRANE | 4TTR7036A1 | AC | Split System: Air-Cooled Condensing Unit, Coil with Blower | 4A7A7036A1 |  | 4NXCB036AC3 | 12.2 | 16.25 | Yes | Yes | 2015-03-13 |  | 0
FALSE | 4A7A7036A1 | 4207 | 6334648 | TRANE | 4TTR7036A1 | AC | Split System: Air-Cooled Condensing Unit, Coil with Blower | 4A7A7036A1 |  | 4NXCB036AC3 | 12.2 | 15.5 | Yes | Yes | 2015-03-13 |  | 0
FALSE | 4A7A7060A1 | 289 | 6334618 | TRANE | 4TTR7060A1 | AC | Split System: Air-Cooled Condensing Unit, Coil with Blower | 4A7A7060A1 |  | 4NXCD063BC3 | 12 | 15.75 | Yes | Yes | 2015-03-13 |  | 0
FALSE | 4A7A7060A1 | 289 | 6334769 | TRANE | 4TTR7060A1 | AC | Split System: Air-Cooled Condensing Unit, Coil with Blower | 4A7A7060A1 |  | 4NXCD063BC3 | 12 | 15.75 | Yes | Yes | 2015-03-13 |  | 0
FALSE | 4A7A7060A1 | 289 | 6334753 | TRANE | 4TTR7060A1 | AC | Split System: Air-Cooled Condensing Unit, Coil with Blower | 4A7A7060A1 |  | 4NXCD063BC3 | 12 | 15.75 | Yes | Yes | 2015-03-13 |  | 0
FALSE | 4A7A7060A1 | 289 | 6334697 | TRANE | 4TTR7060A1 | AC | Split System: Air-Cooled Condensing Unit, Coil with Blower | 4A7A7060A1 |  | 4NXCD063BC3 | 12 | 15.75 | Yes | Yes | 2015-03-13 |  | 0
FALSE | 4A7A7060A1 | 289 | 6334617 | TRANE | 4TTR7060A1 | AC | Split System: Air-Cooled Condensing Unit, Coil with Blower | 4A7A7060A1 |  | 4NXCD063BC3 | 12 | 15 | Yes | Yes | 2015-03-13 |  | 0
FALSE | 4A7A7060A1 | 289 | 6334698 | TRANE | 4TTR7060A1 | AC | Split System: Air-Cooled Condensing Unit, Coil with Blower | 4A7A7060A1 |  | 4NXCD063BC3 | 12 | 14.75 | Yes | Yes | 2015-03-13 |  | 0
FALSE | 4A7A7060A1 | 289 | 6334713 | TRANE | 4TTR7060A1 | AC | Split System: Air-Cooled Condensing Unit, Coil with Blower | 4A7A7060A1 |  | 4NXCD063BC3 | 12 | 15.25 | Yes | Yes | 2015-03-13 |  | 0
FALSE | 4A7A7024A1 | 4200 | 6334637 | TRANE | 4TTR7024A1 | AC | Split System: Air-Cooled Condensing Unit, Coil with Blower | 4A7A7024A1 |  | 4NXCB025AC3 | 13 | 17 | Yes | Yes | 2015-03-13 |  | 2
FALSE | 4A7A7024A1 | 4200 | 6334624 | TRANE | 4TTR7024A1 | AC | Split System: Air-Cooled Condensing Unit, Coil with Blower | 4A7A7024A1 |  | 4NXCB025AC3 | 13 | 16.75 | Yes | Yes | 2015-03-13 |  | 2
FALSE | 4A7A7024A1 | 4200 | 6334616 | TRANE | 4TTR7024A1 | AC | Split System: Air-Cooled Condensing Unit, Coil with Blower | 4A7A7024A1 |  | 4NXCB025AC3 | 13 | 16.5 | Yes | Yes | 2015-03-13 |  | 2
FALSE | 4A7A7024A1 | 4200 | 6334746 | TRANE | 4TTR7024A1 | AC | Split System: Air-Cooled Condensing Unit, Coil with Blower | 4A7A7024A1 |  | 4NXCB025AC3 | 13 | 16.25 | Yes | Yes | 2015-03-13 |  | 2
FALSE | 4A7A7024A1 | 4200 | 6334751 | TRANE | 4TTR7024A1 | AC | Split System: Air-Cooled Condensing Unit, Coil with Blower | 4A7A7024A1 |  | 4NXCB025AC3 | 13 | 16.25 | Yes | Yes | 2015-03-13 |  | 2
FALSE | 4A7A7024A1 | 4200 | 6334661 | TRANE | 4TTR7024A1 | AC | Split System: Air-Cooled Condensing Unit, Coil with Blower | 4A7A7024A1 |  | 4NXCB025AC3 | 12.5 | 16.25 | Yes | Yes | 2015-03-13 |  | 1
FALSE | 4A7A7024A1 | 4200 | 6334733 | TRANE | 4TTR7024A1 | AC | Split System: Air-Cooled Condensing Unit, Coil with Blower | 4A7A7024A1 |  | 4NXCB025AC3 | 12.5 | 15.5 | Yes | Yes | 2015-03-13 |  | 1
FALSE | 4A7A7024A1 | 4200 | 6334740 | TRANE | 4TTR7024A1 | AC | Split System: Air-Cooled Condensing Unit, Coil with Blower | 4A7A7024A1 |  | 4NXCB025AC3 | 13 | 16 | Yes | Yes | 2015-03-13 |  | 2
FALSE | 4A7A7048A1 | 288 | 6563885 | TRANE | 4TTR7048A1 | AC | Split System: Air-Cooled Condensing Unit, Coil with Blower | 4A7A7048A1 |  | 4TXFH063CZ3 | 13 | 17 | Yes | Yes | 2015-03-13 |  | 2
FALSE | 4A7A7048A1 | 288 | 6551182 | TRANE | 4TTR7048A1 | AC | Split System: Air-Cooled Condensing Unit, Coil with Blower | 4A7A7048A1 |  | 4TXCD061BC3 | 13 | 16 | Yes | Yes | 2015-03-13 |  | 2
FALSE | 4A7A7036A1 | 4207 | 6334710 | TRANE | 4TTR7036A1 | AC | Split System: Air-Cooled Condensing Unit, Coil with Blower | 4A7A7036A1 |  | 4NXCB036AC3 | 12.2 | 16.25 | Yes | Yes | 2015-03-13 |  | 0
FALSE | 4A7A7036A1 | 4207 | 6334690 | TRANE | 4TTR7036A1 | AC | Split System: Air-Cooled Condensing Unit, Coil with Blower | 4A7A7036A1 |  | 4NXCB036AC3 | 12 | 16 | Yes | Yes | 2015-03-13 |  | 0
FALSE | 4A7A7036A1 | 4207 | 6334647 | TRANE | 4TTR7036A1 | AC | Split System: Air-Cooled Condensing Unit, Coil with Blower | 4A7A7036A1 |  | 4NXCB036AC3 | 12 | 16 | Yes | Yes | 2015-03-13 |  | 0
FALSE | 4A7A7036A1 | 4207 | 6334685 | TRANE | 4TTR7036A1 | AC | Split System: Air-Cooled Condensing Unit, Coil with Blower | 4A7A7036A1 |  | 4NXCB036AC3 | 12 | 16 | Yes | Yes | 2015-03-13 |  | 0
FALSE | 4A7A7036A1 | 4207 | 6334692 | TRANE | 4TTR7036A1 | AC | Split System: Air-Cooled Condensing Unit, Coil with Blower | 4A7A7036A1 |  | 4NXCB036AC3 | 12.2 | 16.25 | Yes | Yes | 2015-03-13 |  | 0
FALSE | 4A7A7036A1 | 4207 | 6334719 | TRANE | 4TTR7036A1 | AC | Split System: Air-Cooled Condensing Unit, Coil with Blower | 4A7A7036A1 |  | 4NXCB036AC3 | 12.2 | 16.25 | Yes | Yes | 2015-03-13 |  | 0
FALSE | 4A7A7036A1 | 4207 | 6334678 | TRANE | 4TTR7036A1 | AC | Split System: Air-Cooled Condensing Unit, Coil with Blower | 4A7A7036A1 |  | 4NXCB036AC3 | 12.2 | 16.25 | Yes | Yes | 2015-03-13 |  | 0
FALSE | 4A7A7036A1 | 4207 | 6334670 | TRANE | 4TTR7036A1 | AC | Split System: Air-Cooled Condensing Unit, Coil with Blower | 4A7A7036A1 |  | 4NXCB036AC3 | 12.2 | 16.5 | Yes | Yes | 2015-03-13 |  | 0
FALSE | 4A7A7036A1 | 4207 | 6334663 | TRANE | 4TTR7036A1 | AC | Split System: Air-Cooled Condensing Unit, Coil with Blower | 4A7A7036A1 |  | 4NXCB036AC3 | 12.5 | 17 | Yes | Yes | 2015-03-13 |  | 1
FALSE | 4A7A7036A1 | 4207 | 6334664 | TRANE | 4TTR7036A1 | AC | Split System: Air-Cooled Condensing Unit, Coil with Blower | 4A7A7036A1 |  | 4NXCB036AC3 | 12.5 | 17 | Yes | Yes | 2015-03-13 |  | 1
FALSE | 4A7A7036A1 | 4207 | 6334723 | TRANE | 4TTR7036A1 | AC | Split System: Air-Cooled Condensing Unit, Coil with Blower | 4A7A7036A1 |  | 4NXCB036AC3 | 12.5 | 17 | Yes | Yes | 2015-03-13 |  | 1
FALSE | 4A7A7036A1 | 4207 | 6334691 | TRANE | 4TTR7036A1 | AC | Split System: Air-Cooled Condensing Unit, Coil with Blower | 4A7A7036A1 |  | 4NXCB036AC3 | 12.5 | 17 | Yes | Yes | 2015-03-13 |  | 1
FALSE | 4A7A7036A1 | 4207 | 6334636 | TRANE | 4TTR7036A1 | AC | Split System: Air-Cooled Condensing Unit, Coil with Blower | 4A7A7036A1 |  | 4NXCB036AC3 | 12.2 | 16.5 | Yes | Yes | 2015-03-13 |  | 0
FALSE | 4A7A7036A1 | 4207 | 6334761 | TRANE | 4TTR7036A1 | AC | Split System: Air-Cooled Condensing Unit, Coil with Blower | 4A7A7036A1 |  | 4NXCB036AC3 | 12.2 | 16.5 | Yes | Yes | 2015-03-13 |  | 0
FALSE | 4A7A7036A1 | 4207 | 6334706 | TRANE | 4TTR7036A1 | AC | Split System: Air-Cooled Condensing Unit, Coil with Blower | 4A7A7036A1 |  | 4NXCB036AC3 | 12.5 | 16.25 | Yes | Yes | 2015-03-13 |  | 1
FALSE | 4A7A7036A1 | 4207 | 6334666 | TRANE | 4TTR7036A1 | AC | Split System: Air-Cooled Condensing Unit, Coil with Blower | 4A7A7036A1 |  | 4NXCB036AC3 | 12.2 | 16.5 | Yes | Yes | 2015-03-13 |  | 0
FALSE | 4A7A7036A1 | 4207 | 6334748 | TRANE | 4TTR7036A1 | AC | Split System: Air-Cooled Condensing Unit, Coil with Blower | 4A7A7036A1 |  | 4NXCB036AC3 | 12.2 | 16.75 | Yes | Yes | 2015-03-13 |  | 0
FALSE | 4A7A7036A1 | 4207 | 6334715 | TRANE | 4TTR7036A1 | AC | Split System: Air-Cooled Condensing Unit, Coil with Blower | 4A7A7036A1 |  | 4NXCB036AC3 | 12.2 | 16 | Yes | Yes | 2015-03-13 |  | 0
FALSE | 4A7A7036A1 | 4207 | 6334669 | TRANE | 4TTR7036A1 | AC | Split System: Air-Cooled Condensing Unit, Coil with Blower | 4A7A7036A1 |  | 4NXCB036AC3 | 12.2 | 16.25 | Yes | Yes | 2015-03-13 |  | 0
FALSE | 4A7A7036A1 | 4207 | 6334662 | TRANE | 4TTR7036A1 | AC | Split System: Air-Cooled Condensing Unit, Coil with Blower | 4A7A7036A1 |  | 4NXCB036AC3 | 12.5 | 16.5 | Yes | Yes | 2015-03-13 |  | 1
FALSE | 4A7A7036A1 | 4207 | 6334630 | TRANE | 4TTR7036A1 | AC | Split System: Air-Cooled Condensing Unit, Coil with Blower | 4A7A7036A1 |  | 4NXCB036AC3 | 12.2 | 16 | Yes | Yes | 2015-03-13 |  | 0
FALSE | 4A7A7036A1 | 4207 | 6334631 | TRANE | 4TTR7036A1 | AC | Split System: Air-Cooled Condensing Unit, Coil with Blower | 4A7A7036A1 |  | 4NXCB036AC3 | 12.2 | 16 | Yes | Yes | 2015-03-13 |  | 0
FALSE | 4A7A7036A1 | 4207 | 6334645 | TRANE | 4TTR7036A1 | AC | Split System: Air-Cooled Condensing Unit, Coil with Blower | 4A7A7036A1 |  | 4NXCB036AC3 | 12.2 | 16.25 | Yes | Yes | 2015-03-13 |  | 0
FALSE | 4A7A7036A1 | 4207 | 6334683 | TRANE | 4TTR7036A1 | AC | Split System: Air-Cooled Condensing Unit, Coil with Blower | 4A7A7036A1 |  | 4NXCB036AC3 | 12.2 | 16.25 | Yes | Yes | 2015-03-13 |  | 0
FALSE | 4A7A7036A1 | 4207 | 6334646 | TRANE | 4TTR7036A1 | AC | Split System: Air-Cooled Condensing Unit, Coil with Blower | 4A7A7036A1 |  | 4NXCB036AC3 | 12.5 | 16.25 | Yes | Yes | 2015-03-13 |  | 1
FALSE | 4A7A7036A1 | 4207 | 6334684 | TRANE | 4TTR7036A1 | AC | Split System: Air-Cooled Condensing Unit, Coil with Blower | 4A7A7036A1 |  | 4NXCB036AC3 | 12.2 | 16 | Yes | Yes | 2015-03-13 |  | 0
FALSE | 4A7A7036A1 | 4207 | 6334704 | TRANE | 4TTR7036A1 | AC | Split System: Air-Cooled Condensing Unit, Coil with Blower | 4A7A7036A1 |  | 4NXCB036AC3 | 12.2 | 16 | Yes | Yes | 2015-03-13 |  | 0
FALSE | 4A7A7036A1 | 4207 | 6334722 | TRANE | 4TTR7036A1 | AC | Split System: Air-Cooled Condensing Unit, Coil with Blower | 4A7A7036A1 |  | 4NXCB036AC3 | 12.2 | 15.75 | Yes | Yes | 2015-03-13 |  | 0
FALSE | 4A7A7048A1 | 288 | 6468766 | TRANE | 4TTR7048A1 | AC | Split System: Air-Cooled Condensing Unit, Coil with Blower | 4A7A7048A1 |  | 4NXCD063BC3 | 13 | 16 | Yes | Yes | 2015-03-13 |  | 2
FALSE | 4A7A7048A1 | 288 | 6468738 | TRANE | 4TTR7048A1 | AC | Split System: Air-Cooled Condensing Unit, Coil with Blower | 4A7A7048A1 |  | 4NXCD063BC3 | 12 | 15 | Yes | Yes | 2015-03-13 |  | 0
FALSE | 4A7A7048A1 | 288 | 6468740 | TRANE | 4TTR7048A1 | AC | Split System: Air-Cooled Condensing Unit, Coil with Blower | 4A7A7048A1 |  | 4NXCD063BC3 | 12 | 15 | Yes | Yes | 2015-03-13 |  | 0
FALSE | 4A7A7048A1 | 288 | 6468743 | TRANE | 4TTR7048A1 | AC | Split System: Air-Cooled Condensing Unit, Coil with Blower | 4A7A7048A1 |  | 4NXCD063BC3 | 13 | 16.5 | Yes | Yes | 2015-03-13 |  | 2
FALSE | 4A7A7048A1 | 288 | 6468745 | TRANE | 4TTR7048A1 | AC | Split System: Air-Cooled Condensing Unit, Coil with Blower | 4A7A7048A1 |  | 4NXCD063BC3 | 13 | 16.5 | Yes | Yes | 2015-03-13 |  | 2
FALSE | 4A7A7048A1 | 288 | 6468746 | TRANE | 4TTR7048A1 | AC | Split System: Air-Cooled Condensing Unit, Coil with Blower | 4A7A7048A1 |  | 4NXCD063BC3 | 13 | 16.5 | Yes | Yes | 2015-03-13 |  | 2
FALSE | 4A7A7048A1 | 288 | 6468747 | TRANE | 4TTR7048A1 | AC | Split System: Air-Cooled Condensing Unit, Coil with Blower | 4A7A7048A1 |  | 4NXCD063BC3 | 12.5 | 16 | Yes | Yes | 2015-03-13 |  | 1
FALSE | 4A7A7048A1 | 288 | 6468748 | TRANE | 4TTR7048A1 | AC | Split System: Air-Cooled Condensing Unit, Coil with Blower | 4A7A7048A1 |  | 4NXCD063BC3 | 13 | 16.25 | Yes | Yes | 2015-03-13 |  | 2
FALSE | 4A7A7048A1 | 288 | 6468749 | TRANE | 4TTR7048A1 | AC | Split System: Air-Cooled Condensing Unit, Coil with Blower | 4A7A7048A1 |  | 4NXCD063BC3 | 13 | 16 | Yes | Yes | 2015-03-13 |  | 2
FALSE | 4A7A7048A1 | 288 | 6468750 | TRANE | 4TTR7048A1 | AC | Split System: Air-Cooled Condensing Unit, Coil with Blower | 4A7A7048A1 |  | 4NXCD063BC3 | 13 | 16 | Yes | Yes | 2015-03-13 |  | 2
FALSE | 4A7A7048A1 | 288 | 6468753 | TRANE | 4TTR7048A1 | AC | Split System: Air-Cooled Condensing Unit, Coil with Blower | 4A7A7048A1 |  | 4NXCD063BC3 | 12.5 | 16 | Yes | Yes | 2015-03-13 |  | 1
FALSE | 4A7A7024A1 | 4200 | 6483461 | TRANE | 4TTR7024A1 | AC | Split System: Air-Cooled Condensing Unit, Coil with Blower | 4A7A7024A1 |  | GAM5B0A24M21 | 13 | 16 | Yes | Yes | 2015-03-13 |  | 2
FALSE | 4A7A7036A1 | 4207 | 6483462 | TRANE | 4TTR7036A1 | AC | Split System: Air-Cooled Condensing Unit, Coil with Blower | 4A7A7036A1 |  | GAM5B0B36M31 | 12.5 | 16 | Yes | Yes | 2015-03-13 |  | 1
FALSE | 4A7A7048A1 | 288 | 6483464 | TRANE | 4TTR7048A1 | AC | Split System: Air-Cooled Condensing Unit, Coil with Blower | 4A7A7048A1 |  | GAM5B0C48M41 | 12.5 | 16 | Yes | Yes | 2015-03-13 |  | 1
FALSE | 4A7A7060A1 | 289 | 6483465 | TRANE | 4TTR7060A1 | AC | Split System: Air-Cooled Condensing Unit, Coil with Blower | 4A7A7060A1 |  | GAM5B0C60M51 | 12 | 15.25 | Yes | Yes | 2015-03-13 |  | 0
FALSE | 4A7A7048A1 | 288 | 6468757 | TRANE | 4TTR7048A1 | AC | Split System: Air-Cooled Condensing Unit, Coil with Blower | 4A7A7048A1 |  | 4NXCD063BC3 | 13 | 16 | Yes | Yes | 2015-03-13 |  | 2
FALSE | 4A7A7048A1 | 288 | 6468761 | TRANE | 4TTR7048A1 | AC | Split System: Air-Cooled Condensing Unit, Coil with Blower | 4A7A7048A1 |  | 4NXCD063BC3 | 13 | 16 | Yes | Yes | 2015-03-13 |  | 2
FALSE | 4A7A7048A1 | 288 | 6468765 | TRANE | 4TTR7048A1 | AC | Split System: Air-Cooled Condensing Unit, Coil with Blower | 4A7A7048A1 |  | 4NXCD063BC3 | 13 | 16 | Yes | Yes | 2015-03-13 |  | 2
FALSE | 4A7A7048A1 | 288 | 6970556 | TRANE | 4TTR7048A1 | AC | Split System: Air-Cooled Condensing Unit, Coil with Blower | 4A7A7048A1 |  | *AM8C0C42V31+BAYCC24V | 13 | 17 | Yes | Yes | 2015-03-13 |  | 2
FALSE | 4A7A7048A1 | 288 | 6970558 | TRANE | 4TTR7048A1 | AC | Split System: Air-Cooled Condensing Unit, Coil with Blower | 4A7A7048A1 |  | *AM8C0C48V41+BAYCC24V | 13 | 17 | Yes | Yes | 2015-03-13 |  | 2
FALSE | 4A7A7048A1 | 288 | 6970560 | TRANE | 4TTR7048A1 | AC | Split System: Air-Cooled Condensing Unit, Coil with Blower | 4A7A7048A1 |  | *AM8C0C60V51+BAYCC24V | 13 | 17.5 | Yes | Yes | 2015-03-13 |  | 2
FALSE | 4A7A7036A1 | 4207 | 6970554 | TRANE | 4TTR7036A1 | AC | Split System: Air-Cooled Condensing Unit, Coil with Blower | 4A7A7036A1 |  | *AM8C0C36V31+BAYCC24V | 13 | 18 | Yes | Yes | 2015-03-13 |  | 3
FALSE | 4A7A7024A1 | 4200 | 6970550 | TRANE | 4TTR7024A1 | AC | Split System: Air-Cooled Condensing Unit, Coil with Blower | 4A7A7024A1 |  | *AM8C0B30V21+BAYCC24V | 13.5 | 18 | Yes | Yes | 2015-03-13 |  | 3
FALSE | 4A7A7060A1 | 289 | 7015012 | TRANE | 4TTR7060A1 | AC | Split System: Air-Cooled Condensing Unit, Coil with Blower | 4A7A7060A1 |  | 4TXFH063CZ3 | 12 | 15.5 | Yes | Yes | 2015-03-13 |  | 0
FALSE | 4A7A7060A1 | 289 | 7015016 | TRANE | 4TTR7060A1 | AC | Split System: Air-Cooled Condensing Unit, Coil with Blower | 4A7A7060A1 |  | 4TXFH063CZ3 | 12 | 15.5 | Yes | Yes | 2015-03-13 |  | 0
FALSE | 4A7A7024A1 | 4200 | 7014651 | TRANE | 4TTR7024A1 | AC | Split System: Air-Cooled Condensing Unit, Coil with Blower | 4A7A7024A1 |  | 4TXCC037BC3 | 13 | 17 | Yes | Yes | 2015-03-13 |  | 2
FALSE | 4A7A7024A1 | 4200 | 7014673 | TRANE | 4TTR7024A1 | AC | Split System: Air-Cooled Condensing Unit, Coil with Blower | 4A7A7024A1 |  | 4TXFH041CC3 | 13 | 17 | Yes | Yes | 2015-03-13 |  | 2
FALSE | 4A7A7024A1 | 4200 | 7014675 | TRANE | 4TTR7024A1 | AC | Split System: Air-Cooled Condensing Unit, Coil with Blower | 4A7A7024A1 |  | 4TXFH041CC3 | 13 | 17 | Yes | Yes | 2015-03-13 |  | 2
FALSE | 4A7A7048A1 | 288 | 7014929 | TRANE | 4TTR7048A1 | AC | Split System: Air-Cooled Condensing Unit, Coil with Blower | 4A7A7048A1 |  | 4TXFH054CC3 | 13 | 16 | Yes | Yes | 2015-03-13 |  | 2
FALSE | 4A7A7048A1 | 288 | 7014927 | TRANE | 4TTR7048A1 | AC | Split System: Air-Cooled Condensing Unit, Coil with Blower | 4A7A7048A1 |  | 4TXFH054CC3 | 13 | 16.5 | Yes | Yes | 2015-03-13 |  | 2
FALSE | 4A7A7048A1 | 288 | 7014925 | TRANE | 4TTR7048A1 | AC | Split System: Air-Cooled Condensing Unit, Coil with Blower | 4A7A7048A1 |  | 4TXFH054CC3 | 12.5 | 16.5 | Yes | Yes | 2015-03-13 |  | 1
FALSE | 4A7A7048A1 | 288 | 7014923 | TRANE | 4TTR7048A1 | AC | Split System: Air-Cooled Condensing Unit, Coil with Blower | 4A7A7048A1 |  | 4TXFH054CC3 | 12.5 | 16.5 | Yes | Yes | 2015-03-13 |  | 1
FALSE | 4A7A7048A1 | 288 | 7014921 | TRANE | 4TTR7048A1 | AC | Split System: Air-Cooled Condensing Unit, Coil with Blower | 4A7A7048A1 |  | 4TXFH054CC3 | 13 | 16.5 | Yes | Yes | 2015-03-13 |  | 2
FALSE | 4A7A7048A1 | 288 | 7014919 | TRANE | 4TTR7048A1 | AC | Split System: Air-Cooled Condensing Unit, Coil with Blower | 4A7A7048A1 |  | 4TXFH054CC3 | 13 | 16 | Yes | Yes | 2015-03-13 |  | 2
FALSE | 4A7A7048A1 | 288 | 7014932 | TRANE | 4TTR7048A1 | AC | Split System: Air-Cooled Condensing Unit, Coil with Blower | 4A7A7048A1 |  | 4TXFH063CZ3 | 13 | 17 | Yes | Yes | 2015-03-13 |  | 2
FALSE | 4A7A7060A1 | 289 | 7014950 | TRANE | 4TTR7060A1 | AC | Split System: Air-Cooled Condensing Unit, Coil with Blower | 4A7A7060A1 |  | 4TXCC060BC3 | 12 | 15 | Yes | Yes | 2015-03-13 |  | 0
FALSE | 4A7A7060A1 | 289 | 7014954 | TRANE | 4TTR7060A1 | AC | Split System: Air-Cooled Condensing Unit, Coil with Blower | 4A7A7060A1 |  | 4TXCD009CC3 | 12 | 15.5 | Yes | Yes | 2015-03-13 |  | 0
FALSE | 4A7A7060A1 | 289 | 7014972 | TRANE | 4TTR7060A1 | AC | Split System: Air-Cooled Condensing Unit, Coil with Blower | 4A7A7060A1 |  | 4TXCD061BC3 | 12 | 15 | Yes | Yes | 2015-03-13 |  | 0
FALSE | 4A7A7060A1 | 289 | 7014968 | TRANE | 4TTR7060A1 | AC | Split System: Air-Cooled Condensing Unit, Coil with Blower | 4A7A7060A1 |  | 4TXCD061BC3 | 12 | 15 | Yes | Yes | 2015-03-13 |  | 0
FALSE | 4A7A7060A1 | 289 | 7014964 | TRANE | 4TTR7060A1 | AC | Split System: Air-Cooled Condensing Unit, Coil with Blower | 4A7A7060A1 |  | 4TXCD061BC3 | 12 | 15 | Yes | Yes | 2015-03-13 |  | 0
FALSE | 4A7A7060A1 | 289 | 7014966 | TRANE | 4TTR7060A1 | AC | Split System: Air-Cooled Condensing Unit, Coil with Blower | 4A7A7060A1 |  | 4TXCD061BC3 | 12 | 15 | Yes | Yes | 2015-03-13 |  | 0
FALSE | 4A7A7060A1 | 289 | 7014978 | TRANE | 4TTR7060A1 | AC | Split System: Air-Cooled Condensing Unit, Coil with Blower | 4A7A7060A1 |  | 4TXCD063BC3 | 12 | 16 | Yes | Yes | 2015-03-13 |  | 0
FALSE | 4A7A7060A1 | 289 | 7014986 | TRANE | 4TTR7060A1 | AC | Split System: Air-Cooled Condensing Unit, Coil with Blower | 4A7A7060A1 |  | 4TXCD063BC3 | 12 | 16 | Yes | Yes | 2015-03-13 |  | 0
FALSE | 4A7A7024A1 | 4200 | 7051117 | TRANE | 4TTR7024A1 | AC | Split System: Air-Cooled Condensing Unit, Coil with Blower | 4A7A7024A1 |  | 4NXAB025AC3 | 12.5 | 15.5 | Yes | Yes | 2015-03-13 |  | 1
FALSE | 4A7A7024A1 | 4200 | 7051161 | TRANE | 4TTR7024A1 | AC | Split System: Air-Cooled Condensing Unit, Coil with Blower | 4A7A7024A1 |  | 4NXAB025AC3 | 13 | 16 | Yes | Yes | 2015-03-13 |  | 2
FALSE | 4A7A7024A1 | 4200 | 7051159 | TRANE | 4TTR7024A1 | AC | Split System: Air-Cooled Condensing Unit, Coil with Blower | 4A7A7024A1 |  | 4NXAB025AC3 | 12.5 | 16 | Yes | Yes | 2015-03-13 |  | 1
FALSE | 4A7A7024A1 | 4200 | 7051155 | TRANE | 4TTR7024A1 | AC | Split System: Air-Cooled Condensing Unit, Coil with Blower | 4A7A7024A1 |  | 4NXAB025AC3 | 13 | 16 | Yes | Yes | 2015-03-13 |  | 2
FALSE | 4A7A7024A1 | 4200 | 7051163 | TRANE | 4TTR7024A1 | AC | Split System: Air-Cooled Condensing Unit, Coil with Blower | 4A7A7024A1 |  | 4NXAB025AC3 | 13 | 16 | Yes | Yes | 2015-03-13 |  | 2
FALSE | 4A7A7048A1 | 288 | 7014837 | TRANE | 4TTR7048A1 | AC | Split System: Air-Cooled Condensing Unit, Coil with Blower | 4A7A7048A1 |  | 4TXCB042BC3 | 12 | 15 | Yes | Yes | 2015-03-13 |  | 0
FALSE | 4A7A7048A1 | 288 | 7014839 | TRANE | 4TTR7048A1 | AC | Split System: Air-Cooled Condensing Unit, Coil with Blower | 4A7A7048A1 |  | 4TXCB042BC3 | 12 | 15 | Yes | Yes | 2015-03-13 |  | 0
FALSE | 4A7A7048A1 | 288 | 7014841 | TRANE | 4TTR7048A1 | AC | Split System: Air-Cooled Condensing Unit, Coil with Blower | 4A7A7048A1 |  | 4TXCB048BC3 | 12.5 | 15.75 | Yes | Yes | 2015-03-13 |  | 1
FALSE | 4A7A7048A1 | 288 | 7014843 | TRANE | 4TTR7048A1 | AC | Split System: Air-Cooled Condensing Unit, Coil with Blower | 4A7A7048A1 |  | 4TXCB048BC3 | 12.5 | 15.75 | Yes | Yes | 2015-03-13 |  | 1
FALSE | 4A7A7048A1 | 288 | 7014849 | TRANE | 4TTR7048A1 | AC | Split System: Air-Cooled Condensing Unit, Coil with Blower | 4A7A7048A1 |  | 4TXCC043BC3 | 12 | 15.5 | Yes | Yes | 2015-03-13 |  | 0
FALSE | 4A7A7048A1 | 288 | 7014853 | TRANE | 4TTR7048A1 | AC | Split System: Air-Cooled Condensing Unit, Coil with Blower | 4A7A7048A1 |  | 4TXCC043BC3 | 12 | 15.5 | Yes | Yes | 2015-03-13 |  | 0
FALSE | 4A7A7048A1 | 288 | 7014855 | TRANE | 4TTR7048A1 | AC | Split System: Air-Cooled Condensing Unit, Coil with Blower | 4A7A7048A1 |  | 4TXCC043BC3 | 12 | 15.5 | Yes | Yes | 2015-03-13 |  | 0
FALSE | 4A7A7048A1 | 288 | 7014857 | TRANE | 4TTR7048A1 | AC | Split System: Air-Cooled Condensing Unit, Coil with Blower | 4A7A7048A1 |  | 4TXCC043BC3 | 12 | 15.5 | Yes | Yes | 2015-03-13 |  | 0
FALSE | 4A7A7048A1 | 288 | 7014863 | TRANE | 4TTR7048A1 | AC | Split System: Air-Cooled Condensing Unit, Coil with Blower | 4A7A7048A1 |  | 4TXCC044BC3 | 12.5 | 16.5 | Yes | Yes | 2015-03-13 |  | 1
FALSE | 4A7A7048A1 | 288 | 7014865 | TRANE | 4TTR7048A1 | AC | Split System: Air-Cooled Condensing Unit, Coil with Blower | 4A7A7048A1 |  | 4TXCC044BC3 | 12.5 | 16.25 | Yes | Yes | 2015-03-13 |  | 1
FALSE | 4A7A7048A1 | 288 | 7014867 | TRANE | 4TTR7048A1 | AC | Split System: Air-Cooled Condensing Unit, Coil with Blower | 4A7A7048A1 |  | 4TXCC044BC3 | 12 | 16 | Yes | Yes | 2015-03-13 |  | 0
FALSE | 4A7A7048A1 | 288 | 7014859 | TRANE | 4TTR7048A1 | AC | Split System: Air-Cooled Condensing Unit, Coil with Blower | 4A7A7048A1 |  | 4TXCC044BC3 | 12.5 | 16 | Yes | Yes | 2015-03-13 |  | 1
FALSE | 4A7A7048A1 | 288 | 7014869 | TRANE | 4TTR7048A1 | AC | Split System: Air-Cooled Condensing Unit, Coil with Blower | 4A7A7048A1 |  | 4TXCC044BC3 | 12.5 | 16.5 | Yes | Yes | 2015-03-13 |  | 1
FALSE | 4A7A7048A1 | 288 | 7014879 | TRANE | 4TTR7048A1 | AC | Split System: Air-Cooled Condensing Unit, Coil with Blower | 4A7A7048A1 |  | 4TXCC049BC3 | 12.5 | 16 | Yes | Yes | 2015-03-13 |  | 1
FALSE | 4A7A7048A1 | 288 | 7014877 | TRANE | 4TTR7048A1 | AC | Split System: Air-Cooled Condensing Unit, Coil with Blower | 4A7A7048A1 |  | 4TXCC049BC3 | 12.5 | 16 | Yes | Yes | 2015-03-13 |  | 1
FALSE | 4A7A7048A1 | 288 | 7014875 | TRANE | 4TTR7048A1 | AC | Split System: Air-Cooled Condensing Unit, Coil with Blower | 4A7A7048A1 |  | 4TXCC049BC3 | 12.5 | 16 | Yes | Yes | 2015-03-13 |  | 1
FALSE | 4A7A7048A1 | 288 | 7014873 | TRANE | 4TTR7048A1 | AC | Split System: Air-Cooled Condensing Unit, Coil with Blower | 4A7A7048A1 |  | 4TXCC049BC3 | 12.5 | 16 | Yes | Yes | 2015-03-13 |  | 1
FALSE | 4A7A7048A1 | 288 | 7014887 | TRANE | 4TTR7048A1 | AC | Split System: Air-Cooled Condensing Unit, Coil with Blower | 4A7A7048A1 |  | 4TXCC060BC3 | 12.5 | 16 | Yes | Yes | 2015-03-13 |  | 1
FALSE | 4A7A7048A1 | 288 | 7014885 | TRANE | 4TTR7048A1 | AC | Split System: Air-Cooled Condensing Unit, Coil with Blower | 4A7A7048A1 |  | 4TXCC060BC3 | 12.5 | 16 | Yes | Yes | 2015-03-13 |  | 1
FALSE | 4A7A7048A1 | 288 | 7014891 | TRANE | 4TTR7048A1 | AC | Split System: Air-Cooled Condensing Unit, Coil with Blower | 4A7A7048A1 |  | 4TXCC060BC3 | 12.5 | 16 | Yes | Yes | 2015-03-13 |  | 1
FALSE | 4A7A7048A1 | 288 | 7014883 | TRANE | 4TTR7048A1 | AC | Split System: Air-Cooled Condensing Unit, Coil with Blower | 4A7A7048A1 |  | 4TXCC060BC3 | 12.5 | 16 | Yes | Yes | 2015-03-13 |  | 1
FALSE | 4A7A7048A1 | 288 | 7014897 | TRANE | 4TTR7048A1 | AC | Split System: Air-Cooled Condensing Unit, Coil with Blower | 4A7A7048A1 |  | 4TXCD050BC3 | 12.5 | 16 | Yes | Yes | 2015-03-13 |  | 1
FALSE | 4A7A7048A1 | 288 | 7014893 | TRANE | 4TTR7048A1 | AC | Split System: Air-Cooled Condensing Unit, Coil with Blower | 4A7A7048A1 |  | 4TXCD050BC3 | 12.5 | 16 | Yes | Yes | 2015-03-13 |  | 1
FALSE | 4A7A7048A1 | 288 | 7014903 | TRANE | 4TTR7048A1 | AC | Split System: Air-Cooled Condensing Unit, Coil with Blower | 4A7A7048A1 |  | 4TXCD050BC3 | 12.5 | 16 | Yes | Yes | 2015-03-13 |  | 1
FALSE | 4A7A7048A1 | 288 | 7014899 | TRANE | 4TTR7048A1 | AC | Split System: Air-Cooled Condensing Unit, Coil with Blower | 4A7A7048A1 |  | 4TXCD050BC3 | 13 | 16 | Yes | Yes | 2015-03-13 |  | 2
FALSE | 4A7A7048A1 | 288 | 7014905 | TRANE | 4TTR7048A1 | AC | Split System: Air-Cooled Condensing Unit, Coil with Blower | 4A7A7048A1 |  | 4TXCD061BC3 | 13 | 16 | Yes | Yes | 2015-03-13 |  | 2
FALSE | 4A7A7048A1 | 288 | 7014917 | TRANE | 4TTR7048A1 | AC | Split System: Air-Cooled Condensing Unit, Coil with Blower | 4A7A7048A1 |  | 4TXCD063BC3 | 13 | 17.5 | Yes | Yes | 2015-03-13 |  | 2
FALSE | 4A7A7048A1 | 288 | 7014911 | TRANE | 4TTR7048A1 | AC | Split System: Air-Cooled Condensing Unit, Coil with Blower | 4A7A7048A1 |  | 4TXCD063BC3 | 13 | 17.5 | Yes | Yes | 2015-03-13 |  | 2
FALSE | 4A7A7024A1 | 4200 | 7051119 | TRANE | 4TTR7024A1 | AC | Split System: Air-Cooled Condensing Unit, Coil with Blower | 4A7A7024A1 |  | 4NXAB025AC3 | 13 | 16 | Yes | Yes | 2015-03-13 |  | 2
FALSE | 4A7A7024A1 | 4200 | 7051121 | TRANE | 4TTR7024A1 | AC | Split System: Air-Cooled Condensing Unit, Coil with Blower | 4A7A7024A1 |  | 4NXAB025AC3 | 13 | 16.5 | Yes | Yes | 2015-03-13 |  | 2
FALSE | 4A7A7024A1 | 4200 | 7051125 | TRANE | 4TTR7024A1 | AC | Split System: Air-Cooled Condensing Unit, Coil with Blower | 4A7A7024A1 |  | 4NXAB025AC3 | 13 | 16.75 | Yes | Yes | 2015-03-13 |  | 2
FALSE | 4A7A7024A1 | 4200 | 7051127 | TRANE | 4TTR7024A1 | AC | Split System: Air-Cooled Condensing Unit, Coil with Blower | 4A7A7024A1 |  | 4NXAB025AC3 | 12.5 | 16 | Yes | Yes | 2015-03-13 |  | 1
FALSE | 4A7A7024A1 | 4200 | 7051129 | TRANE | 4TTR7024A1 | AC | Split System: Air-Cooled Condensing Unit, Coil with Blower | 4A7A7024A1 |  | 4NXAB025AC3 | 12.5 | 16 | Yes | Yes | 2015-03-13 |  | 1
FALSE | 4A7A7024A1 | 4200 | 7051131 | TRANE | 4TTR7024A1 | AC | Split System: Air-Cooled Condensing Unit, Coil with Blower | 4A7A7024A1 |  | 4NXAB025AC3 | 13 | 17 | Yes | Yes | 2015-03-13 |  | 2
FALSE | 4A7A7024A1 | 4200 | 7051133 | TRANE | 4TTR7024A1 | AC | Split System: Air-Cooled Condensing Unit, Coil with Blower | 4A7A7024A1 |  | 4NXAB025AC3 | 13 | 16.75 | Yes | Yes | 2015-03-13 |  | 2
FALSE | 4A7A7024A1 | 4200 | 7051135 | TRANE | 4TTR7024A1 | AC | Split System: Air-Cooled Condensing Unit, Coil with Blower | 4A7A7024A1 |  | 4NXAB025AC3 | 13 | 16.5 | Yes | Yes | 2015-03-13 |  | 2
FALSE | 4A7A7024A1 | 4200 | 7051137 | TRANE | 4TTR7024A1 | AC | Split System: Air-Cooled Condensing Unit, Coil with Blower | 4A7A7024A1 |  | 4NXAB025AC3 | 13 | 16.25 | Yes | Yes | 2015-03-13 |  | 2
FALSE | 4A7A7024A1 | 4200 | 7051139 | TRANE | 4TTR7024A1 | AC | Split System: Air-Cooled Condensing Unit, Coil with Blower | 4A7A7024A1 |  | 4NXAB025AC3 | 13 | 16.25 | Yes | Yes | 2015-03-13 |  | 2
FALSE | 4A7A7024A1 | 4200 | 7051141 | TRANE | 4TTR7024A1 | AC | Split System: Air-Cooled Condensing Unit, Coil with Blower | 4A7A7024A1 |  | 4NXAB025AC3 | 12.5 | 16.25 | Yes | Yes | 2015-03-13 |  | 1
FALSE | 4A7A7024A1 | 4200 | 7051143 | TRANE | 4TTR7024A1 | AC | Split System: Air-Cooled Condensing Unit, Coil with Blower | 4A7A7024A1 |  | 4NXAB025AC3 | 12.5 | 15.5 | Yes | Yes | 2015-03-13 |  | 1
FALSE | 4A7A7024A1 | 4200 | 7051153 | TRANE | 4TTR7024A1 | AC | Split System: Air-Cooled Condensing Unit, Coil with Blower | 4A7A7024A1 |  | 4NXAB025AC3 | 13 | 16.5 | Yes | Yes | 2015-03-13 |  | 2
FALSE | 4A7A7036A1 | 4207 | 7051261 | TRANE | 4TTR7036A1 | AC | Split System: Air-Cooled Condensing Unit, Coil with Blower | 4A7A7036A1 |  | 4NXAB031AC3 | 12.2 | 16 | Yes | Yes | 2015-03-13 |  | 0
FALSE | 4A7A7036A1 | 4207 | 7051267 | TRANE | 4TTR7036A1 | AC | Split System: Air-Cooled Condensing Unit, Coil with Blower | 4A7A7036A1 |  | 4NXAB031AC3 | 12.2 | 16 | Yes | Yes | 2015-03-13 |  | 0
FALSE | 4A7A7036A1 | 4207 | 7051271 | TRANE | 4TTR7036A1 | AC | Split System: Air-Cooled Condensing Unit, Coil with Blower | 4A7A7036A1 |  | 4NXAB031AC3 | 12.2 | 16 | Yes | Yes | 2015-03-13 |  | 0
FALSE | 4A7A7036A1 | 4207 | 7051273 | TRANE | 4TTR7036A1 | AC | Split System: Air-Cooled Condensing Unit, Coil with Blower | 4A7A7036A1 |  | 4NXAB031AC3 | 12 | 16 | Yes | Yes | 2015-03-13 |  | 0
FALSE | 4A7A7036A1 | 4207 | 7051275 | TRANE | 4TTR7036A1 | AC | Split System: Air-Cooled Condensing Unit, Coil with Blower | 4A7A7036A1 |  | 4NXAB031AC3 | 12.2 | 16.25 | Yes | Yes | 2015-03-13 |  | 0
FALSE | 4A7A7036A1 | 4207 | 7051277 | TRANE | 4TTR7036A1 | AC | Split System: Air-Cooled Condensing Unit, Coil with Blower | 4A7A7036A1 |  | 4NXAB031AC3 | 12 | 15.75 | Yes | Yes | 2015-03-13 |  | 0
FALSE | 4A7A7036A1 | 4207 | 7051279 | TRANE | 4TTR7036A1 | AC | Split System: Air-Cooled Condensing Unit, Coil with Blower | 4A7A7036A1 |  | 4NXAB031AC3 | 12.2 | 16.25 | Yes | Yes | 2015-03-13 |  | 0
FALSE | 4A7A7036A1 | 4207 | 7051281 | TRANE | 4TTR7036A1 | AC | Split System: Air-Cooled Condensing Unit, Coil with Blower | 4A7A7036A1 |  | 4NXAB031AC3 | 12 | 16 | Yes | Yes | 2015-03-13 |  | 0
FALSE | 4A7A7036A1 | 4207 | 7051285 | TRANE | 4TTR7036A1 | AC | Split System: Air-Cooled Condensing Unit, Coil with Blower | 4A7A7036A1 |  | 4NXAB031AC3 | 12 | 15.75 | Yes | Yes | 2015-03-13 |  | 0
FALSE | 4A7A7036A1 | 4207 | 7051287 | TRANE | 4TTR7036A1 | AC | Split System: Air-Cooled Condensing Unit, Coil with Blower | 4A7A7036A1 |  | 4NXAB031AC3 | 12 | 15.5 | Yes | Yes | 2015-03-13 |  | 0
FALSE | 4A7A7036A1 | 4207 | 7051291 | TRANE | 4TTR7036A1 | AC | Split System: Air-Cooled Condensing Unit, Coil with Blower | 4A7A7036A1 |  | 4NXAB031AC3 | 12 | 15.5 | Yes | Yes | 2015-03-13 |  | 0
FALSE | 4A7A7036A1 | 4207 | 7051299 | TRANE | 4TTR7036A1 | AC | Split System: Air-Cooled Condensing Unit, Coil with Blower | 4A7A7036A1 |  | 4NXAB031AC3 | 12 | 15.75 | Yes | Yes | 2015-03-13 |  | 0
FALSE | 4A7A7024A1 | 4200 | 7051147 | TRANE | 4TTR7024A1 | AC | Split System: Air-Cooled Condensing Unit, Coil with Blower | 4A7A7024A1 |  | 4NXAB025AC3 | 13 | 16 | Yes | Yes | 2015-03-13 |  | 2
FALSE | 4A7A7024A1 | 4200 | 7051149 | TRANE | 4TTR7024A1 | AC | Split System: Air-Cooled Condensing Unit, Coil with Blower | 4A7A7024A1 |  | 4NXAB025AC3 | 13 | 16 | Yes | Yes | 2015-03-13 |  | 2
FALSE | 4A7A7024A1 | 4200 | 7051151 | TRANE | 4TTR7024A1 | AC | Split System: Air-Cooled Condensing Unit, Coil with Blower | 4A7A7024A1 |  | 4NXAB025AC3 | 13 | 16 | Yes | Yes | 2015-03-13 |  | 2
FALSE | 4A7A7036A1 | 4207 | 7051375 | TRANE | 4TTR7036A1 | AC | Split System: Air-Cooled Condensing Unit, Coil with Blower | 4A7A7036A1 |  | 4NXAB036AC3 | 12.2 | 16.25 | Yes | Yes | 2015-03-13 |  | 0
FALSE | 4A7A7036A1 | 4207 | 7051339 | TRANE | 4TTR7036A1 | AC | Split System: Air-Cooled Condensing Unit, Coil with Blower | 4A7A7036A1 |  | 4NXAB036AC3 | 12.2 | 16 | Yes | Yes | 2015-03-13 |  | 0
FALSE | 4A7A7036A1 | 4207 | 7051343 | TRANE | 4TTR7036A1 | AC | Split System: Air-Cooled Condensing Unit, Coil with Blower | 4A7A7036A1 |  | 4NXAB036AC3 | 12.2 | 16 | Yes | Yes | 2015-03-13 |  | 0
FALSE | 4A7A7036A1 | 4207 | 7051347 | TRANE | 4TTR7036A1 | AC | Split System: Air-Cooled Condensing Unit, Coil with Blower | 4A7A7036A1 |  | 4NXAB036AC3 | 12.2 | 16.25 | Yes | Yes | 2015-03-13 |  | 0
FALSE | 4A7A7036A1 | 4207 | 7051349 | TRANE | 4TTR7036A1 | AC | Split System: Air-Cooled Condensing Unit, Coil with Blower | 4A7A7036A1 |  | 4NXAB036AC3 | 12.2 | 16.25 | Yes | Yes | 2015-03-13 |  | 0
FALSE | 4A7A7036A1 | 4207 | 7051351 | TRANE | 4TTR7036A1 | AC | Split System: Air-Cooled Condensing Unit, Coil with Blower | 4A7A7036A1 |  | 4NXAB036AC3 | 12.5 | 16.25 | Yes | Yes | 2015-03-13 |  | 1
FALSE | 4A7A7036A1 | 4207 | 7051353 | TRANE | 4TTR7036A1 | AC | Split System: Air-Cooled Condensing Unit, Coil with Blower | 4A7A7036A1 |  | 4NXAB036AC3 | 12.2 | 16 | Yes | Yes | 2015-03-13 |  | 0
FALSE | 4A7A7036A1 | 4207 | 7051355 | TRANE | 4TTR7036A1 | AC | Split System: Air-Cooled Condensing Unit, Coil with Blower | 4A7A7036A1 |  | 4NXAB036AC3 | 12.2 | 16 | Yes | Yes | 2015-03-13 |  | 0
FALSE | 4A7A7036A1 | 4207 | 7051357 | TRANE | 4TTR7036A1 | AC | Split System: Air-Cooled Condensing Unit, Coil with Blower | 4A7A7036A1 |  | 4NXAB036AC3 | 12 | 15.75 | Yes | Yes | 2015-03-13 |  | 0
FALSE | 4A7A7036A1 | 4207 | 7051359 | TRANE | 4TTR7036A1 | AC | Split System: Air-Cooled Condensing Unit, Coil with Blower | 4A7A7036A1 |  | 4NXAB036AC3 | 12 | 15.75 | Yes | Yes | 2015-03-13 |  | 0
FALSE | 4A7A7036A1 | 4207 | 7051363 | TRANE | 4TTR7036A1 | AC | Split System: Air-Cooled Condensing Unit, Coil with Blower | 4A7A7036A1 |  | 4NXAB036AC3 | 12.2 | 16.25 | Yes | Yes | 2015-03-13 |  | 0
FALSE | 4A7A7036A1 | 4207 | 7051369 | TRANE | 4TTR7036A1 | AC | Split System: Air-Cooled Condensing Unit, Coil with Blower | 4A7A7036A1 |  | 4NXAB036AC3 | 12 | 15.5 | Yes | Yes | 2015-03-13 |  | 0
FALSE | 4A7A7036A1 | 4207 | 7051335 | TRANE | 4TTR7036A1 | AC | Split System: Air-Cooled Condensing Unit, Coil with Blower | 4A7A7036A1 |  | 4NXAB036AC3 | 12.2 | 16.25 | Yes | Yes | 2015-03-13 |  | 0
FALSE | 4A7A7036A1 | 4207 | 7051337 | TRANE | 4TTR7036A1 | AC | Split System: Air-Cooled Condensing Unit, Coil with Blower | 4A7A7036A1 |  | 4NXAB036AC3 | 12.2 | 16.25 | Yes | Yes | 2015-03-13 |  | 0
FALSE | 4A7A7060A1 | 289 | 7069553 | TRANE | 4TTR7060A1 | AC | Split System: Air-Cooled Condensing Unit, Coil with Blower | 4A7A7060A1 |  | 4NXCD009AS3 | 12.2 | 15.5 | Yes | Yes | 2015-03-13 |  | 0
FALSE | 4A7A7060A1 | 289 | 7069551 | TRANE | 4TTR7060A1 | AC | Split System: Air-Cooled Condensing Unit, Coil Alone | 4A7A7060A1 |  | 4NXCD009AS3 | 12.2 | 14.75 | Yes | Yes | 2015-03-13 |  | 0
FALSE | 4A7A7060A1 | 289 | 7069104 | TRANE | 4TTR7060A1 | AC | Split System: Air-Cooled Condensing Unit, Coil with Blower | 4A7A7060A1 |  | 4NXCD009AS3+HORIZ-RT | 12.2 | 15.75 | Yes | Yes | 2015-03-13 |  | 0
FALSE | 4A7A7060A1 | 289 | 7069102 | TRANE | 4TTR7060A1 | AC | Split System: Air-Cooled Condensing Unit, Coil with Blower | 4A7A7060A1 |  | 4NXCD009AS3+HORIZ-RT | 12.5 | 16 | Yes | Yes | 2015-03-13 |  | 1
FALSE | 4A7A7060A1 | 289 | 7069100 | TRANE | 4TTR7060A1 | AC | Split System: Air-Cooled Condensing Unit, Coil with Blower | 4A7A7060A1 |  | 4NXCD009AS3+HORIZ-RT | 12.2 | 15.75 | Yes | Yes | 2015-03-13 |  | 0
FALSE | 4A7A7060A1 | 289 | 7069098 | TRANE | 4TTR7060A1 | AC | Split System: Air-Cooled Condensing Unit, Coil with Blower | 4A7A7060A1 |  | 4NXCD009AS3+HORIZ-RT | 12.5 | 16 | Yes | Yes | 2015-03-13 |  | 1
FALSE | 4A7A7036A1 | 4207 | 7051379 | TRANE | 4TTR7036A1 | AC | Split System: Air-Cooled Condensing Unit, Coil with Blower | 4A7A7036A1 |  | 4NXAB036AC3 | 12.2 | 16.25 | Yes | Yes | 2015-03-13 |  | 0
FALSE | 4A7A7036A1 | 4207 | 7051381 | TRANE | 4TTR7036A1 | AC | Split System: Air-Cooled Condensing Unit, Coil with Blower | 4A7A7036A1 |  | 4NXAB036AC3 | 12.2 | 16.25 | Yes | Yes | 2015-03-13 |  | 0
FALSE | 4A7A7036A1 | 4207 | 7051383 | TRANE | 4TTR7036A1 | AC | Split System: Air-Cooled Condensing Unit, Coil with Blower | 4A7A7036A1 |  | 4NXAB036AC3 | 12 | 16 | Yes | Yes | 2015-03-13 |  | 0
FALSE | 4A7A7036A1 | 4207 | 7051385 | TRANE | 4TTR7036A1 | AC | Split System: Air-Cooled Condensing Unit, Coil with Blower | 4A7A7036A1 |  | 4NXAB036AC3 | 12 | 16 | Yes | Yes | 2015-03-13 |  | 0
FALSE | 4A7A7036A1 | 4207 | 7051387 | TRANE | 4TTR7036A1 | AC | Split System: Air-Cooled Condensing Unit, Coil with Blower | 4A7A7036A1 |  | 4NXAB036AC3 | 12 | 16 | Yes | Yes | 2015-03-13 |  | 0
FALSE | 4A7A7036A1 | 4207 | 7051391 | TRANE | 4TTR7036A1 | AC | Split System: Air-Cooled Condensing Unit, Coil with Blower | 4A7A7036A1 |  | 4NXAB036AC3 | 12.2 | 16.25 | Yes | Yes | 2015-03-13 |  | 0
FALSE | 4A7A7036A1 | 4207 | 7051395 | TRANE | 4TTR7036A1 | AC | Split System: Air-Cooled Condensing Unit, Coil with Blower | 4A7A7036A1 |  | 4NXAB036AC3 | 12.2 | 16.25 | Yes | Yes | 2015-03-13 |  | 0
FALSE | 4A7A7036A1 | 4207 | 7051399 | TRANE | 4TTR7036A1 | AC | Split System: Air-Cooled Condensing Unit, Coil with Blower | 4A7A7036A1 |  | 4NXAB036AC3 | 12.2 | 16.25 | Yes | Yes | 2015-03-13 |  | 0
FALSE | 4A7A7036A1 | 4207 | 7051401 | TRANE | 4TTR7036A1 | AC | Split System: Air-Cooled Condensing Unit, Coil with Blower | 4A7A7036A1 |  | 4NXAB036AC3 | 12.2 | 16.5 | Yes | Yes | 2015-03-13 |  | 0
FALSE | 4A7A7036A1 | 4207 | 7051405 | TRANE | 4TTR7036A1 | AC | Split System: Air-Cooled Condensing Unit, Coil with Blower | 4A7A7036A1 |  | 4NXAB036AC3 | 12.5 | 17 | Yes | Yes | 2015-03-13 |  | 1
FALSE | 4A7A7036A1 | 4207 | 7051407 | TRANE | 4TTR7036A1 | AC | Split System: Air-Cooled Condensing Unit, Coil with Blower | 4A7A7036A1 |  | 4NXAB036AC3 | 12.5 | 17 | Yes | Yes | 2015-03-13 |  | 1
FALSE | 4A7A7024A1 | 4200 | 7051197 | TRANE | 4TTR7024A1 | AC | Split System: Air-Cooled Condensing Unit, Coil with Blower | 4A7A7024A1 |  | 4NXAB032AC3 | 13 | 16 | Yes | Yes | 2015-03-13 |  | 2
FALSE | 4A7A7024A1 | 4200 | 7051199 | TRANE | 4TTR7024A1 | AC | Split System: Air-Cooled Condensing Unit, Coil with Blower | 4A7A7024A1 |  | 4NXAB032AC3 | 13 | 16 | Yes | Yes | 2015-03-13 |  | 2
FALSE | 4A7A7024A1 | 4200 | 7051201 | TRANE | 4TTR7024A1 | AC | Split System: Air-Cooled Condensing Unit, Coil with Blower | 4A7A7024A1 |  | 4NXAB032AC3 | 13 | 17 | Yes | Yes | 2015-03-13 |  | 2
FALSE | 4A7A7024A1 | 4200 | 7051205 | TRANE | 4TTR7024A1 | AC | Split System: Air-Cooled Condensing Unit, Coil with Blower | 4A7A7024A1 |  | 4NXAB032AC3 | 13 | 17 | Yes | Yes | 2015-03-13 |  | 2
FALSE | 4A7A7024A1 | 4200 | 7051207 | TRANE | 4TTR7024A1 | AC | Split System: Air-Cooled Condensing Unit, Coil with Blower | 4A7A7024A1 |  | 4NXAB032AC3 | 13 | 17 | Yes | Yes | 2015-03-13 |  | 2
FALSE | 4A7A7024A1 | 4200 | 7051167 | TRANE | 4TTR7024A1 | AC | Split System: Air-Cooled Condensing Unit, Coil with Blower | 4A7A7024A1 |  | 4NXAB032AC3 | 13 | 17.25 | Yes | Yes | 2015-03-13 |  | 2
FALSE | 4A7A7024A1 | 4200 | 7051171 | TRANE | 4TTR7024A1 | AC | Split System: Air-Cooled Condensing Unit, Coil with Blower | 4A7A7024A1 |  | 4NXAB032AC3 | 13 | 16 | Yes | Yes | 2015-03-13 |  | 2
FALSE | 4A7A7024A1 | 4200 | 7051173 | TRANE | 4TTR7024A1 | AC | Split System: Air-Cooled Condensing Unit, Coil with Blower | 4A7A7024A1 |  | 4NXAB032AC3 | 13 | 16.25 | Yes | Yes | 2015-03-13 |  | 2
FALSE | 4A7A7024A1 | 4200 | 7051175 | TRANE | 4TTR7024A1 | AC | Split System: Air-Cooled Condensing Unit, Coil with Blower | 4A7A7024A1 |  | 4NXAB032AC3 | 13 | 16.5 | Yes | Yes | 2015-03-13 |  | 2
FALSE | 4A7A7024A1 | 4200 | 7051177 | TRANE | 4TTR7024A1 | AC | Split System: Air-Cooled Condensing Unit, Coil with Blower | 4A7A7024A1 |  | 4NXAB032AC3 | 13 | 16.75 | Yes | Yes | 2015-03-13 |  | 2
FALSE | 4A7A7024A1 | 4200 | 7051181 | TRANE | 4TTR7024A1 | AC | Split System: Air-Cooled Condensing Unit, Coil with Blower | 4A7A7024A1 |  | 4NXAB032AC3 | 13 | 16.5 | Yes | Yes | 2015-03-13 |  | 2
FALSE | 4A7A7024A1 | 4200 | 7051183 | TRANE | 4TTR7024A1 | AC | Split System: Air-Cooled Condensing Unit, Coil with Blower | 4A7A7024A1 |  | 4NXAB032AC3 | 13 | 16 | Yes | Yes | 2015-03-13 |  | 2
FALSE | 4A7A7024A1 | 4200 | 7051185 | TRANE | 4TTR7024A1 | AC | Split System: Air-Cooled Condensing Unit, Coil with Blower | 4A7A7024A1 |  | 4NXAB032AC3 | 13 | 16.5 | Yes | Yes | 2015-03-13 |  | 2
FALSE | 4A7A7024A1 | 4200 | 7051187 | TRANE | 4TTR7024A1 | AC | Split System: Air-Cooled Condensing Unit, Coil with Blower | 4A7A7024A1 |  | 4NXAB032AC3 | 12.5 | 16.25 | Yes | Yes | 2015-03-13 |  | 1
FALSE | 4A7A7024A1 | 4200 | 7051189 | TRANE | 4TTR7024A1 | AC | Split System: Air-Cooled Condensing Unit, Coil with Blower | 4A7A7024A1 |  | 4NXAB032AC3 | 12.5 | 15.75 | Yes | Yes | 2015-03-13 |  | 1
FALSE | 4A7A7024A1 | 4200 | 7051191 | TRANE | 4TTR7024A1 | AC | Split System: Air-Cooled Condensing Unit, Coil with Blower | 4A7A7024A1 |  | 4NXAB032AC3 | 13 | 16 | Yes | Yes | 2015-03-13 |  | 2
FALSE | 4A7A7024A1 | 4200 | 7051193 | TRANE | 4TTR7024A1 | AC | Split System: Air-Cooled Condensing Unit, Coil with Blower | 4A7A7024A1 |  | 4NXAB032AC3 | 12.5 | 15.75 | Yes | Yes | 2015-03-13 |  | 1
FALSE | 4A7A7060A1 | 289 | 7069096 | TRANE | 4TTR7060A1 | AC | Split System: Air-Cooled Condensing Unit, Coil with Blower | 4A7A7060A1 |  | 4NXCD009AS3+HORIZ-RT | 12.2 | 15.75 | Yes | Yes | 2015-03-13 |  | 0
FALSE | 4A7A7060A1 | 289 | 7069094 | TRANE | 4TTR7060A1 | AC | Split System: Air-Cooled Condensing Unit, Coil with Blower | 4A7A7060A1 |  | 4NXCD009AS3+HORIZ-RT | 12.5 | 16 | Yes | Yes | 2015-03-13 |  | 1
FALSE | 4A7A7036A1 | 4207 | 7069601 | TRANE | 4TTR7036A1 | AC | Split System: Air-Cooled Condensing Unit, Coil with Blower | 4A7A7036A1 |  | 4NXCC008AS3 | 12.2 | 16.5 | Yes | Yes | 2015-03-13 |  | 0
FALSE | 4A7A7036A1 | 4207 | 7069599 | TRANE | 4TTR7036A1 | AC | Split System: Air-Cooled Condensing Unit, Coil with Blower | 4A7A7036A1 |  | 4NXCC008AS3 | 12.5 | 17.25 | Yes | Yes | 2015-03-13 |  | 1
FALSE | 4A7A7060A1 | 289 | 7069092 | TRANE | 4TTR7060A1 | AC | Split System: Air-Cooled Condensing Unit, Coil with Blower | 4A7A7060A1 |  | 4NXCD009AS3+HORIZ-RT | 12.2 | 15.75 | Yes | Yes | 2015-03-13 |  | 0
FALSE | 4A7A7060A1 | 289 | 7069090 | TRANE | 4TTR7060A1 | AC | Split System: Air-Cooled Condensing Unit, Coil with Blower | 4A7A7060A1 |  | 4NXCD009AS3+HORIZ-RT | 12.2 | 15.75 | Yes | Yes | 2015-03-13 |  | 0
FALSE | 4A7A7060A1 | 289 | 7069537 | TRANE | 4TTR7060A1 | AC | Split System: Air-Cooled Condensing Unit, Coil with Blower | 4A7A7060A1 |  | 4NXCD009AS3+HORIZ-RT | 12.2 | 15.75 | Yes | Yes | 2015-03-13 |  | 0
FALSE | 4A7A7060A1 | 289 | 7069108 | TRANE | 4TTR7060A1 | AC | Split System: Air-Cooled Condensing Unit, Coil with Blower | 4A7A7060A1 |  | 4NXCD009AS3+HORIZ-RT | 12.2 | 15.75 | Yes | Yes | 2015-03-13 |  | 0
FALSE | 4A7A7060A1 | 289 | 7069110 | TRANE | 4TTR7060A1 | AC | Split System: Air-Cooled Condensing Unit, Coil Alone | 4A7A7060A1 |  | 4NXCD009AS3+HORIZ-RT | 12.2 | 14.75 | Yes | Yes | 2015-03-13 |  | 0
FALSE | 4A7A7024A1 | 4200 | 7069735 | TRANE | 4TTR7024A1 | AC | Split System: Air-Cooled Condensing Unit, Coil with Blower | 4A7A7024A1 |  | 4NXCB003AS3 | 12.5 | 16.25 | Yes | Yes | 2015-03-13 |  | 1
FALSE | 4A7A7024A1 | 4200 | 7069737 | TRANE | 4TTR7024A1 | AC | Split System: Air-Cooled Condensing Unit, Coil with Blower | 4A7A7024A1 |  | 4NXCB003AS3 | 12.5 | 16.25 | Yes | Yes | 2015-03-13 |  | 1
FALSE | 4A7A7024A1 | 4200 | 7069739 | TRANE | 4TTR7024A1 | AC | Split System: Air-Cooled Condensing Unit, Coil with Blower | 4A7A7024A1 |  | 4NXCB003AS3 | 12.5 | 16.25 | Yes | Yes | 2015-03-13 |  | 1
FALSE | 4A7A7024A1 | 4200 | 7069741 | TRANE | 4TTR7024A1 | AC | Split System: Air-Cooled Condensing Unit, Coil with Blower | 4A7A7024A1 |  | 4NXCB003AS3 | 12.5 | 16.25 | Yes | Yes | 2015-03-13 |  | 1
FALSE | 4A7A7024A1 | 4200 | 7069723 | TRANE | 4TTR7024A1 | AC | Split System: Air-Cooled Condensing Unit, Coil with Blower | 4A7A7024A1 |  | 4NXCB003AS3+HORIZ-RT | 12.5 | 16 | Yes | Yes | 2015-03-13 |  | 1
FALSE | 4A7A7024A1 | 4200 | 7069725 | TRANE | 4TTR7024A1 | AC | Split System: Air-Cooled Condensing Unit, Coil with Blower | 4A7A7024A1 |  | 4NXCB003AS3+HORIZ-RT | 12.5 | 16.5 | Yes | Yes | 2015-03-13 |  | 1
FALSE | 4A7A7024A1 | 4200 | 7069727 | TRANE | 4TTR7024A1 | AC | Split System: Air-Cooled Condensing Unit, Coil with Blower | 4A7A7024A1 |  | 4NXCB003AS3+HORIZ-RT | 12.5 | 16 | Yes | Yes | 2015-03-13 |  | 1
FALSE | 4A7A7024A1 | 4200 | 7069729 | TRANE | 4TTR7024A1 | AC | Split System: Air-Cooled Condensing Unit, Coil with Blower | 4A7A7024A1 |  | 4NXCB003AS3+HORIZ-RT | 12.2 | 16 | Yes | Yes | 2015-03-13 |  | 0
FALSE | 4A7A7024A1 | 4200 | 7069721 | TRANE | 4TTR7024A1 | AC | Split System: Air-Cooled Condensing Unit, Coil with Blower | 4A7A7024A1 |  | 4NXCB003AS3+HORIZ-RT | 12.5 | 16 | Yes | Yes | 2015-03-13 |  | 1
FALSE | 4A7A7024A1 | 4200 | 7069713 | TRANE | 4TTR7024A1 | AC | Split System: Air-Cooled Condensing Unit, Coil with Blower | 4A7A7024A1 |  | 4NXCB003AS3+HORIZ-RT | 12.5 | 16 | Yes | Yes | 2015-03-13 |  | 1
FALSE | 4A7A7024A1 | 4200 | 7069711 | TRANE | 4TTR7024A1 | AC | Split System: Air-Cooled Condensing Unit, Coil with Blower | 4A7A7024A1 |  | 4NXCB003AS3+HORIZ-RT | 12.5 | 16.25 | Yes | Yes | 2015-03-13 |  | 1
FALSE | 4A7A7024A1 | 4200 | 7069709 | TRANE | 4TTR7024A1 | AC | Split System: Air-Cooled Condensing Unit, Coil with Blower | 4A7A7024A1 |  | 4NXCB003AS3+HORIZ-RT | 12.5 | 16 | Yes | Yes | 2015-03-13 |  | 1
FALSE | 4A7A7024A1 | 4200 | 7069707 | TRANE | 4TTR7024A1 | AC | Split System: Air-Cooled Condensing Unit, Coil Alone | 4A7A7024A1 |  | 4NXCB004AS3 | 12.2 | 15.25 | Yes | Yes | 2015-03-13 |  | 0
FALSE | 4A7A7024A1 | 4200 | 7069705 | TRANE | 4TTR7024A1 | AC | Split System: Air-Cooled Condensing Unit, Coil Alone | 4A7A7024A1 |  | 4NXCB004AS3+HORIZ-RT | 12.2 | 15.25 | Yes | Yes | 2015-03-13 |  | 0
FALSE | 4A7A7024A1 | 4200 | 7069703 | TRANE | 4TTR7024A1 | AC | Split System: Air-Cooled Condensing Unit, Coil Alone | 4A7A7024A1 |  | 4NXCC005AS3 | 12.5 | 15.25 | Yes | Yes | 2015-03-13 |  | 1
FALSE | 4A7A7024A1 | 4200 | 7069701 | TRANE | 4TTR7024A1 | AC | Split System: Air-Cooled Condensing Unit, Coil Alone | 4A7A7024A1 |  | 4NXCC005AS3+HORIZ-RT | 12.5 | 15.25 | Yes | Yes | 2015-03-13 |  | 1
FALSE | 4A7A7036A1 | 4207 | 7069673 | TRANE | 4TTR7036A1 | AC | Split System: Air-Cooled Condensing Unit, Coil with Blower | 4A7A7036A1 |  | 4NXCB004AS3+HORIZ-RT | 12.2 | 16.5 | Yes | Yes | 2015-03-13 |  | 0
FALSE | 4A7A7036A1 | 4207 | 7069671 | TRANE | 4TTR7036A1 | AC | Split System: Air-Cooled Condensing Unit, Coil with Blower | 4A7A7036A1 |  | 4NXCB004AS3+HORIZ-RT | 12.2 | 17 | Yes | Yes | 2015-03-13 |  | 0
FALSE | 4A7A7036A1 | 4207 | 7069679 | TRANE | 4TTR7036A1 | AC | Split System: Air-Cooled Condensing Unit, Coil with Blower | 4A7A7036A1 |  | 4NXCB004AS3+HORIZ-RT | 12.2 | 16.5 | Yes | Yes | 2015-03-13 |  | 0
FALSE | 4A7A7036A1 | 4207 | 7069607 | TRANE | 4TTR7036A1 | AC | Split System: Air-Cooled Condensing Unit, Coil with Blower | 4A7A7036A1 |  | 4NXCC008AS3 | 12.5 | 17 | Yes | Yes | 2015-03-13 |  | 1
FALSE | 4A7A7036A1 | 4207 | 7069603 | TRANE | 4TTR7036A1 | AC | Split System: Air-Cooled Condensing Unit, Coil with Blower | 4A7A7036A1 |  | 4NXCC008AS3 | 12.2 | 17 | Yes | Yes | 2015-03-13 |  | 0
FALSE | 4A7A7036A1 | 4207 | 7069639 | TRANE | 4TTR7036A1 | AC | Split System: Air-Cooled Condensing Unit, Coil with Blower | 4A7A7036A1 |  | 4NXCC005AS3+HORIZ-RT | 12.5 | 17.25 | Yes | Yes | 2015-03-13 |  | 1
FALSE | 4A7A7036A1 | 4207 | 7069637 | TRANE | 4TTR7036A1 | AC | Split System: Air-Cooled Condensing Unit, Coil with Blower | 4A7A7036A1 |  | 4NXCC005AS3+HORIZ-RT | 12.5 | 17.25 | Yes | Yes | 2015-03-13 |  | 1
FALSE | 4A7A7036A1 | 4207 | 7069635 | TRANE | 4TTR7036A1 | AC | Split System: Air-Cooled Condensing Unit, Coil with Blower | 4A7A7036A1 |  | 4NXCC005AS3+HORIZ-RT | 12.5 | 17.25 | Yes | Yes | 2015-03-13 |  | 1
FALSE | 4A7A7048A1 | 288 | 7069597 | TRANE | 4TTR7048A1 | AC | Split System: Air-Cooled Condensing Unit, Coil with Blower | 4A7A7048A1 |  | 4NXCC008AS3 | 12.5 | 16.25 | Yes | Yes | 2015-03-13 |  | 1
FALSE | 4A7A7048A1 | 288 | 7069595 | TRANE | 4TTR7048A1 | AC | Split System: Air-Cooled Condensing Unit, Coil with Blower | 4A7A7048A1 |  | 4NXCC008AS3 | 12 | 15.25 | Yes | Yes | 2015-03-13 |  | 0
FALSE | 4A7A7048A1 | 288 | 7069589 | TRANE | 4TTR7048A1 | AC | Split System: Air-Cooled Condensing Unit, Coil with Blower | 4A7A7048A1 |  | 4NXCC008AS3+HORIZ-RT | 12.5 | 16 | Yes | Yes | 2015-03-13 |  | 1
FALSE | 4A7A7048A1 | 288 | 7069585 | TRANE | 4TTR7048A1 | AC | Split System: Air-Cooled Condensing Unit, Coil with Blower | 4A7A7048A1 |  | 4NXCC008AS3+HORIZ-RT | 12.5 | 16 | Yes | Yes | 2015-03-13 |  | 1
FALSE | 4A7A7048A1 | 288 | 7069587 | TRANE | 4TTR7048A1 | AC | Split System: Air-Cooled Condensing Unit, Coil with Blower | 4A7A7048A1 |  | 4NXCC008AS3+HORIZ-RT | 12.5 | 16.25 | Yes | Yes | 2015-03-13 |  | 1
FALSE | 4A7A7048A1 | 288 | 7069583 | TRANE | 4TTR7048A1 | AC | Split System: Air-Cooled Condensing Unit, Coil with Blower | 4A7A7048A1 |  | 4NXCC008AS3+HORIZ-RT | 12.5 | 16 | Yes | Yes | 2015-03-13 |  | 1
FALSE | 4A7A7048A1 | 288 | 7069581 | TRANE | 4TTR7048A1 | AC | Split System: Air-Cooled Condensing Unit, Coil with Blower | 4A7A7048A1 |  | 4NXCC008AS3+HORIZ-RT | 12.5 | 16.25 | Yes | Yes | 2015-03-13 |  | 1
FALSE | 4A7A7048A1 | 288 | 7069579 | TRANE | 4TTR7048A1 | AC | Split System: Air-Cooled Condensing Unit, Coil with Blower | 4A7A7048A1 |  | 4NXCC008AS3+HORIZ-RT | 12.5 | 16 | Yes | Yes | 2015-03-13 |  | 1
FALSE | 4A7A7048A1 | 288 | 7069565 | TRANE | 4TTR7048A1 | AC | Split System: Air-Cooled Condensing Unit, Coil with Blower | 4A7A7048A1 |  | 4NXCC008AS3+HORIZ-RT | 12.5 | 16.25 | Yes | Yes | 2015-03-13 |  | 1
FALSE | 4A7A7036A1 | 4207 | 7069691 | TRANE | 4TTR7036A1 | AC | Split System: Air-Cooled Condensing Unit, Coil with Blower | 4A7A7036A1 |  | 4NXCB004AS3 | 12.2 | 17 | Yes | Yes | 2015-03-13 |  | 0
FALSE | 4A7A7036A1 | 4207 | 7069695 | TRANE | 4TTR7036A1 | AC | Split System: Air-Cooled Condensing Unit, Coil with Blower | 4A7A7036A1 |  | 4NXCB004AS3 | 12.2 | 16.75 | Yes | Yes | 2015-03-13 |  | 0
FALSE | 4A7A7048A1 | 288 | 7069569 | TRANE | 4TTR7048A1 | AC | Split System: Air-Cooled Condensing Unit, Coil with Blower | 4A7A7048A1 |  | 4NXCC008AS3+HORIZ-RT | 12.5 | 16 | Yes | Yes | 2015-03-13 |  | 1
FALSE | 4A7A7048A1 | 288 | 7069563 | TRANE | 4TTR7048A1 | AC | Split System: Air-Cooled Condensing Unit, Coil with Blower | 4A7A7048A1 |  | 4NXCD009AS3 | 12.5 | 16.5 | Yes | Yes | 2015-03-13 |  | 1
FALSE | 4A7A7048A1 | 288 | 7069559 | TRANE | 4TTR7048A1 | AC | Split System: Air-Cooled Condensing Unit, Coil with Blower | 4A7A7048A1 |  | 4NXCD009AS3 | 12.5 | 16.25 | Yes | Yes | 2015-03-13 |  | 1
FALSE | 4A7A7048A1 | 288 | 7069557 | TRANE | 4TTR7048A1 | AC | Split System: Air-Cooled Condensing Unit, Coil with Blower | 4A7A7048A1 |  | 4NXCD009AS3 | 12.5 | 16.25 | Yes | Yes | 2015-03-13 |  | 1
FALSE | 4A7A7060A1 | 289 | 7069549 | TRANE | 4TTR7060A1 | AC | Split System: Air-Cooled Condensing Unit, Coil with Blower | 4A7A7060A1 |  | 4NXCD009AS3 | 12.5 | 16 | Yes | Yes | 2015-03-13 |  | 1
FALSE | 4A7A7060A1 | 289 | 7069555 | TRANE | 4TTR7060A1 | AC | Split System: Air-Cooled Condensing Unit, Coil with Blower | 4A7A7060A1 |  | 4NXCD009AS3 | 12 | 15.5 | Yes | Yes | 2015-03-13 |  | 0
FALSE | 4A7A7036A1 | 4207 | 7069697 | TRANE | 4TTR7036A1 | AC | Split System: Air-Cooled Condensing Unit, Coil with Blower | 4A7A7036A1 |  | 4NXCB004AS3 | 12.2 | 16.75 | Yes | Yes | 2015-03-13 |  | 0
FALSE | 4A7A7036A1 | 4207 | 7069653 | TRANE | 4TTR7036A1 | AC | Split System: Air-Cooled Condensing Unit, Coil with Blower | 4A7A7036A1 |  | 4NXCC005AS3 | 12.5 | 17 | Yes | Yes | 2015-03-13 |  | 1
FALSE | 4A7A7036A1 | 4207 | 7069655 | TRANE | 4TTR7036A1 | AC | Split System: Air-Cooled Condensing Unit, Coil with Blower | 4A7A7036A1 |  | 4NXCC005AS3 | 12.5 | 17 | Yes | Yes | 2015-03-13 |  | 1
FALSE | 4A7A7036A1 | 4207 | 7069661 | TRANE | 4TTR7036A1 | AC | Split System: Air-Cooled Condensing Unit, Coil with Blower | 4A7A7036A1 |  | 4NXCC005AS3 | 12.5 | 17 | Yes | Yes | 2015-03-13 |  | 1
FALSE | 4A7A7036A1 | 4207 | 7069659 | TRANE | 4TTR7036A1 | AC | Split System: Air-Cooled Condensing Unit, Coil with Blower | 4A7A7036A1 |  | 4NXCC005AS3 | 12.5 | 17 | Yes | Yes | 2015-03-13 |  | 1
FALSE | 4A7A7036A1 | 4207 | 7069665 | TRANE | 4TTR7036A1 | AC | Split System: Air-Cooled Condensing Unit, Coil with Blower | 4A7A7036A1 |  | 4NXCC005AS3 | 12.2 | 16.5 | Yes | Yes | 2015-03-13 |  | 0
FALSE | 4A7A7036A1 | 4207 | 7069663 | TRANE | 4TTR7036A1 | AC | Split System: Air-Cooled Condensing Unit, Coil with Blower | 4A7A7036A1 |  | 4NXCC005AS3 | 12.5 | 17.25 | Yes | Yes | 2015-03-13 |  | 1
FALSE | 4A7A7036A1 | 4207 | 5803026 | AMERICAN STANDARD | 4A7A7036A1 | AC | Split System: Air-Cooled Condensing Unit, Coil with Blower | 4A7A7036A1 |  | 4TXCC037BC3 | 12 | 16.25 | Yes | Yes | 2015-03-13 |  | 0
FALSE | 4A7A7036A1 | 4207 | 5803222 | AMERICAN STANDARD | 4A7A7036A1 | AC | Split System: Air-Cooled Condensing Unit, Coil with Blower | 4A7A7036A1 |  | 4TXFH033CC3 | 12 | 16.25 | Yes | Yes | 2015-03-13 |  | 0
FALSE | 4A7A7024A1 | 4200 | 5819547 | AMERICAN STANDARD | 4A7A7024A1 | AC | Split System: Air-Cooled Condensing Unit, Coil with Blower | 4A7A7024A1 |  | 4TXCC006CC3 | 13 | 17.25 | Yes | Yes | 2015-03-13 |  | 2
FALSE | 4A7A7036A1 | 4207 | 5803031 | AMERICAN STANDARD | 4A7A7036A1 | AC | Split System: Air-Cooled Condensing Unit, Coil with Blower | 4A7A7036A1 |  | 4TXCC037BC3 | 12 | 16 | Yes | Yes | 2015-03-13 |  | 0
FALSE | 4A7A7036A1 | 4207 | 5803036 | AMERICAN STANDARD | 4A7A7036A1 | AC | Split System: Air-Cooled Condensing Unit, Coil with Blower | 4A7A7036A1 |  | 4TXCC037BC3 | 12 | 16 | Yes | Yes | 2015-03-13 |  | 0
FALSE | 4A7A7036A1 | 4207 | 5803039 | AMERICAN STANDARD | 4A7A7036A1 | AC | Split System: Air-Cooled Condensing Unit, Coil with Blower | 4A7A7036A1 |  | 4TXCC037BC3 | 12 | 16.5 | Yes | Yes | 2015-03-13 |  | 0
FALSE | 4A7A7036A1 | 4207 | 5803337 | AMERICAN STANDARD | 4A7A7036A1 | AC | Split System: Air-Cooled Condensing Unit, Coil with Blower | 4A7A7036A1 |  | 4TXFH041CC3 | 12 | 16.5 | Yes | Yes | 2015-03-13 |  | 0
FALSE | 4A7A7036A1 | 4207 | 5803338 | AMERICAN STANDARD | 4A7A7036A1 | AC | Split System: Air-Cooled Condensing Unit, Coil with Blower | 4A7A7036A1 |  | 4TXFH041CC3 | 12 | 16.25 | Yes | Yes | 2015-03-13 |  | 0
FALSE | 4A7A7036A1 | 4207 | 5803008 | AMERICAN STANDARD | 4A7A7036A1 | AC | Split System: Air-Cooled Condensing Unit, Coil with Blower | 4A7A7036A1 |  | 4TXCC037BC3 | 12.5 | 16.75 | Yes | Yes | 2015-03-13 |  | 1
FALSE | 4A7A7036A1 | 4207 | 5803011 | AMERICAN STANDARD | 4A7A7036A1 | AC | Split System: Air-Cooled Condensing Unit, Coil with Blower | 4A7A7036A1 |  | 4TXCC037BC3 | 12 | 16 | Yes | Yes | 2015-03-13 |  | 0
FALSE | 4A7A7036A1 | 4207 | 5803344 | AMERICAN STANDARD | 4A7A7036A1 | AC | Split System: Air-Cooled Condensing Unit, Coil with Blower | 4A7A7036A1 |  | 4TXFH041CC3 | 12 | 16 | Yes | Yes | 2015-03-13 |  | 0
FALSE | 4A7A7036A1 | 4207 | 5803300 | AMERICAN STANDARD | 4A7A7036A1 | AC | Split System: Air-Cooled Condensing Unit, Coil with Blower | 4A7A7036A1 |  | 4TXFH041CC3 | 12 | 16 | Yes | Yes | 2015-03-13 |  | 0
FALSE | 4A7A7060A1 | 289 | 5797936 | AMERICAN STANDARD | 4A7A7060A1 | AC | Split System: Air-Cooled Condensing Unit, Coil with Blower | 4A7A7060A1 |  | *AM7A0C48H41 | 12 | 16 | Yes | Yes | 2015-03-13 |  | 0
FALSE | 4A7A7060A1 | 289 | 5797971 | AMERICAN STANDARD | 4A7A7060A1 | AC | Split System: Air-Cooled Condensing Unit, Coil with Blower | 4A7A7060A1 |  | 4TXAC060BC3 | 12 | 15 | Yes | Yes | 2015-03-13 |  | 0
FALSE | 4A7A7024A1 | 4200 | 5819577 | AMERICAN STANDARD | 4A7A7024A1 | AC | Split System: Air-Cooled Condensing Unit, Coil with Blower | 4A7A7024A1 |  | 4TXCC037BC3 | 13 | 17 | Yes | Yes | 2015-03-13 |  | 2
FALSE | 4A7A7036A1 | 4207 | 5802819 | AMERICAN STANDARD | 4A7A7036A1 | AC | Split System: Air-Cooled Condensing Unit, Coil with Blower | 4A7A7036A1 |  | 4TXCB032BC3 | 12 | 16 | Yes | Yes | 2015-03-13 |  | 0
FALSE | 4A7A7036A1 | 4207 | 5802821 | AMERICAN STANDARD | 4A7A7036A1 | AC | Split System: Air-Cooled Condensing Unit, Coil with Blower | 4A7A7036A1 |  | 4TXCB032BC3 | 12 | 16 | Yes | Yes | 2015-03-13 |  | 0
FALSE | 4A7A7036A1 | 4207 | 5802823 | AMERICAN STANDARD | 4A7A7036A1 | AC | Split System: Air-Cooled Condensing Unit, Coil with Blower | 4A7A7036A1 |  | 4TXCB032BC3 | 12 | 16.25 | Yes | Yes | 2015-03-13 |  | 0
FALSE | 4A7A7036A1 | 4207 | 5803068 | AMERICAN STANDARD | 4A7A7036A1 | AC | Split System: Air-Cooled Condensing Unit, Coil with Blower | 4A7A7036A1 |  | 4TXCC043BC3 | 12 | 16.25 | Yes | Yes | 2015-03-13 |  | 0
FALSE | 4A7A7036A1 | 4207 | 5803069 | AMERICAN STANDARD | 4A7A7036A1 | AC | Split System: Air-Cooled Condensing Unit, Coil with Blower | 4A7A7036A1 |  | 4TXCC043BC3 | 12 | 16.25 | Yes | Yes | 2015-03-13 |  | 0
FALSE | 4A7A7024A1 | 4200 | 5819504 | AMERICAN STANDARD | 4A7A7024A1 | AC | Split System: Air-Cooled Condensing Unit, Coil with Blower | 4A7A7024A1 |  | 4TXCB032BC3 | 13 | 17.25 | Yes | Yes | 2015-03-13 |  | 2
FALSE | 4A7A7036A1 | 4207 | 5802898 | AMERICAN STANDARD | 4A7A7036A1 | AC | Split System: Air-Cooled Condensing Unit, Coil with Blower | 4A7A7036A1 |  | 4TXCB042BC3 | 12 | 16 | Yes | Yes | 2015-03-13 |  | 0
FALSE | 4A7A7036A1 | 4207 | 5803093 | AMERICAN STANDARD | 4A7A7036A1 | AC | Split System: Air-Cooled Condensing Unit, Coil with Blower | 4A7A7036A1 |  | 4TXCC044BC3 | 12 | 16.5 | Yes | Yes | 2015-03-13 |  | 0
FALSE | 4A7A7036A1 | 4207 | 5803305 | AMERICAN STANDARD | 4A7A7036A1 | AC | Split System: Air-Cooled Condensing Unit, Coil with Blower | 4A7A7036A1 |  | 4TXFH041CC3 | 12.5 | 17 | Yes | Yes | 2015-03-13 |  | 1
FALSE | 4A7A7036A1 | 4207 | 5803311 | AMERICAN STANDARD | 4A7A7036A1 | AC | Split System: Air-Cooled Condensing Unit, Coil with Blower | 4A7A7036A1 |  | 4TXFH041CC3 | 12 | 16.75 | Yes | Yes | 2015-03-13 |  | 0
FALSE | 4A7A7024A1 | 4200 | 5819588 | AMERICAN STANDARD | 4A7A7024A1 | AC | Split System: Air-Cooled Condensing Unit, Coil with Blower | 4A7A7024A1 |  | 4TXFH024CZ3 | 13 | 17 | Yes | Yes | 2015-03-13 |  | 2
FALSE | 4A7A7024A1 | 4200 | 5819650 | AMERICAN STANDARD | 4A7A7024A1 | AC | Split System: Air-Cooled Condensing Unit, Coil with Blower | 4A7A7024A1 |  | 4TXFH036CZ3 | 13 | 17.25 | Yes | Yes | 2015-03-13 |  | 2
FALSE | 4A7A7036A1 | 4207 | 5802921 | AMERICAN STANDARD | 4A7A7036A1 | AC | Split System: Air-Cooled Condensing Unit, Coil with Blower | 4A7A7036A1 |  | 4TXCB048BC3 | 12 | 16.25 | Yes | Yes | 2015-03-13 |  | 0
FALSE | 4A7A7036A1 | 4207 | 5803103 | AMERICAN STANDARD | 4A7A7036A1 | AC | Split System: Air-Cooled Condensing Unit, Coil with Blower | 4A7A7036A1 |  | 4TXCC044BC3 | 12 | 16.5 | Yes | Yes | 2015-03-13 |  | 0
FALSE | 4A7A7036A1 | 4207 | 5803111 | AMERICAN STANDARD | 4A7A7036A1 | AC | Split System: Air-Cooled Condensing Unit, Coil with Blower | 4A7A7036A1 |  | 4TXCC044BC3 | 12 | 16.75 | Yes | Yes | 2015-03-13 |  | 0
FALSE | 4A7A7024A1 | 4200 | 5819524 | AMERICAN STANDARD | 4A7A7024A1 | AC | Split System: Air-Cooled Condensing Unit, Coil with Blower | 4A7A7024A1 |  | 4TXCB036BC3 | 13 | 17 | Yes | Yes | 2015-03-13 |  | 2
FALSE | 4A7A7036A1 | 4207 | 5802914 | AMERICAN STANDARD | 4A7A7036A1 | AC | Split System: Air-Cooled Condensing Unit, Coil with Blower | 4A7A7036A1 |  | 4TXCB048BC3 | 12 | 16 | Yes | Yes | 2015-03-13 |  | 0
FALSE | 4A7A7036A1 | 4207 | 5803155 | AMERICAN STANDARD | 4A7A7036A1 | AC | Split System: Air-Cooled Condensing Unit, Coil with Blower | 4A7A7036A1 |  | 4TXCC049BC3 | 12.5 | 16.75 | Yes | Yes | 2015-03-13 |  | 1
FALSE | 4A7A7036A1 | 4207 | 5803126 | AMERICAN STANDARD | 4A7A7036A1 | AC | Split System: Air-Cooled Condensing Unit, Coil with Blower | 4A7A7036A1 |  | 4TXCC049BC3 | 12 | 16.5 | Yes | Yes | 2015-03-13 |  | 0
FALSE | 4A7A7024A1 | 4200 | 5819637 | AMERICAN STANDARD | 4A7A7024A1 | AC | Split System: Air-Cooled Condensing Unit, Coil with Blower | 4A7A7024A1 |  | 4TXFH036CZ3 | 13 | 17 | Yes | Yes | 2015-03-13 |  | 2
FALSE | 4A7A7036A1 | 4207 | 5802900 | AMERICAN STANDARD | 4A7A7036A1 | AC | Split System: Air-Cooled Condensing Unit, Coil with Blower | 4A7A7036A1 |  | 4TXCB048BC3 | 12 | 16 | Yes | Yes | 2015-03-13 |  | 0
FALSE | 4A7A7036A1 | 4207 | 5802901 | AMERICAN STANDARD | 4A7A7036A1 | AC | Split System: Air-Cooled Condensing Unit, Coil with Blower | 4A7A7036A1 |  | 4TXCB048BC3 | 12 | 15.75 | Yes | Yes | 2015-03-13 |  | 0
FALSE | 4A7A7036A1 | 4207 | 5802917 | AMERICAN STANDARD | 4A7A7036A1 | AC | Split System: Air-Cooled Condensing Unit, Coil with Blower | 4A7A7036A1 |  | 4TXCB048BC3 | 12 | 16 | Yes | Yes | 2015-03-13 |  | 0
FALSE | 4A7A7036A1 | 4207 | 5803131 | AMERICAN STANDARD | 4A7A7036A1 | AC | Split System: Air-Cooled Condensing Unit, Coil with Blower | 4A7A7036A1 |  | 4TXCC049BC3 | 12 | 16.25 | Yes | Yes | 2015-03-13 |  | 0
FALSE | 4A7A7036A1 | 4207 | 5803132 | AMERICAN STANDARD | 4A7A7036A1 | AC | Split System: Air-Cooled Condensing Unit, Coil with Blower | 4A7A7036A1 |  | 4TXCC049BC3 | 12 | 16.25 | Yes | Yes | 2015-03-13 |  | 0
FALSE | 4A7A7036A1 | 4207 | 5803210 | AMERICAN STANDARD | 4A7A7036A1 | AC | Split System: Air-Cooled Condensing Unit, Coil with Blower | 4A7A7036A1 |  | 4TXFH033CC3 | 12 | 16.25 | Yes | Yes | 2015-03-13 |  | 0
FALSE | 4A7A7036A1 | 4207 | 5803164 | AMERICAN STANDARD | 4A7A7036A1 | AC | Split System: Air-Cooled Condensing Unit, Coil with Blower | 4A7A7036A1 |  | 4TXCD050BC3 | 12 | 16.25 | Yes | Yes | 2015-03-13 |  | 0
FALSE | 4A7A7024A1 | 4200 | 5819396 | AMERICAN STANDARD | 4A7A7024A1 | AC | Split System: Air-Cooled Condensing Unit, Coil with Blower | 4A7A7024A1 |  | *AM7A0A24H21 | 13 | 17.5 | Yes | Yes | 2015-03-13 |  | 2
FALSE | 4A7A7024A1 | 4200 | 5819399 | AMERICAN STANDARD | 4A7A7024A1 | AC | Split System: Air-Cooled Condensing Unit, Coil with Blower | 4A7A7024A1 |  | *AM8A0B30V21+BAYCC24V | 13.5 | 18 | Yes | Yes | 2015-03-13 |  | 3
FALSE | 4A7A7024A1 | 4200 | 5819401 | AMERICAN STANDARD | 4A7A7024A1 | AC | Split System: Air-Cooled Condensing Unit, Coil with Blower | 4A7A7024A1 |  | 4TXCA024BC3 | 12 | 15.75 | Yes | Yes | 2015-03-13 |  | 0
FALSE | 4A7A7036A1 | 4207 | 5802770 | AMERICAN STANDARD | 4A7A7036A1 | AC | Split System: Air-Cooled Condensing Unit, Coil with Blower | 4A7A7036A1 |  | 4TXCB004CC3 | 12.2 | 16 | Yes | Yes | 2015-03-13 |  | 0
FALSE | 4A7A7036A1 | 4207 | 5803166 | AMERICAN STANDARD | 4A7A7036A1 | AC | Split System: Air-Cooled Condensing Unit, Coil with Blower | 4A7A7036A1 |  | 4TXCD050BC3 | 12 | 16.25 | Yes | Yes | 2015-03-13 |  | 0
FALSE | 4A7A7024A1 | 4200 | 5819555 | AMERICAN STANDARD | 4A7A7024A1 | AC | Split System: Air-Cooled Condensing Unit, Coil with Blower | 4A7A7024A1 |  | 4TXCC006CC3 | 12 | 15 | Yes | Yes | 2015-03-13 |  | 0
FALSE | 4A7A7024A1 | 4200 | 5819667 | AMERICAN STANDARD | 4A7A7024A1 | AC | Split System: Air-Cooled Condensing Unit, Coil with Blower | 4A7A7024A1 |  | 4TXFH041CC3 | 13 | 17 | Yes | Yes | 2015-03-13 |  | 2
FALSE | 4A7A7024A1 | 4200 | 5819666 | AMERICAN STANDARD | 4A7A7024A1 | AC | Split System: Air-Cooled Condensing Unit, Coil with Blower | 4A7A7024A1 |  | 4TXFH041CC3 | 13 | 17.25 | Yes | Yes | 2015-03-13 |  | 2
FALSE | 4A7A7024A1 | 4200 | 5819663 | AMERICAN STANDARD | 4A7A7024A1 | AC | Split System: Air-Cooled Condensing Unit, Coil with Blower | 4A7A7024A1 |  | 4TXFH041CC3 | 13 | 17.25 | Yes | Yes | 2015-03-13 |  | 2
FALSE | 4A7A7036A1 | 4207 | 5802764 | AMERICAN STANDARD | 4A7A7036A1 | AC | Split System: Air-Cooled Condensing Unit, Coil with Blower | 4A7A7036A1 |  | 4TXCB004CC3 | 12 | 16.25 | Yes | Yes | 2015-03-13 |  | 0
FALSE | 4A7A7060A1 | 289 | 5798036 | AMERICAN STANDARD | 4A7A7060A1 | AC | Split System: Air-Cooled Condensing Unit, Coil with Blower | 4A7A7060A1 |  | 4TXAD061BC3 | 12 | 15 | Yes | Yes | 2015-03-13 |  | 0
FALSE | 4A7A7060A1 | 289 | 5798035 | AMERICAN STANDARD | 4A7A7060A1 | AC | Split System: Air-Cooled Condensing Unit, Coil with Blower | 4A7A7060A1 |  | 4TXAD061BC3 | 12 | 15 | Yes | Yes | 2015-03-13 |  | 0
FALSE | 4A7A7060A1 | 289 | 5798032 | AMERICAN STANDARD | 4A7A7060A1 | AC | Split System: Air-Cooled Condensing Unit, Coil with Blower | 4A7A7060A1 |  | 4TXAD061BC3 | 12 | 15 | Yes | Yes | 2015-03-13 |  | 0
FALSE | 4A7A7060A1 | 289 | 5798028 | AMERICAN STANDARD | 4A7A7060A1 | AC | Split System: Air-Cooled Condensing Unit, Coil with Blower | 4A7A7060A1 |  | 4TXAD061BC3 | 12 | 15 | Yes | Yes | 2015-03-13 |  | 0
FALSE | 4A7A7060A1 | 289 | 5798044 | AMERICAN STANDARD | 4A7A7060A1 | AC | Split System: Air-Cooled Condensing Unit, Coil with Blower | 4A7A7060A1 |  | 4TXAD061BC3 | 12 | 15 | Yes | Yes | 2015-03-13 |  | 0
FALSE | 4A7A7060A1 | 289 | 5798513 | AMERICAN STANDARD | 4A7A7060A1 | AC | Split System: Air-Cooled Condensing Unit, Coil with Blower | 4A7A7060A1 |  | 4TXFH063CZ3 | 12 | 15.5 | Yes | Yes | 2015-03-13 |  | 0
FALSE | 4A7A7060A1 | 289 | 5798503 | AMERICAN STANDARD | 4A7A7060A1 | AC | Split System: Air-Cooled Condensing Unit, Coil with Blower | 4A7A7060A1 |  | 4TXFH063CZ3 | 12 | 15.5 | Yes | Yes | 2015-03-13 |  | 0
FALSE | 4A7A7060A1 | 289 | 5798501 | AMERICAN STANDARD | 4A7A7060A1 | AC | Split System: Air-Cooled Condensing Unit, Coil with Blower | 4A7A7060A1 |  | 4TXFH063CZ3 | 12 | 15.5 | Yes | Yes | 2015-03-13 |  | 0
FALSE | 4TTR6024B1 | 3503 | 5870322 | AMERICAN STANDARD | 4A7A6024H1 | AC | Split System: Air-Cooled Condensing Unit, Coil with Blower | 4TTR6024B1 |  | 4TXCB036BC3 | 13 | 16 | Yes | Yes | 2015-03-13 |  | 2
FALSE | 4TTR6024B1 | 3503 | 5870317 | AMERICAN STANDARD | 4A7A6024H1 | AC | Split System: Air-Cooled Condensing Unit, Coil with Blower | 4TTR6024B1 |  | 4TXCB036BC3 | 13 | 16 | Yes | Yes | 2015-03-13 |  | 2
FALSE | 4TTR6024B1 | 3503 | 5870311 | AMERICAN STANDARD | 4A7A6024H1 | AC | Split System: Air-Cooled Condensing Unit, Coil with Blower | 4TTR6024B1 |  | 4TXCB036BC3 | 13 | 16 | Yes | Yes | 2015-03-13 |  | 2
FALSE | 4TTR6024B1 | 3503 | 5870308 | AMERICAN STANDARD | 4A7A6024H1 | AC | Split System: Air-Cooled Condensing Unit, Coil with Blower | 4TTR6024B1 |  | 4TXCB036BC3 | 13.5 | 16 | Yes | Yes | 2015-03-13 |  | 2
FALSE | 4TTR6024B1 | 3503 | 5870688 | AMERICAN STANDARD | 4A7A6024H1 | AC | Split System: Air-Cooled Condensing Unit, Coil with Blower | 4TTR6024B1 |  | 4TXCC043BC3 | 13 | 16 | Yes | Yes | 2015-03-13 |  | 2
FALSE | 4TTR6024B1 | 3503 | 5870690 | AMERICAN STANDARD | 4A7A6024H1 | AC | Split System: Air-Cooled Condensing Unit, Coil with Blower | 4TTR6024B1 |  | 4TXCC043BC3 | 13 | 16 | Yes | Yes | 2015-03-13 |  | 2
FALSE | 4TTR6024B1 | 3503 | 5870692 | AMERICAN STANDARD | 4A7A6024H1 | AC | Split System: Air-Cooled Condensing Unit, Coil with Blower | 4TTR6024B1 |  | 4TXCC043BC3 | 13 | 16 | Yes | Yes | 2015-03-13 |  | 2
FALSE | 4TTR6024B1 | 3503 | 5870695 | AMERICAN STANDARD | 4A7A6024H1 | AC | Split System: Air-Cooled Condensing Unit, Coil with Blower | 4TTR6024B1 |  | 4TXCC043BC3 | 13 | 16 | Yes | Yes | 2015-03-13 |  | 2
FALSE | 4TTR6024B1 | 3503 | 5870699 | AMERICAN STANDARD | 4A7A6024H1 | AC | Split System: Air-Cooled Condensing Unit, Coil with Blower | 4TTR6024B1 |  | 4TXCC043BC3 | 13.5 | 16 | Yes | Yes | 2015-03-13 |  | 2
FALSE | 4TTR6024B1 | 3503 | 5870704 | AMERICAN STANDARD | 4A7A6024H1 | AC | Split System: Air-Cooled Condensing Unit, Coil with Blower | 4TTR6024B1 |  | 4TXCC043BC3 | 13 | 16 | Yes | Yes | 2015-03-13 |  | 2
FALSE | 4TTR6024B1 | 3503 | 5870713 | AMERICAN STANDARD | 4A7A6024H1 | AC | Split System: Air-Cooled Condensing Unit, Coil with Blower | 4TTR6024B1 |  | 4TXCC043BC3 | 13 | 16 | Yes | Yes | 2015-03-13 |  | 2
FALSE | 4TTR6024B1 | 3503 | 5870738 | AMERICAN STANDARD | 4A7A6024H1 | AC | Split System: Air-Cooled Condensing Unit, Coil with Blower | 4TTR6024B1 |  | 4TXCC044BC3 | 13 | 16 | Yes | Yes | 2015-03-13 |  | 2
FALSE | 4TTR6024B1 | 3503 | 5870788 | AMERICAN STANDARD | 4A7A6024H1 | AC | Split System: Air-Cooled Condensing Unit, Coil with Blower | 4TTR6024B1 |  | 4TXCC049BC3 | 14 | 16 | Yes | Yes | 2015-03-13 |  | 2
FALSE | 4TTR6024B1 | 3503 | 5870836 | AMERICAN STANDARD | 4A7A6024H1 | AC | Split System: Air-Cooled Condensing Unit, Coil with Blower | 4TTR6024B1 |  | 4TXCD009CC3 | 13 | 16 | Yes | Yes | 2015-03-13 |  | 2
FALSE | 4TTR6024B1 | 3503 | 5870834 | AMERICAN STANDARD | 4A7A6024H1 | AC | Split System: Air-Cooled Condensing Unit, Coil with Blower | 4TTR6024B1 |  | 4TXCD009CC3 | 13 | 16 | Yes | Yes | 2015-03-13 |  | 2
FALSE | 4TTR6024B1 | 3503 | 5870831 | AMERICAN STANDARD | 4A7A6024H1 | AC | Split System: Air-Cooled Condensing Unit, Coil with Blower | 4TTR6024B1 |  | 4TXCD009CC3 | 13 | 16 | Yes | Yes | 2015-03-13 |  | 2
FALSE | 4TTR6024B1 | 3503 | 5870829 | AMERICAN STANDARD | 4A7A6024H1 | AC | Split System: Air-Cooled Condensing Unit, Coil with Blower | 4TTR6024B1 |  | 4TXCD009CC3 | 13 | 16 | Yes | Yes | 2015-03-13 |  | 2
FALSE | 4TTR6024B1 | 3503 | 5870827 | AMERICAN STANDARD | 4A7A6024H1 | AC | Split System: Air-Cooled Condensing Unit, Coil with Blower | 4TTR6024B1 |  | 4TXCD009CC3 | 13 | 16 | Yes | Yes | 2015-03-13 |  | 2
FALSE | 4TTR6024B1 | 3503 | 5870825 | AMERICAN STANDARD | 4A7A6024H1 | AC | Split System: Air-Cooled Condensing Unit, Coil with Blower | 4TTR6024B1 |  | 4TXCD009CC3 | 13 | 16 | Yes | Yes | 2015-03-13 |  | 2
FALSE | 4TTR6024B1 | 3503 | 5870823 | AMERICAN STANDARD | 4A7A6024H1 | AC | Split System: Air-Cooled Condensing Unit, Coil with Blower | 4TTR6024B1 |  | 4TXCD009CC3 | 13 | 16 | Yes | Yes | 2015-03-13 |  | 2
FALSE | 4TTR6018B1 | 3489 | 5869021 | AMERICAN STANDARD | 4A7A6018H1 | AC | Split System: Air-Cooled Condensing Unit, Coil with Blower | 4TTR6018B1 |  | 4CXCA024CC3 | 13 | 15 | Yes | Yes | 2015-03-13 |  | 1
FALSE | 4TTR6018B1 | 3489 | 5869038 | AMERICAN STANDARD | 4A7A6018H1 | AC | Split System: Air-Cooled Condensing Unit, Coil with Blower | 4TTR6018B1 |  | 4CXCB025CC3 | 13 | 16 | Yes | Yes | 2015-03-13 |  | 2
FALSE | 4TTR6018B1 | 3489 | 5869307 | AMERICAN STANDARD | 4A7A6018H1 | AC | Split System: Air-Cooled Condensing Unit, Coil with Blower | 4TTR6018B1 |  | 4TXAB032BC3 | 13 | 16 | Yes | Yes | 2015-03-13 |  | 2
FALSE | 4TTR6018B1 | 3489 | 5869309 | AMERICAN STANDARD | 4A7A6018H1 | AC | Split System: Air-Cooled Condensing Unit, Coil with Blower | 4TTR6018B1 |  | 4TXAB032BC3 | 13 | 16 | Yes | Yes | 2015-03-13 |  | 2
FALSE | 4TTR6018B1 | 3489 | 5869316 | AMERICAN STANDARD | 4A7A6018H1 | AC | Split System: Air-Cooled Condensing Unit, Coil with Blower | 4TTR6018B1 |  | 4TXAB032BC3 | 13 | 16 | Yes | Yes | 2015-03-13 |  | 2
FALSE | 4TTR6018B1 | 3489 | 5869319 | AMERICAN STANDARD | 4A7A6018H1 | AC | Split System: Air-Cooled Condensing Unit, Coil with Blower | 4TTR6018B1 |  | 4TXAB032BC3 | 13 | 16 | Yes | Yes | 2015-03-13 |  | 2
FALSE | 4TTR6018B1 | 3489 | 5869321 | AMERICAN STANDARD | 4A7A6018H1 | AC | Split System: Air-Cooled Condensing Unit, Coil with Blower | 4TTR6018B1 |  | 4TXAB032BC3 | 13 | 16 | Yes | Yes | 2015-03-13 |  | 2
FALSE | 4TTR6018B1 | 3489 | 5869293 | AMERICAN STANDARD | 4A7A6018H1 | AC | Split System: Air-Cooled Condensing Unit, Coil with Blower | 4TTR6018B1 |  | 4TXAB032BC3 | 13 | 16 | Yes | Yes | 2015-03-13 |  | 2
FALSE | 4TTR6018B1 | 3489 | 5869297 | AMERICAN STANDARD | 4A7A6018H1 | AC | Split System: Air-Cooled Condensing Unit, Coil with Blower | 4TTR6018B1 |  | 4TXAB032BC3 | 13 | 16 | Yes | Yes | 2015-03-13 |  | 2
FALSE | 4TTR6018B1 | 3489 | 5869445 | AMERICAN STANDARD | 4A7A6018H1 | AC | Split System: Air-Cooled Condensing Unit, Coil with Blower | 4TTR6018B1 |  | 4TXCB025BC3 | 13 | 16 | Yes | Yes | 2015-03-13 |  | 2
FALSE | 4TTR6018B1 | 3489 | 5869448 | AMERICAN STANDARD | 4A7A6018H1 | AC | Split System: Air-Cooled Condensing Unit, Coil with Blower | 4TTR6018B1 |  | 4TXCB025BC3 | 13 | 15.5 | Yes | Yes | 2015-03-13 |  | 1
FALSE | 4TTR6018B1 | 3489 | 5869449 | AMERICAN STANDARD | 4A7A6018H1 | AC | Split System: Air-Cooled Condensing Unit, Coil with Blower | 4TTR6018B1 |  | 4TXCB025BC3 | 13 | 16 | Yes | Yes | 2015-03-13 |  | 2
FALSE | 4A7A7060A1 | 289 | 5798158 | AMERICAN STANDARD | 4A7A7060A1 | AC | Split System: Air-Cooled Condensing Unit, Coil with Blower | 4A7A7060A1 |  | 4TXCC060BC3 | 12 | 15 | Yes | Yes | 2015-03-13 |  | 0
FALSE | 4TTR6018B1 | 3489 | 5869610 | AMERICAN STANDARD | 4A7A6018H1 | AC | Split System: Air-Cooled Condensing Unit, Coil with Blower | 4TTR6018B1 |  | 4TXCC037BC3 | 13 | 16 | Yes | Yes | 2015-03-13 |  | 2
FALSE | 4TTR6018B1 | 3489 | 5869620 | AMERICAN STANDARD | 4A7A6018H1 | AC | Split System: Air-Cooled Condensing Unit, Coil with Blower | 4TTR6018B1 |  | 4TXFH024CZ3 | 13.5 | 16 | Yes | Yes | 2015-03-13 |  | 2
FALSE | 4TTR6018B1 | 3489 | 5869625 | AMERICAN STANDARD | 4A7A6018H1 | AC | Split System: Air-Cooled Condensing Unit, Coil with Blower | 4TTR6018B1 |  | 4TXFH024CZ3 | 13.5 | 16 | Yes | Yes | 2015-03-13 |  | 2
FALSE | 4TTR6018B1 | 3489 | 5869622 | AMERICAN STANDARD | 4A7A6018H1 | AC | Split System: Air-Cooled Condensing Unit, Coil with Blower | 4TTR6018B1 |  | 4TXFH024CZ3 | 13.5 | 16 | Yes | Yes | 2015-03-13 |  | 2
FALSE | 4TTR6018B1 | 3489 | 5869621 | AMERICAN STANDARD | 4A7A6018H1 | AC | Split System: Air-Cooled Condensing Unit, Coil with Blower | 4TTR6018B1 |  | 4TXFH024CZ3 | 13 | 15.5 | Yes | Yes | 2015-03-13 |  | 1
FALSE | 4TTR6018B1 | 3489 | 5869632 | AMERICAN STANDARD | 4A7A6018H1 | AC | Split System: Air-Cooled Condensing Unit, Coil with Blower | 4TTR6018B1 |  | 4TXFH033CC3 | 13 | 15 | Yes | Yes | 2015-03-13 |  | 1
FALSE | 4TTR6018B1 | 3489 | 5869633 | AMERICAN STANDARD | 4A7A6018H1 | AC | Split System: Air-Cooled Condensing Unit, Coil with Blower | 4TTR6018B1 |  | 4TXFH033CC3 | 13 | 15.5 | Yes | Yes | 2015-03-13 |  | 1
FALSE | 4TTR6030B1 | 3522 | 5871148 | AMERICAN STANDARD | 4A7A6030H1 | AC | Split System: Air-Cooled Condensing Unit, Coil with Blower | 4TTR6030B1 |  | 4CXCB042CC3 | 12.5 | 15 | Yes | Yes | 2015-03-13 |  | 1
FALSE | 4TTR6030B1 | 3522 | 5871215 | AMERICAN STANDARD | 4A7A6030H1 | AC | Split System: Air-Cooled Condensing Unit, Coil with Blower | 4TTR6030B1 |  | 4CXCC037CC3 | 12.5 | 15.5 | Yes | Yes | 2015-03-13 |  | 1
FALSE | 4TTR6030B1 | 3522 | 5871211 | AMERICAN STANDARD | 4A7A6030H1 | AC | Split System: Air-Cooled Condensing Unit, Coil with Blower | 4TTR6030B1 |  | 4CXCC037CC3 | 12.5 | 14.5 | Yes | Yes | 2015-03-13 |  | 0
FALSE | 4TTR6030B1 | 3522 | 5871206 | AMERICAN STANDARD | 4A7A6030H1 | AC | Split System: Air-Cooled Condensing Unit, Coil with Blower | 4TTR6030B1 |  | 4CXCC037CC3 | 12.5 | 14.5 | Yes | Yes | 2015-03-13 |  | 0
FALSE | 4TTR6030B1 | 3522 | 5871204 | AMERICAN STANDARD | 4A7A6030H1 | AC | Split System: Air-Cooled Condensing Unit, Coil with Blower | 4TTR6030B1 |  | 4CXCC037CC3 | 12.5 | 15 | Yes | Yes | 2015-03-13 |  | 1
FALSE | 4TTR6030B1 | 3522 | 5871197 | AMERICAN STANDARD | 4A7A6030H1 | AC | Split System: Air-Cooled Condensing Unit, Coil with Blower | 4TTR6030B1 |  | 4CXCC037CC3 | 12.5 | 15 | Yes | Yes | 2015-03-13 |  | 1
FALSE | 4TTR6024B1 | 3503 | 5870816 | AMERICAN STANDARD | 4A7A6024H1 | AC | Split System: Air-Cooled Condensing Unit, Coil with Blower | 4TTR6024B1 |  | 4TXCD009CC3 | 13 | 16 | Yes | Yes | 2015-03-13 |  | 2
FALSE | 4TTR6024B1 | 3503 | 5870814 | AMERICAN STANDARD | 4A7A6024H1 | AC | Split System: Air-Cooled Condensing Unit, Coil with Blower | 4TTR6024B1 |  | 4TXCD009CC3 | 13 | 16 | Yes | Yes | 2015-03-13 |  | 2
FALSE | 4TTR6024B1 | 3503 | 5870811 | AMERICAN STANDARD | 4A7A6024H1 | AC | Split System: Air-Cooled Condensing Unit, Coil with Blower | 4TTR6024B1 |  | 4TXCD009CC3 | 13 | 16 | Yes | Yes | 2015-03-13 |  | 2
FALSE | 4TTR6024B1 | 3503 | 5870809 | AMERICAN STANDARD | 4A7A6024H1 | AC | Split System: Air-Cooled Condensing Unit, Coil with Blower | 4TTR6024B1 |  | 4TXCD009CC3 | 13 | 16 | Yes | Yes | 2015-03-13 |  | 2
FALSE | 4TTR6024B1 | 3503 | 5870807 | AMERICAN STANDARD | 4A7A6024H1 | AC | Split System: Air-Cooled Condensing Unit, Coil with Blower | 4TTR6024B1 |  | 4TXCD009CC3 | 13 | 16 | Yes | Yes | 2015-03-13 |  | 2
FALSE | 4TTR6024B1 | 3503 | 5870804 | AMERICAN STANDARD | 4A7A6024H1 | AC | Split System: Air-Cooled Condensing Unit, Coil with Blower | 4TTR6024B1 |  | 4TXCD009CC3 | 13 | 16 | Yes | Yes | 2015-03-13 |  | 2
FALSE | 4TTR6024B1 | 3503 | 5870797 | AMERICAN STANDARD | 4A7A6024H1 | AC | Split System: Air-Cooled Condensing Unit, Coil with Blower | 4TTR6024B1 |  | 4TXCD009CC3 | 13 | 16 | Yes | Yes | 2015-03-13 |  | 2
FALSE | 4TTR6024B1 | 3503 | 5870800 | AMERICAN STANDARD | 4A7A6024H1 | AC | Split System: Air-Cooled Condensing Unit, Coil with Blower | 4TTR6024B1 |  | 4TXCD009CC3 | 13 | 16 | Yes | Yes | 2015-03-13 |  | 2
FALSE | 4TTR6024B1 | 3503 | 5870802 | AMERICAN STANDARD | 4A7A6024H1 | AC | Split System: Air-Cooled Condensing Unit, Coil with Blower | 4TTR6024B1 |  | 4TXCD009CC3 | 13 | 16 | Yes | Yes | 2015-03-13 |  | 2
FALSE | 4TTR6024B1 | 3503 | 5870845 | AMERICAN STANDARD | 4A7A6024H1 | AC | Split System: Air-Cooled Condensing Unit, Coil with Blower | 4TTR6024B1 |  | 4TXCD010CC3 | 13 | 16 | Yes | Yes | 2015-03-13 |  | 2
FALSE | 4A7A7060A1 | 289 | 5798279 | AMERICAN STANDARD | 4A7A7060A1 | AC | Split System: Air-Cooled Condensing Unit, Coil with Blower | 4A7A7060A1 |  | 4TXCD061BC3 | 12 | 15 | Yes | Yes | 2015-03-13 |  | 0
FALSE | 4A7A7060A1 | 289 | 5798278 | AMERICAN STANDARD | 4A7A7060A1 | AC | Split System: Air-Cooled Condensing Unit, Coil with Blower | 4A7A7060A1 |  | 4TXCD061BC3 | 12 | 15 | Yes | Yes | 2015-03-13 |  | 0
FALSE | 4A7A7060A1 | 289 | 5798230 | AMERICAN STANDARD | 4A7A7060A1 | AC | Split System: Air-Cooled Condensing Unit, Coil with Blower | 4A7A7060A1 |  | 4TXCD061BC3 | 12 | 15 | Yes | Yes | 2015-03-13 |  | 0
FALSE | 4TTR6018B1 | 3489 | 5869528 | AMERICAN STANDARD | 4A7A6018H1 | AC | Split System: Air-Cooled Condensing Unit, Coil with Blower | 4TTR6018B1 |  | 4TXCB032BC3 | 13 | 16 | Yes | Yes | 2015-03-13 |  | 2
FALSE | 4TTR6018B1 | 3489 | 5869527 | AMERICAN STANDARD | 4A7A6018H1 | AC | Split System: Air-Cooled Condensing Unit, Coil with Blower | 4TTR6018B1 |  | 4TXCB032BC3 | 13 | 16 | Yes | Yes | 2015-03-13 |  | 2
FALSE | 4TTR6018B1 | 3489 | 5869526 | AMERICAN STANDARD | 4A7A6018H1 | AC | Split System: Air-Cooled Condensing Unit, Coil with Blower | 4TTR6018B1 |  | 4TXCB032BC3 | 13 | 16 | Yes | Yes | 2015-03-13 |  | 2
FALSE | 4A7A7060A1 | 289 | 5798196 | AMERICAN STANDARD | 4A7A7060A1 | AC | Split System: Air-Cooled Condensing Unit, Coil with Blower | 4A7A7060A1 |  | 4TXCD009CC3 | 12 | 15.5 | Yes | Yes | 2015-03-13 |  | 0
FALSE | 4TTR6018B1 | 3489 | 5869300 | AMERICAN STANDARD | 4A7A6018H1 | AC | Split System: Air-Cooled Condensing Unit, Coil with Blower | 4TTR6018B1 |  | 4TXAB032BC3 | 13 | 16 | Yes | Yes | 2015-03-13 |  | 2
FALSE | 4TTR6018B1 | 3489 | 5869324 | AMERICAN STANDARD | 4A7A6018H1 | AC | Split System: Air-Cooled Condensing Unit, Coil with Blower | 4TTR6018B1 |  | 4TXAB032BC3 | 13 | 16 | Yes | Yes | 2015-03-13 |  | 2
FALSE | 4TTR6018B1 | 3489 | 5869333 | AMERICAN STANDARD | 4A7A6018H1 | AC | Split System: Air-Cooled Condensing Unit, Coil with Blower | 4TTR6018B1 |  | 4TXAB036BC3 | 13 | 16 | Yes | Yes | 2015-03-13 |  | 2
FALSE | 4TTR6018B1 | 3489 | 5869332 | AMERICAN STANDARD | 4A7A6018H1 | AC | Split System: Air-Cooled Condensing Unit, Coil with Blower | 4TTR6018B1 |  | 4TXAB036BC3 | 13 | 16 | Yes | Yes | 2015-03-13 |  | 2
FALSE | 4TTR6018B1 | 3489 | 5869331 | AMERICAN STANDARD | 4A7A6018H1 | AC | Split System: Air-Cooled Condensing Unit, Coil with Blower | 4TTR6018B1 |  | 4TXAB036BC3 | 13 | 16 | Yes | Yes | 2015-03-13 |  | 2
FALSE | 4TTR6018B1 | 3489 | 5869330 | AMERICAN STANDARD | 4A7A6018H1 | AC | Split System: Air-Cooled Condensing Unit, Coil with Blower | 4TTR6018B1 |  | 4TXAB036BC3 | 13 | 16 | Yes | Yes | 2015-03-13 |  | 2
FALSE | 4TTR6018B1 | 3489 | 5869327 | AMERICAN STANDARD | 4A7A6018H1 | AC | Split System: Air-Cooled Condensing Unit, Coil with Blower | 4TTR6018B1 |  | 4TXAB036BC3 | 13 | 16 | Yes | Yes | 2015-03-13 |  | 2
FALSE | 4TTR6018B1 | 3489 | 5869325 | AMERICAN STANDARD | 4A7A6018H1 | AC | Split System: Air-Cooled Condensing Unit, Coil with Blower | 4TTR6018B1 |  | 4TXAB036BC3 | 13 | 16 | Yes | Yes | 2015-03-13 |  | 2
FALSE | 4TTR6018B1 | 3489 | 5869334 | AMERICAN STANDARD | 4A7A6018H1 | AC | Split System: Air-Cooled Condensing Unit, Coil with Blower | 4TTR6018B1 |  | 4TXAB036BC3 | 13 | 16 | Yes | Yes | 2015-03-13 |  | 2
FALSE | 4TTR6018B1 | 3489 | 5869475 | AMERICAN STANDARD | 4A7A6018H1 | AC | Split System: Air-Cooled Condensing Unit, Coil with Blower | 4TTR6018B1 |  | 4TXCB031BC3 | 13 | 15.5 | Yes | Yes | 2015-03-13 |  | 1
FALSE | 4TTR6018B1 | 3489 | 5869477 | AMERICAN STANDARD | 4A7A6018H1 | AC | Split System: Air-Cooled Condensing Unit, Coil with Blower | 4TTR6018B1 |  | 4TXCB031BC3 | 13 | 15.5 | Yes | Yes | 2015-03-13 |  | 1
FALSE | 4TTR6018B1 | 3489 | 5869462 | AMERICAN STANDARD | 4A7A6018H1 | AC | Split System: Air-Cooled Condensing Unit, Coil with Blower | 4TTR6018B1 |  | 4TXCB031BC3 | 13 | 16 | Yes | Yes | 2015-03-13 |  | 2
FALSE | 4TTR6018B1 | 3489 | 5869464 | AMERICAN STANDARD | 4A7A6018H1 | AC | Split System: Air-Cooled Condensing Unit, Coil with Blower | 4TTR6018B1 |  | 4TXCB031BC3 | 13 | 15.5 | Yes | Yes | 2015-03-13 |  | 1
FALSE | 4TTR6018B1 | 3489 | 5869465 | AMERICAN STANDARD | 4A7A6018H1 | AC | Split System: Air-Cooled Condensing Unit, Coil with Blower | 4TTR6018B1 |  | 4TXCB031BC3 | 13 | 16 | Yes | Yes | 2015-03-13 |  | 2
FALSE | 4TTR6018B1 | 3489 | 5869612 | AMERICAN STANDARD | 4A7A6018H1 | AC | Split System: Air-Cooled Condensing Unit, Coil with Blower | 4TTR6018B1 |  | 4TXCC037BC3 | 13 | 16 | Yes | Yes | 2015-03-13 |  | 2
FALSE | 4TTR6018B1 | 3489 | 5869611 | AMERICAN STANDARD | 4A7A6018H1 | AC | Split System: Air-Cooled Condensing Unit, Coil with Blower | 4TTR6018B1 |  | 4TXCC037BC3 | 13 | 16 | Yes | Yes | 2015-03-13 |  | 2
FALSE | 4TTR6018B1 | 3489 | 5869512 | AMERICAN STANDARD | 4A7A6018H1 | AC | Split System: Air-Cooled Condensing Unit, Coil with Blower | 4TTR6018B1 |  | 4TXCB032BC3 | 13 | 16 | Yes | Yes | 2015-03-13 |  | 2
FALSE | 4TTR6024B1 | 3503 | 5869644 | AMERICAN STANDARD | 4A7A6024H1 | AC | Split System: Air-Cooled Condensing Unit, Coil with Blower | 4TTR6024B1 |  | *AM4A0A18S11+TDR | 12.2 | 14.5 | Yes | Yes | 2015-03-13 |  | 0
FALSE | 4TTR6024B1 | 3503 | 5869646 | AMERICAN STANDARD | 4A7A6024H1 | AC | Split System: Air-Cooled Condensing Unit, Coil with Blower | 4TTR6024B1 |  | *AM7A0A24H21 | 13 | 16 | Yes | Yes | 2015-03-13 |  | 2
FALSE | 4TTR6024B1 | 3503 | 5869647 | AMERICAN STANDARD | 4A7A6024H1 | AC | Split System: Air-Cooled Condensing Unit, Coil with Blower | 4TTR6024B1 |  | *AM7A0B30H21 | 13 | 16 | Yes | Yes | 2015-03-13 |  | 2
FALSE | 4TTR6024B1 | 3503 | 5869648 | AMERICAN STANDARD | 4A7A6024H1 | AC | Split System: Air-Cooled Condensing Unit, Coil with Blower | 4TTR6024B1 |  | *AM8A0A24V21+BAYCC24V | 13 | 16 | Yes | Yes | 2015-03-13 |  | 2
FALSE | 4TTR6024B1 | 3503 | 5869649 | AMERICAN STANDARD | 4A7A6024H1 | AC | Split System: Air-Cooled Condensing Unit, Coil with Blower | 4TTR6024B1 |  | *AM8A0B30V21+BAYCC24V | 13 | 16 | Yes | Yes | 2015-03-13 |  | 2
FALSE | 4TTR6024B1 | 3503 | 5869656 | AMERICAN STANDARD | 4A7A6024H1 | AC | Split System: Air-Cooled Condensing Unit, Coil with Blower | 4TTR6024B1 |  | 4CXCA024CC3 | 12.5 | 14.5 | Yes | Yes | 2015-03-13 |  | 0
FALSE | 4TTR6024B1 | 3503 | 5869655 | AMERICAN STANDARD | 4A7A6024H1 | AC | Split System: Air-Cooled Condensing Unit, Coil with Blower | 4TTR6024B1 |  | 4CXCA024CC3 | 12.5 | 14.5 | Yes | Yes | 2015-03-13 |  | 0
FALSE | 4TTR6024B1 | 3503 | 5869773 | AMERICAN STANDARD | 4A7A6024H1 | AC | Split System: Air-Cooled Condensing Unit, Coil with Blower | 4TTR6024B1 |  | 4TXAA024BC3 | 12.5 | 14.5 | Yes | Yes | 2015-03-13 |  | 0
FALSE | 4TTR6024B1 | 3503 | 5869772 | AMERICAN STANDARD | 4A7A6024H1 | AC | Split System: Air-Cooled Condensing Unit, Coil with Blower | 4TTR6024B1 |  | 4TXAA024BC3 | 12.5 | 14.5 | Yes | Yes | 2015-03-13 |  | 0
FALSE | 4TTR6024B1 | 3503 | 5869771 | AMERICAN STANDARD | 4A7A6024H1 | AC | Split System: Air-Cooled Condensing Unit, Coil with Blower | 4TTR6024B1 |  | 4TXAA024BC3 | 12.5 | 14.5 | Yes | Yes | 2015-03-13 |  | 0
FALSE | 4TTR6024B1 | 3503 | 5869941 | AMERICAN STANDARD | 4A7A6024H1 | AC | Split System: Air-Cooled Condensing Unit, Coil with Blower | 4TTR6024B1 |  | 4TXAC037BC3 | 13 | 16 | Yes | Yes | 2015-03-13 |  | 2
FALSE | 4TTR6024B1 | 3503 | 5869935 | AMERICAN STANDARD | 4A7A6024H1 | AC | Split System: Air-Cooled Condensing Unit, Coil with Blower | 4TTR6024B1 |  | 4TXAC037BC3 | 13 | 16 | Yes | Yes | 2015-03-13 |  | 2
FALSE | 4TTR6024B1 | 3503 | 5869930 | AMERICAN STANDARD | 4A7A6024H1 | AC | Split System: Air-Cooled Condensing Unit, Coil with Blower | 4TTR6024B1 |  | 4TXAC037BC3 | 13 | 16 | Yes | Yes | 2015-03-13 |  | 2
FALSE | 4TTR6024B1 | 3503 | 5869948 | AMERICAN STANDARD | 4A7A6024H1 | AC | Split System: Air-Cooled Condensing Unit, Coil with Blower | 4TTR6024B1 |  | 4TXAC037BC3 | 13 | 16 | Yes | Yes | 2015-03-13 |  | 2
FALSE | 4TTR6024B1 | 3503 | 5869952 | AMERICAN STANDARD | 4A7A6024H1 | AC | Split System: Air-Cooled Condensing Unit, Coil with Blower | 4TTR6024B1 |  | 4TXAC037BC3 | 13 | 16 | Yes | Yes | 2015-03-13 |  | 2
FALSE | 4TTR6024B1 | 3503 | 5869956 | AMERICAN STANDARD | 4A7A6024H1 | AC | Split System: Air-Cooled Condensing Unit, Coil with Blower | 4TTR6024B1 |  | 4TXAC037BC3 | 13 | 16 | Yes | Yes | 2015-03-13 |  | 2
FALSE | 4TTR6024B1 | 3503 | 5869959 | AMERICAN STANDARD | 4A7A6024H1 | AC | Split System: Air-Cooled Condensing Unit, Coil with Blower | 4TTR6024B1 |  | 4TXAC037BC3 | 13 | 16 | Yes | Yes | 2015-03-13 |  | 2
FALSE | 4TTR6024B1 | 3503 | 5869961 | AMERICAN STANDARD | 4A7A6024H1 | AC | Split System: Air-Cooled Condensing Unit, Coil with Blower | 4TTR6024B1 |  | 4TXAC037BC3 | 13 | 16 | Yes | Yes | 2015-03-13 |  | 2
FALSE | 4A7A7060A1 | 289 | 5798324 | AMERICAN STANDARD | 4A7A7060A1 | AC | Split System: Air-Cooled Condensing Unit, Coil with Blower | 4A7A7060A1 |  | 4TXCD063BC3 | 12 | 16 | Yes | Yes | 2015-03-13 |  | 0
FALSE | 4A7A7060A1 | 289 | 5798331 | AMERICAN STANDARD | 4A7A7060A1 | AC | Split System: Air-Cooled Condensing Unit, Coil with Blower | 4A7A7060A1 |  | 4TXCD063BC3 | 12 | 16 | Yes | Yes | 2015-03-13 |  | 0
FALSE | 4A7A7060A1 | 289 | 5798341 | AMERICAN STANDARD | 4A7A7060A1 | AC | Split System: Air-Cooled Condensing Unit, Coil with Blower | 4A7A7060A1 |  | 4TXCD063BC3 | 12 | 16 | Yes | Yes | 2015-03-13 |  | 0
FALSE | 4TTR6024B1 | 3503 | 5870929 | AMERICAN STANDARD | 4A7A6024H1 | AC | Split System: Air-Cooled Condensing Unit, Coil with Blower | 4TTR6024B1 |  | 4TXFH036CZ3 | 14 | 16.5 | Yes | Yes | 2015-03-13 |  | 2
FALSE | 4TTR6024B1 | 3503 | 5870913 | AMERICAN STANDARD | 4A7A6024H1 | AC | Split System: Air-Cooled Condensing Unit, Coil with Blower | 4TTR6024B1 |  | 4TXFH036CZ3 | 14 | 16.75 | Yes | Yes | 2015-03-13 |  | 2
FALSE | 4TTR6024B1 | 3503 | 5870911 | AMERICAN STANDARD | 4A7A6024H1 | AC | Split System: Air-Cooled Condensing Unit, Coil with Blower | 4TTR6024B1 |  | 4TXFH036CZ3 | 14 | 16 | Yes | Yes | 2015-03-13 |  | 2
FALSE | 4TTR6024B1 | 3503 | 5870906 | AMERICAN STANDARD | 4A7A6024H1 | AC | Split System: Air-Cooled Condensing Unit, Coil with Blower | 4TTR6024B1 |  | 4TXFH036CZ3 | 13.5 | 16 | Yes | Yes | 2015-03-13 |  | 2
FALSE | 4TTR6024B1 | 3503 | 5870902 | AMERICAN STANDARD | 4A7A6024H1 | AC | Split System: Air-Cooled Condensing Unit, Coil with Blower | 4TTR6024B1 |  | 4TXFH033CC3 | 13 | 15.75 | Yes | Yes | 2015-03-13 |  | 1
FALSE | 4A7A7060A1 | 289 | 5798288 | AMERICAN STANDARD | 4A7A7060A1 | AC | Split System: Air-Cooled Condensing Unit, Coil with Blower | 4A7A7060A1 |  | 4TXCD063BC3 | 12 | 15.5 | Yes | Yes | 2015-03-13 |  | 0
FALSE | 4TTR6024B1 | 3503 | 5870156 | AMERICAN STANDARD | 4A7A6024H1 | AC | Split System: Air-Cooled Condensing Unit, Coil with Blower | 4TTR6024B1 |  | 4TXCB004CC3 | 13 | 16 | Yes | Yes | 2015-03-13 |  | 2
FALSE | 4TTR6024B1 | 3503 | 5870158 | AMERICAN STANDARD | 4A7A6024H1 | AC | Split System: Air-Cooled Condensing Unit, Coil with Blower | 4TTR6024B1 |  | 4TXCB004CC3 | 13 | 16 | Yes | Yes | 2015-03-13 |  | 2
FALSE | 4TTR6024B1 | 3503 | 5870159 | AMERICAN STANDARD | 4A7A6024H1 | AC | Split System: Air-Cooled Condensing Unit, Coil with Blower | 4TTR6024B1 |  | 4TXCB004CC3 | 13 | 16 | Yes | Yes | 2015-03-13 |  | 2
FALSE | 4TTR6018B1 | 3489 | 5869349 | AMERICAN STANDARD | 4A7A6018H1 | AC | Split System: Air-Cooled Condensing Unit, Coil with Blower | 4TTR6018B1 |  | 4TXAC037BC3 | 13 | 16 | Yes | Yes | 2015-03-13 |  | 2
FALSE | 4TTR6018B1 | 3489 | 5869507 | AMERICAN STANDARD | 4A7A6018H1 | AC | Split System: Air-Cooled Condensing Unit, Coil with Blower | 4TTR6018B1 |  | 4TXCB032BC3 | 13 | 16 | Yes | Yes | 2015-03-13 |  | 2
FALSE | 4TTR6018B1 | 3489 | 5869503 | AMERICAN STANDARD | 4A7A6018H1 | AC | Split System: Air-Cooled Condensing Unit, Coil with Blower | 4TTR6018B1 |  | 4TXCB032BC3 | 13 | 16 | Yes | Yes | 2015-03-13 |  | 2
FALSE | 4TTR6018B1 | 3489 | 5869499 | AMERICAN STANDARD | 4A7A6018H1 | AC | Split System: Air-Cooled Condensing Unit, Coil with Blower | 4TTR6018B1 |  | 4TXCB032BC3 | 13 | 16 | Yes | Yes | 2015-03-13 |  | 2
FALSE | 4TTR6018B1 | 3489 | 5869494 | AMERICAN STANDARD | 4A7A6018H1 | AC | Split System: Air-Cooled Condensing Unit, Coil with Blower | 4TTR6018B1 |  | 4TXCB032BC3 | 13 | 16 | Yes | Yes | 2015-03-13 |  | 2
FALSE | 4TTR6018B1 | 3489 | 5869492 | AMERICAN STANDARD | 4A7A6018H1 | AC | Split System: Air-Cooled Condensing Unit, Coil with Blower | 4TTR6018B1 |  | 4TXCB032BC3 | 13 | 16 | Yes | Yes | 2015-03-13 |  | 2
FALSE | 4TTR6018B1 | 3489 | 5869532 | AMERICAN STANDARD | 4A7A6018H1 | AC | Split System: Air-Cooled Condensing Unit, Coil with Blower | 4TTR6018B1 |  | 4TXCB036BC3 | 13 | 16 | Yes | Yes | 2015-03-13 |  | 2
FALSE | 4TTR6018B1 | 3489 | 5869531 | AMERICAN STANDARD | 4A7A6018H1 | AC | Split System: Air-Cooled Condensing Unit, Coil with Blower | 4TTR6018B1 |  | 4TXCB036BC3 | 13 | 16 | Yes | Yes | 2015-03-13 |  | 2
FALSE | 4TTR6018B1 | 3489 | 5869530 | AMERICAN STANDARD | 4A7A6018H1 | AC | Split System: Air-Cooled Condensing Unit, Coil with Blower | 4TTR6018B1 |  | 4TXCB036BC3 | 13 | 16 | Yes | Yes | 2015-03-13 |  | 2
FALSE | 4TTR6018B1 | 3489 | 5869545 | AMERICAN STANDARD | 4A7A6018H1 | AC | Split System: Air-Cooled Condensing Unit, Coil with Blower | 4TTR6018B1 |  | 4TXCB036BC3 | 13 | 16 | Yes | Yes | 2015-03-13 |  | 2
FALSE | 4TTR6024B1 | 3503 | 5869659 | AMERICAN STANDARD | 4A7A6024H1 | AC | Split System: Air-Cooled Condensing Unit, Coil with Blower | 4TTR6024B1 |  | 4CXCA024CC3 | 12.5 | 14.5 | Yes | Yes | 2015-03-13 |  | 0
FALSE | 4TTR6024B1 | 3503 | 5869793 | AMERICAN STANDARD | 4A7A6024H1 | AC | Split System: Air-Cooled Condensing Unit, Coil with Blower | 4TTR6024B1 |  | 4TXAB025BC3 | 13 | 15.5 | Yes | Yes | 2015-03-13 |  | 1
FALSE | 4TTR6024B1 | 3503 | 5870936 | AMERICAN STANDARD | 4A7A6024H1 | AC | Split System: Air-Cooled Condensing Unit, Coil with Blower | 4TTR6024B1 |  | 4TXFH041CC3 | 13 | 16 | Yes | Yes | 2015-03-13 |  | 2
FALSE | 4TTR6024B1 | 3503 | 5870934 | AMERICAN STANDARD | 4A7A6024H1 | AC | Split System: Air-Cooled Condensing Unit, Coil with Blower | 4TTR6024B1 |  | 4TXFH041CC3 | 13.5 | 16 | Yes | Yes | 2015-03-13 |  | 2
FALSE | 4TTR6024B1 | 3503 | 5870939 | AMERICAN STANDARD | 4A7A6024H1 | AC | Split System: Air-Cooled Condensing Unit, Coil with Blower | 4TTR6024B1 |  | 4TXFH041CC3 | 13.5 | 16 | Yes | Yes | 2015-03-13 |  | 2
FALSE | 4TTR6024B1 | 3503 | 5870941 | AMERICAN STANDARD | 4A7A6024H1 | AC | Split System: Air-Cooled Condensing Unit, Coil with Blower | 4TTR6024B1 |  | 4TXFH041CC3 | 13 | 16 | Yes | Yes | 2015-03-13 |  | 2
FALSE | 4TTR6024B1 | 3503 | 5870943 | AMERICAN STANDARD | 4A7A6024H1 | AC | Split System: Air-Cooled Condensing Unit, Coil with Blower | 4TTR6024B1 |  | 4TXFH041CC3 | 13.5 | 16 | Yes | Yes | 2015-03-13 |  | 2
FALSE | 4TTR6024B1 | 3503 | 5870946 | AMERICAN STANDARD | 4A7A6024H1 | AC | Split System: Air-Cooled Condensing Unit, Coil with Blower | 4TTR6024B1 |  | 4TXFH041CC3 | 13.5 | 16 | Yes | Yes | 2015-03-13 |  | 2
FALSE | 4TTR6024B1 | 3503 | 5870961 | AMERICAN STANDARD | 4A7A6024H1 | AC | Split System: Air-Cooled Condensing Unit, Coil with Blower | 4TTR6024B1 |  | 4TXFH041CC3 | 13.5 | 16 | Yes | Yes | 2015-03-13 |  | 2
FALSE | 4TTR6024B1 | 3503 | 5870950 | AMERICAN STANDARD | 4A7A6024H1 | AC | Split System: Air-Cooled Condensing Unit, Coil with Blower | 4TTR6024B1 |  | 4TXFH041CC3 | 13.5 | 16 | Yes | Yes | 2015-03-13 |  | 2
FALSE | 4TTR6024B1 | 3503 | 5870952 | AMERICAN STANDARD | 4A7A6024H1 | AC | Split System: Air-Cooled Condensing Unit, Coil with Blower | 4TTR6024B1 |  | 4TXFH041CC3 | 13.5 | 16 | Yes | Yes | 2015-03-13 |  | 2
FALSE | 4TTR6024B1 | 3503 | 5870948 | AMERICAN STANDARD | 4A7A6024H1 | AC | Split System: Air-Cooled Condensing Unit, Coil with Blower | 4TTR6024B1 |  | 4TXFH041CC3 | 13.5 | 16 | Yes | Yes | 2015-03-13 |  | 2
FALSE | 4TTR6024B1 | 3503 | 5870959 | AMERICAN STANDARD | 4A7A6024H1 | AC | Split System: Air-Cooled Condensing Unit, Coil with Blower | 4TTR6024B1 |  | 4TXFH041CC3 | 14 | 16 | Yes | Yes | 2015-03-13 |  | 2
FALSE | 4TTR6024B1 | 3503 | 5870964 | AMERICAN STANDARD | 4A7A6024H1 | AC | Split System: Air-Cooled Condensing Unit, Coil with Blower | 4TTR6024B1 |  | GAF2A0A18S11+TDR | 12.5 | 14.5 | Yes | Yes | 2015-03-13 |  | 0
FALSE | 4TTR6030B1 | 3522 | 5870995 | AMERICAN STANDARD | 4A7A6030H1 | AC | Split System: Air-Cooled Condensing Unit, Coil with Blower | 4TTR6030B1 |  | *AM8A0B30V21+BAYCC24V | 13 | 16 | Yes | Yes | 2015-03-13 |  | 2
FALSE | 4TTR6030B1 | 3522 | 5870998 | AMERICAN STANDARD | 4A7A6030H1 | AC | Split System: Air-Cooled Condensing Unit, Coil with Blower | 4TTR6030B1 |  | *AM8A0C36V31+BAYCC24V | 13 | 16 | Yes | Yes | 2015-03-13 |  | 2
FALSE | 4TTR6030B1 | 3522 | 5871096 | AMERICAN STANDARD | 4A7A6030H1 | AC | Split System: Air-Cooled Condensing Unit, Coil with Blower | 4TTR6030B1 |  | 4CXCB031CC3 | 12.5 | 14.5 | Yes | Yes | 2015-03-13 |  | 0
FALSE | 4TTR6018B1 | 3489 | 5869350 | AMERICAN STANDARD | 4A7A6018H1 | AC | Split System: Air-Cooled Condensing Unit, Coil with Blower | 4TTR6018B1 |  | 4TXAC037BC3 | 13 | 16 | Yes | Yes | 2015-03-13 |  | 2
FALSE | 4TTR6018B1 | 3489 | 5869352 | AMERICAN STANDARD | 4A7A6018H1 | AC | Split System: Air-Cooled Condensing Unit, Coil with Blower | 4TTR6018B1 |  | 4TXAC037BC3 | 13 | 16 | Yes | Yes | 2015-03-13 |  | 2
FALSE | 4TTR6018B1 | 3489 | 5869356 | AMERICAN STANDARD | 4A7A6018H1 | AC | Split System: Air-Cooled Condensing Unit, Coil with Blower | 4TTR6018B1 |  | 4TXAC037BC3 | 13 | 16 | Yes | Yes | 2015-03-13 |  | 2
FALSE | 4TTR6018B1 | 3489 | 5869358 | AMERICAN STANDARD | 4A7A6018H1 | AC | Split System: Air-Cooled Condensing Unit, Coil with Blower | 4TTR6018B1 |  | 4TXAC037BC3 | 13 | 16 | Yes | Yes | 2015-03-13 |  | 2
FALSE | 4TTR6018B1 | 3489 | 5869361 | AMERICAN STANDARD | 4A7A6018H1 | AC | Split System: Air-Cooled Condensing Unit, Coil with Blower | 4TTR6018B1 |  | 4TXAC037BC3 | 13 | 16 | Yes | Yes | 2015-03-13 |  | 2
FALSE | 4TTR6018B1 | 3489 | 5869379 | AMERICAN STANDARD | 4A7A6018H1 | AC | Split System: Air-Cooled Condensing Unit, Coil with Blower | 4TTR6018B1 |  | 4TXCA018BC3 | 13 | 15 | Yes | Yes | 2015-03-13 |  | 1
FALSE | 4TTR6018B1 | 3489 | 5869381 | AMERICAN STANDARD | 4A7A6018H1 | AC | Split System: Air-Cooled Condensing Unit, Coil with Blower | 4TTR6018B1 |  | 4TXCA018BC3 | 12.5 | 14.75 | Yes | Yes | 2015-03-13 |  | 0
FALSE | 4TTR6018B1 | 3489 | 5869368 | AMERICAN STANDARD | 4A7A6018H1 | AC | Split System: Air-Cooled Condensing Unit, Coil with Blower | 4TTR6018B1 |  | 4TXCA018BC3 | 12.5 | 14.75 | Yes | Yes | 2015-03-13 |  | 0
FALSE | 4TTR6018B1 | 3489 | 5869543 | AMERICAN STANDARD | 4A7A6018H1 | AC | Split System: Air-Cooled Condensing Unit, Coil with Blower | 4TTR6018B1 |  | 4TXCB036BC3 | 13 | 16 | Yes | Yes | 2015-03-13 |  | 2
FALSE | 4TTR6018B1 | 3489 | 5869541 | AMERICAN STANDARD | 4A7A6018H1 | AC | Split System: Air-Cooled Condensing Unit, Coil with Blower | 4TTR6018B1 |  | 4TXCB036BC3 | 13 | 16 | Yes | Yes | 2015-03-13 |  | 2
FALSE | 4TTR6018B1 | 3489 | 5869539 | AMERICAN STANDARD | 4A7A6018H1 | AC | Split System: Air-Cooled Condensing Unit, Coil with Blower | 4TTR6018B1 |  | 4TXCB036BC3 | 13 | 16 | Yes | Yes | 2015-03-13 |  | 2
FALSE | 4TTR6018B1 | 3489 | 5869537 | AMERICAN STANDARD | 4A7A6018H1 | AC | Split System: Air-Cooled Condensing Unit, Coil with Blower | 4TTR6018B1 |  | 4TXCB036BC3 | 13 | 16 | Yes | Yes | 2015-03-13 |  | 2
FALSE | 4TTR6018B1 | 3489 | 5869536 | AMERICAN STANDARD | 4A7A6018H1 | AC | Split System: Air-Cooled Condensing Unit, Coil with Blower | 4TTR6018B1 |  | 4TXCB036BC3 | 13 | 16 | Yes | Yes | 2015-03-13 |  | 2
FALSE | 4TTR6018B1 | 3489 | 5869535 | AMERICAN STANDARD | 4A7A6018H1 | AC | Split System: Air-Cooled Condensing Unit, Coil with Blower | 4TTR6018B1 |  | 4TXCB036BC3 | 13 | 16 | Yes | Yes | 2015-03-13 |  | 2
FALSE | 4TTR6018B1 | 3489 | 5869565 | AMERICAN STANDARD | 4A7A6018H1 | AC | Split System: Air-Cooled Condensing Unit, Coil with Blower | 4TTR6018B1 |  | 4TXCC005CC3 | 13 | 16 | Yes | Yes | 2015-03-13 |  | 2
FALSE | 4TTR6018B1 | 3489 | 5869546 | AMERICAN STANDARD | 4A7A6018H1 | AC | Split System: Air-Cooled Condensing Unit, Coil with Blower | 4TTR6018B1 |  | 4TXCC005CC3 | 13 | 16 | Yes | Yes | 2015-03-13 |  | 2
FALSE | 4TTR6024B1 | 3503 | 5870010 | AMERICAN STANDARD | 4A7A6024H1 | AC | Split System: Air-Cooled Condensing Unit, Coil with Blower | 4TTR6024B1 |  | 4TXAC044BC3 | 13 | 16 | Yes | Yes | 2015-03-13 |  | 2
FALSE | 4TTR6024B1 | 3503 | 5870012 | AMERICAN STANDARD | 4A7A6024H1 | AC | Split System: Air-Cooled Condensing Unit, Coil with Blower | 4TTR6024B1 |  | 4TXAC044BC3 | 13 | 16 | Yes | Yes | 2015-03-13 |  | 2
FALSE | 4TTR6024B1 | 3503 | 5870016 | AMERICAN STANDARD | 4A7A6024H1 | AC | Split System: Air-Cooled Condensing Unit, Coil with Blower | 4TTR6024B1 |  | 4TXAC044BC3 | 13 | 16 | Yes | Yes | 2015-03-13 |  | 2
FALSE | 4TTR6024B1 | 3503 | 5870134 | AMERICAN STANDARD | 4A7A6024H1 | AC | Split System: Air-Cooled Condensing Unit, Coil Alone | 4TTR6024B1 |  | 4TXCB004CC3 | 12.2 | 14.5 | Yes | Yes | 2015-03-13 |  | 0
FALSE | 4TTR6024B1 | 3503 | 5870188 | AMERICAN STANDARD | 4A7A6024H1 | AC | Split System: Air-Cooled Condensing Unit, Coil with Blower | 4TTR6024B1 |  | 4TXCB025BC3 | 13 | 15.5 | Yes | Yes | 2015-03-13 |  | 1
FALSE | 4TTR6024B1 | 3503 | 5870562 | AMERICAN STANDARD | 4A7A6024H1 | AC | Split System: Air-Cooled Condensing Unit, Coil with Blower | 4TTR6024B1 |  | 4TXCC007CC3 | 13 | 16 | Yes | Yes | 2015-03-13 |  | 2
FALSE | 4TTR6024B1 | 3503 | 5870560 | AMERICAN STANDARD | 4A7A6024H1 | AC | Split System: Air-Cooled Condensing Unit, Coil with Blower | 4TTR6024B1 |  | 4TXCC007CC3 | 13 | 16 | Yes | Yes | 2015-03-13 |  | 2
FALSE | 4TTR6024B1 | 3503 | 5870557 | AMERICAN STANDARD | 4A7A6024H1 | AC | Split System: Air-Cooled Condensing Unit, Coil with Blower | 4TTR6024B1 |  | 4TXCC007CC3 | 13 | 16 | Yes | Yes | 2015-03-13 |  | 2
FALSE | 4TTR6024B1 | 3503 | 5870555 | AMERICAN STANDARD | 4A7A6024H1 | AC | Split System: Air-Cooled Condensing Unit, Coil with Blower | 4TTR6024B1 |  | 4TXCC007CC3 | 13 | 16 | Yes | Yes | 2015-03-13 |  | 2
FALSE | 4TTR6024B1 | 3503 | 5870537 | AMERICAN STANDARD | 4A7A6024H1 | AC | Split System: Air-Cooled Condensing Unit, Coil with Blower | 4TTR6024B1 |  | 4TXCC007CC3 | 13 | 16 | Yes | Yes | 2015-03-13 |  | 2
FALSE | 4TTR6024B1 | 3503 | 5870533 | AMERICAN STANDARD | 4A7A6024H1 | AC | Split System: Air-Cooled Condensing Unit, Coil with Blower | 4TTR6024B1 |  | 4TXCC007CC3 | 13 | 16 | Yes | Yes | 2015-03-13 |  | 2
FALSE | 4TTR6024B1 | 3503 | 5870535 | AMERICAN STANDARD | 4A7A6024H1 | AC | Split System: Air-Cooled Condensing Unit, Coil with Blower | 4TTR6024B1 |  | 4TXCC007CC3 | 13 | 16 | Yes | Yes | 2015-03-13 |  | 2
FALSE | 4TTR6018B1 | 3489 | 5869087 | AMERICAN STANDARD | 4A7A6018H1 | AC | Split System: Air-Cooled Condensing Unit, Coil with Blower | 4TTR6018B1 |  | 4CXCB031CC3 | 13 | 16 | Yes | Yes | 2015-03-13 |  | 2
FALSE | 4TTR6018B1 | 3489 | 5869083 | AMERICAN STANDARD | 4A7A6018H1 | AC | Split System: Air-Cooled Condensing Unit, Coil with Blower | 4TTR6018B1 |  | 4CXCB031CC3 | 13 | 15.5 | Yes | Yes | 2015-03-13 |  | 1
FALSE | 4TTR6018B1 | 3489 | 5869081 | AMERICAN STANDARD | 4A7A6018H1 | AC | Split System: Air-Cooled Condensing Unit, Coil with Blower | 4TTR6018B1 |  | 4CXCB031CC3 | 13 | 16 | Yes | Yes | 2015-03-13 |  | 2
FALSE | 4TTR6024B1 | 3503 | 5869694 | AMERICAN STANDARD | 4A7A6024H1 | AC | Split System: Air-Cooled Condensing Unit, Coil with Blower | 4TTR6024B1 |  | 4CXCB036CC3 | 13 | 16 | Yes | Yes | 2015-03-13 |  | 2
FALSE | 4TTR6024B1 | 3503 | 5869702 | AMERICAN STANDARD | 4A7A6024H1 | AC | Split System: Air-Cooled Condensing Unit, Coil with Blower | 4TTR6024B1 |  | 4CXCB036CC3 | 13 | 16 | Yes | Yes | 2015-03-13 |  | 2
FALSE | 4TTR6024B1 | 3503 | 5869705 | AMERICAN STANDARD | 4A7A6024H1 | AC | Split System: Air-Cooled Condensing Unit, Coil with Blower | 4TTR6024B1 |  | 4CXCB036CC3 | 13 | 16 | Yes | Yes | 2015-03-13 |  | 2
FALSE | 4TTR6024B1 | 3503 | 5869842 | AMERICAN STANDARD | 4A7A6024H1 | AC | Split System: Air-Cooled Condensing Unit, Coil with Blower | 4TTR6024B1 |  | 4TXAB036BC3 | 13 | 16 | Yes | Yes | 2015-03-13 |  | 2
FALSE | 4TTR6018B1 | 3489 | 5869553 | AMERICAN STANDARD | 4A7A6018H1 | AC | Split System: Air-Cooled Condensing Unit, Coil with Blower | 4TTR6018B1 |  | 4TXCC005CC3 | 13 | 16 | Yes | Yes | 2015-03-13 |  | 2
FALSE | 4TTR6018B1 | 3489 | 5869554 | AMERICAN STANDARD | 4A7A6018H1 | AC | Split System: Air-Cooled Condensing Unit, Coil with Blower | 4TTR6018B1 |  | 4TXCC005CC3 | 13 | 16 | Yes | Yes | 2015-03-13 |  | 2
FALSE | 4TTR6018B1 | 3489 | 5869555 | AMERICAN STANDARD | 4A7A6018H1 | AC | Split System: Air-Cooled Condensing Unit, Coil with Blower | 4TTR6018B1 |  | 4TXCC005CC3 | 13 | 16 | Yes | Yes | 2015-03-13 |  | 2
FALSE | 4TTR6018B1 | 3489 | 5869557 | AMERICAN STANDARD | 4A7A6018H1 | AC | Split System: Air-Cooled Condensing Unit, Coil with Blower | 4TTR6018B1 |  | 4TXCC005CC3 | 13 | 16 | Yes | Yes | 2015-03-13 |  | 2
FALSE | 4TTR6018B1 | 3489 | 5869559 | AMERICAN STANDARD | 4A7A6018H1 | AC | Split System: Air-Cooled Condensing Unit, Coil with Blower | 4TTR6018B1 |  | 4TXCC005CC3 | 13 | 16 | Yes | Yes | 2015-03-13 |  | 2
FALSE | 4TTR6024B1 | 3503 | 5869689 | AMERICAN STANDARD | 4A7A6024H1 | AC | Split System: Air-Cooled Condensing Unit, Coil with Blower | 4TTR6024B1 |  | 4CXCB031CC3 | 13 | 15.5 | Yes | Yes | 2015-03-13 |  | 1
FALSE | 4TTR6024B1 | 3503 | 5869700 | AMERICAN STANDARD | 4A7A6024H1 | AC | Split System: Air-Cooled Condensing Unit, Coil with Blower | 4TTR6024B1 |  | 4CXCB036CC3 | 13 | 16 | Yes | Yes | 2015-03-13 |  | 2
FALSE | 4TTR6024B1 | 3503 | 5869815 | AMERICAN STANDARD | 4A7A6024H1 | AC | Split System: Air-Cooled Condensing Unit, Coil with Blower | 4TTR6024B1 |  | 4TXAB032BC3 | 13 | 16 | Yes | Yes | 2015-03-13 |  | 2
FALSE | 4TTR6024B1 | 3503 | 5869816 | AMERICAN STANDARD | 4A7A6024H1 | AC | Split System: Air-Cooled Condensing Unit, Coil with Blower | 4TTR6024B1 |  | 4TXAB032BC3 | 13 | 16 | Yes | Yes | 2015-03-13 |  | 2
FALSE | 4TTR6024B1 | 3503 | 5869817 | AMERICAN STANDARD | 4A7A6024H1 | AC | Split System: Air-Cooled Condensing Unit, Coil with Blower | 4TTR6024B1 |  | 4TXAB032BC3 | 13 | 16 | Yes | Yes | 2015-03-13 |  | 2
FALSE | 4TTR6024B1 | 3503 | 5869822 | AMERICAN STANDARD | 4A7A6024H1 | AC | Split System: Air-Cooled Condensing Unit, Coil with Blower | 4TTR6024B1 |  | 4TXAB032BC3 | 13 | 16 | Yes | Yes | 2015-03-13 |  | 2
FALSE | 4TTR6024B1 | 3503 | 5869827 | AMERICAN STANDARD | 4A7A6024H1 | AC | Split System: Air-Cooled Condensing Unit, Coil with Blower | 4TTR6024B1 |  | 4TXAB032BC3 | 13 | 16 | Yes | Yes | 2015-03-13 |  | 2
FALSE | 4TTR6024B1 | 3503 | 5869830 | AMERICAN STANDARD | 4A7A6024H1 | AC | Split System: Air-Cooled Condensing Unit, Coil with Blower | 4TTR6024B1 |  | 4TXAB032BC3 | 13 | 16 | Yes | Yes | 2015-03-13 |  | 2
FALSE | 4TTR6024B1 | 3503 | 5869813 | AMERICAN STANDARD | 4A7A6024H1 | AC | Split System: Air-Cooled Condensing Unit, Coil with Blower | 4TTR6024B1 |  | 4TXAB032BC3 | 13 | 16 | Yes | Yes | 2015-03-13 |  | 2
FALSE | 4TTR6024B1 | 3503 | 5869995 | AMERICAN STANDARD | 4A7A6024H1 | AC | Split System: Air-Cooled Condensing Unit, Coil with Blower | 4TTR6024B1 |  | 4TXAC043BC3 | 13 | 16 | Yes | Yes | 2015-03-13 |  | 2
FALSE | 4TTR6024B1 | 3503 | 5869992 | AMERICAN STANDARD | 4A7A6024H1 | AC | Split System: Air-Cooled Condensing Unit, Coil with Blower | 4TTR6024B1 |  | 4TXAC043BC3 | 13 | 16 | Yes | Yes | 2015-03-13 |  | 2
FALSE | 4TTR6024B1 | 3503 | 5869991 | AMERICAN STANDARD | 4A7A6024H1 | AC | Split System: Air-Cooled Condensing Unit, Coil with Blower | 4TTR6024B1 |  | 4TXAC043BC3 | 13 | 16 | Yes | Yes | 2015-03-13 |  | 2
FALSE | 4TTR6024B1 | 3503 | 5869990 | AMERICAN STANDARD | 4A7A6024H1 | AC | Split System: Air-Cooled Condensing Unit, Coil with Blower | 4TTR6024B1 |  | 4TXAC043BC3 | 13 | 16 | Yes | Yes | 2015-03-13 |  | 2
FALSE | 4TTR6024B1 | 3503 | 5869999 | AMERICAN STANDARD | 4A7A6024H1 | AC | Split System: Air-Cooled Condensing Unit, Coil with Blower | 4TTR6024B1 |  | 4TXAC044BC3 | 13 | 16 | Yes | Yes | 2015-03-13 |  | 2
FALSE | 4TTR6024B1 | 3503 | 5870038 | AMERICAN STANDARD | 4A7A6024H1 | AC | Split System: Air-Cooled Condensing Unit, Coil with Blower | 4TTR6024B1 |  | 4TXAC044BC3 | 13 | 16 | Yes | Yes | 2015-03-13 |  | 2
FALSE | 4TTR6024B1 | 3503 | 5870004 | AMERICAN STANDARD | 4A7A6024H1 | AC | Split System: Air-Cooled Condensing Unit, Coil with Blower | 4TTR6024B1 |  | 4TXAC044BC3 | 13 | 16 | Yes | Yes | 2015-03-13 |  | 2
FALSE | 4TTR6024B1 | 3503 | 5870006 | AMERICAN STANDARD | 4A7A6024H1 | AC | Split System: Air-Cooled Condensing Unit, Coil with Blower | 4TTR6024B1 |  | 4TXAC044BC3 | 13 | 16 | Yes | Yes | 2015-03-13 |  | 2
FALSE | 4TTR6024B1 | 3503 | 5870008 | AMERICAN STANDARD | 4A7A6024H1 | AC | Split System: Air-Cooled Condensing Unit, Coil with Blower | 4TTR6024B1 |  | 4TXAC044BC3 | 13 | 16 | Yes | Yes | 2015-03-13 |  | 2
FALSE | 4TTR6024B1 | 3503 | 5869854 | AMERICAN STANDARD | 4A7A6024H1 | AC | Split System: Air-Cooled Condensing Unit, Coil with Blower | 4TTR6024B1 |  | 4TXAB036BC3 | 13 | 16 | Yes | Yes | 2015-03-13 |  | 2
FALSE | 4TTR6024B1 | 3503 | 5869857 | AMERICAN STANDARD | 4A7A6024H1 | AC | Split System: Air-Cooled Condensing Unit, Coil with Blower | 4TTR6024B1 |  | 4TXAB036BC3 | 13 | 16 | Yes | Yes | 2015-03-13 |  | 2
FALSE | 4TTR6024B1 | 3503 | 5869860 | AMERICAN STANDARD | 4A7A6024H1 | AC | Split System: Air-Cooled Condensing Unit, Coil with Blower | 4TTR6024B1 |  | 4TXAB036BC3 | 13 | 16 | Yes | Yes | 2015-03-13 |  | 2
FALSE | 4TTR6024B1 | 3503 | 5869862 | AMERICAN STANDARD | 4A7A6024H1 | AC | Split System: Air-Cooled Condensing Unit, Coil with Blower | 4TTR6024B1 |  | 4TXAB036BC3 | 13 | 16 | Yes | Yes | 2015-03-13 |  | 2
FALSE | 4TTR6024B1 | 3503 | 5869864 | AMERICAN STANDARD | 4A7A6024H1 | AC | Split System: Air-Cooled Condensing Unit, Coil with Blower | 4TTR6024B1 |  | 4TXAB036BC3 | 13 | 16 | Yes | Yes | 2015-03-13 |  | 2
FALSE | 4TTR6024B1 | 3503 | 5870020 | AMERICAN STANDARD | 4A7A6024H1 | AC | Split System: Air-Cooled Condensing Unit, Coil with Blower | 4TTR6024B1 |  | 4TXAC044BC3 | 13 | 16 | Yes | Yes | 2015-03-13 |  | 2
FALSE | 4TTR6024B1 | 3503 | 5870023 | AMERICAN STANDARD | 4A7A6024H1 | AC | Split System: Air-Cooled Condensing Unit, Coil with Blower | 4TTR6024B1 |  | 4TXAC044BC3 | 13 | 16 | Yes | Yes | 2015-03-13 |  | 2
FALSE | 4TTR6024B1 | 3503 | 5870036 | AMERICAN STANDARD | 4A7A6024H1 | AC | Split System: Air-Cooled Condensing Unit, Coil with Blower | 4TTR6024B1 |  | 4TXAC044BC3 | 13 | 16 | Yes | Yes | 2015-03-13 |  | 2
FALSE | 4TTR6024B1 | 3503 | 5870034 | AMERICAN STANDARD | 4A7A6024H1 | AC | Split System: Air-Cooled Condensing Unit, Coil with Blower | 4TTR6024B1 |  | 4TXAC044BC3 | 13 | 16 | Yes | Yes | 2015-03-13 |  | 2
FALSE | 4TTR6024B1 | 3503 | 5870031 | AMERICAN STANDARD | 4A7A6024H1 | AC | Split System: Air-Cooled Condensing Unit, Coil with Blower | 4TTR6024B1 |  | 4TXAC044BC3 | 13 | 16 | Yes | Yes | 2015-03-13 |  | 2
FALSE | 4TTR6024B1 | 3503 | 5870029 | AMERICAN STANDARD | 4A7A6024H1 | AC | Split System: Air-Cooled Condensing Unit, Coil with Blower | 4TTR6024B1 |  | 4TXAC044BC3 | 13 | 16 | Yes | Yes | 2015-03-13 |  | 2
FALSE | 4TTR6024B1 | 3503 | 5870027 | AMERICAN STANDARD | 4A7A6024H1 | AC | Split System: Air-Cooled Condensing Unit, Coil with Blower | 4TTR6024B1 |  | 4TXAC044BC3 | 13 | 16 | Yes | Yes | 2015-03-13 |  | 2
FALSE | 4TTR6024B1 | 3503 | 5870203 | AMERICAN STANDARD | 4A7A6024H1 | AC | Split System: Air-Cooled Condensing Unit, Coil with Blower | 4TTR6024B1 |  | 4TXCB025BC3 | 13 | 15.75 | Yes | Yes | 2015-03-13 |  | 1
FALSE | 4TTR6024B1 | 3503 | 5870175 | AMERICAN STANDARD | 4A7A6024H1 | AC | Split System: Air-Cooled Condensing Unit, Coil with Blower | 4TTR6024B1 |  | 4TXCB025BC3 | 12.5 | 15 | Yes | Yes | 2015-03-13 |  | 1
FALSE | 4TTR6024B1 | 3503 | 5870169 | AMERICAN STANDARD | 4A7A6024H1 | AC | Split System: Air-Cooled Condensing Unit, Coil with Blower | 4TTR6024B1 |  | 4TXCB025BC3 | 13 | 15.5 | Yes | Yes | 2015-03-13 |  | 1
FALSE | 4TTR6024B1 | 3503 | 5870205 | AMERICAN STANDARD | 4A7A6024H1 | AC | Split System: Air-Cooled Condensing Unit, Coil with Blower | 4TTR6024B1 |  | 4TXCB025BC3 | 12.5 | 15 | Yes | Yes | 2015-03-13 |  | 1
FALSE | 4TTR6024B1 | 3503 | 5870387 | AMERICAN STANDARD | 4A7A6024H1 | AC | Split System: Air-Cooled Condensing Unit, Coil with Blower | 4TTR6024B1 |  | 4TXCB042BC3 | 13 | 16 | Yes | Yes | 2015-03-13 |  | 2
FALSE | 4TTR6024B1 | 3503 | 5870389 | AMERICAN STANDARD | 4A7A6024H1 | AC | Split System: Air-Cooled Condensing Unit, Coil with Blower | 4TTR6024B1 |  | 4TXCB042BC3 | 13 | 16 | Yes | Yes | 2015-03-13 |  | 2
FALSE | 4TTR6024B1 | 3503 | 5870358 | AMERICAN STANDARD | 4A7A6024H1 | AC | Split System: Air-Cooled Condensing Unit, Coil with Blower | 4TTR6024B1 |  | 4TXCB042BC3 | 13 | 16 | Yes | Yes | 2015-03-13 |  | 2
FALSE | 4TTR6024B1 | 3503 | 5870362 | AMERICAN STANDARD | 4A7A6024H1 | AC | Split System: Air-Cooled Condensing Unit, Coil with Blower | 4TTR6024B1 |  | 4TXCB042BC3 | 13 | 15.5 | Yes | Yes | 2015-03-13 |  | 1
FALSE | 4TTR6024B1 | 3503 | 5870369 | AMERICAN STANDARD | 4A7A6024H1 | AC | Split System: Air-Cooled Condensing Unit, Coil with Blower | 4TTR6024B1 |  | 4TXCB042BC3 | 13 | 16 | Yes | Yes | 2015-03-13 |  | 2
FALSE | 4TTR6018B1 | 3489 | 5869105 | AMERICAN STANDARD | 4A7A6018H1 | AC | Split System: Air-Cooled Condensing Unit, Coil with Blower | 4TTR6018B1 |  | 4CXCB036CC3 | 13 | 16 | Yes | Yes | 2015-03-13 |  | 2
FALSE | 4TTR6018B1 | 3489 | 5869127 | AMERICAN STANDARD | 4A7A6018H1 | AC | Split System: Air-Cooled Condensing Unit, Coil with Blower | 4TTR6018B1 |  | 4CXCB036CC3 | 13 | 16 | Yes | Yes | 2015-03-13 |  | 2
FALSE | 4TTR6024B1 | 3503 | 5870269 | AMERICAN STANDARD | 4A7A6024H1 | AC | Split System: Air-Cooled Condensing Unit, Coil with Blower | 4TTR6024B1 |  | 4TXCB032BC3 | 13 | 16 | Yes | Yes | 2015-03-13 |  | 2
FALSE | 4TTR6024B1 | 3503 | 5870267 | AMERICAN STANDARD | 4A7A6024H1 | AC | Split System: Air-Cooled Condensing Unit, Coil with Blower | 4TTR6024B1 |  | 4TXCB032BC3 | 13 | 16 | Yes | Yes | 2015-03-13 |  | 2
FALSE | 4TTR6024B1 | 3503 | 5870396 | AMERICAN STANDARD | 4A7A6024H1 | AC | Split System: Air-Cooled Condensing Unit, Coil with Blower | 4TTR6024B1 |  | 4TXCB048BC3 | 13 | 16 | Yes | Yes | 2015-03-13 |  | 2
FALSE | 4TTR6024B1 | 3503 | 5870398 | AMERICAN STANDARD | 4A7A6024H1 | AC | Split System: Air-Cooled Condensing Unit, Coil with Blower | 4TTR6024B1 |  | 4TXCB048BC3 | 13 | 16 | Yes | Yes | 2015-03-13 |  | 2
FALSE | 4TTR6024B1 | 3503 | 5870400 | AMERICAN STANDARD | 4A7A6024H1 | AC | Split System: Air-Cooled Condensing Unit, Coil with Blower | 4TTR6024B1 |  | 4TXCB048BC3 | 13 | 16 | Yes | Yes | 2015-03-13 |  | 2
FALSE | 4TTR6024B1 | 3503 | 5870402 | AMERICAN STANDARD | 4A7A6024H1 | AC | Split System: Air-Cooled Condensing Unit, Coil with Blower | 4TTR6024B1 |  | 4TXCB048BC3 | 13 | 16 | Yes | Yes | 2015-03-13 |  | 2
FALSE | 4TTR6024B1 | 3503 | 5870404 | AMERICAN STANDARD | 4A7A6024H1 | AC | Split System: Air-Cooled Condensing Unit, Coil with Blower | 4TTR6024B1 |  | 4TXCB048BC3 | 13 | 16 | Yes | Yes | 2015-03-13 |  | 2
FALSE | 4TTR6024B1 | 3503 | 5870407 | AMERICAN STANDARD | 4A7A6024H1 | AC | Split System: Air-Cooled Condensing Unit, Coil with Blower | 4TTR6024B1 |  | 4TXCB048BC3 | 13 | 16 | Yes | Yes | 2015-03-13 |  | 2
FALSE | 4TTR6024B1 | 3503 | 5870409 | AMERICAN STANDARD | 4A7A6024H1 | AC | Split System: Air-Cooled Condensing Unit, Coil with Blower | 4TTR6024B1 |  | 4TXCB048BC3 | 13 | 16 | Yes | Yes | 2015-03-13 |  | 2
FALSE | 4TTR6024B1 | 3503 | 5870411 | AMERICAN STANDARD | 4A7A6024H1 | AC | Split System: Air-Cooled Condensing Unit, Coil with Blower | 4TTR6024B1 |  | 4TXCB048BC3 | 13 | 16 | Yes | Yes | 2015-03-13 |  | 2
FALSE | 4TTR6024B1 | 3503 | 5870470 | AMERICAN STANDARD | 4A7A6024H1 | AC | Split System: Air-Cooled Condensing Unit, Coil with Blower | 4TTR6024B1 |  | 4TXCC005CC3 | 13 | 16 | Yes | Yes | 2015-03-13 |  | 2
FALSE | 4TTR6024B1 | 3503 | 5870472 | AMERICAN STANDARD | 4A7A6024H1 | AC | Split System: Air-Cooled Condensing Unit, Coil with Blower | 4TTR6024B1 |  | 4TXCC005CC3 | 13 | 16 | Yes | Yes | 2015-03-13 |  | 2
FALSE | 4TTR6024B1 | 3503 | 5870584 | AMERICAN STANDARD | 4A7A6024H1 | AC | Split System: Air-Cooled Condensing Unit, Coil with Blower | 4TTR6024B1 |  | 4TXCC008CC3 | 13 | 16 | Yes | Yes | 2015-03-13 |  | 2
FALSE | 4TTR6024B1 | 3503 | 5870625 | AMERICAN STANDARD | 4A7A6024H1 | AC | Split System: Air-Cooled Condensing Unit, Coil with Blower | 4TTR6024B1 |  | 4TXCC008CC3 | 13 | 16 | Yes | Yes | 2015-03-13 |  | 2
FALSE | 4TTR6024B1 | 3503 | 5870616 | AMERICAN STANDARD | 4A7A6024H1 | AC | Split System: Air-Cooled Condensing Unit, Coil with Blower | 4TTR6024B1 |  | 4TXCC008CC3 | 13 | 16 | Yes | Yes | 2015-03-13 |  | 2
FALSE | 4TTR6024B1 | 3503 | 5870614 | AMERICAN STANDARD | 4A7A6024H1 | AC | Split System: Air-Cooled Condensing Unit, Coil with Blower | 4TTR6024B1 |  | 4TXCC008CC3 | 13 | 16 | Yes | Yes | 2015-03-13 |  | 2
FALSE | 4TTR6024B1 | 3503 | 5870612 | AMERICAN STANDARD | 4A7A6024H1 | AC | Split System: Air-Cooled Condensing Unit, Coil with Blower | 4TTR6024B1 |  | 4TXCC008CC3 | 13 | 16 | Yes | Yes | 2015-03-13 |  | 2
FALSE | 4TTR6024B1 | 3503 | 5870610 | AMERICAN STANDARD | 4A7A6024H1 | AC | Split System: Air-Cooled Condensing Unit, Coil with Blower | 4TTR6024B1 |  | 4TXCC008CC3 | 13 | 16 | Yes | Yes | 2015-03-13 |  | 2
FALSE | 4TTR6024B1 | 3503 | 5870607 | AMERICAN STANDARD | 4A7A6024H1 | AC | Split System: Air-Cooled Condensing Unit, Coil with Blower | 4TTR6024B1 |  | 4TXCC008CC3 | 13 | 16 | Yes | Yes | 2015-03-13 |  | 2
FALSE | 4TTR6024B1 | 3503 | 5870577 | AMERICAN STANDARD | 4A7A6024H1 | AC | Split System: Air-Cooled Condensing Unit, Coil with Blower | 4TTR6024B1 |  | 4TXCC007CC3 | 13 | 16 | Yes | Yes | 2015-03-13 |  | 2
FALSE | 4TTR6024B1 | 3503 | 5870576 | AMERICAN STANDARD | 4A7A6024H1 | AC | Split System: Air-Cooled Condensing Unit, Coil with Blower | 4TTR6024B1 |  | 4TXCC007CC3 | 13 | 16 | Yes | Yes | 2015-03-13 |  | 2
FALSE | 4TTR6024B1 | 3503 | 5870573 | AMERICAN STANDARD | 4A7A6024H1 | AC | Split System: Air-Cooled Condensing Unit, Coil with Blower | 4TTR6024B1 |  | 4TXCC007CC3 | 13 | 16 | Yes | Yes | 2015-03-13 |  | 2
FALSE | 4TTR6024B1 | 3503 | 5870571 | AMERICAN STANDARD | 4A7A6024H1 | AC | Split System: Air-Cooled Condensing Unit, Coil with Blower | 4TTR6024B1 |  | 4TXCC007CC3 | 13 | 16 | Yes | Yes | 2015-03-13 |  | 2
FALSE | 4TTR6024B1 | 3503 | 5870569 | AMERICAN STANDARD | 4A7A6024H1 | AC | Split System: Air-Cooled Condensing Unit, Coil with Blower | 4TTR6024B1 |  | 4TXCC007CC3 | 13 | 16 | Yes | Yes | 2015-03-13 |  | 2
FALSE | 4TTR6024B1 | 3503 | 5870627 | AMERICAN STANDARD | 4A7A6024H1 | AC | Split System: Air-Cooled Condensing Unit, Coil with Blower | 4TTR6024B1 |  | 4TXCC008CC3 | 13 | 16 | Yes | Yes | 2015-03-13 |  | 2
FALSE | 4TTR6024B1 | 3503 | 5870582 | AMERICAN STANDARD | 4A7A6024H1 | AC | Split System: Air-Cooled Condensing Unit, Coil with Blower | 4TTR6024B1 |  | 4TXCC008CC3 | 13 | 16 | Yes | Yes | 2015-03-13 |  | 2
FALSE | 4TTR6024B1 | 3503 | 5870591 | AMERICAN STANDARD | 4A7A6024H1 | AC | Split System: Air-Cooled Condensing Unit, Coil with Blower | 4TTR6024B1 |  | 4TXCC008CC3 | 13 | 16 | Yes | Yes | 2015-03-13 |  | 2
FALSE | 4TTR6024B1 | 3503 | 5870589 | AMERICAN STANDARD | 4A7A6024H1 | AC | Split System: Air-Cooled Condensing Unit, Coil with Blower | 4TTR6024B1 |  | 4TXCC008CC3 | 13 | 16 | Yes | Yes | 2015-03-13 |  | 2
FALSE | 4TTR6024B1 | 3503 | 5870586 | AMERICAN STANDARD | 4A7A6024H1 | AC | Split System: Air-Cooled Condensing Unit, Coil with Blower | 4TTR6024B1 |  | 4TXCC008CC3 | 13 | 16 | Yes | Yes | 2015-03-13 |  | 2
FALSE | 4TTR6018B1 | 3489 | 5869162 | AMERICAN STANDARD | 4A7A6018H1 | AC | Split System: Air-Cooled Condensing Unit, Coil with Blower | 4TTR6018B1 |  | 4CXCC037CC3 | 13 | 16 | Yes | Yes | 2015-03-13 |  | 2
FALSE | 4TTR6018B1 | 3489 | 5869164 | AMERICAN STANDARD | 4A7A6018H1 | AC | Split System: Air-Cooled Condensing Unit, Coil with Blower | 4TTR6018B1 |  | 4CXCC037CC3 | 13 | 16 | Yes | Yes | 2015-03-13 |  | 2
FALSE | 4TTR6018B1 | 3489 | 5869166 | AMERICAN STANDARD | 4A7A6018H1 | AC | Split System: Air-Cooled Condensing Unit, Coil with Blower | 4TTR6018B1 |  | 4CXCC037CC3 | 13 | 16 | Yes | Yes | 2015-03-13 |  | 2
FALSE | 4TTR6018B1 | 3489 | 5869170 | AMERICAN STANDARD | 4A7A6018H1 | AC | Split System: Air-Cooled Condensing Unit, Coil with Blower | 4TTR6018B1 |  | 4CXCC037CC3 | 13 | 16 | Yes | Yes | 2015-03-13 |  | 2
FALSE | 4TTR6018B1 | 3489 | 5869173 | AMERICAN STANDARD | 4A7A6018H1 | AC | Split System: Air-Cooled Condensing Unit, Coil with Blower | 4TTR6018B1 |  | 4CXCC037CC3 | 13 | 16 | Yes | Yes | 2015-03-13 |  | 2
FALSE | 4TTR6018B1 | 3489 | 5869140 | AMERICAN STANDARD | 4A7A6018H1 | AC | Split System: Air-Cooled Condensing Unit, Coil with Blower | 4TTR6018B1 |  | 4CXCC037CC3 | 13 | 16 | Yes | Yes | 2015-03-13 |  | 2
FALSE | 4TTR6018B1 | 3489 | 5869392 | AMERICAN STANDARD | 4A7A6018H1 | AC | Split System: Air-Cooled Condensing Unit, Coil with Blower | 4TTR6018B1 |  | 4TXCA024BC3 | 13 | 15 | Yes | Yes | 2015-03-13 |  | 1
FALSE | 4TTR6024B1 | 3503 | 5870069 | AMERICAN STANDARD | 4A7A6024H1 | AC | Split System: Air-Cooled Condensing Unit, Coil with Blower | 4TTR6024B1 |  | 4TXCA024BC3 | 12.5 | 14.5 | Yes | Yes | 2015-03-13 |  | 0
FALSE | 4TTR6024B1 | 3503 | 5870067 | AMERICAN STANDARD | 4A7A6024H1 | AC | Split System: Air-Cooled Condensing Unit, Coil with Blower | 4TTR6024B1 |  | 4TXCA024BC3 | 12.5 | 14.5 | Yes | Yes | 2015-03-13 |  | 0
FALSE | 4TTR6024B1 | 3503 | 5870066 | AMERICAN STANDARD | 4A7A6024H1 | AC | Split System: Air-Cooled Condensing Unit, Coil with Blower | 4TTR6024B1 |  | 4TXCA024BC3 | 12.5 | 14.5 | Yes | Yes | 2015-03-13 |  | 0
FALSE | 4TTR6024B1 | 3503 | 5870219 | AMERICAN STANDARD | 4A7A6024H1 | AC | Split System: Air-Cooled Condensing Unit, Coil with Blower | 4TTR6024B1 |  | 4TXCB031BC3 | 12.5 | 15 | Yes | Yes | 2015-03-13 |  | 1
FALSE | 4TTR6024B1 | 3503 | 5870223 | AMERICAN STANDARD | 4A7A6024H1 | AC | Split System: Air-Cooled Condensing Unit, Coil with Blower | 4TTR6024B1 |  | 4TXCB031BC3 | 13 | 15.5 | Yes | Yes | 2015-03-13 |  | 1
FALSE | 4TTR6024B1 | 3503 | 5870272 | AMERICAN STANDARD | 4A7A6024H1 | AC | Split System: Air-Cooled Condensing Unit, Coil with Blower | 4TTR6024B1 |  | 4TXCB032BC3 | 13 | 16 | Yes | Yes | 2015-03-13 |  | 2
FALSE | 4TTR6024B1 | 3503 | 5870605 | AMERICAN STANDARD | 4A7A6024H1 | AC | Split System: Air-Cooled Condensing Unit, Coil with Blower | 4TTR6024B1 |  | 4TXCC008CC3 | 13 | 16 | Yes | Yes | 2015-03-13 |  | 2
FALSE | 4TTR6024B1 | 3503 | 5870603 | AMERICAN STANDARD | 4A7A6024H1 | AC | Split System: Air-Cooled Condensing Unit, Coil with Blower | 4TTR6024B1 |  | 4TXCC008CC3 | 13 | 16 | Yes | Yes | 2015-03-13 |  | 2
FALSE | 4TTR6024B1 | 3503 | 5870600 | AMERICAN STANDARD | 4A7A6024H1 | AC | Split System: Air-Cooled Condensing Unit, Coil with Blower | 4TTR6024B1 |  | 4TXCC008CC3 | 13 | 16 | Yes | Yes | 2015-03-13 |  | 2
FALSE | 4TTR6024B1 | 3503 | 5870598 | AMERICAN STANDARD | 4A7A6024H1 | AC | Split System: Air-Cooled Condensing Unit, Coil with Blower | 4TTR6024B1 |  | 4TXCC008CC3 | 13 | 16 | Yes | Yes | 2015-03-13 |  | 2
FALSE | 4TTR6024B1 | 3503 | 5870685 | AMERICAN STANDARD | 4A7A6024H1 | AC | Split System: Air-Cooled Condensing Unit, Coil with Blower | 4TTR6024B1 |  | 4TXCC037BC3 | 13 | 16 | Yes | Yes | 2015-03-13 |  | 2
FALSE | 4TTR6024B1 | 3503 | 5870634 | AMERICAN STANDARD | 4A7A6024H1 | AC | Split System: Air-Cooled Condensing Unit, Coil with Blower | 4TTR6024B1 |  | 4TXCC037BC3 | 13 | 16 | Yes | Yes | 2015-03-13 |  | 2
FALSE | 4TTR6024B1 | 3503 | 5870636 | AMERICAN STANDARD | 4A7A6024H1 | AC | Split System: Air-Cooled Condensing Unit, Coil with Blower | 4TTR6024B1 |  | 4TXCC037BC3 | 13 | 16 | Yes | Yes | 2015-03-13 |  | 2
FALSE | 4TTR6024B1 | 3503 | 5870638 | AMERICAN STANDARD | 4A7A6024H1 | AC | Split System: Air-Cooled Condensing Unit, Coil with Blower | 4TTR6024B1 |  | 4TXCC037BC3 | 13 | 16 | Yes | Yes | 2015-03-13 |  | 2
FALSE | 4TTR6024B1 | 3503 | 5870643 | AMERICAN STANDARD | 4A7A6024H1 | AC | Split System: Air-Cooled Condensing Unit, Coil with Blower | 4TTR6024B1 |  | 4TXCC037BC3 | 13.5 | 16 | Yes | Yes | 2015-03-13 |  | 2
FALSE | 4TTR6024B1 | 3503 | 5870647 | AMERICAN STANDARD | 4A7A6024H1 | AC | Split System: Air-Cooled Condensing Unit, Coil with Blower | 4TTR6024B1 |  | 4TXCC037BC3 | 13 | 16 | Yes | Yes | 2015-03-13 |  | 2
FALSE | 4TTR6018B1 | 3489 | 5869195 | AMERICAN STANDARD | 4A7A6018H1 | AC | Split System: Air-Cooled Condensing Unit, Coil with Blower | 4TTR6018B1 |  | 4TXAA018BC3 | 13 | 15 | Yes | Yes | 2015-03-13 |  | 1
FALSE | 4TTR6018B1 | 3489 | 5869188 | AMERICAN STANDARD | 4A7A6018H1 | AC | Split System: Air-Cooled Condensing Unit, Coil with Blower | 4TTR6018B1 |  | 4TXAA018BC3 | 13 | 15 | Yes | Yes | 2015-03-13 |  | 1
FALSE | 4TTR6018B1 | 3489 | 5869184 | AMERICAN STANDARD | 4A7A6018H1 | AC | Split System: Air-Cooled Condensing Unit, Coil with Blower | 4TTR6018B1 |  | 4TXAA018BC3 | 13 | 15 | Yes | Yes | 2015-03-13 |  | 1
FALSE | 4TTR6018B1 | 3489 | 5869403 | AMERICAN STANDARD | 4A7A6018H1 | AC | Split System: Air-Cooled Condensing Unit, Coil with Blower | 4TTR6018B1 |  | 4TXCB003CC3 | 13 | 16 | Yes | Yes | 2015-03-13 |  | 2
FALSE | 4TTR6018B1 | 3489 | 5869405 | AMERICAN STANDARD | 4A7A6018H1 | AC | Split System: Air-Cooled Condensing Unit, Coil with Blower | 4TTR6018B1 |  | 4TXCB003CC3 | 13 | 16 | Yes | Yes | 2015-03-13 |  | 2
FALSE | 4TTR6018B1 | 3489 | 5869406 | AMERICAN STANDARD | 4A7A6018H1 | AC | Split System: Air-Cooled Condensing Unit, Coil with Blower | 4TTR6018B1 |  | 4TXCB003CC3 | 13 | 16 | Yes | Yes | 2015-03-13 |  | 2
FALSE | 4TTR6018B1 | 3489 | 5869407 | AMERICAN STANDARD | 4A7A6018H1 | AC | Split System: Air-Cooled Condensing Unit, Coil with Blower | 4TTR6018B1 |  | 4TXCB003CC3 | 13 | 16 | Yes | Yes | 2015-03-13 |  | 2
FALSE | 4TTR6018B1 | 3489 | 5869408 | AMERICAN STANDARD | 4A7A6018H1 | AC | Split System: Air-Cooled Condensing Unit, Coil with Blower | 4TTR6018B1 |  | 4TXCB003CC3 | 13 | 16 | Yes | Yes | 2015-03-13 |  | 2
FALSE | 4TTR6018B1 | 3489 | 5869409 | AMERICAN STANDARD | 4A7A6018H1 | AC | Split System: Air-Cooled Condensing Unit, Coil with Blower | 4TTR6018B1 |  | 4TXCB003CC3 | 13 | 16 | Yes | Yes | 2015-03-13 |  | 2
FALSE | 4TTR6018B1 | 3489 | 5869416 | AMERICAN STANDARD | 4A7A6018H1 | AC | Split System: Air-Cooled Condensing Unit, Coil with Blower | 4TTR6018B1 |  | 4TXCB004CC3 | 13 | 16 | Yes | Yes | 2015-03-13 |  | 2
FALSE | 4TTR6018B1 | 3489 | 5869417 | AMERICAN STANDARD | 4A7A6018H1 | AC | Split System: Air-Cooled Condensing Unit, Coil with Blower | 4TTR6018B1 |  | 4TXCB004CC3 | 13 | 16 | Yes | Yes | 2015-03-13 |  | 2
FALSE | 4TTR6018B1 | 3489 | 5869419 | AMERICAN STANDARD | 4A7A6018H1 | AC | Split System: Air-Cooled Condensing Unit, Coil with Blower | 4TTR6018B1 |  | 4TXCB004CC3 | 13 | 16 | Yes | Yes | 2015-03-13 |  | 2
FALSE | 4TTR6018B1 | 3489 | 5869583 | AMERICAN STANDARD | 4A7A6018H1 | AC | Split System: Air-Cooled Condensing Unit, Coil with Blower | 4TTR6018B1 |  | 4TXCC006CC3 | 13 | 16 | Yes | Yes | 2015-03-13 |  | 2
FALSE | 4TTR6030B1 | 3522 | 5871047 | AMERICAN STANDARD | 4A7A6030H1 | AC | Split System: Air-Cooled Condensing Unit, Coil with Blower | 4TTR6030B1 |  | 4CXCB025CC3 | 12.5 | 15 | Yes | Yes | 2015-03-13 |  | 1
FALSE | 4TTR6030B1 | 3522 | 5871045 | AMERICAN STANDARD | 4A7A6030H1 | AC | Split System: Air-Cooled Condensing Unit, Coil with Blower | 4TTR6030B1 |  | 4CXCB025CC3 | 12.5 | 15 | Yes | Yes | 2015-03-13 |  | 1
FALSE | 4TTR6030B1 | 3522 | 5871042 | AMERICAN STANDARD | 4A7A6030H1 | AC | Split System: Air-Cooled Condensing Unit, Coil with Blower | 4TTR6030B1 |  | 4CXCB025CC3 | 12.5 | 15 | Yes | Yes | 2015-03-13 |  | 1
FALSE | 4TTR6030B1 | 3522 | 5871026 | AMERICAN STANDARD | 4A7A6030H1 | AC | Split System: Air-Cooled Condensing Unit, Coil with Blower | 4TTR6030B1 |  | 4CXCB025CC3 | 12.5 | 14.5 | Yes | Yes | 2015-03-13 |  | 0
FALSE | 4TTR6018B1 | 3489 | 5869204 | AMERICAN STANDARD | 4A7A6018H1 | AC | Split System: Air-Cooled Condensing Unit, Coil with Blower | 4TTR6018B1 |  | 4TXAA024BC3 | 13 | 15 | Yes | Yes | 2015-03-13 |  | 1
FALSE | 4TTR6018B1 | 3489 | 5869255 | AMERICAN STANDARD | 4A7A6018H1 | AC | Split System: Air-Cooled Condensing Unit, Coil with Blower | 4TTR6018B1 |  | 4TXAB025BC3 | 13 | 16 | Yes | Yes | 2015-03-13 |  | 2
FALSE | 4TTR6018B1 | 3489 | 5869424 | AMERICAN STANDARD | 4A7A6018H1 | AC | Split System: Air-Cooled Condensing Unit, Coil with Blower | 4TTR6018B1 |  | 4TXCB004CC3 | 13 | 16 | Yes | Yes | 2015-03-13 |  | 2
FALSE | 4TTR6018B1 | 3489 | 5869425 | AMERICAN STANDARD | 4A7A6018H1 | AC | Split System: Air-Cooled Condensing Unit, Coil with Blower | 4TTR6018B1 |  | 4TXCB004CC3 | 13 | 16 | Yes | Yes | 2015-03-13 |  | 2
FALSE | 4TTR6018B1 | 3489 | 5869426 | AMERICAN STANDARD | 4A7A6018H1 | AC | Split System: Air-Cooled Condensing Unit, Coil with Blower | 4TTR6018B1 |  | 4TXCB004CC3 | 13 | 16 | Yes | Yes | 2015-03-13 |  | 2
FALSE | 4TTR6018B1 | 3489 | 5869428 | AMERICAN STANDARD | 4A7A6018H1 | AC | Split System: Air-Cooled Condensing Unit, Coil with Blower | 4TTR6018B1 |  | 4TXCB004CC3 | 13 | 16 | Yes | Yes | 2015-03-13 |  | 2
FALSE | 4TTR6018B1 | 3489 | 5869430 | AMERICAN STANDARD | 4A7A6018H1 | AC | Split System: Air-Cooled Condensing Unit, Coil with Blower | 4TTR6018B1 |  | 4TXCB004CC3 | 13 | 16 | Yes | Yes | 2015-03-13 |  | 2
FALSE | 4TTR6018B1 | 3489 | 5869597 | AMERICAN STANDARD | 4A7A6018H1 | AC | Split System: Air-Cooled Condensing Unit, Coil with Blower | 4TTR6018B1 |  | 4TXCC007CC3 | 13 | 16 | Yes | Yes | 2015-03-13 |  | 2
FALSE | 4TTR6018B1 | 3489 | 5869595 | AMERICAN STANDARD | 4A7A6018H1 | AC | Split System: Air-Cooled Condensing Unit, Coil with Blower | 4TTR6018B1 |  | 4TXCC007CC3 | 13 | 16 | Yes | Yes | 2015-03-13 |  | 2
FALSE | 4TTR6018B1 | 3489 | 5869594 | AMERICAN STANDARD | 4A7A6018H1 | AC | Split System: Air-Cooled Condensing Unit, Coil with Blower | 4TTR6018B1 |  | 4TXCC007CC3 | 13 | 16 | Yes | Yes | 2015-03-13 |  | 2
FALSE | 4TTR6018B1 | 3489 | 5869593 | AMERICAN STANDARD | 4A7A6018H1 | AC | Split System: Air-Cooled Condensing Unit, Coil with Blower | 4TTR6018B1 |  | 4TXCC007CC3 | 13 | 16 | Yes | Yes | 2015-03-13 |  | 2
FALSE | 4TTR6018B1 | 3489 | 5869591 | AMERICAN STANDARD | 4A7A6018H1 | AC | Split System: Air-Cooled Condensing Unit, Coil with Blower | 4TTR6018B1 |  | 4TXCC007CC3 | 13 | 16 | Yes | Yes | 2015-03-13 |  | 2
FALSE | 4TTR6018B1 | 3489 | 5869589 | AMERICAN STANDARD | 4A7A6018H1 | AC | Split System: Air-Cooled Condensing Unit, Coil with Blower | 4TTR6018B1 |  | 4TXCC007CC3 | 13 | 16 | Yes | Yes | 2015-03-13 |  | 2
FALSE | 4TTR6024B1 | 3503 | 5869738 | AMERICAN STANDARD | 4A7A6024H1 | AC | Split System: Air-Cooled Condensing Unit, Coil with Blower | 4TTR6024B1 |  | 4CXCC037CC3 | 13 | 16 | Yes | Yes | 2015-03-13 |  | 2
FALSE | 4TTR6024B1 | 3503 | 5869736 | AMERICAN STANDARD | 4A7A6024H1 | AC | Split System: Air-Cooled Condensing Unit, Coil with Blower | 4TTR6024B1 |  | 4CXCC037CC3 | 13 | 16 | Yes | Yes | 2015-03-13 |  | 2
FALSE | 4TTR6024B1 | 3503 | 5870463 | AMERICAN STANDARD | 4A7A6024H1 | AC | Split System: Air-Cooled Condensing Unit, Coil with Blower | 4TTR6024B1 |  | 4TXCC005CC3 | 13 | 16 | Yes | Yes | 2015-03-13 |  | 2
FALSE | 4TTR6024B1 | 3503 | 5870466 | AMERICAN STANDARD | 4A7A6024H1 | AC | Split System: Air-Cooled Condensing Unit, Coil with Blower | 4TTR6024B1 |  | 4TXCC005CC3 | 13 | 16 | Yes | Yes | 2015-03-13 |  | 2
FALSE | 4TTR6024B1 | 3503 | 5870468 | AMERICAN STANDARD | 4A7A6024H1 | AC | Split System: Air-Cooled Condensing Unit, Coil with Blower | 4TTR6024B1 |  | 4TXCC005CC3 | 13 | 16 | Yes | Yes | 2015-03-13 |  | 2
FALSE | 4TTR6024B1 | 3503 | 5870659 | AMERICAN STANDARD | 4A7A6024H1 | AC | Split System: Air-Cooled Condensing Unit, Coil with Blower | 4TTR6024B1 |  | 4TXCC037BC3 | 13 | 16 | Yes | Yes | 2015-03-13 |  | 2
FALSE | 4TTR6024B1 | 3503 | 5870664 | AMERICAN STANDARD | 4A7A6024H1 | AC | Split System: Air-Cooled Condensing Unit, Coil with Blower | 4TTR6024B1 |  | 4TXCC037BC3 | 13 | 16 | Yes | Yes | 2015-03-13 |  | 2
FALSE | 4TTR6024B1 | 3503 | 5870669 | AMERICAN STANDARD | 4A7A6024H1 | AC | Split System: Air-Cooled Condensing Unit, Coil with Blower | 4TTR6024B1 |  | 4TXCC037BC3 | 13 | 16 | Yes | Yes | 2015-03-13 |  | 2
FALSE | 4TTR6024B1 | 3503 | 5870674 | AMERICAN STANDARD | 4A7A6024H1 | AC | Split System: Air-Cooled Condensing Unit, Coil with Blower | 4TTR6024B1 |  | 4TXCC037BC3 | 13 | 16 | Yes | Yes | 2015-03-13 |  | 2
FALSE | 4TTR6024B1 | 3503 | 5870676 | AMERICAN STANDARD | 4A7A6024H1 | AC | Split System: Air-Cooled Condensing Unit, Coil with Blower | 4TTR6024B1 |  | 4TXCC037BC3 | 13 | 16 | Yes | Yes | 2015-03-13 |  | 2
FALSE | 4TTR6024B1 | 3503 | 5870678 | AMERICAN STANDARD | 4A7A6024H1 | AC | Split System: Air-Cooled Condensing Unit, Coil with Blower | 4TTR6024B1 |  | 4TXCC037BC3 | 13.5 | 16 | Yes | Yes | 2015-03-13 |  | 2
FALSE | 4TTR6024B1 | 3503 | 5870683 | AMERICAN STANDARD | 4A7A6024H1 | AC | Split System: Air-Cooled Condensing Unit, Coil with Blower | 4TTR6024B1 |  | 4TXCC037BC3 | 13 | 16 | Yes | Yes | 2015-03-13 |  | 2
FALSE | 4TTR6024B1 | 3503 | 5870632 | AMERICAN STANDARD | 4A7A6024H1 | AC | Split System: Air-Cooled Condensing Unit, Coil with Blower | 4TTR6024B1 |  | 4TXCC037BC3 | 13 | 16 | Yes | Yes | 2015-03-13 |  | 2
FALSE | 4TTR6024B1 | 3503 | 5870717 | AMERICAN STANDARD | 4A7A6024H1 | AC | Split System: Air-Cooled Condensing Unit, Coil with Blower | 4TTR6024B1 |  | 4TXCC043BC3 | 13 | 16 | Yes | Yes | 2015-03-13 |  | 2
FALSE | 4TTR6024B1 | 3503 | 5870722 | AMERICAN STANDARD | 4A7A6024H1 | AC | Split System: Air-Cooled Condensing Unit, Coil with Blower | 4TTR6024B1 |  | 4TXCC043BC3 | 13 | 16 | Yes | Yes | 2015-03-13 |  | 2
FALSE | 4TTR6024B1 | 3503 | 5870724 | AMERICAN STANDARD | 4A7A6024H1 | AC | Split System: Air-Cooled Condensing Unit, Coil with Blower | 4TTR6024B1 |  | 4TXCC043BC3 | 13 | 16 | Yes | Yes | 2015-03-13 |  | 2
FALSE | 4TTR6024B1 | 3503 | 5870726 | AMERICAN STANDARD | 4A7A6024H1 | AC | Split System: Air-Cooled Condensing Unit, Coil with Blower | 4TTR6024B1 |  | 4TXCC043BC3 | 13.5 | 16 | Yes | Yes | 2015-03-13 |  | 2
FALSE | 4TTR6024B1 | 3503 | 5870731 | AMERICAN STANDARD | 4A7A6024H1 | AC | Split System: Air-Cooled Condensing Unit, Coil with Blower | 4TTR6024B1 |  | 4TXCC043BC3 | 13 | 16 | Yes | Yes | 2015-03-13 |  | 2
FALSE | 4TTR6024B1 | 3503 | 5870733 | AMERICAN STANDARD | 4A7A6024H1 | AC | Split System: Air-Cooled Condensing Unit, Coil with Blower | 4TTR6024B1 |  | 4TXCC043BC3 | 13 | 16 | Yes | Yes | 2015-03-13 |  | 2
FALSE | 4TTR6024B1 | 3503 | 5870744 | AMERICAN STANDARD | 4A7A6024H1 | AC | Split System: Air-Cooled Condensing Unit, Coil with Blower | 4TTR6024B1 |  | 4TXCC044BC3 | 13 | 16 | Yes | Yes | 2015-03-13 |  | 2
FALSE | 4TTR6024B1 | 3503 | 5870747 | AMERICAN STANDARD | 4A7A6024H1 | AC | Split System: Air-Cooled Condensing Unit, Coil with Blower | 4TTR6024B1 |  | 4TXCC044BC3 | 13 | 16 | Yes | Yes | 2015-03-13 |  | 2
FALSE | 4TTR6024B1 | 3503 | 5870749 | AMERICAN STANDARD | 4A7A6024H1 | AC | Split System: Air-Cooled Condensing Unit, Coil with Blower | 4TTR6024B1 |  | 4TXCC044BC3 | 13 | 16 | Yes | Yes | 2015-03-13 |  | 2
FALSE | 4TTR6024B1 | 3503 | 5870751 | AMERICAN STANDARD | 4A7A6024H1 | AC | Split System: Air-Cooled Condensing Unit, Coil with Blower | 4TTR6024B1 |  | 4TXCC044BC3 | 13 | 16 | Yes | Yes | 2015-03-13 |  | 2
FALSE | 4TTR6024B1 | 3503 | 5870754 | AMERICAN STANDARD | 4A7A6024H1 | AC | Split System: Air-Cooled Condensing Unit, Coil with Blower | 4TTR6024B1 |  | 4TXCC044BC3 | 13 | 16 | Yes | Yes | 2015-03-13 |  | 2
FALSE | 4TTR6030B1 | 3522 | 5871049 | AMERICAN STANDARD | 4A7A6030H1 | AC | Split System: Air-Cooled Condensing Unit, Coil with Blower | 4TTR6030B1 |  | 4CXCB025CC3 | 12.5 | 14.5 | Yes | Yes | 2015-03-13 |  | 0
FALSE | 4TTR6024B1 | 3503 | 5869734 | AMERICAN STANDARD | 4A7A6024H1 | AC | Split System: Air-Cooled Condensing Unit, Coil with Blower | 4TTR6024B1 |  | 4CXCC037CC3 | 13 | 16 | Yes | Yes | 2015-03-13 |  | 2
FALSE | 4TTR6024B1 | 3503 | 5869732 | AMERICAN STANDARD | 4A7A6024H1 | AC | Split System: Air-Cooled Condensing Unit, Coil with Blower | 4TTR6024B1 |  | 4CXCC037CC3 | 13 | 16 | Yes | Yes | 2015-03-13 |  | 2
FALSE | 4TTR6024B1 | 3503 | 5869731 | AMERICAN STANDARD | 4A7A6024H1 | AC | Split System: Air-Cooled Condensing Unit, Coil with Blower | 4TTR6024B1 |  | 4CXCC037CC3 | 13 | 16 | Yes | Yes | 2015-03-13 |  | 2
FALSE | 4TTR6024B1 | 3503 | 5869730 | AMERICAN STANDARD | 4A7A6024H1 | AC | Split System: Air-Cooled Condensing Unit, Coil with Blower | 4TTR6024B1 |  | 4CXCC037CC3 | 13 | 16 | Yes | Yes | 2015-03-13 |  | 2
FALSE | 4TTR6024B1 | 3503 | 5869729 | AMERICAN STANDARD | 4A7A6024H1 | AC | Split System: Air-Cooled Condensing Unit, Coil with Blower | 4TTR6024B1 |  | 4CXCC037CC3 | 13 | 16 | Yes | Yes | 2015-03-13 |  | 2
FALSE | 4TTR6024B1 | 3503 | 5869866 | AMERICAN STANDARD | 4A7A6024H1 | AC | Split System: Air-Cooled Condensing Unit, Coil with Blower | 4TTR6024B1 |  | 4TXAB042BC3 | 13 | 16 | Yes | Yes | 2015-03-13 |  | 2
FALSE | 4TTR6024B1 | 3503 | 5869900 | AMERICAN STANDARD | 4A7A6024H1 | AC | Split System: Air-Cooled Condensing Unit, Coil with Blower | 4TTR6024B1 |  | 4TXAB048BC3 | 13 | 16 | Yes | Yes | 2015-03-13 |  | 2
FALSE | 4TTR6024B1 | 3503 | 5869902 | AMERICAN STANDARD | 4A7A6024H1 | AC | Split System: Air-Cooled Condensing Unit, Coil with Blower | 4TTR6024B1 |  | 4TXAB048BC3 | 13 | 16 | Yes | Yes | 2015-03-13 |  | 2
FALSE | 4TTR6024B1 | 3503 | 5869904 | AMERICAN STANDARD | 4A7A6024H1 | AC | Split System: Air-Cooled Condensing Unit, Coil with Blower | 4TTR6024B1 |  | 4TXAB048BC3 | 13 | 16 | Yes | Yes | 2015-03-13 |  | 2
FALSE | 4TTR6024B1 | 3503 | 5869906 | AMERICAN STANDARD | 4A7A6024H1 | AC | Split System: Air-Cooled Condensing Unit, Coil with Blower | 4TTR6024B1 |  | 4TXAB048BC3 | 13 | 16 | Yes | Yes | 2015-03-13 |  | 2
FALSE | 4TTR6024B1 | 3503 | 5869911 | AMERICAN STANDARD | 4A7A6024H1 | AC | Split System: Air-Cooled Condensing Unit, Coil with Blower | 4TTR6024B1 |  | 4TXAB048BC3 | 13 | 16 | Yes | Yes | 2015-03-13 |  | 2
FALSE | 4TTR6024B1 | 3503 | 5869913 | AMERICAN STANDARD | 4A7A6024H1 | AC | Split System: Air-Cooled Condensing Unit, Coil with Blower | 4TTR6024B1 |  | 4TXAB048BC3 | 13 | 16 | Yes | Yes | 2015-03-13 |  | 2
FALSE | 4TTR6024B1 | 3503 | 5870474 | AMERICAN STANDARD | 4A7A6024H1 | AC | Split System: Air-Cooled Condensing Unit, Coil with Blower | 4TTR6024B1 |  | 4TXCC005CC3 | 13 | 16 | Yes | Yes | 2015-03-13 |  | 2
FALSE | 4TTR6024B1 | 3503 | 5870476 | AMERICAN STANDARD | 4A7A6024H1 | AC | Split System: Air-Cooled Condensing Unit, Coil with Blower | 4TTR6024B1 |  | 4TXCC005CC3 | 13 | 16 | Yes | Yes | 2015-03-13 |  | 2
FALSE | 4TTR6024B1 | 3503 | 5870479 | AMERICAN STANDARD | 4A7A6024H1 | AC | Split System: Air-Cooled Condensing Unit, Coil with Blower | 4TTR6024B1 |  | 4TXCC005CC3 | 13 | 16 | Yes | Yes | 2015-03-13 |  | 2
FALSE | 4TTR6024B1 | 3503 | 5870481 | AMERICAN STANDARD | 4A7A6024H1 | AC | Split System: Air-Cooled Condensing Unit, Coil with Blower | 4TTR6024B1 |  | 4TXCC005CC3 | 13 | 16 | Yes | Yes | 2015-03-13 |  | 2
FALSE | 4TTR6024B1 | 3503 | 5870758 | AMERICAN STANDARD | 4A7A6024H1 | AC | Split System: Air-Cooled Condensing Unit, Coil with Blower | 4TTR6024B1 |  | 4TXCC044BC3 | 13 | 16 | Yes | Yes | 2015-03-13 |  | 2
FALSE | 4TTR6024B1 | 3503 | 5870760 | AMERICAN STANDARD | 4A7A6024H1 | AC | Split System: Air-Cooled Condensing Unit, Coil with Blower | 4TTR6024B1 |  | 4TXCC044BC3 | 13 | 16 | Yes | Yes | 2015-03-13 |  | 2
FALSE | 4TTR6024B1 | 3503 | 5870765 | AMERICAN STANDARD | 4A7A6024H1 | AC | Split System: Air-Cooled Condensing Unit, Coil with Blower | 4TTR6024B1 |  | 4TXCC044BC3 | 13 | 16 | Yes | Yes | 2015-03-13 |  | 2
FALSE | 4TTR6024B1 | 3503 | 5870770 | AMERICAN STANDARD | 4A7A6024H1 | AC | Split System: Air-Cooled Condensing Unit, Coil with Blower | 4TTR6024B1 |  | 4TXCC044BC3 | 13 | 16 | Yes | Yes | 2015-03-13 |  | 2
FALSE | 4TTR6024B1 | 3503 | 5870772 | AMERICAN STANDARD | 4A7A6024H1 | AC | Split System: Air-Cooled Condensing Unit, Coil with Blower | 4TTR6024B1 |  | 4TXCC044BC3 | 13 | 16 | Yes | Yes | 2015-03-13 |  | 2
FALSE | 4TTR6024B1 | 3503 | 5870774 | AMERICAN STANDARD | 4A7A6024H1 | AC | Split System: Air-Cooled Condensing Unit, Coil with Blower | 4TTR6024B1 |  | 4TXCC044BC3 | 13 | 16 | Yes | Yes | 2015-03-13 |  | 2
FALSE | 4TTR6024B1 | 3503 | 5870777 | AMERICAN STANDARD | 4A7A6024H1 | AC | Split System: Air-Cooled Condensing Unit, Coil with Blower | 4TTR6024B1 |  | 4TXCC044BC3 | 13 | 16 | Yes | Yes | 2015-03-13 |  | 2
FALSE | 4TTR6030B1 | 3522 | 5871453 | AMERICAN STANDARD | 4A7A6030H1 | AC | Split System: Air-Cooled Condensing Unit, Coil with Blower | 4TTR6030B1 |  | 4TXAB042BC3 | 12.5 | 14.5 | Yes | Yes | 2015-03-13 |  | 0
FALSE | 4TTR6030B1 | 3522 | 5871450 | AMERICAN STANDARD | 4A7A6030H1 | AC | Split System: Air-Cooled Condensing Unit, Coil with Blower | 4TTR6030B1 |  | 4TXAB042BC3 | 12.5 | 15 | Yes | Yes | 2015-03-13 |  | 1
FALSE | 4TTR6030B1 | 3522 | 5871449 | AMERICAN STANDARD | 4A7A6030H1 | AC | Split System: Air-Cooled Condensing Unit, Coil with Blower | 4TTR6030B1 |  | 4TXAB042BC3 | 12.5 | 15.5 | Yes | Yes | 2015-03-13 |  | 1
FALSE | 4TTR6030B1 | 3522 | 5871445 | AMERICAN STANDARD | 4A7A6030H1 | AC | Split System: Air-Cooled Condensing Unit, Coil with Blower | 4TTR6030B1 |  | 4TXAB042BC3 | 12.5 | 14.5 | Yes | Yes | 2015-03-13 |  | 0
FALSE | 4TTR6030B1 | 3522 | 5871444 | AMERICAN STANDARD | 4A7A6030H1 | AC | Split System: Air-Cooled Condensing Unit, Coil with Blower | 4TTR6030B1 |  | 4TXAB042BC3 | 12.5 | 14.5 | Yes | Yes | 2015-03-13 |  | 0
FALSE | 4TTR6030B1 | 3522 | 5871518 | AMERICAN STANDARD | 4A7A6030H1 | AC | Split System: Air-Cooled Condensing Unit, Coil with Blower | 4TTR6030B1 |  | 4TXAC044BC3 | 12.5 | 15 | Yes | Yes | 2015-03-13 |  | 1
FALSE | 4TTR6030B1 | 3522 | 5871519 | AMERICAN STANDARD | 4A7A6030H1 | AC | Split System: Air-Cooled Condensing Unit, Coil with Blower | 4TTR6030B1 |  | 4TXAC044BC3 | 12.5 | 15 | Yes | Yes | 2015-03-13 |  | 1
FALSE | 4TTR6030B1 | 3522 | 5871524 | AMERICAN STANDARD | 4A7A6030H1 | AC | Split System: Air-Cooled Condensing Unit, Coil with Blower | 4TTR6030B1 |  | 4TXAC044BC3 | 13 | 16 | Yes | Yes | 2015-03-13 |  | 2
FALSE | 4TTR6030B1 | 3522 | 5871525 | AMERICAN STANDARD | 4A7A6030H1 | AC | Split System: Air-Cooled Condensing Unit, Coil with Blower | 4TTR6030B1 |  | 4TXAC044BC3 | 12.5 | 15 | Yes | Yes | 2015-03-13 |  | 1
FALSE | 4TTR6030B1 | 3522 | 5871526 | AMERICAN STANDARD | 4A7A6030H1 | AC | Split System: Air-Cooled Condensing Unit, Coil with Blower | 4TTR6030B1 |  | 4TXAC044BC3 | 12.5 | 15 | Yes | Yes | 2015-03-13 |  | 1
FALSE | 4TTR6030B1 | 3522 | 5871527 | AMERICAN STANDARD | 4A7A6030H1 | AC | Split System: Air-Cooled Condensing Unit, Coil with Blower | 4TTR6030B1 |  | 4TXAC044BC3 | 12.5 | 15 | Yes | Yes | 2015-03-13 |  | 1
FALSE | 4TTR6030B1 | 3522 | 5871572 | AMERICAN STANDARD | 4A7A6030H1 | AC | Split System: Air-Cooled Condensing Unit, Coil with Blower | 4TTR6030B1 |  | 4TXCB025BC3 | 12.5 | 15 | Yes | Yes | 2015-03-13 |  | 1
FALSE | 4TTR6030B1 | 3522 | 5871573 | AMERICAN STANDARD | 4A7A6030H1 | AC | Split System: Air-Cooled Condensing Unit, Coil with Blower | 4TTR6030B1 |  | 4TXCB025BC3 | 12.5 | 15 | Yes | Yes | 2015-03-13 |  | 1
FALSE | 4TTR6030B1 | 3522 | 5871574 | AMERICAN STANDARD | 4A7A6030H1 | AC | Split System: Air-Cooled Condensing Unit, Coil with Blower | 4TTR6030B1 |  | 4TXCB025BC3 | 12.5 | 15 | Yes | Yes | 2015-03-13 |  | 1
FALSE | 4TTR6030B1 | 3522 | 5871590 | AMERICAN STANDARD | 4A7A6030H1 | AC | Split System: Air-Cooled Condensing Unit, Coil with Blower | 4TTR6030B1 |  | 4TXCB025BC3 | 12.5 | 14.5 | Yes | Yes | 2015-03-13 |  | 0
FALSE | 4TTR6030B1 | 3522 | 5871561 | AMERICAN STANDARD | 4A7A6030H1 | AC | Split System: Air-Cooled Condensing Unit, Coil with Blower | 4TTR6030B1 |  | 4TXCB025BC3 | 12.5 | 14.75 | Yes | Yes | 2015-03-13 |  | 0
FALSE | 4TTR6030B1 | 3522 | 5871656 | AMERICAN STANDARD | 4A7A6030H1 | AC | Split System: Air-Cooled Condensing Unit, Coil with Blower | 4TTR6030B1 |  | 4TXCB032BC3 | 12.5 | 15.5 | Yes | Yes | 2015-03-13 |  | 1
FALSE | 4TTR6030B1 | 3522 | 5871659 | AMERICAN STANDARD | 4A7A6030H1 | AC | Split System: Air-Cooled Condensing Unit, Coil with Blower | 4TTR6030B1 |  | 4TXCB032BC3 | 12.5 | 14.5 | Yes | Yes | 2015-03-13 |  | 0
FALSE | 4TTR6030B1 | 3522 | 5871660 | AMERICAN STANDARD | 4A7A6030H1 | AC | Split System: Air-Cooled Condensing Unit, Coil with Blower | 4TTR6030B1 |  | 4TXCB032BC3 | 12.5 | 14.5 | Yes | Yes | 2015-03-13 |  | 0
FALSE | 4TTR6018B1 | 3489 | 5869606 | AMERICAN STANDARD | 4A7A6018H1 | AC | Split System: Air-Cooled Condensing Unit, Coil with Blower | 4TTR6018B1 |  | 4TXCC037BC3 | 13 | 16 | Yes | Yes | 2015-03-13 |  | 2
FALSE | 4TTR6018B1 | 3489 | 5869618 | AMERICAN STANDARD | 4A7A6018H1 | AC | Split System: Air-Cooled Condensing Unit, Coil with Blower | 4TTR6018B1 |  | 4TXCC037BC3 | 13 | 16 | Yes | Yes | 2015-03-13 |  | 2
FALSE | 4TTR6018B1 | 3489 | 5869617 | AMERICAN STANDARD | 4A7A6018H1 | AC | Split System: Air-Cooled Condensing Unit, Coil with Blower | 4TTR6018B1 |  | 4TXCC037BC3 | 13 | 16 | Yes | Yes | 2015-03-13 |  | 2
FALSE | 4TTR6018B1 | 3489 | 5869615 | AMERICAN STANDARD | 4A7A6018H1 | AC | Split System: Air-Cooled Condensing Unit, Coil with Blower | 4TTR6018B1 |  | 4TXCC037BC3 | 13 | 16 | Yes | Yes | 2015-03-13 |  | 2
FALSE | 4TTR6018B1 | 3489 | 5869604 | AMERICAN STANDARD | 4A7A6018H1 | AC | Split System: Air-Cooled Condensing Unit, Coil with Blower | 4TTR6018B1 |  | 4TXCC037BC3 | 13 | 16 | Yes | Yes | 2015-03-13 |  | 2
FALSE | 4TTR6018B1 | 3489 | 5869619 | AMERICAN STANDARD | 4A7A6018H1 | AC | Split System: Air-Cooled Condensing Unit, Coil with Blower | 4TTR6018B1 |  | 4TXCC037BC3 | 13 | 16 | Yes | Yes | 2015-03-13 |  | 2
FALSE | 4TTR6024B1 | 3503 | 5869756 | AMERICAN STANDARD | 4A7A6024H1 | AC | Split System: Air-Cooled Condensing Unit, Coil with Blower | 4TTR6024B1 |  | 4CXCC043CC3 | 13 | 16 | Yes | Yes | 2015-03-13 |  | 2
FALSE | 4TTR6024B1 | 3503 | 5869754 | AMERICAN STANDARD | 4A7A6024H1 | AC | Split System: Air-Cooled Condensing Unit, Coil with Blower | 4TTR6024B1 |  | 4CXCC043CC3 | 13 | 16 | Yes | Yes | 2015-03-13 |  | 2
FALSE | 4TTR6024B1 | 3503 | 5869917 | AMERICAN STANDARD | 4A7A6024H1 | AC | Split System: Air-Cooled Condensing Unit, Coil with Blower | 4TTR6024B1 |  | 4TXAB048BC3 | 13 | 16 | Yes | Yes | 2015-03-13 |  | 2
FALSE | 4TTR6024B1 | 3503 | 5869920 | AMERICAN STANDARD | 4A7A6024H1 | AC | Split System: Air-Cooled Condensing Unit, Coil with Blower | 4TTR6024B1 |  | 4TXAB048BC3 | 13 | 16 | Yes | Yes | 2015-03-13 |  | 2
FALSE | 4TTR6024B1 | 3503 | 5869922 | AMERICAN STANDARD | 4A7A6024H1 | AC | Split System: Air-Cooled Condensing Unit, Coil with Blower | 4TTR6024B1 |  | 4TXAB048BC3 | 13 | 16 | Yes | Yes | 2015-03-13 |  | 2
FALSE | 4TTR6024B1 | 3503 | 5869924 | AMERICAN STANDARD | 4A7A6024H1 | AC | Split System: Air-Cooled Condensing Unit, Coil with Blower | 4TTR6024B1 |  | 4TXAB048BC3 | 13 | 16 | Yes | Yes | 2015-03-13 |  | 2
FALSE | 4TTR6024B1 | 3503 | 5869887 | AMERICAN STANDARD | 4A7A6024H1 | AC | Split System: Air-Cooled Condensing Unit, Coil with Blower | 4TTR6024B1 |  | 4TXAB048BC3 | 13 | 16 | Yes | Yes | 2015-03-13 |  | 2
FALSE | 4TTR6024B1 | 3503 | 5869889 | AMERICAN STANDARD | 4A7A6024H1 | AC | Split System: Air-Cooled Condensing Unit, Coil with Blower | 4TTR6024B1 |  | 4TXAB048BC3 | 13 | 16 | Yes | Yes | 2015-03-13 |  | 2
FALSE | 4TTR6024B1 | 3503 | 5869891 | AMERICAN STANDARD | 4A7A6024H1 | AC | Split System: Air-Cooled Condensing Unit, Coil with Blower | 4TTR6024B1 |  | 4TXAB048BC3 | 13 | 16 | Yes | Yes | 2015-03-13 |  | 2
FALSE | 4TTR6024B1 | 3503 | 5869894 | AMERICAN STANDARD | 4A7A6024H1 | AC | Split System: Air-Cooled Condensing Unit, Coil with Blower | 4TTR6024B1 |  | 4TXAB048BC3 | 13 | 16 | Yes | Yes | 2015-03-13 |  | 2
FALSE | 4TTR6024B1 | 3503 | 5869928 | AMERICAN STANDARD | 4A7A6024H1 | AC | Split System: Air-Cooled Condensing Unit, Coil with Blower | 4TTR6024B1 |  | 4TXAC037BC3 | 13 | 16 | Yes | Yes | 2015-03-13 |  | 2
FALSE | 4TTR6024B1 | 3503 | 5869946 | AMERICAN STANDARD | 4A7A6024H1 | AC | Split System: Air-Cooled Condensing Unit, Coil with Blower | 4TTR6024B1 |  | 4TXAC037BC3 | 13 | 16 | Yes | Yes | 2015-03-13 |  | 2
FALSE | 4TTR6024B1 | 3503 | 5869943 | AMERICAN STANDARD | 4A7A6024H1 | AC | Split System: Air-Cooled Condensing Unit, Coil with Blower | 4TTR6024B1 |  | 4TXAC037BC3 | 13 | 16 | Yes | Yes | 2015-03-13 |  | 2
FALSE | 4TTR6024B1 | 3503 | 5870113 | AMERICAN STANDARD | 4A7A6024H1 | AC | Split System: Air-Cooled Condensing Unit, Coil with Blower | 4TTR6024B1 |  | 4TXCB003CC3 | 13 | 16 | Yes | Yes | 2015-03-13 |  | 2
FALSE | 4TTR6024B1 | 3503 | 5870115 | AMERICAN STANDARD | 4A7A6024H1 | AC | Split System: Air-Cooled Condensing Unit, Coil with Blower | 4TTR6024B1 |  | 4TXCB003CC3 | 13 | 16 | Yes | Yes | 2015-03-13 |  | 2
FALSE | 4TTR6024B1 | 3503 | 5870118 | AMERICAN STANDARD | 4A7A6024H1 | AC | Split System: Air-Cooled Condensing Unit, Coil with Blower | 4TTR6024B1 |  | 4TXCB003CC3 | 13 | 16 | Yes | Yes | 2015-03-13 |  | 2
FALSE | 4TTR6030B1 | 3522 | 5871457 | AMERICAN STANDARD | 4A7A6030H1 | AC | Split System: Air-Cooled Condensing Unit, Coil with Blower | 4TTR6030B1 |  | 4TXAB042BC3 | 12.5 | 15 | Yes | Yes | 2015-03-13 |  | 1
FALSE | 4TTR6030B1 | 3522 | 5871661 | AMERICAN STANDARD | 4A7A6030H1 | AC | Split System: Air-Cooled Condensing Unit, Coil with Blower | 4TTR6030B1 |  | 4TXCB032BC3 | 12.5 | 14.5 | Yes | Yes | 2015-03-13 |  | 0
FALSE | 4TTR6030B1 | 3522 | 5871625 | AMERICAN STANDARD | 4A7A6030H1 | AC | Split System: Air-Cooled Condensing Unit, Coil with Blower | 4TTR6030B1 |  | 4TXCB032BC3 | 12.5 | 15 | Yes | Yes | 2015-03-13 |  | 1
FALSE | 4TTR6030B1 | 3522 | 5871766 | AMERICAN STANDARD | 4A7A6030H1 | AC | Split System: Air-Cooled Condensing Unit, Coil with Blower | 4TTR6030B1 |  | 4TXCB042BC3 | 12.5 | 15.5 | Yes | Yes | 2015-03-13 |  | 1
FALSE | 4TTR6030B1 | 3522 | 5871773 | AMERICAN STANDARD | 4A7A6030H1 | AC | Split System: Air-Cooled Condensing Unit, Coil with Blower | 4TTR6030B1 |  | 4TXCB042BC3 | 12.5 | 14.5 | Yes | Yes | 2015-03-13 |  | 0
FALSE | 4TTR6030B1 | 3522 | 5871775 | AMERICAN STANDARD | 4A7A6030H1 | AC | Split System: Air-Cooled Condensing Unit, Coil with Blower | 4TTR6030B1 |  | 4TXCB042BC3 | 12.5 | 14.5 | Yes | Yes | 2015-03-13 |  | 0
FALSE | 4TTR6030B1 | 3522 | 5871778 | AMERICAN STANDARD | 4A7A6030H1 | AC | Split System: Air-Cooled Condensing Unit, Coil with Blower | 4TTR6030B1 |  | 4TXCB042BC3 | 12.5 | 14.5 | Yes | Yes | 2015-03-13 |  | 0
FALSE | 4TTR6030B1 | 3522 | 5871780 | AMERICAN STANDARD | 4A7A6030H1 | AC | Split System: Air-Cooled Condensing Unit, Coil with Blower | 4TTR6030B1 |  | 4TXCB042BC3 | 12.5 | 15 | Yes | Yes | 2015-03-13 |  | 1
FALSE | 4TTR6030B1 | 3522 | 5871999 | AMERICAN STANDARD | 4A7A6030H1 | AC | Split System: Air-Cooled Condensing Unit, Coil with Blower | 4TTR6030B1 |  | 4TXCC037BC3 | 12.5 | 15 | Yes | Yes | 2015-03-13 |  | 1
FALSE | 4TTR6030B1 | 3522 | 5871994 | AMERICAN STANDARD | 4A7A6030H1 | AC | Split System: Air-Cooled Condensing Unit, Coil with Blower | 4TTR6030B1 |  | 4TXCC037BC3 | 12.5 | 15 | Yes | Yes | 2015-03-13 |  | 1
FALSE | 4TTR6030B1 | 3522 | 5871992 | AMERICAN STANDARD | 4A7A6030H1 | AC | Split System: Air-Cooled Condensing Unit, Coil with Blower | 4TTR6030B1 |  | 4TXCC037BC3 | 12.5 | 15 | Yes | Yes | 2015-03-13 |  | 1
FALSE | 4TTR6030B1 | 3522 | 5872162 | AMERICAN STANDARD | 4A7A6030H1 | AC | Split System: Air-Cooled Condensing Unit, Coil with Blower | 4TTR6030B1 |  | 4TXCC044BC3 | 13 | 15 | Yes | Yes | 2015-03-13 |  | 1
FALSE | 4TTR6030B1 | 3522 | 5872165 | AMERICAN STANDARD | 4A7A6030H1 | AC | Split System: Air-Cooled Condensing Unit, Coil with Blower | 4TTR6030B1 |  | 4TXCC044BC3 | 12.5 | 15 | Yes | Yes | 2015-03-13 |  | 1
FALSE | 4TTR6030B1 | 3522 | 5872243 | AMERICAN STANDARD | 4A7A6030H1 | AC | Split System: Air-Cooled Condensing Unit, Coil with Blower | 4TTR6030B1 |  | 4TXFH036CZ3 | 13 | 15 | Yes | Yes | 2015-03-13 |  | 1
FALSE | 4TTR6030B1 | 3522 | 5872241 | AMERICAN STANDARD | 4A7A6030H1 | AC | Split System: Air-Cooled Condensing Unit, Coil with Blower | 4TTR6030B1 |  | 4TXFH036CZ3 | 13 | 15 | Yes | Yes | 2015-03-13 |  | 1
FALSE | 4TTR6030B1 | 3522 | 5872239 | AMERICAN STANDARD | 4A7A6030H1 | AC | Split System: Air-Cooled Condensing Unit, Coil with Blower | 4TTR6030B1 |  | 4TXFH036CZ3 | 13 | 15.5 | Yes | Yes | 2015-03-13 |  | 1
FALSE | 4TTR6030B1 | 3522 | 5872264 | AMERICAN STANDARD | 4A7A6030H1 | AC | Split System: Air-Cooled Condensing Unit, Coil with Blower | 4TTR6030B1 |  | 4TXFH036CZ3 | 13 | 15.25 | Yes | Yes | 2015-03-13 |  | 1
FALSE | 4TTR6030B1 | 3522 | 5872273 | AMERICAN STANDARD | 4A7A6030H1 | AC | Split System: Air-Cooled Condensing Unit, Coil with Blower | 4TTR6030B1 |  | 4TXFH036CZ3 | 13 | 15.25 | Yes | Yes | 2015-03-13 |  | 1
FALSE | 4TTR6030B1 | 3522 | 5872271 | AMERICAN STANDARD | 4A7A6030H1 | AC | Split System: Air-Cooled Condensing Unit, Coil with Blower | 4TTR6030B1 |  | 4TXFH036CZ3 | 13 | 15 | Yes | Yes | 2015-03-13 |  | 1
FALSE | 4TTR6030B1 | 3522 | 5872269 | AMERICAN STANDARD | 4A7A6030H1 | AC | Split System: Air-Cooled Condensing Unit, Coil with Blower | 4TTR6030B1 |  | 4TXFH036CZ3 | 13 | 15 | Yes | Yes | 2015-03-13 |  | 1
FALSE | 4TTR6030B1 | 3522 | 5871443 | AMERICAN STANDARD | 4A7A6030H1 | AC | Split System: Air-Cooled Condensing Unit, Coil with Blower | 4TTR6030B1 |  | 4TXAB042BC3 | 12.5 | 14.5 | Yes | Yes | 2015-03-13 |  | 0
FALSE | 4TTR6030B1 | 3522 | 5872292 | AMERICAN STANDARD | 4A7A6030H1 | AC | Split System: Air-Cooled Condensing Unit, Coil with Blower | 4TTR6030B1 |  | 4TXFH041CC3 | 13 | 15 | Yes | Yes | 2015-03-13 |  | 1
FALSE | 4TTR6030B1 | 3522 | 5872296 | AMERICAN STANDARD | 4A7A6030H1 | AC | Split System: Air-Cooled Condensing Unit, Coil with Blower | 4TTR6030B1 |  | 4TXFH041CC3 | 13.5 | 16 | Yes | Yes | 2015-03-13 |  | 2
FALSE | 4TTR6030B1 | 3522 | 5872301 | AMERICAN STANDARD | 4A7A6030H1 | AC | Split System: Air-Cooled Condensing Unit, Coil with Blower | 4TTR6030B1 |  | 4TXFH041CC3 | 13.5 | 16 | Yes | Yes | 2015-03-13 |  | 2
FALSE | 4TTR6036B1 | 3674 | 5873531 | AMERICAN STANDARD | 4A7A6036H1 | AC | Split System: Air-Cooled Condensing Unit, Coil with Blower | 4TTR6036B1 |  | 4TXCB042BC3 | 12 | 14.5 | Yes | Yes | 2015-03-13 |  | 0
FALSE | 4TTR6036B1 | 3674 | 5873567 | AMERICAN STANDARD | 4A7A6036H1 | AC | Split System: Air-Cooled Condensing Unit, Coil with Blower | 4TTR6036B1 |  | 4TXCB048BC3 | 12.5 | 15 | Yes | Yes | 2015-03-13 |  | 1
FALSE | 4TTR6036B1 | 3674 | 5873697 | AMERICAN STANDARD | 4A7A6036H1 | AC | Split System: Air-Cooled Condensing Unit, Coil with Blower | 4TTR6036B1 |  | 4TXCC044BC3 | 13 | 15.5 | Yes | Yes | 2015-03-13 |  | 1
FALSE | 4TTR6036B1 | 3674 | 5873699 | AMERICAN STANDARD | 4A7A6036H1 | AC | Split System: Air-Cooled Condensing Unit, Coil with Blower | 4TTR6036B1 |  | 4TXCC044BC3 | 12.2 | 14.5 | Yes | Yes | 2015-03-13 |  | 0
FALSE | 4TTR6036B1 | 3674 | 5873701 | AMERICAN STANDARD | 4A7A6036H1 | AC | Split System: Air-Cooled Condensing Unit, Coil with Blower | 4TTR6036B1 |  | 4TXCC044BC3 | 12.2 | 14.5 | Yes | Yes | 2015-03-13 |  | 0
FALSE | 4TTR6036B1 | 3674 | 5873865 | AMERICAN STANDARD | 4A7A6036H1 | AC | Split System: Air-Cooled Condensing Unit, Coil with Blower | 4TTR6036B1 |  | 4TXFH036CZ3 | 13 | 16 | Yes | Yes | 2015-03-13 |  | 2
FALSE | 4TTR6036B1 | 3674 | 5873864 | AMERICAN STANDARD | 4A7A6036H1 | AC | Split System: Air-Cooled Condensing Unit, Coil with Blower | 4TTR6036B1 |  | 4TXFH036CZ3 | 12.5 | 15 | Yes | Yes | 2015-03-13 |  | 1
FALSE | 4TTR6036B1 | 3674 | 5873863 | AMERICAN STANDARD | 4A7A6036H1 | AC | Split System: Air-Cooled Condensing Unit, Coil with Blower | 4TTR6036B1 |  | 4TXFH036CZ3 | 12.5 | 15 | Yes | Yes | 2015-03-13 |  | 1
FALSE | 4TTR6036B1 | 3674 | 5873862 | AMERICAN STANDARD | 4A7A6036H1 | AC | Split System: Air-Cooled Condensing Unit, Coil with Blower | 4TTR6036B1 |  | 4TXFH036CZ3 | 12.2 | 15 | Yes | Yes | 2015-03-13 |  | 0
FALSE | 4TTR6036B1 | 3674 | 5873855 | AMERICAN STANDARD | 4A7A6036H1 | AC | Split System: Air-Cooled Condensing Unit, Coil with Blower | 4TTR6036B1 |  | 4TXFH036CZ3 | 12.5 | 15.5 | Yes | Yes | 2015-03-13 |  | 1
FALSE | 4TTR6036B1 | 3674 | 5873858 | AMERICAN STANDARD | 4A7A6036H1 | AC | Split System: Air-Cooled Condensing Unit, Coil with Blower | 4TTR6036B1 |  | 4TXFH036CZ3 | 12.5 | 15.75 | Yes | Yes | 2015-03-13 |  | 1
FALSE | 4TTR6036B1 | 3674 | 5873857 | AMERICAN STANDARD | 4A7A6036H1 | AC | Split System: Air-Cooled Condensing Unit, Coil with Blower | 4TTR6036B1 |  | 4TXFH036CZ3 | 12.5 | 15 | Yes | Yes | 2015-03-13 |  | 1
FALSE | 4TTR6036B1 | 3674 | 5873856 | AMERICAN STANDARD | 4A7A6036H1 | AC | Split System: Air-Cooled Condensing Unit, Coil with Blower | 4TTR6036B1 |  | 4TXFH036CZ3 | 12.5 | 15 | Yes | Yes | 2015-03-13 |  | 1
FALSE | 4TTR6042B1 | 3680 | 5874068 | AMERICAN STANDARD | 4A7A6042H1 | AC | Split System: Air-Cooled Condensing Unit, Coil with Blower | 4TTR6042B1 |  | 4CXCC049CC3 | 12.5 | 15 | Yes | Yes | 2015-03-13 |  | 1
FALSE | 4TTR6042B1 | 3680 | 5874069 | AMERICAN STANDARD | 4A7A6042H1 | AC | Split System: Air-Cooled Condensing Unit, Coil with Blower | 4TTR6042B1 |  | 4CXCC049CC3 | 12 | 14.5 | Yes | Yes | 2015-03-13 |  | 0
FALSE | 4TTR6042B1 | 3680 | 5874071 | AMERICAN STANDARD | 4A7A6042H1 | AC | Split System: Air-Cooled Condensing Unit, Coil with Blower | 4TTR6042B1 |  | 4CXCC049CC3 | 12 | 14.5 | Yes | Yes | 2015-03-13 |  | 0
FALSE | 4TTR6042B1 | 3680 | 5874072 | AMERICAN STANDARD | 4A7A6042H1 | AC | Split System: Air-Cooled Condensing Unit, Coil with Blower | 4TTR6042B1 |  | 4CXCC049CC3 | 12.5 | 15 | Yes | Yes | 2015-03-13 |  | 1
FALSE | 4TTR6042B1 | 3680 | 5874073 | AMERICAN STANDARD | 4A7A6042H1 | AC | Split System: Air-Cooled Condensing Unit, Coil with Blower | 4TTR6042B1 |  | 4CXCC049CC3 | 12.5 | 15 | Yes | Yes | 2015-03-13 |  | 1
FALSE | 4TTR6042B1 | 3680 | 5874078 | AMERICAN STANDARD | 4A7A6042H1 | AC | Split System: Air-Cooled Condensing Unit, Coil with Blower | 4TTR6042B1 |  | 4CXCC049CC3 | 12 | 14.5 | Yes | Yes | 2015-03-13 |  | 0
FALSE | 4TTR6030B1 | 3522 | 5872283 | AMERICAN STANDARD | 4A7A6030H1 | AC | Split System: Air-Cooled Condensing Unit, Coil with Blower | 4TTR6030B1 |  | 4TXFH041CC3 | 13 | 15.5 | Yes | Yes | 2015-03-13 |  | 1
FALSE | 4TTR6036B1 | 3674 | 5872503 | AMERICAN STANDARD | 4A7A6036H1 | AC | Split System: Air-Cooled Condensing Unit, Coil with Blower | 4TTR6036B1 |  | 4CXCB042CC3 | 12.2 | 14.5 | Yes | Yes | 2015-03-13 |  | 0
FALSE | 4TTR6036B1 | 3674 | 5872507 | AMERICAN STANDARD | 4A7A6036H1 | AC | Split System: Air-Cooled Condensing Unit, Coil with Blower | 4TTR6036B1 |  | 4CXCB042CC3 | 12 | 14.5 | Yes | Yes | 2015-03-13 |  | 0
FALSE | 4TTR6036B1 | 3674 | 5872509 | AMERICAN STANDARD | 4A7A6036H1 | AC | Split System: Air-Cooled Condensing Unit, Coil with Blower | 4TTR6036B1 |  | 4CXCB042CC3 | 12 | 14.5 | Yes | Yes | 2015-03-13 |  | 0
FALSE | 4TTR6036B1 | 3674 | 5873235 | AMERICAN STANDARD | 4A7A6036H1 | AC | Split System: Air-Cooled Condensing Unit, Coil with Blower | 4TTR6036B1 |  | 4TXAC060BC3 | 12.5 | 15 | Yes | Yes | 2015-03-13 |  | 1
FALSE | 4TTR6036B1 | 3674 | 5873260 | AMERICAN STANDARD | 4A7A6036H1 | AC | Split System: Air-Cooled Condensing Unit, Coil with Blower | 4TTR6036B1 |  | 4TXAD050BC3 | 13 | 15.5 | Yes | Yes | 2015-03-13 |  | 1
FALSE | 4TTR6036B1 | 3674 | 5873708 | AMERICAN STANDARD | 4A7A6036H1 | AC | Split System: Air-Cooled Condensing Unit, Coil with Blower | 4TTR6036B1 |  | 4TXCC044BC3 | 13 | 15 | Yes | Yes | 2015-03-13 |  | 1
FALSE | 4TTR6036B1 | 3674 | 5873714 | AMERICAN STANDARD | 4A7A6036H1 | AC | Split System: Air-Cooled Condensing Unit, Coil with Blower | 4TTR6036B1 |  | 4TXCC044BC3 | 12.2 | 14.5 | Yes | Yes | 2015-03-13 |  | 0
FALSE | 4TTR6036B1 | 3674 | 5873846 | AMERICAN STANDARD | 4A7A6036H1 | AC | Split System: Air-Cooled Condensing Unit, Coil with Blower | 4TTR6036B1 |  | 4TXFH033CC3 | 12.2 | 14.5 | Yes | Yes | 2015-03-13 |  | 0
FALSE | 4TTR6036B1 | 3674 | 5873849 | AMERICAN STANDARD | 4A7A6036H1 | AC | Split System: Air-Cooled Condensing Unit, Coil with Blower | 4TTR6036B1 |  | 4TXFH033CC3 | 12.2 | 14.5 | Yes | Yes | 2015-03-13 |  | 0
FALSE | 4TTR6042B1 | 3680 | 5874055 | AMERICAN STANDARD | 4A7A6042H1 | AC | Split System: Air-Cooled Condensing Unit, Coil with Blower | 4TTR6042B1 |  | 4CXCC043CC3 | 12 | 14.5 | Yes | Yes | 2015-03-13 |  | 0
FALSE | 4TTR6036B1 | 3674 | 5872555 | AMERICAN STANDARD | 4A7A6036H1 | AC | Split System: Air-Cooled Condensing Unit, Coil with Blower | 4TTR6036B1 |  | 4CXCC037CC3 | 12.5 | 15 | Yes | Yes | 2015-03-13 |  | 1
FALSE | 4TTR6036B1 | 3674 | 5872569 | AMERICAN STANDARD | 4A7A6036H1 | AC | Split System: Air-Cooled Condensing Unit, Coil with Blower | 4TTR6036B1 |  | 4CXCC037CC3 | 12 | 14.5 | Yes | Yes | 2015-03-13 |  | 0
FALSE | 4TTR6036B1 | 3674 | 5872521 | AMERICAN STANDARD | 4A7A6036H1 | AC | Split System: Air-Cooled Condensing Unit, Coil with Blower | 4TTR6036B1 |  | 4CXCC037CC3 | 12.5 | 15 | Yes | Yes | 2015-03-13 |  | 1
FALSE | 4TTR6036B1 | 3674 | 5872523 | AMERICAN STANDARD | 4A7A6036H1 | AC | Split System: Air-Cooled Condensing Unit, Coil with Blower | 4TTR6036B1 |  | 4CXCC037CC3 | 12.5 | 15 | Yes | Yes | 2015-03-13 |  | 1
FALSE | 4TTR6036B1 | 3674 | 5872530 | AMERICAN STANDARD | 4A7A6036H1 | AC | Split System: Air-Cooled Condensing Unit, Coil with Blower | 4TTR6036B1 |  | 4CXCC037CC3 | 12.2 | 14.5 | Yes | Yes | 2015-03-13 |  | 0
FALSE | 4TTR6036B1 | 3674 | 5872532 | AMERICAN STANDARD | 4A7A6036H1 | AC | Split System: Air-Cooled Condensing Unit, Coil with Blower | 4TTR6036B1 |  | 4CXCC037CC3 | 12.2 | 14.5 | Yes | Yes | 2015-03-13 |  | 0
FALSE | 4TTR6036B1 | 3674 | 5872897 | AMERICAN STANDARD | 4A7A6036H1 | AC | Split System: Air-Cooled Condensing Unit, Coil with Blower | 4TTR6036B1 |  | 4TXAB042BC3 | 12.2 | 14.5 | Yes | Yes | 2015-03-13 |  | 0
FALSE | 4TTR6036B1 | 3674 | 5872892 | AMERICAN STANDARD | 4A7A6036H1 | AC | Split System: Air-Cooled Condensing Unit, Coil with Blower | 4TTR6036B1 |  | 4TXAB042BC3 | 12 | 14.5 | Yes | Yes | 2015-03-13 |  | 0
FALSE | 4TTR6036B1 | 3674 | 5872890 | AMERICAN STANDARD | 4A7A6036H1 | AC | Split System: Air-Cooled Condensing Unit, Coil with Blower | 4TTR6036B1 |  | 4TXAB042BC3 | 12 | 14.5 | Yes | Yes | 2015-03-13 |  | 0
FALSE | 4TTR6036B1 | 3674 | 5873526 | AMERICAN STANDARD | 4A7A6036H1 | AC | Split System: Air-Cooled Condensing Unit, Coil with Blower | 4TTR6036B1 |  | 4TXCB042BC3 | 12.2 | 14.5 | Yes | Yes | 2015-03-13 |  | 0
FALSE | 4TTR6036B1 | 3674 | 5873527 | AMERICAN STANDARD | 4A7A6036H1 | AC | Split System: Air-Cooled Condensing Unit, Coil with Blower | 4TTR6036B1 |  | 4TXCB042BC3 | 12 | 14.5 | Yes | Yes | 2015-03-13 |  | 0
FALSE | 4TTR6036B1 | 3674 | 5873530 | AMERICAN STANDARD | 4A7A6036H1 | AC | Split System: Air-Cooled Condensing Unit, Coil with Blower | 4TTR6036B1 |  | 4TXCB042BC3 | 12 | 14.5 | Yes | Yes | 2015-03-13 |  | 0
FALSE | 4TTR6036B1 | 3674 | 5872566 | AMERICAN STANDARD | 4A7A6036H1 | AC | Split System: Air-Cooled Condensing Unit, Coil with Blower | 4TTR6036B1 |  | 4CXCC037CC3 | 12.2 | 14.5 | Yes | Yes | 2015-03-13 |  | 0
FALSE | 4TTR6036B1 | 3674 | 5872594 | AMERICAN STANDARD | 4A7A6036H1 | AC | Split System: Air-Cooled Condensing Unit, Coil with Blower | 4TTR6036B1 |  | 4CXCC043CC3 | 12.5 | 15 | Yes | Yes | 2015-03-13 |  | 1
FALSE | 4TTR6036B1 | 3674 | 5872921 | AMERICAN STANDARD | 4A7A6036H1 | AC | Split System: Air-Cooled Condensing Unit, Coil with Blower | 4TTR6036B1 |  | 4TXAB048BC3 | 12.5 | 15 | Yes | Yes | 2015-03-13 |  | 1
FALSE | 4TTR6036B1 | 3674 | 5872923 | AMERICAN STANDARD | 4A7A6036H1 | AC | Split System: Air-Cooled Condensing Unit, Coil with Blower | 4TTR6036B1 |  | 4TXAB048BC3 | 12.2 | 14.5 | Yes | Yes | 2015-03-13 |  | 0
FALSE | 4TTR6036B1 | 3674 | 5872926 | AMERICAN STANDARD | 4A7A6036H1 | AC | Split System: Air-Cooled Condensing Unit, Coil with Blower | 4TTR6036B1 |  | 4TXAB048BC3 | 12.2 | 14.5 | Yes | Yes | 2015-03-13 |  | 0
FALSE | 4TTR6036B1 | 3674 | 5872931 | AMERICAN STANDARD | 4A7A6036H1 | AC | Split System: Air-Cooled Condensing Unit, Coil with Blower | 4TTR6036B1 |  | 4TXAB048BC3 | 12.5 | 15 | Yes | Yes | 2015-03-13 |  | 1
FALSE | 4TTR6036B1 | 3674 | 5872947 | AMERICAN STANDARD | 4A7A6036H1 | AC | Split System: Air-Cooled Condensing Unit, Coil with Blower | 4TTR6036B1 |  | 4TXAB048BC3 | 12.5 | 15 | Yes | Yes | 2015-03-13 |  | 1
FALSE | 4TTR6036B1 | 3674 | 5872940 | AMERICAN STANDARD | 4A7A6036H1 | AC | Split System: Air-Cooled Condensing Unit, Coil with Blower | 4TTR6036B1 |  | 4TXAB048BC3 | 12.2 | 14.5 | Yes | Yes | 2015-03-13 |  | 0
FALSE | 4TTR6036B1 | 3674 | 5872935 | AMERICAN STANDARD | 4A7A6036H1 | AC | Split System: Air-Cooled Condensing Unit, Coil with Blower | 4TTR6036B1 |  | 4TXAB048BC3 | 12.5 | 15 | Yes | Yes | 2015-03-13 |  | 1
FALSE | 4TTR6036B1 | 3674 | 5872908 | AMERICAN STANDARD | 4A7A6036H1 | AC | Split System: Air-Cooled Condensing Unit, Coil with Blower | 4TTR6036B1 |  | 4TXAB048BC3 | 12.5 | 15 | Yes | Yes | 2015-03-13 |  | 1
FALSE | 4TTR6036B1 | 3674 | 5872954 | AMERICAN STANDARD | 4A7A6036H1 | AC | Split System: Air-Cooled Condensing Unit, Coil with Blower | 4TTR6036B1 |  | 4TXAB048BC3 | 12.2 | 14.5 | Yes | Yes | 2015-03-13 |  | 0
FALSE | 4TTR6036B1 | 3674 | 5873569 | AMERICAN STANDARD | 4A7A6036H1 | AC | Split System: Air-Cooled Condensing Unit, Coil with Blower | 4TTR6036B1 |  | 4TXCB048BC3 | 12.5 | 15 | Yes | Yes | 2015-03-13 |  | 1
FALSE | 4TTR6036B1 | 3674 | 5873570 | AMERICAN STANDARD | 4A7A6036H1 | AC | Split System: Air-Cooled Condensing Unit, Coil with Blower | 4TTR6036B1 |  | 4TXCB048BC3 | 12.2 | 14.5 | Yes | Yes | 2015-03-13 |  | 0
FALSE | 4TTR6036B1 | 3674 | 5873571 | AMERICAN STANDARD | 4A7A6036H1 | AC | Split System: Air-Cooled Condensing Unit, Coil with Blower | 4TTR6036B1 |  | 4TXCB048BC3 | 12.2 | 14.5 | Yes | Yes | 2015-03-13 |  | 0
FALSE | 4TTR6036B1 | 3674 | 5873574 | AMERICAN STANDARD | 4A7A6036H1 | AC | Split System: Air-Cooled Condensing Unit, Coil with Blower | 4TTR6036B1 |  | 4TXCB048BC3 | 12 | 14.5 | Yes | Yes | 2015-03-13 |  | 0
FALSE | 4TTR6036B1 | 3674 | 5873544 | AMERICAN STANDARD | 4A7A6036H1 | AC | Split System: Air-Cooled Condensing Unit, Coil with Blower | 4TTR6036B1 |  | 4TXCB048BC3 | 12.2 | 14.5 | Yes | Yes | 2015-03-13 |  | 0
FALSE | 4TTR6036B1 | 3674 | 5873682 | AMERICAN STANDARD | 4A7A6036H1 | AC | Split System: Air-Cooled Condensing Unit, Coil with Blower | 4TTR6036B1 |  | 4TXCC044BC3 | 12.5 | 15 | Yes | Yes | 2015-03-13 |  | 1
FALSE | 4TTR6036B1 | 3674 | 5873683 | AMERICAN STANDARD | 4A7A6036H1 | AC | Split System: Air-Cooled Condensing Unit, Coil with Blower | 4TTR6036B1 |  | 4TXCC044BC3 | 12.5 | 15 | Yes | Yes | 2015-03-13 |  | 1
FALSE | 4TTR6036B1 | 3674 | 5873853 | AMERICAN STANDARD | 4A7A6036H1 | AC | Split System: Air-Cooled Condensing Unit, Coil with Blower | 4TTR6036B1 |  | 4TXFH036CZ3 | 12.5 | 15 | Yes | Yes | 2015-03-13 |  | 1
FALSE | 4TTR6036B1 | 3674 | 5873870 | AMERICAN STANDARD | 4A7A6036H1 | AC | Split System: Air-Cooled Condensing Unit, Coil with Blower | 4TTR6036B1 |  | 4TXFH041CC3 | 12.5 | 15.25 | Yes | Yes | 2015-03-13 |  | 1
FALSE | 4TTR6036B1 | 3674 | 5873885 | AMERICAN STANDARD | 4A7A6036H1 | AC | Split System: Air-Cooled Condensing Unit, Coil with Blower | 4TTR6036B1 |  | 4TXFH041CC3 | 12.5 | 15 | Yes | Yes | 2015-03-13 |  | 1
FALSE | 4TTR6036B1 | 3674 | 5873889 | AMERICAN STANDARD | 4A7A6036H1 | AC | Split System: Air-Cooled Condensing Unit, Coil with Blower | 4TTR6036B1 |  | 4TXFH041CC3 | 12.5 | 15 | Yes | Yes | 2015-03-13 |  | 1
FALSE | 4TTR6036B1 | 3674 | 5873903 | AMERICAN STANDARD | 4A7A6036H1 | AC | Split System: Air-Cooled Condensing Unit, Coil with Blower | 4TTR6036B1 |  | 4TXFH041CC3 | 12.5 | 15 | Yes | Yes | 2015-03-13 |  | 1
FALSE | 4TTR6036B1 | 3674 | 5873927 | AMERICAN STANDARD | 4A7A6036H1 | AC | Split System: Air-Cooled Condensing Unit, Coil with Blower | 4TTR6036B1 |  | 4TXFH054CC3 | 12.2 | 15 | Yes | Yes | 2015-03-13 |  | 0
FALSE | 4TTR6042B1 | 3680 | 5874094 | AMERICAN STANDARD | 4A7A6042H1 | AC | Split System: Air-Cooled Condensing Unit, Coil with Blower | 4TTR6042B1 |  | 4TXAB036BC3 | 12 | 14.5 | Yes | Yes | 2015-03-13 |  | 0
FALSE | 4TTR6042B1 | 3680 | 5874085 | AMERICAN STANDARD | 4A7A6042H1 | AC | Split System: Air-Cooled Condensing Unit, Coil with Blower | 4TTR6042B1 |  | 4TXAB036BC3 | 12 | 14.5 | Yes | Yes | 2015-03-13 |  | 0
FALSE | 4TTR6042B1 | 3680 | 5874089 | AMERICAN STANDARD | 4A7A6042H1 | AC | Split System: Air-Cooled Condensing Unit, Coil with Blower | 4TTR6042B1 |  | 4TXAB036BC3 | 12 | 14.5 | Yes | Yes | 2015-03-13 |  | 0
FALSE | 4TTR6036B1 | 3674 | 5872640 | AMERICAN STANDARD | 4A7A6036H1 | AC | Split System: Air-Cooled Condensing Unit, Coil with Blower | 4TTR6036B1 |  | 4CXCC049CC3 | 13 | 15.5 | Yes | Yes | 2015-03-13 |  | 1
FALSE | 4TTR6036B1 | 3674 | 5872644 | AMERICAN STANDARD | 4A7A6036H1 | AC | Split System: Air-Cooled Condensing Unit, Coil with Blower | 4TTR6036B1 |  | 4CXCC049CC3 | 12.2 | 14.5 | Yes | Yes | 2015-03-13 |  | 0
FALSE | 4TTR6036B1 | 3674 | 5872990 | AMERICAN STANDARD | 4A7A6036H1 | AC | Split System: Air-Cooled Condensing Unit, Coil with Blower | 4TTR6036B1 |  | 4TXAC037BC3 | 12 | 14.5 | Yes | Yes | 2015-03-13 |  | 0
FALSE | 4TTR6036B1 | 3674 | 5872995 | AMERICAN STANDARD | 4A7A6036H1 | AC | Split System: Air-Cooled Condensing Unit, Coil with Blower | 4TTR6036B1 |  | 4TXAC037BC3 | 12.5 | 15 | Yes | Yes | 2015-03-13 |  | 1
FALSE | 4TTR6036B1 | 3674 | 5872997 | AMERICAN STANDARD | 4A7A6036H1 | AC | Split System: Air-Cooled Condensing Unit, Coil with Blower | 4TTR6036B1 |  | 4TXAC037BC3 | 12.5 | 15 | Yes | Yes | 2015-03-13 |  | 1
FALSE | 4TTR6036B1 | 3674 | 5873004 | AMERICAN STANDARD | 4A7A6036H1 | AC | Split System: Air-Cooled Condensing Unit, Coil with Blower | 4TTR6036B1 |  | 4TXAC037BC3 | 12.2 | 14.5 | Yes | Yes | 2015-03-13 |  | 0
FALSE | 4TTR6036B1 | 3674 | 5873006 | AMERICAN STANDARD | 4A7A6036H1 | AC | Split System: Air-Cooled Condensing Unit, Coil with Blower | 4TTR6036B1 |  | 4TXAC037BC3 | 12.2 | 14.5 | Yes | Yes | 2015-03-13 |  | 0
FALSE | 4TTR6036B1 | 3674 | 5873008 | AMERICAN STANDARD | 4A7A6036H1 | AC | Split System: Air-Cooled Condensing Unit, Coil with Blower | 4TTR6036B1 |  | 4TXAC037BC3 | 12.2 | 14.5 | Yes | Yes | 2015-03-13 |  | 0
FALSE | 4TTR6036B1 | 3674 | 5873575 | AMERICAN STANDARD | 4A7A6036H1 | AC | Split System: Air-Cooled Condensing Unit, Coil with Blower | 4TTR6036B1 |  | 4TXCB048BC3 | 12 | 14.5 | Yes | Yes | 2015-03-13 |  | 0
FALSE | 4TTR6036B1 | 3674 | 5873585 | AMERICAN STANDARD | 4A7A6036H1 | AC | Split System: Air-Cooled Condensing Unit, Coil with Blower | 4TTR6036B1 |  | 4TXCC005CC3 | 12.5 | 15 | Yes | Yes | 2015-03-13 |  | 1
FALSE | 4TTR6036B1 | 3674 | 5873729 | AMERICAN STANDARD | 4A7A6036H1 | AC | Split System: Air-Cooled Condensing Unit, Coil with Blower | 4TTR6036B1 |  | 4TXCC049BC3 | 13 | 15.5 | Yes | Yes | 2015-03-13 |  | 1
FALSE | 4TTR6036B1 | 3674 | 5873727 | AMERICAN STANDARD | 4A7A6036H1 | AC | Split System: Air-Cooled Condensing Unit, Coil with Blower | 4TTR6036B1 |  | 4TXCC049BC3 | 12.2 | 14.5 | Yes | Yes | 2015-03-13 |  | 0
FALSE | 4TTR6036B1 | 3674 | 5873756 | AMERICAN STANDARD | 4A7A6036H1 | AC | Split System: Air-Cooled Condensing Unit, Coil with Blower | 4TTR6036B1 |  | 4TXCC049BC3 | 12.2 | 14.5 | Yes | Yes | 2015-03-13 |  | 0
FALSE | 4TTR6036B1 | 3674 | 5873932 | AMERICAN STANDARD | 4A7A6036H1 | AC | Split System: Air-Cooled Condensing Unit, Coil with Blower | 4TTR6036B1 |  | 4TXFH054CC3 | 12.5 | 15 | Yes | Yes | 2015-03-13 |  | 1
FALSE | 4TTR6036B1 | 3674 | 5873934 | AMERICAN STANDARD | 4A7A6036H1 | AC | Split System: Air-Cooled Condensing Unit, Coil with Blower | 4TTR6036B1 |  | 4TXFH054CC3 | 12.2 | 15 | Yes | Yes | 2015-03-13 |  | 0
FALSE | 4TTR6036B1 | 3674 | 5872973 | AMERICAN STANDARD | 4A7A6036H1 | AC | Split System: Air-Cooled Condensing Unit, Coil with Blower | 4TTR6036B1 |  | 4TXAC037BC3 | 12.2 | 14.5 | Yes | Yes | 2015-03-13 |  | 0
FALSE | 4TTR6036B1 | 3674 | 5872978 | AMERICAN STANDARD | 4A7A6036H1 | AC | Split System: Air-Cooled Condensing Unit, Coil with Blower | 4TTR6036B1 |  | 4TXAC037BC3 | 12.5 | 15 | Yes | Yes | 2015-03-13 |  | 1
FALSE | 4TTR6036B1 | 3674 | 5873549 | AMERICAN STANDARD | 4A7A6036H1 | AC | Split System: Air-Cooled Condensing Unit, Coil with Blower | 4TTR6036B1 |  | 4TXCB048BC3 | 12.5 | 15 | Yes | Yes | 2015-03-13 |  | 1
FALSE | 4TTR6036B1 | 3674 | 5873551 | AMERICAN STANDARD | 4A7A6036H1 | AC | Split System: Air-Cooled Condensing Unit, Coil with Blower | 4TTR6036B1 |  | 4TXCB048BC3 | 12.5 | 15 | Yes | Yes | 2015-03-13 |  | 1
FALSE | 4TTR6036B1 | 3674 | 5873554 | AMERICAN STANDARD | 4A7A6036H1 | AC | Split System: Air-Cooled Condensing Unit, Coil with Blower | 4TTR6036B1 |  | 4TXCB048BC3 | 12.2 | 14.5 | Yes | Yes | 2015-03-13 |  | 0
FALSE | 4TTR6036B1 | 3674 | 5873556 | AMERICAN STANDARD | 4A7A6036H1 | AC | Split System: Air-Cooled Condensing Unit, Coil with Blower | 4TTR6036B1 |  | 4TXCB048BC3 | 12.5 | 15 | Yes | Yes | 2015-03-13 |  | 1
FALSE | 4TTR6036B1 | 3674 | 5873557 | AMERICAN STANDARD | 4A7A6036H1 | AC | Split System: Air-Cooled Condensing Unit, Coil with Blower | 4TTR6036B1 |  | 4TXCB048BC3 | 12.5 | 15 | Yes | Yes | 2015-03-13 |  | 1
FALSE | 4TTR6036B1 | 3674 | 5873558 | AMERICAN STANDARD | 4A7A6036H1 | AC | Split System: Air-Cooled Condensing Unit, Coil with Blower | 4TTR6036B1 |  | 4TXCB048BC3 | 12.2 | 14.75 | Yes | Yes | 2015-03-13 |  | 0
FALSE | 4TTR6036B1 | 3674 | 5873560 | AMERICAN STANDARD | 4A7A6036H1 | AC | Split System: Air-Cooled Condensing Unit, Coil with Blower | 4TTR6036B1 |  | 4TXCB048BC3 | 12.2 | 14.5 | Yes | Yes | 2015-03-13 |  | 0
FALSE | 4TTR6036B1 | 3674 | 5873561 | AMERICAN STANDARD | 4A7A6036H1 | AC | Split System: Air-Cooled Condensing Unit, Coil with Blower | 4TTR6036B1 |  | 4TXCB048BC3 | 12.2 | 14.5 | Yes | Yes | 2015-03-13 |  | 0
FALSE | 4TTR6036B1 | 3674 | 5873562 | AMERICAN STANDARD | 4A7A6036H1 | AC | Split System: Air-Cooled Condensing Unit, Coil with Blower | 4TTR6036B1 |  | 4TXCB048BC3 | 12.2 | 14.5 | Yes | Yes | 2015-03-13 |  | 0
FALSE | 4TTR6036B1 | 3674 | 5873761 | AMERICAN STANDARD | 4A7A6036H1 | AC | Split System: Air-Cooled Condensing Unit, Coil with Blower | 4TTR6036B1 |  | 4TXCC049BC3 | 12.5 | 15 | Yes | Yes | 2015-03-13 |  | 1
FALSE | 4TTR6036B1 | 3674 | 5873743 | AMERICAN STANDARD | 4A7A6036H1 | AC | Split System: Air-Cooled Condensing Unit, Coil with Blower | 4TTR6036B1 |  | 4TXCC049BC3 | 12.5 | 15 | Yes | Yes | 2015-03-13 |  | 1
FALSE | 4TTR6036B1 | 3674 | 5873742 | AMERICAN STANDARD | 4A7A6036H1 | AC | Split System: Air-Cooled Condensing Unit, Coil with Blower | 4TTR6036B1 |  | 4TXCC049BC3 | 13 | 15 | Yes | Yes | 2015-03-13 |  | 1
FALSE | 4TTR6036B1 | 3674 | 5873910 | AMERICAN STANDARD | 4A7A6036H1 | AC | Split System: Air-Cooled Condensing Unit, Coil with Blower | 4TTR6036B1 |  | 4TXFH041CC3 | 12.5 | 15 | Yes | Yes | 2015-03-13 |  | 1
FALSE | 4TTR6036B1 | 3674 | 5873869 | AMERICAN STANDARD | 4A7A6036H1 | AC | Split System: Air-Cooled Condensing Unit, Coil with Blower | 4TTR6036B1 |  | 4TXFH041CC3 | 13 | 15.5 | Yes | Yes | 2015-03-13 |  | 1
FALSE | 4TTR6036B1 | 3674 | 5873882 | AMERICAN STANDARD | 4A7A6036H1 | AC | Split System: Air-Cooled Condensing Unit, Coil with Blower | 4TTR6036B1 |  | 4TXFH041CC3 | 13 | 15.5 | Yes | Yes | 2015-03-13 |  | 1
FALSE | 4TTR6036B1 | 3674 | 5873872 | AMERICAN STANDARD | 4A7A6036H1 | AC | Split System: Air-Cooled Condensing Unit, Coil with Blower | 4TTR6036B1 |  | 4TXFH041CC3 | 13 | 15.5 | Yes | Yes | 2015-03-13 |  | 1
FALSE | 4TTR6036B1 | 3674 | 5873875 | AMERICAN STANDARD | 4A7A6036H1 | AC | Split System: Air-Cooled Condensing Unit, Coil with Blower | 4TTR6036B1 |  | 4TXFH041CC3 | 12.2 | 15 | Yes | Yes | 2015-03-13 |  | 0
FALSE | 4TTR6036B1 | 3674 | 5873880 | AMERICAN STANDARD | 4A7A6036H1 | AC | Split System: Air-Cooled Condensing Unit, Coil with Blower | 4TTR6036B1 |  | 4TXFH041CC3 | 12.5 | 15 | Yes | Yes | 2015-03-13 |  | 1
FALSE | 4TTR6036B1 | 3674 | 5873918 | AMERICAN STANDARD | 4A7A6036H1 | AC | Split System: Air-Cooled Condensing Unit, Coil with Blower | 4TTR6036B1 |  | 4TXFH041CC3 | 12.5 | 15 | Yes | Yes | 2015-03-13 |  | 1
FALSE | 4TTR6036B1 | 3674 | 5873920 | AMERICAN STANDARD | 4A7A6036H1 | AC | Split System: Air-Cooled Condensing Unit, Coil with Blower | 4TTR6036B1 |  | 4TXFH041CC3 | 12.5 | 15 | Yes | Yes | 2015-03-13 |  | 1
FALSE | 4TTR6036B1 | 3674 | 5873930 | AMERICAN STANDARD | 4A7A6036H1 | AC | Split System: Air-Cooled Condensing Unit, Coil with Blower | 4TTR6036B1 |  | 4TXFH054CC3 | 13 | 16 | Yes | Yes | 2015-03-13 |  | 2
FALSE | 4TTR6036B1 | 3674 | 5873937 | AMERICAN STANDARD | 4A7A6036H1 | AC | Split System: Air-Cooled Condensing Unit, Coil with Blower | 4TTR6036B1 |  | 4TXFH054CC3 | 12.5 | 15.5 | Yes | Yes | 2015-03-13 |  | 1
FALSE | 4TTR6036B1 | 3674 | 5873943 | AMERICAN STANDARD | 4A7A6036H1 | AC | Split System: Air-Cooled Condensing Unit, Coil with Blower | 4TTR6036B1 |  | 4TXFH063CZ3 | 13 | 16 | Yes | Yes | 2015-03-13 |  | 2
FALSE | 4TTR6036B1 | 3674 | 5873944 | AMERICAN STANDARD | 4A7A6036H1 | AC | Split System: Air-Cooled Condensing Unit, Coil with Blower | 4TTR6036B1 |  | 4TXFH063CZ3 | 13 | 16 | Yes | Yes | 2015-03-13 |  | 2
FALSE | 4TTR6042B1 | 3680 | 5874117 | AMERICAN STANDARD | 4A7A6042H1 | AC | Split System: Air-Cooled Condensing Unit, Coil with Blower | 4TTR6042B1 |  | 4TXAB048BC3 | 12.5 | 15 | Yes | Yes | 2015-03-13 |  | 1
FALSE | 4TTR6042B1 | 3680 | 5874120 | AMERICAN STANDARD | 4A7A6042H1 | AC | Split System: Air-Cooled Condensing Unit, Coil with Blower | 4TTR6042B1 |  | 4TXAB048BC3 | 12 | 14.5 | Yes | Yes | 2015-03-13 |  | 0
FALSE | 4TTR6042B1 | 3680 | 5874112 | AMERICAN STANDARD | 4A7A6042H1 | AC | Split System: Air-Cooled Condensing Unit, Coil with Blower | 4TTR6042B1 |  | 4TXAB048BC3 | 12.2 | 14.5 | Yes | Yes | 2015-03-13 |  | 0
FALSE | 4TTR6042B1 | 3680 | 5874111 | AMERICAN STANDARD | 4A7A6042H1 | AC | Split System: Air-Cooled Condensing Unit, Coil with Blower | 4TTR6042B1 |  | 4TXAB048BC3 | 12 | 14.5 | Yes | Yes | 2015-03-13 |  | 0
FALSE | 4TTR6042B1 | 3680 | 5874110 | AMERICAN STANDARD | 4A7A6042H1 | AC | Split System: Air-Cooled Condensing Unit, Coil with Blower | 4TTR6042B1 |  | 4TXAB048BC3 | 12 | 14.5 | Yes | Yes | 2015-03-13 |  | 0
FALSE | 4TTR6036B1 | 3674 | 5872649 | AMERICAN STANDARD | 4A7A6036H1 | AC | Split System: Air-Cooled Condensing Unit, Coil with Blower | 4TTR6036B1 |  | 4CXCC049CC3 | 12.2 | 14.5 | Yes | Yes | 2015-03-13 |  | 0
FALSE | 4TTR6036B1 | 3674 | 5872666 | AMERICAN STANDARD | 4A7A6036H1 | AC | Split System: Air-Cooled Condensing Unit, Coil with Blower | 4TTR6036B1 |  | 4CXCC049CC3 | 12.5 | 15 | Yes | Yes | 2015-03-13 |  | 1
FALSE | 4TTR6036B1 | 3674 | 5873022 | AMERICAN STANDARD | 4A7A6036H1 | AC | Split System: Air-Cooled Condensing Unit, Coil with Blower | 4TTR6036B1 |  | 4TXAC043BC3 | 12.2 | 14.5 | Yes | Yes | 2015-03-13 |  | 0
FALSE | 4TTR6036B1 | 3674 | 5873019 | AMERICAN STANDARD | 4A7A6036H1 | AC | Split System: Air-Cooled Condensing Unit, Coil with Blower | 4TTR6036B1 |  | 4TXAC043BC3 | 12.2 | 14.5 | Yes | Yes | 2015-03-13 |  | 0
FALSE | 4TTR6036B1 | 3674 | 5873017 | AMERICAN STANDARD | 4A7A6036H1 | AC | Split System: Air-Cooled Condensing Unit, Coil with Blower | 4TTR6036B1 |  | 4TXAC043BC3 | 12.2 | 14.5 | Yes | Yes | 2015-03-13 |  | 0
FALSE | 4TTR6036B1 | 3674 | 5873068 | AMERICAN STANDARD | 4A7A6036H1 | AC | Split System: Air-Cooled Condensing Unit, Coil with Blower | 4TTR6036B1 |  | 4TXAC043BC3 | 12.2 | 14.5 | Yes | Yes | 2015-03-13 |  | 0
FALSE | 4TTR6036B1 | 3674 | 5873066 | AMERICAN STANDARD | 4A7A6036H1 | AC | Split System: Air-Cooled Condensing Unit, Coil with Blower | 4TTR6036B1 |  | 4TXAC043BC3 | 12.2 | 14.5 | Yes | Yes | 2015-03-13 |  | 0
FALSE | 4TTR6036B1 | 3674 | 5873059 | AMERICAN STANDARD | 4A7A6036H1 | AC | Split System: Air-Cooled Condensing Unit, Coil with Blower | 4TTR6036B1 |  | 4TXAC043BC3 | 12.5 | 15 | Yes | Yes | 2015-03-13 |  | 1
FALSE | 4TTR6036B1 | 3674 | 5873365 | AMERICAN STANDARD | 4A7A6036H1 | AC | Split System: Air-Cooled Condensing Unit, Coil with Blower | 4TTR6036B1 |  | 4TXCB031BC3 | 12 | 14.5 | Yes | Yes | 2015-03-13 |  | 0
FALSE | 4TTR6036B1 | 3674 | 5873642 | AMERICAN STANDARD | 4A7A6036H1 | AC | Split System: Air-Cooled Condensing Unit, Coil with Blower | 4TTR6036B1 |  | 4TXCC037BC3 | 12.2 | 14.5 | Yes | Yes | 2015-03-13 |  | 0
FALSE | 4TTR6036B1 | 3674 | 5873750 | AMERICAN STANDARD | 4A7A6036H1 | AC | Split System: Air-Cooled Condensing Unit, Coil with Blower | 4TTR6036B1 |  | 4TXCC049BC3 | 12.5 | 15 | Yes | Yes | 2015-03-13 |  | 1
FALSE | 4TTR6036B1 | 3674 | 5873751 | AMERICAN STANDARD | 4A7A6036H1 | AC | Split System: Air-Cooled Condensing Unit, Coil with Blower | 4TTR6036B1 |  | 4TXCC049BC3 | 12.5 | 15 | Yes | Yes | 2015-03-13 |  | 1
FALSE | 4TTR6042B1 | 3680 | 5873959 | AMERICAN STANDARD | 4A7A6042H1 | AC | Split System: Air-Cooled Condensing Unit, Coil with Blower | 4TTR6042B1 |  | *AM4A0B42S31+TDR | 12 | 14.5 | Yes | Yes | 2015-03-13 |  | 0
FALSE | 4TTR6042B1 | 3680 | 5873961 | AMERICAN STANDARD | 4A7A6042H1 | AC | Split System: Air-Cooled Condensing Unit, Coil with Blower | 4TTR6042B1 |  | *AM7A0C36H31 | 13 | 16 | Yes | Yes | 2015-03-13 |  | 2
FALSE | 4TTR6042B1 | 3680 | 5873962 | AMERICAN STANDARD | 4A7A6042H1 | AC | Split System: Air-Cooled Condensing Unit, Coil with Blower | 4TTR6042B1 |  | *AM7A0C42H31 | 13 | 16 | Yes | Yes | 2015-03-13 |  | 2
FALSE | 4TTR6042B1 | 3680 | 5873982 | AMERICAN STANDARD | 4A7A6042H1 | AC | Split System: Air-Cooled Condensing Unit, Coil with Blower | 4TTR6042B1 |  | 4CXCB042CC3 | 12 | 14.5 | Yes | Yes | 2015-03-13 |  | 0
FALSE | 4TTR6042B1 | 3680 | 5874178 | AMERICAN STANDARD | 4A7A6042H1 | AC | Split System: Air-Cooled Condensing Unit, Coil with Blower | 4TTR6042B1 |  | 4TXAC044BC3 | 12.5 | 15 | Yes | Yes | 2015-03-13 |  | 1
FALSE | 4TTR6042B1 | 3680 | 5874197 | AMERICAN STANDARD | 4A7A6042H1 | AC | Split System: Air-Cooled Condensing Unit, Coil with Blower | 4TTR6042B1 |  | 4TXAC044BC3 | 12.5 | 15 | Yes | Yes | 2015-03-13 |  | 1
FALSE | 4TTR6036B1 | 3674 | 5872775 | AMERICAN STANDARD | 4A7A6036H1 | AC | Split System: Air-Cooled Condensing Unit, Coil with Blower | 4TTR6036B1 |  | 4TXAB032BC3 | 12.2 | 14.5 | Yes | Yes | 2015-03-13 |  | 0
FALSE | 4TTR6036B1 | 3674 | 5872778 | AMERICAN STANDARD | 4A7A6036H1 | AC | Split System: Air-Cooled Condensing Unit, Coil with Blower | 4TTR6036B1 |  | 4TXAB032BC3 | 12.2 | 14.5 | Yes | Yes | 2015-03-13 |  | 0
FALSE | 4TTR6036B1 | 3674 | 5872780 | AMERICAN STANDARD | 4A7A6036H1 | AC | Split System: Air-Cooled Condensing Unit, Coil with Blower | 4TTR6036B1 |  | 4TXAB032BC3 | 12.2 | 14.5 | Yes | Yes | 2015-03-13 |  | 0
FALSE | 4TTR6036B1 | 3674 | 5872782 | AMERICAN STANDARD | 4A7A6036H1 | AC | Split System: Air-Cooled Condensing Unit, Coil with Blower | 4TTR6036B1 |  | 4TXAB032BC3 | 12.2 | 14.5 | Yes | Yes | 2015-03-13 |  | 0
FALSE | 4TTR6036B1 | 3674 | 5872784 | AMERICAN STANDARD | 4A7A6036H1 | AC | Split System: Air-Cooled Condensing Unit, Coil with Blower | 4TTR6036B1 |  | 4TXAB032BC3 | 12.2 | 14.5 | Yes | Yes | 2015-03-13 |  | 0
FALSE | 4TTR6036B1 | 3674 | 5872791 | AMERICAN STANDARD | 4A7A6036H1 | AC | Split System: Air-Cooled Condensing Unit, Coil with Blower | 4TTR6036B1 |  | 4TXAB032BC3 | 12.2 | 14.5 | Yes | Yes | 2015-03-13 |  | 0
FALSE | 4TTR6036B1 | 3674 | 5873112 | AMERICAN STANDARD | 4A7A6036H1 | AC | Split System: Air-Cooled Condensing Unit, Coil with Blower | 4TTR6036B1 |  | 4TXAC044BC3 | 12.2 | 14.5 | Yes | Yes | 2015-03-13 |  | 0
FALSE | 4TTR6036B1 | 3674 | 5873108 | AMERICAN STANDARD | 4A7A6036H1 | AC | Split System: Air-Cooled Condensing Unit, Coil with Blower | 4TTR6036B1 |  | 4TXAC044BC3 | 12.2 | 14.5 | Yes | Yes | 2015-03-13 |  | 0
FALSE | 4TTR6036B1 | 3674 | 5873092 | AMERICAN STANDARD | 4A7A6036H1 | AC | Split System: Air-Cooled Condensing Unit, Coil with Blower | 4TTR6036B1 |  | 4TXAC044BC3 | 12.5 | 15 | Yes | Yes | 2015-03-13 |  | 1
FALSE | 4TTR6036B1 | 3674 | 5873454 | AMERICAN STANDARD | 4A7A6036H1 | AC | Split System: Air-Cooled Condensing Unit, Coil with Blower | 4TTR6036B1 |  | 4TXCB032BC3 | 12.2 | 14.5 | Yes | Yes | 2015-03-13 |  | 0
FALSE | 4TTR6036B1 | 3674 | 5873453 | AMERICAN STANDARD | 4A7A6036H1 | AC | Split System: Air-Cooled Condensing Unit, Coil with Blower | 4TTR6036B1 |  | 4TXCB032BC3 | 12 | 14.5 | Yes | Yes | 2015-03-13 |  | 0
FALSE | 4TTR6036B1 | 3674 | 5873449 | AMERICAN STANDARD | 4A7A6036H1 | AC | Split System: Air-Cooled Condensing Unit, Coil with Blower | 4TTR6036B1 |  | 4TXCB032BC3 | 12 | 14.5 | Yes | Yes | 2015-03-13 |  | 0
FALSE | 4TTR6036B1 | 3674 | 5873447 | AMERICAN STANDARD | 4A7A6036H1 | AC | Split System: Air-Cooled Condensing Unit, Coil with Blower | 4TTR6036B1 |  | 4TXCB032BC3 | 12 | 14.5 | Yes | Yes | 2015-03-13 |  | 0
FALSE | 4TTR6036B1 | 3674 | 5873503 | AMERICAN STANDARD | 4A7A6036H1 | AC | Split System: Air-Cooled Condensing Unit, Coil with Blower | 4TTR6036B1 |  | 4TXCB036BC3 | 12.2 | 14.5 | Yes | Yes | 2015-03-13 |  | 0
FALSE | 4TTR6036B1 | 3674 | 5873504 | AMERICAN STANDARD | 4A7A6036H1 | AC | Split System: Air-Cooled Condensing Unit, Coil with Blower | 4TTR6036B1 |  | 4TXCB036BC3 | 12.2 | 14.5 | Yes | Yes | 2015-03-13 |  | 0
FALSE | 4TTR6036B1 | 3674 | 5873505 | AMERICAN STANDARD | 4A7A6036H1 | AC | Split System: Air-Cooled Condensing Unit, Coil with Blower | 4TTR6036B1 |  | 4TXCB036BC3 | 12.2 | 14.5 | Yes | Yes | 2015-03-13 |  | 0
FALSE | 4TTR6036B1 | 3674 | 5873633 | AMERICAN STANDARD | 4A7A6036H1 | AC | Split System: Air-Cooled Condensing Unit, Coil with Blower | 4TTR6036B1 |  | 4TXCC037BC3 | 12.2 | 14.5 | Yes | Yes | 2015-03-13 |  | 0
FALSE | 4TTR6036B1 | 3674 | 5873634 | AMERICAN STANDARD | 4A7A6036H1 | AC | Split System: Air-Cooled Condensing Unit, Coil with Blower | 4TTR6036B1 |  | 4TXCC037BC3 | 12.2 | 14.5 | Yes | Yes | 2015-03-13 |  | 0
FALSE | 4TTR6036B1 | 3674 | 5873639 | AMERICAN STANDARD | 4A7A6036H1 | AC | Split System: Air-Cooled Condensing Unit, Coil with Blower | 4TTR6036B1 |  | 4TXCC037BC3 | 12 | 14.5 | Yes | Yes | 2015-03-13 |  | 0
FALSE | 4TTR6042B1 | 3680 | 5873963 | AMERICAN STANDARD | 4A7A6042H1 | AC | Split System: Air-Cooled Condensing Unit, Coil with Blower | 4TTR6042B1 |  | *AM7A0C48H41 | 13 | 16 | Yes | Yes | 2015-03-13 |  | 2
FALSE | 4TTR6042B1 | 3680 | 5873964 | AMERICAN STANDARD | 4A7A6042H1 | AC | Split System: Air-Cooled Condensing Unit, Coil with Blower | 4TTR6042B1 |  | *AM8A0C36V31+BAYCC24V | 13 | 16 | Yes | Yes | 2015-03-13 |  | 2
FALSE | 4TTR6042B1 | 3680 | 5873965 | AMERICAN STANDARD | 4A7A6042H1 | AC | Split System: Air-Cooled Condensing Unit, Coil with Blower | 4TTR6042B1 |  | *AM8A0C42V31+BAYCC24V | 13 | 16 | Yes | Yes | 2015-03-13 |  | 2
FALSE | 4TTR6042B1 | 3680 | 5873966 | AMERICAN STANDARD | 4A7A6042H1 | AC | Split System: Air-Cooled Condensing Unit, Coil with Blower | 4TTR6042B1 |  | *AM8A0C48V41+BAYCC24V | 13 | 16 | Yes | Yes | 2015-03-13 |  | 2
FALSE | 4TTR6042B1 | 3680 | 5873970 | AMERICAN STANDARD | 4A7A6042H1 | AC | Split System: Air-Cooled Condensing Unit, Coil with Blower | 4TTR6042B1 |  | 4CXCB036CC3 | 12 | 14.5 | Yes | Yes | 2015-03-13 |  | 0
FALSE | 4TTR6042B1 | 3680 | 5873978 | AMERICAN STANDARD | 4A7A6042H1 | AC | Split System: Air-Cooled Condensing Unit, Coil with Blower | 4TTR6042B1 |  | 4CXCB036CC3 | 12 | 14.5 | Yes | Yes | 2015-03-13 |  | 0
FALSE | 4TTR6042B1 | 3680 | 5874157 | AMERICAN STANDARD | 4A7A6042H1 | AC | Split System: Air-Cooled Condensing Unit, Coil with Blower | 4TTR6042B1 |  | 4TXAC043BC3 | 12 | 14.5 | Yes | Yes | 2015-03-13 |  | 0
FALSE | 4TTR6042B1 | 3680 | 5874158 | AMERICAN STANDARD | 4A7A6042H1 | AC | Split System: Air-Cooled Condensing Unit, Coil with Blower | 4TTR6042B1 |  | 4TXAC043BC3 | 12.5 | 15 | Yes | Yes | 2015-03-13 |  | 1
FALSE | 4TTR6042B1 | 3680 | 5874169 | AMERICAN STANDARD | 4A7A6042H1 | AC | Split System: Air-Cooled Condensing Unit, Coil with Blower | 4TTR6042B1 |  | 4TXAC043BC3 | 12 | 14.5 | Yes | Yes | 2015-03-13 |  | 0
FALSE | 4TTR6036B1 | 3674 | 5872746 | AMERICAN STANDARD | 4A7A6036H1 | AC | Split System: Air-Cooled Condensing Unit, Coil with Blower | 4TTR6036B1 |  | 4TXAB031BC3 | 12 | 14.5 | Yes | Yes | 2015-03-13 |  | 0
FALSE | 4TTR6036B1 | 3674 | 5873081 | AMERICAN STANDARD | 4A7A6036H1 | AC | Split System: Air-Cooled Condensing Unit, Coil with Blower | 4TTR6036B1 |  | 4TXAC044BC3 | 12.5 | 15 | Yes | Yes | 2015-03-13 |  | 1
FALSE | 4TTR6036B1 | 3674 | 5873118 | AMERICAN STANDARD | 4A7A6036H1 | AC | Split System: Air-Cooled Condensing Unit, Coil with Blower | 4TTR6036B1 |  | 4TXAC044BC3 | 13 | 15.5 | Yes | Yes | 2015-03-13 |  | 1
FALSE | 4TTR6036B1 | 3674 | 5873442 | AMERICAN STANDARD | 4A7A6036H1 | AC | Split System: Air-Cooled Condensing Unit, Coil with Blower | 4TTR6036B1 |  | 4TXCB032BC3 | 12.2 | 14.5 | Yes | Yes | 2015-03-13 |  | 0
FALSE | 4TTR6036B1 | 3674 | 5873616 | AMERICAN STANDARD | 4A7A6036H1 | AC | Split System: Air-Cooled Condensing Unit, Coil with Blower | 4TTR6036B1 |  | 4TXCC037BC3 | 12.5 | 15 | Yes | Yes | 2015-03-13 |  | 1
FALSE | 4TTR6036B1 | 3674 | 5873621 | AMERICAN STANDARD | 4A7A6036H1 | AC | Split System: Air-Cooled Condensing Unit, Coil with Blower | 4TTR6036B1 |  | 4TXCC037BC3 | 12 | 14.5 | Yes | Yes | 2015-03-13 |  | 0
FALSE | 4TTR6036B1 | 3674 | 5873623 | AMERICAN STANDARD | 4A7A6036H1 | AC | Split System: Air-Cooled Condensing Unit, Coil with Blower | 4TTR6036B1 |  | 4TXCC037BC3 | 12.5 | 15 | Yes | Yes | 2015-03-13 |  | 1
FALSE | 4TTR6036B1 | 3674 | 5873625 | AMERICAN STANDARD | 4A7A6036H1 | AC | Split System: Air-Cooled Condensing Unit, Coil with Blower | 4TTR6036B1 |  | 4TXCC037BC3 | 12.5 | 15 | Yes | Yes | 2015-03-13 |  | 1
FALSE | 4TTR6036B1 | 3674 | 5873777 | AMERICAN STANDARD | 4A7A6036H1 | AC | Split System: Air-Cooled Condensing Unit, Coil with Blower | 4TTR6036B1 |  | 4TXCC060BC3 | 12.5 | 15 | Yes | Yes | 2015-03-13 |  | 1
FALSE | 4TTR6036B1 | 3674 | 5873806 | AMERICAN STANDARD | 4A7A6036H1 | AC | Split System: Air-Cooled Condensing Unit, Coil with Blower | 4TTR6036B1 |  | 4TXCD050BC3 | 13 | 15.5 | Yes | Yes | 2015-03-13 |  | 1
FALSE | 4TTR6042B1 | 3680 | 5873991 | AMERICAN STANDARD | 4A7A6042H1 | AC | Split System: Air-Cooled Condensing Unit, Coil with Blower | 4TTR6042B1 |  | 4CXCB042CC3 | 12 | 14.5 | Yes | Yes | 2015-03-13 |  | 0
FALSE | 4TTR6036B1 | 3674 | 5873506 | AMERICAN STANDARD | 4A7A6036H1 | AC | Split System: Air-Cooled Condensing Unit, Coil with Blower | 4TTR6036B1 |  | 4TXCB036BC3 | 12.2 | 14.5 | Yes | Yes | 2015-03-13 |  | 0
FALSE | 4TTR6036B1 | 3674 | 5873507 | AMERICAN STANDARD | 4A7A6036H1 | AC | Split System: Air-Cooled Condensing Unit, Coil with Blower | 4TTR6036B1 |  | 4TXCB036BC3 | 12.2 | 14.5 | Yes | Yes | 2015-03-13 |  | 0
FALSE | 4TTR6036B1 | 3674 | 5873603 | AMERICAN STANDARD | 4A7A6036H1 | AC | Split System: Air-Cooled Condensing Unit, Coil with Blower | 4TTR6036B1 |  | 4TXCC037BC3 | 12.2 | 14.5 | Yes | Yes | 2015-03-13 |  | 0
FALSE | 4TTR6036B1 | 3674 | 5873605 | AMERICAN STANDARD | 4A7A6036H1 | AC | Split System: Air-Cooled Condensing Unit, Coil with Blower | 4TTR6036B1 |  | 4TXCC037BC3 | 12.5 | 15 | Yes | Yes | 2015-03-13 |  | 1
FALSE | 4TTR6036B1 | 3674 | 5873606 | AMERICAN STANDARD | 4A7A6036H1 | AC | Split System: Air-Cooled Condensing Unit, Coil with Blower | 4TTR6036B1 |  | 4TXCC037BC3 | 12.2 | 14.5 | Yes | Yes | 2015-03-13 |  | 0
FALSE | 4TTR6036B1 | 3674 | 5873607 | AMERICAN STANDARD | 4A7A6036H1 | AC | Split System: Air-Cooled Condensing Unit, Coil with Blower | 4TTR6036B1 |  | 4TXCC037BC3 | 12.2 | 14.5 | Yes | Yes | 2015-03-13 |  | 0
FALSE | 4TTR6036B1 | 3674 | 5873608 | AMERICAN STANDARD | 4A7A6036H1 | AC | Split System: Air-Cooled Condensing Unit, Coil with Blower | 4TTR6036B1 |  | 4TXCC037BC3 | 12.2 | 14.5 | Yes | Yes | 2015-03-13 |  | 0
FALSE | 4TTR6042B1 | 3680 | 5874001 | AMERICAN STANDARD | 4A7A6042H1 | AC | Split System: Air-Cooled Condensing Unit, Coil with Blower | 4TTR6042B1 |  | 4CXCC037CC3 | 12 | 14.5 | Yes | Yes | 2015-03-13 |  | 0
FALSE | 4TTR6042B1 | 3680 | 5874000 | AMERICAN STANDARD | 4A7A6042H1 | AC | Split System: Air-Cooled Condensing Unit, Coil with Blower | 4TTR6042B1 |  | 4CXCC037CC3 | 12.5 | 15 | Yes | Yes | 2015-03-13 |  | 1
FALSE | 4TTR6042B1 | 3680 | 5874243 | AMERICAN STANDARD | 4A7A6042H1 | AC | Split System: Air-Cooled Condensing Unit, Coil with Blower | 4TTR6042B1 |  | 4TXAC049BC3 | 12.5 | 15 | Yes | Yes | 2015-03-13 |  | 1
FALSE | 4TTR6042B1 | 3680 | 5874261 | AMERICAN STANDARD | 4A7A6042H1 | AC | Split System: Air-Cooled Condensing Unit, Coil with Blower | 4TTR6042B1 |  | 4TXAC049BC3 | 12.5 | 15 | Yes | Yes | 2015-03-13 |  | 1
FALSE | 4TTR6042B1 | 3680 | 5874264 | AMERICAN STANDARD | 4A7A6042H1 | AC | Split System: Air-Cooled Condensing Unit, Coil with Blower | 4TTR6042B1 |  | 4TXAC049BC3 | 12 | 14.5 | Yes | Yes | 2015-03-13 |  | 0
FALSE | 4TTR6042B1 | 3680 | 5874271 | AMERICAN STANDARD | 4A7A6042H1 | AC | Split System: Air-Cooled Condensing Unit, Coil with Blower | 4TTR6042B1 |  | 4TXAC049BC3 | 12 | 14.5 | Yes | Yes | 2015-03-13 |  | 0
FALSE | 4TTR6042B1 | 3680 | 5874222 | AMERICAN STANDARD | 4A7A6042H1 | AC | Split System: Air-Cooled Condensing Unit, Coil with Blower | 4TTR6042B1 |  | 4TXAC049BC3 | 12.5 | 15 | Yes | Yes | 2015-03-13 |  | 1
FALSE | 4TTR6036B1 | 3674 | 5872812 | AMERICAN STANDARD | 4A7A6036H1 | AC | Split System: Air-Cooled Condensing Unit, Coil with Blower | 4TTR6036B1 |  | 4TXAB032BC3 | 12.2 | 14.5 | Yes | Yes | 2015-03-13 |  | 0
FALSE | 4TTR6036B1 | 3674 | 5872771 | AMERICAN STANDARD | 4A7A6036H1 | AC | Split System: Air-Cooled Condensing Unit, Coil with Blower | 4TTR6036B1 |  | 4TXAB032BC3 | 12 | 14.5 | Yes | Yes | 2015-03-13 |  | 0
FALSE | 4TTR6036B1 | 3674 | 5872773 | AMERICAN STANDARD | 4A7A6036H1 | AC | Split System: Air-Cooled Condensing Unit, Coil with Blower | 4TTR6036B1 |  | 4TXAB032BC3 | 12 | 14.5 | Yes | Yes | 2015-03-13 |  | 0
FALSE | 4TTR6036B1 | 3674 | 5872838 | AMERICAN STANDARD | 4A7A6036H1 | AC | Split System: Air-Cooled Condensing Unit, Coil with Blower | 4TTR6036B1 |  | 4TXAB036BC3 | 12.2 | 14.5 | Yes | Yes | 2015-03-13 |  | 0
FALSE | 4TTR6036B1 | 3674 | 5872835 | AMERICAN STANDARD | 4A7A6036H1 | AC | Split System: Air-Cooled Condensing Unit, Coil with Blower | 4TTR6036B1 |  | 4TXAB036BC3 | 12.2 | 14.5 | Yes | Yes | 2015-03-13 |  | 0
FALSE | 4TTR6036B1 | 3674 | 5872833 | AMERICAN STANDARD | 4A7A6036H1 | AC | Split System: Air-Cooled Condensing Unit, Coil with Blower | 4TTR6036B1 |  | 4TXAB036BC3 | 12.2 | 14.5 | Yes | Yes | 2015-03-13 |  | 0
FALSE | 4TTR6036B1 | 3674 | 5872831 | AMERICAN STANDARD | 4A7A6036H1 | AC | Split System: Air-Cooled Condensing Unit, Coil with Blower | 4TTR6036B1 |  | 4TXAB036BC3 | 12.2 | 14.5 | Yes | Yes | 2015-03-13 |  | 0
FALSE | 4TTR6036B1 | 3674 | 5873182 | AMERICAN STANDARD | 4A7A6036H1 | AC | Split System: Air-Cooled Condensing Unit, Coil with Blower | 4TTR6036B1 |  | 4TXAC049BC3 | 12.5 | 15 | Yes | Yes | 2015-03-13 |  | 1
FALSE | 4TTR6036B1 | 3674 | 5873144 | AMERICAN STANDARD | 4A7A6036H1 | AC | Split System: Air-Cooled Condensing Unit, Coil with Blower | 4TTR6036B1 |  | 4TXAC049BC3 | 13 | 15.5 | Yes | Yes | 2015-03-13 |  | 1
FALSE | 4TTR6036B1 | 3674 | 5872870 | AMERICAN STANDARD | 4A7A6036H1 | AC | Split System: Air-Cooled Condensing Unit, Coil with Blower | 4TTR6036B1 |  | 4TXAB042BC3 | 12.2 | 14.5 | Yes | Yes | 2015-03-13 |  | 0
FALSE | 4TTR6036B1 | 3674 | 5873226 | AMERICAN STANDARD | 4A7A6036H1 | AC | Split System: Air-Cooled Condensing Unit, Coil with Blower | 4TTR6036B1 |  | 4TXAC060BC3 | 12.5 | 15 | Yes | Yes | 2015-03-13 |  | 1
FALSE | 4TTR6036B1 | 3674 | 5873224 | AMERICAN STANDARD | 4A7A6036H1 | AC | Split System: Air-Cooled Condensing Unit, Coil with Blower | 4TTR6036B1 |  | 4TXAC060BC3 | 12.5 | 15 | Yes | Yes | 2015-03-13 |  | 1
FALSE | 4TTR6036B1 | 3674 | 5873486 | AMERICAN STANDARD | 4A7A6036H1 | AC | Split System: Air-Cooled Condensing Unit, Coil with Blower | 4TTR6036B1 |  | 4TXCB036BC3 | 12 | 14.5 | Yes | Yes | 2015-03-13 |  | 0
FALSE | 4TTR6036B1 | 3674 | 5873541 | AMERICAN STANDARD | 4A7A6036H1 | AC | Split System: Air-Cooled Condensing Unit, Coil with Blower | 4TTR6036B1 |  | 4TXCB042BC3 | 12.2 | 14.5 | Yes | Yes | 2015-03-13 |  | 0
FALSE | 4TTR6036B1 | 3674 | 5873509 | AMERICAN STANDARD | 4A7A6036H1 | AC | Split System: Air-Cooled Condensing Unit, Coil with Blower | 4TTR6036B1 |  | 4TXCB042BC3 | 12.2 | 14.5 | Yes | Yes | 2015-03-13 |  | 0
FALSE | 4TTR6036B1 | 3674 | 5873510 | AMERICAN STANDARD | 4A7A6036H1 | AC | Split System: Air-Cooled Condensing Unit, Coil with Blower | 4TTR6036B1 |  | 4TXCB042BC3 | 12.2 | 14.5 | Yes | Yes | 2015-03-13 |  | 0
FALSE | 4TTR6036B1 | 3674 | 5873511 | AMERICAN STANDARD | 4A7A6036H1 | AC | Split System: Air-Cooled Condensing Unit, Coil with Blower | 4TTR6036B1 |  | 4TXCB042BC3 | 12.2 | 14.5 | Yes | Yes | 2015-03-13 |  | 0
FALSE | 4TTR6036B1 | 3674 | 5873512 | AMERICAN STANDARD | 4A7A6036H1 | AC | Split System: Air-Cooled Condensing Unit, Coil with Blower | 4TTR6036B1 |  | 4TXCB042BC3 | 12.2 | 14.5 | Yes | Yes | 2015-03-13 |  | 0
FALSE | 4TTR6036B1 | 3674 | 5873539 | AMERICAN STANDARD | 4A7A6036H1 | AC | Split System: Air-Cooled Condensing Unit, Coil with Blower | 4TTR6036B1 |  | 4TXCB042BC3 | 12.2 | 14.5 | Yes | Yes | 2015-03-13 |  | 0
FALSE | 4TTR6036B1 | 3674 | 5873664 | AMERICAN STANDARD | 4A7A6036H1 | AC | Split System: Air-Cooled Condensing Unit, Coil with Blower | 4TTR6036B1 |  | 4TXCC043BC3 | 12.2 | 14.5 | Yes | Yes | 2015-03-13 |  | 0
FALSE | 4TTR6036B1 | 3674 | 5873666 | AMERICAN STANDARD | 4A7A6036H1 | AC | Split System: Air-Cooled Condensing Unit, Coil with Blower | 4TTR6036B1 |  | 4TXCC043BC3 | 12.5 | 15 | Yes | Yes | 2015-03-13 |  | 1
FALSE | 4TTR6036B1 | 3674 | 5873667 | AMERICAN STANDARD | 4A7A6036H1 | AC | Split System: Air-Cooled Condensing Unit, Coil with Blower | 4TTR6036B1 |  | 4TXCC043BC3 | 12.2 | 14.5 | Yes | Yes | 2015-03-13 |  | 0
FALSE | 4TTR6036B1 | 3674 | 5873668 | AMERICAN STANDARD | 4A7A6036H1 | AC | Split System: Air-Cooled Condensing Unit, Coil with Blower | 4TTR6036B1 |  | 4TXCC043BC3 | 12.2 | 14.5 | Yes | Yes | 2015-03-13 |  | 0
FALSE | 4TTR6036B1 | 3674 | 5873669 | AMERICAN STANDARD | 4A7A6036H1 | AC | Split System: Air-Cooled Condensing Unit, Coil with Blower | 4TTR6036B1 |  | 4TXCC043BC3 | 12.2 | 14.5 | Yes | Yes | 2015-03-13 |  | 0
FALSE | 4TTR6036B1 | 3674 | 5873689 | AMERICAN STANDARD | 4A7A6036H1 | AC | Split System: Air-Cooled Condensing Unit, Coil with Blower | 4TTR6036B1 |  | 4TXCC044BC3 | 12.5 | 15 | Yes | Yes | 2015-03-13 |  | 1
FALSE | 4TTR6030B1 | 3522 | 5871313 | AMERICAN STANDARD | 4A7A6030H1 | AC | Split System: Air-Cooled Condensing Unit, Coil with Blower | 4TTR6030B1 |  | 4TXAB025BC3 | 12.5 | 15 | Yes | Yes | 2015-03-13 |  | 1
FALSE | 4TTR6030B1 | 3522 | 5871315 | AMERICAN STANDARD | 4A7A6030H1 | AC | Split System: Air-Cooled Condensing Unit, Coil with Blower | 4TTR6030B1 |  | 4TXAB025BC3 | 12.5 | 15 | Yes | Yes | 2015-03-13 |  | 1
FALSE | 4TTR6030B1 | 3522 | 5871324 | AMERICAN STANDARD | 4A7A6030H1 | AC | Split System: Air-Cooled Condensing Unit, Coil with Blower | 4TTR6030B1 |  | 4TXAB025BC3 | 12.5 | 14.5 | Yes | Yes | 2015-03-13 |  | 0
FALSE | 4TTR6036B1 | 3674 | 5873474 | AMERICAN STANDARD | 4A7A6036H1 | AC | Split System: Air-Cooled Condensing Unit, Coil with Blower | 4TTR6036B1 |  | 4TXCB036BC3 | 12 | 14.5 | Yes | Yes | 2015-03-13 |  | 0
FALSE | 4TTR6036B1 | 3674 | 5873478 | AMERICAN STANDARD | 4A7A6036H1 | AC | Split System: Air-Cooled Condensing Unit, Coil with Blower | 4TTR6036B1 |  | 4TXCB036BC3 | 12.2 | 14.5 | Yes | Yes | 2015-03-13 |  | 0
FALSE | 4TTR6036B1 | 3674 | 5873479 | AMERICAN STANDARD | 4A7A6036H1 | AC | Split System: Air-Cooled Condensing Unit, Coil with Blower | 4TTR6036B1 |  | 4TXCB036BC3 | 12 | 14.5 | Yes | Yes | 2015-03-13 |  | 0
FALSE | 4TTR6036B1 | 3674 | 5873482 | AMERICAN STANDARD | 4A7A6036H1 | AC | Split System: Air-Cooled Condensing Unit, Coil with Blower | 4TTR6036B1 |  | 4TXCB036BC3 | 12 | 14.5 | Yes | Yes | 2015-03-13 |  | 0
FALSE | 4TTR6036B1 | 3674 | 5873484 | AMERICAN STANDARD | 4A7A6036H1 | AC | Split System: Air-Cooled Condensing Unit, Coil with Blower | 4TTR6036B1 |  | 4TXCB036BC3 | 12 | 14.5 | Yes | Yes | 2015-03-13 |  | 0
FALSE | 4TTR6036B1 | 3674 | 5873673 | AMERICAN STANDARD | 4A7A6036H1 | AC | Split System: Air-Cooled Condensing Unit, Coil with Blower | 4TTR6036B1 |  | 4TXCC043BC3 | 12.5 | 15 | Yes | Yes | 2015-03-13 |  | 1
FALSE | 4TTR6036B1 | 3674 | 5873678 | AMERICAN STANDARD | 4A7A6036H1 | AC | Split System: Air-Cooled Condensing Unit, Coil with Blower | 4TTR6036B1 |  | 4TXCC043BC3 | 12 | 14.5 | Yes | Yes | 2015-03-13 |  | 0
FALSE | 4TTR6036B1 | 3674 | 5873644 | AMERICAN STANDARD | 4A7A6036H1 | AC | Split System: Air-Cooled Condensing Unit, Coil with Blower | 4TTR6036B1 |  | 4TXCC043BC3 | 12.5 | 15 | Yes | Yes | 2015-03-13 |  | 1
FALSE | 4TTR6036B1 | 3674 | 5873680 | AMERICAN STANDARD | 4A7A6036H1 | AC | Split System: Air-Cooled Condensing Unit, Coil with Blower | 4TTR6036B1 |  | 4TXCC043BC3 | 12.5 | 15 | Yes | Yes | 2015-03-13 |  | 1
FALSE | 4TTR6042B1 | 3680 | 5874041 | AMERICAN STANDARD | 4A7A6042H1 | AC | Split System: Air-Cooled Condensing Unit, Coil with Blower | 4TTR6042B1 |  | 4CXCC043CC3 | 12 | 14.5 | Yes | Yes | 2015-03-13 |  | 0
FALSE | 4TTR6042B1 | 3680 | 5874042 | AMERICAN STANDARD | 4A7A6042H1 | AC | Split System: Air-Cooled Condensing Unit, Coil with Blower | 4TTR6042B1 |  | 4CXCC043CC3 | 12.5 | 15 | Yes | Yes | 2015-03-13 |  | 1
FALSE | 4TTR6042B1 | 3680 | 5874132 | AMERICAN STANDARD | 4A7A6042H1 | AC | Split System: Air-Cooled Condensing Unit, Coil with Blower | 4TTR6042B1 |  | 4TXAC037BC3 | 12.5 | 15 | Yes | Yes | 2015-03-13 |  | 1
FALSE | 4TTR6042B1 | 3680 | 5874135 | AMERICAN STANDARD | 4A7A6042H1 | AC | Split System: Air-Cooled Condensing Unit, Coil with Blower | 4TTR6042B1 |  | 4TXAC037BC3 | 12.5 | 15 | Yes | Yes | 2015-03-13 |  | 1
FALSE | 4TTR6042B1 | 3680 | 5874123 | AMERICAN STANDARD | 4A7A6042H1 | AC | Split System: Air-Cooled Condensing Unit, Coil with Blower | 4TTR6042B1 |  | 4TXAC037BC3 | 12 | 14.5 | Yes | Yes | 2015-03-13 |  | 0
FALSE | 4TTR6042B1 | 3680 | 5874125 | AMERICAN STANDARD | 4A7A6042H1 | AC | Split System: Air-Cooled Condensing Unit, Coil with Blower | 4TTR6042B1 |  | 4TXAC037BC3 | 12 | 14.5 | Yes | Yes | 2015-03-13 |  | 0
FALSE | 4TTR6042B1 | 3680 | 5874126 | AMERICAN STANDARD | 4A7A6042H1 | AC | Split System: Air-Cooled Condensing Unit, Coil with Blower | 4TTR6042B1 |  | 4TXAC037BC3 | 12.5 | 15 | Yes | Yes | 2015-03-13 |  | 1
FALSE | 4TTR6036B1 | 3674 | 5872856 | AMERICAN STANDARD | 4A7A6036H1 | AC | Split System: Air-Cooled Condensing Unit, Coil with Blower | 4TTR6036B1 |  | 4TXAB036BC3 | 12 | 14.5 | Yes | Yes | 2015-03-13 |  | 0
FALSE | 4TTR6036B1 | 3674 | 5872859 | AMERICAN STANDARD | 4A7A6036H1 | AC | Split System: Air-Cooled Condensing Unit, Coil with Blower | 4TTR6036B1 |  | 4TXAB036BC3 | 12 | 14.5 | Yes | Yes | 2015-03-13 |  | 0
FALSE | 4TTR6036B1 | 3674 | 5872885 | AMERICAN STANDARD | 4A7A6036H1 | AC | Split System: Air-Cooled Condensing Unit, Coil with Blower | 4TTR6036B1 |  | 4TXAB042BC3 | 12.2 | 14.5 | Yes | Yes | 2015-03-13 |  | 0
FALSE | 4TTR6036B1 | 3674 | 5872883 | AMERICAN STANDARD | 4A7A6036H1 | AC | Split System: Air-Cooled Condensing Unit, Coil with Blower | 4TTR6036B1 |  | 4TXAB042BC3 | 12.2 | 14.5 | Yes | Yes | 2015-03-13 |  | 0
FALSE | 4TTR6036B1 | 3674 | 5872881 | AMERICAN STANDARD | 4A7A6036H1 | AC | Split System: Air-Cooled Condensing Unit, Coil with Blower | 4TTR6036B1 |  | 4TXAB042BC3 | 12.2 | 14.5 | Yes | Yes | 2015-03-13 |  | 0
FALSE | 4TTR6036B1 | 3674 | 5872878 | AMERICAN STANDARD | 4A7A6036H1 | AC | Split System: Air-Cooled Condensing Unit, Coil with Blower | 4TTR6036B1 |  | 4TXAB042BC3 | 12.2 | 14.5 | Yes | Yes | 2015-03-13 |  | 0
FALSE | 4TTR6036B1 | 3674 | 5872876 | AMERICAN STANDARD | 4A7A6036H1 | AC | Split System: Air-Cooled Condensing Unit, Coil with Blower | 4TTR6036B1 |  | 4TXAB042BC3 | 12.2 | 14.5 | Yes | Yes | 2015-03-13 |  | 0
FALSE | 4TTR6030B1 | 3522 | 5871355 | AMERICAN STANDARD | 4A7A6030H1 | AC | Split System: Air-Cooled Condensing Unit, Coil with Blower | 4TTR6030B1 |  | 4TXAB031BC3 | 12.5 | 14.5 | Yes | Yes | 2015-03-13 |  | 0
FALSE | 4TTR6030B1 | 3522 | 5871442 | AMERICAN STANDARD | 4A7A6030H1 | AC | Split System: Air-Cooled Condensing Unit, Coil with Blower | 4TTR6030B1 |  | 4TXAB042BC3 | 12.5 | 15 | Yes | Yes | 2015-03-13 |  | 1
FALSE | 4TTR6030B1 | 3522 | 5871464 | AMERICAN STANDARD | 4A7A6030H1 | AC | Split System: Air-Cooled Condensing Unit, Coil with Blower | 4TTR6030B1 |  | 4TXAC037BC3 | 12.5 | 15 | Yes | Yes | 2015-03-13 |  | 1
FALSE | 4TTR6030B1 | 3522 | 5871463 | AMERICAN STANDARD | 4A7A6030H1 | AC | Split System: Air-Cooled Condensing Unit, Coil with Blower | 4TTR6030B1 |  | 4TXAC037BC3 | 12.5 | 15 | Yes | Yes | 2015-03-13 |  | 1
FALSE | 4TTR6030B1 | 3522 | 5871462 | AMERICAN STANDARD | 4A7A6030H1 | AC | Split System: Air-Cooled Condensing Unit, Coil with Blower | 4TTR6030B1 |  | 4TXAC037BC3 | 12.5 | 15 | Yes | Yes | 2015-03-13 |  | 1
FALSE | 4TTR6030B1 | 3522 | 5871459 | AMERICAN STANDARD | 4A7A6030H1 | AC | Split System: Air-Cooled Condensing Unit, Coil with Blower | 4TTR6030B1 |  | 4TXAC037BC3 | 12.5 | 15 | Yes | Yes | 2015-03-13 |  | 1
FALSE | 4TTR6030B1 | 3522 | 5871460 | AMERICAN STANDARD | 4A7A6030H1 | AC | Split System: Air-Cooled Condensing Unit, Coil with Blower | 4TTR6030B1 |  | 4TXAC037BC3 | 12.5 | 15 | Yes | Yes | 2015-03-13 |  | 1
FALSE | 4TTR6030B1 | 3522 | 5871506 | AMERICAN STANDARD | 4A7A6030H1 | AC | Split System: Air-Cooled Condensing Unit, Coil with Blower | 4TTR6030B1 |  | 4TXAC044BC3 | 12.5 | 15 | Yes | Yes | 2015-03-13 |  | 1
FALSE | 4TTR6030B1 | 3522 | 5871507 | AMERICAN STANDARD | 4A7A6030H1 | AC | Split System: Air-Cooled Condensing Unit, Coil with Blower | 4TTR6030B1 |  | 4TXAC044BC3 | 12.5 | 15 | Yes | Yes | 2015-03-13 |  | 1
FALSE | 4TTR6030B1 | 3522 | 5871591 | AMERICAN STANDARD | 4A7A6030H1 | AC | Split System: Air-Cooled Condensing Unit, Coil with Blower | 4TTR6030B1 |  | 4TXCB031BC3 | 12.5 | 14.5 | Yes | Yes | 2015-03-13 |  | 0
FALSE | 4TTR6030B1 | 3522 | 5871596 | AMERICAN STANDARD | 4A7A6030H1 | AC | Split System: Air-Cooled Condensing Unit, Coil with Blower | 4TTR6030B1 |  | 4TXCB031BC3 | 12.5 | 14.5 | Yes | Yes | 2015-03-13 |  | 0
FALSE | 4TTR6030B1 | 3522 | 5871600 | AMERICAN STANDARD | 4A7A6030H1 | AC | Split System: Air-Cooled Condensing Unit, Coil with Blower | 4TTR6030B1 |  | 4TXCB031BC3 | 12.5 | 14.5 | Yes | Yes | 2015-03-13 |  | 0
FALSE | 4TTR6030B1 | 3522 | 5871697 | AMERICAN STANDARD | 4A7A6030H1 | AC | Split System: Air-Cooled Condensing Unit, Coil with Blower | 4TTR6030B1 |  | 4TXCB036BC3 | 12.5 | 15 | Yes | Yes | 2015-03-13 |  | 1
FALSE | 4TTR6030B1 | 3522 | 5871699 | AMERICAN STANDARD | 4A7A6030H1 | AC | Split System: Air-Cooled Condensing Unit, Coil with Blower | 4TTR6030B1 |  | 4TXCB036BC3 | 12.5 | 15 | Yes | Yes | 2015-03-13 |  | 1
FALSE | 4TTR6030B1 | 3522 | 5871715 | AMERICAN STANDARD | 4A7A6030H1 | AC | Split System: Air-Cooled Condensing Unit, Coil with Blower | 4TTR6030B1 |  | 4TXCB036BC3 | 12.5 | 14.5 | Yes | Yes | 2015-03-13 |  | 0
FALSE | 4TTR6030B1 | 3522 | 5871858 | AMERICAN STANDARD | 4A7A6030H1 | AC | Split System: Air-Cooled Condensing Unit, Coil with Blower | 4TTR6030B1 |  | 4TXCC005CC3 | 12.5 | 14.75 | Yes | Yes | 2015-03-13 |  | 0
FALSE | 4TTR6030B1 | 3522 | 5871863 | AMERICAN STANDARD | 4A7A6030H1 | AC | Split System: Air-Cooled Condensing Unit, Coil with Blower | 4TTR6030B1 |  | 4TXCC005CC3 | 12.5 | 14.75 | Yes | Yes | 2015-03-13 |  | 0
FALSE | 4TTR6030B1 | 3522 | 5871837 | AMERICAN STANDARD | 4A7A6030H1 | AC | Split System: Air-Cooled Condensing Unit, Coil with Blower | 4TTR6030B1 |  | 4TXCC005CC3 | 13 | 16 | Yes | Yes | 2015-03-13 |  | 2
FALSE | 4TTR6030B1 | 3522 | 5871842 | AMERICAN STANDARD | 4A7A6030H1 | AC | Split System: Air-Cooled Condensing Unit, Coil with Blower | 4TTR6030B1 |  | 4TXCC005CC3 | 13 | 16 | Yes | Yes | 2015-03-13 |  | 2
FALSE | 4TTR6030B1 | 3522 | 5871917 | AMERICAN STANDARD | 4A7A6030H1 | AC | Split System: Air-Cooled Condensing Unit, Coil with Blower | 4TTR6030B1 |  | 4TXCC037BC3 | 12.5 | 15.5 | Yes | Yes | 2015-03-13 |  | 1
FALSE | 4TTR6030B1 | 3522 | 5871922 | AMERICAN STANDARD | 4A7A6030H1 | AC | Split System: Air-Cooled Condensing Unit, Coil with Blower | 4TTR6030B1 |  | 4TXCC037BC3 | 12.5 | 14.5 | Yes | Yes | 2015-03-13 |  | 0
FALSE | 4TTR6030B1 | 3522 | 5871926 | AMERICAN STANDARD | 4A7A6030H1 | AC | Split System: Air-Cooled Condensing Unit, Coil with Blower | 4TTR6030B1 |  | 4TXCC037BC3 | 12.5 | 14.5 | Yes | Yes | 2015-03-13 |  | 0
FALSE | 4TTR6030B1 | 3522 | 5871928 | AMERICAN STANDARD | 4A7A6030H1 | AC | Split System: Air-Cooled Condensing Unit, Coil with Blower | 4TTR6030B1 |  | 4TXCC037BC3 | 12.5 | 15 | Yes | Yes | 2015-03-13 |  | 1
FALSE | 4TTR6030B1 | 3522 | 5872122 | AMERICAN STANDARD | 4A7A6030H1 | AC | Split System: Air-Cooled Condensing Unit, Coil with Blower | 4TTR6030B1 |  | 4TXCC044BC3 | 12.5 | 15 | Yes | Yes | 2015-03-13 |  | 1
FALSE | 4TTR6030B1 | 3522 | 5871405 | AMERICAN STANDARD | 4A7A6030H1 | AC | Split System: Air-Cooled Condensing Unit, Coil with Blower | 4TTR6030B1 |  | 4TXAB032BC3 | 12.5 | 15 | Yes | Yes | 2015-03-13 |  | 1
FALSE | 4TTR6030B1 | 3522 | 5871406 | AMERICAN STANDARD | 4A7A6030H1 | AC | Split System: Air-Cooled Condensing Unit, Coil with Blower | 4TTR6030B1 |  | 4TXAB032BC3 | 12.5 | 15 | Yes | Yes | 2015-03-13 |  | 1
FALSE | 4TTR6030B1 | 3522 | 5871410 | AMERICAN STANDARD | 4A7A6030H1 | AC | Split System: Air-Cooled Condensing Unit, Coil with Blower | 4TTR6030B1 |  | 4TXAB032BC3 | 12.5 | 14.5 | Yes | Yes | 2015-03-13 |  | 0
FALSE | 4TTR6030B1 | 3522 | 5871413 | AMERICAN STANDARD | 4A7A6030H1 | AC | Split System: Air-Cooled Condensing Unit, Coil with Blower | 4TTR6030B1 |  | 4TXAB032BC3 | 12.5 | 15 | Yes | Yes | 2015-03-13 |  | 1
FALSE | 4TTR6030B1 | 3522 | 5871414 | AMERICAN STANDARD | 4A7A6030H1 | AC | Split System: Air-Cooled Condensing Unit, Coil with Blower | 4TTR6030B1 |  | 4TXAB032BC3 | 12.5 | 15.5 | Yes | Yes | 2015-03-13 |  | 1
FALSE | 4TTR6030B1 | 3522 | 5871417 | AMERICAN STANDARD | 4A7A6030H1 | AC | Split System: Air-Cooled Condensing Unit, Coil with Blower | 4TTR6030B1 |  | 4TXAB032BC3 | 12.5 | 14.5 | Yes | Yes | 2015-03-13 |  | 0
FALSE | 4TTR6030B1 | 3522 | 5871500 | AMERICAN STANDARD | 4A7A6030H1 | AC | Split System: Air-Cooled Condensing Unit, Coil with Blower | 4TTR6030B1 |  | 4TXAC043BC3 | 12.5 | 15 | Yes | Yes | 2015-03-13 |  | 1
FALSE | 4TTR6030B1 | 3522 | 5871499 | AMERICAN STANDARD | 4A7A6030H1 | AC | Split System: Air-Cooled Condensing Unit, Coil with Blower | 4TTR6030B1 |  | 4TXAC043BC3 | 12.5 | 15 | Yes | Yes | 2015-03-13 |  | 1
FALSE | 4TTR6030B1 | 3522 | 5871498 | AMERICAN STANDARD | 4A7A6030H1 | AC | Split System: Air-Cooled Condensing Unit, Coil with Blower | 4TTR6030B1 |  | 4TXAC043BC3 | 12.5 | 15 | Yes | Yes | 2015-03-13 |  | 1
FALSE | 4TTR6030B1 | 3522 | 5871495 | AMERICAN STANDARD | 4A7A6030H1 | AC | Split System: Air-Cooled Condensing Unit, Coil with Blower | 4TTR6030B1 |  | 4TXAC043BC3 | 12.5 | 15 | Yes | Yes | 2015-03-13 |  | 1
FALSE | 4TTR6030B1 | 3522 | 5871494 | AMERICAN STANDARD | 4A7A6030H1 | AC | Split System: Air-Cooled Condensing Unit, Coil with Blower | 4TTR6030B1 |  | 4TXAC043BC3 | 12.5 | 15 | Yes | Yes | 2015-03-13 |  | 1
FALSE | 4TTR6030B1 | 3522 | 5871491 | AMERICAN STANDARD | 4A7A6030H1 | AC | Split System: Air-Cooled Condensing Unit, Coil with Blower | 4TTR6030B1 |  | 4TXAC043BC3 | 12.5 | 15.5 | Yes | Yes | 2015-03-13 |  | 1
FALSE | 4TTR6030B1 | 3522 | 5871547 | AMERICAN STANDARD | 4A7A6030H1 | AC | Split System: Air-Cooled Condensing Unit, Coil with Blower | 4TTR6030B1 |  | 4TXCB004CC3 | 12.5 | 14.75 | Yes | Yes | 2015-03-13 |  | 0
FALSE | 4TTR6030B1 | 3522 | 5871555 | AMERICAN STANDARD | 4A7A6030H1 | AC | Split System: Air-Cooled Condensing Unit, Coil with Blower | 4TTR6030B1 |  | 4TXCB004CC3 | 13 | 15.25 | Yes | Yes | 2015-03-13 |  | 1
FALSE | 4TTR6030B1 | 3522 | 5871580 | AMERICAN STANDARD | 4A7A6030H1 | AC | Split System: Air-Cooled Condensing Unit, Coil with Blower | 4TTR6030B1 |  | 4TXCB025BC3 | 12.5 | 14.5 | Yes | Yes | 2015-03-13 |  | 0
FALSE | 4TTR6030B1 | 3522 | 5871651 | AMERICAN STANDARD | 4A7A6030H1 | AC | Split System: Air-Cooled Condensing Unit, Coil with Blower | 4TTR6030B1 |  | 4TXCB032BC3 | 12.5 | 15 | Yes | Yes | 2015-03-13 |  | 1
FALSE | 4TTR6030B1 | 3522 | 5871652 | AMERICAN STANDARD | 4A7A6030H1 | AC | Split System: Air-Cooled Condensing Unit, Coil with Blower | 4TTR6030B1 |  | 4TXCB032BC3 | 12.5 | 15 | Yes | Yes | 2015-03-13 |  | 1
FALSE | 4TTR6030B1 | 3522 | 5871670 | AMERICAN STANDARD | 4A7A6030H1 | AC | Split System: Air-Cooled Condensing Unit, Coil with Blower | 4TTR6030B1 |  | 4TXCB036BC3 | 12.5 | 15 | Yes | Yes | 2015-03-13 |  | 1
FALSE | 4TTR6030B1 | 3522 | 5871472 | AMERICAN STANDARD | 4A7A6030H1 | AC | Split System: Air-Cooled Condensing Unit, Coil with Blower | 4TTR6030B1 |  | 4TXAC037BC3 | 12.5 | 15 | Yes | Yes | 2015-03-13 |  | 1
FALSE | 4TTR6030B1 | 3522 | 5871469 | AMERICAN STANDARD | 4A7A6030H1 | AC | Split System: Air-Cooled Condensing Unit, Coil with Blower | 4TTR6030B1 |  | 4TXAC037BC3 | 12.5 | 15 | Yes | Yes | 2015-03-13 |  | 1
FALSE | 4TTR6030B1 | 3522 | 5871610 | AMERICAN STANDARD | 4A7A6030H1 | AC | Split System: Air-Cooled Condensing Unit, Coil with Blower | 4TTR6030B1 |  | 4TXCB031BC3 | 12.5 | 14.5 | Yes | Yes | 2015-03-13 |  | 0
FALSE | 4TTR6030B1 | 3522 | 5871611 | AMERICAN STANDARD | 4A7A6030H1 | AC | Split System: Air-Cooled Condensing Unit, Coil with Blower | 4TTR6030B1 |  | 4TXCB031BC3 | 12.5 | 15 | Yes | Yes | 2015-03-13 |  | 1
FALSE | 4TTR6030B1 | 3522 | 5871612 | AMERICAN STANDARD | 4A7A6030H1 | AC | Split System: Air-Cooled Condensing Unit, Coil with Blower | 4TTR6030B1 |  | 4TXCB031BC3 | 12.5 | 15 | Yes | Yes | 2015-03-13 |  | 1
FALSE | 4TTR6030B1 | 3522 | 5871613 | AMERICAN STANDARD | 4A7A6030H1 | AC | Split System: Air-Cooled Condensing Unit, Coil with Blower | 4TTR6030B1 |  | 4TXCB031BC3 | 12.5 | 15 | Yes | Yes | 2015-03-13 |  | 1
FALSE | 4TTR6030B1 | 3522 | 5871615 | AMERICAN STANDARD | 4A7A6030H1 | AC | Split System: Air-Cooled Condensing Unit, Coil with Blower | 4TTR6030B1 |  | 4TXCB031BC3 | 12.5 | 14.5 | Yes | Yes | 2015-03-13 |  | 0
FALSE | 4TTR6030B1 | 3522 | 5871618 | AMERICAN STANDARD | 4A7A6030H1 | AC | Split System: Air-Cooled Condensing Unit, Coil with Blower | 4TTR6030B1 |  | 4TXCB031BC3 | 12.5 | 14.5 | Yes | Yes | 2015-03-13 |  | 0
FALSE | 4TTR6030B1 | 3522 | 5871619 | AMERICAN STANDARD | 4A7A6030H1 | AC | Split System: Air-Cooled Condensing Unit, Coil with Blower | 4TTR6030B1 |  | 4TXCB031BC3 | 12.5 | 14.75 | Yes | Yes | 2015-03-13 |  | 0
FALSE | 4TTR6030B1 | 3522 | 5871720 | AMERICAN STANDARD | 4A7A6030H1 | AC | Split System: Air-Cooled Condensing Unit, Coil with Blower | 4TTR6030B1 |  | 4TXCB036BC3 | 12.5 | 15 | Yes | Yes | 2015-03-13 |  | 1
FALSE | 4TTR6030B1 | 3522 | 5871664 | AMERICAN STANDARD | 4A7A6030H1 | AC | Split System: Air-Cooled Condensing Unit, Coil with Blower | 4TTR6030B1 |  | 4TXCB036BC3 | 12.5 | 15.5 | Yes | Yes | 2015-03-13 |  | 1
FALSE | 4TTR6030B1 | 3522 | 5871667 | AMERICAN STANDARD | 4A7A6030H1 | AC | Split System: Air-Cooled Condensing Unit, Coil with Blower | 4TTR6030B1 |  | 4TXCB036BC3 | 12.5 | 14.5 | Yes | Yes | 2015-03-13 |  | 0
FALSE | 4TTR6030B1 | 3522 | 5871668 | AMERICAN STANDARD | 4A7A6030H1 | AC | Split System: Air-Cooled Condensing Unit, Coil with Blower | 4TTR6030B1 |  | 4TXCB036BC3 | 12.5 | 14.5 | Yes | Yes | 2015-03-13 |  | 0
FALSE | 4TTR6030B1 | 3522 | 5871669 | AMERICAN STANDARD | 4A7A6030H1 | AC | Split System: Air-Cooled Condensing Unit, Coil with Blower | 4TTR6030B1 |  | 4TXCB036BC3 | 12.5 | 14.5 | Yes | Yes | 2015-03-13 |  | 0
FALSE | 4TTR6030B1 | 3522 | 5871835 | AMERICAN STANDARD | 4A7A6030H1 | AC | Split System: Air-Cooled Condensing Unit, Coil with Blower | 4TTR6030B1 |  | 4TXCC005CC3 | 13 | 15.25 | Yes | Yes | 2015-03-13 |  | 1
FALSE | 4TTR6030B1 | 3522 | 5871970 | AMERICAN STANDARD | 4A7A6030H1 | AC | Split System: Air-Cooled Condensing Unit, Coil with Blower | 4TTR6030B1 |  | 4TXCC037BC3 | 12.5 | 15 | Yes | Yes | 2015-03-13 |  | 1
FALSE | 4TTR6030B1 | 3522 | 5872028 | AMERICAN STANDARD | 4A7A6030H1 | AC | Split System: Air-Cooled Condensing Unit, Coil with Blower | 4TTR6030B1 |  | 4TXCC043BC3 | 12.5 | 15 | Yes | Yes | 2015-03-13 |  | 1
FALSE | 4TTR6030B1 | 3522 | 5872030 | AMERICAN STANDARD | 4A7A6030H1 | AC | Split System: Air-Cooled Condensing Unit, Coil with Blower | 4TTR6030B1 |  | 4TXCC043BC3 | 12.5 | 15 | Yes | Yes | 2015-03-13 |  | 1
FALSE | 4TTR6030B1 | 3522 | 5872032 | AMERICAN STANDARD | 4A7A6030H1 | AC | Split System: Air-Cooled Condensing Unit, Coil with Blower | 4TTR6030B1 |  | 4TXCC043BC3 | 12.5 | 15 | Yes | Yes | 2015-03-13 |  | 1
FALSE | 4TTR6030B1 | 3522 | 5872021 | AMERICAN STANDARD | 4A7A6030H1 | AC | Split System: Air-Cooled Condensing Unit, Coil with Blower | 4TTR6030B1 |  | 4TXCC043BC3 | 12.5 | 15 | Yes | Yes | 2015-03-13 |  | 1
FALSE | 4TTR6030B1 | 3522 | 5872095 | AMERICAN STANDARD | 4A7A6030H1 | AC | Split System: Air-Cooled Condensing Unit, Coil with Blower | 4TTR6030B1 |  | 4TXCC044BC3 | 12.5 | 15.5 | Yes | Yes | 2015-03-13 |  | 1
FALSE | 4TTR6030B1 | 3522 | 5872116 | AMERICAN STANDARD | 4A7A6030H1 | AC | Split System: Air-Cooled Condensing Unit, Coil with Blower | 4TTR6030B1 |  | 4TXCC044BC3 | 12.5 | 14.75 | Yes | Yes | 2015-03-13 |  | 0
FALSE | 4TTR6030B1 | 3522 | 5872120 | AMERICAN STANDARD | 4A7A6030H1 | AC | Split System: Air-Cooled Condensing Unit, Coil with Blower | 4TTR6030B1 |  | 4TXCC044BC3 | 12.5 | 15 | Yes | Yes | 2015-03-13 |  | 1
FALSE | 4TTR6030B1 | 3522 | 5871671 | AMERICAN STANDARD | 4A7A6030H1 | AC | Split System: Air-Cooled Condensing Unit, Coil with Blower | 4TTR6030B1 |  | 4TXCB036BC3 | 13 | 15 | Yes | Yes | 2015-03-13 |  | 1
FALSE | 4TTR6030B1 | 3522 | 5871754 | AMERICAN STANDARD | 4A7A6030H1 | AC | Split System: Air-Cooled Condensing Unit, Coil with Blower | 4TTR6030B1 |  | 4TXCB042BC3 | 12.5 | 15 | Yes | Yes | 2015-03-13 |  | 1
FALSE | 4TTR6030B1 | 3522 | 5871757 | AMERICAN STANDARD | 4A7A6030H1 | AC | Split System: Air-Cooled Condensing Unit, Coil with Blower | 4TTR6030B1 |  | 4TXCB042BC3 | 12.5 | 15 | Yes | Yes | 2015-03-13 |  | 1
FALSE | 4TTR6030B1 | 3522 | 5871799 | AMERICAN STANDARD | 4A7A6030H1 | AC | Split System: Air-Cooled Condensing Unit, Coil with Blower | 4TTR6030B1 |  | 4TXCC005CC3 | 13 | 15 | Yes | Yes | 2015-03-13 |  | 1
FALSE | 4TTR6030B1 | 3522 | 5871803 | AMERICAN STANDARD | 4A7A6030H1 | AC | Split System: Air-Cooled Condensing Unit, Coil with Blower | 4TTR6030B1 |  | 4TXCC005CC3 | 13 | 15 | Yes | Yes | 2015-03-13 |  | 1
FALSE | 4TTR6030B1 | 3522 | 5871872 | AMERICAN STANDARD | 4A7A6030H1 | AC | Split System: Air-Cooled Condensing Unit, Coil with Blower | 4TTR6030B1 |  | 4TXCC006CC3 | 12.2 | 14.5 | Yes | Yes | 2015-03-13 |  | 0
FALSE | 4TTR6030B1 | 3522 | 5871908 | AMERICAN STANDARD | 4A7A6030H1 | AC | Split System: Air-Cooled Condensing Unit, Coil with Blower | 4TTR6030B1 |  | 4TXCC007CC3 | 12.5 | 14.75 | Yes | Yes | 2015-03-13 |  | 0
FALSE | 4TTR6030B1 | 3522 | 5872069 | AMERICAN STANDARD | 4A7A6030H1 | AC | Split System: Air-Cooled Condensing Unit, Coil with Blower | 4TTR6030B1 |  | 4TXCC043BC3 | 12.5 | 15 | Yes | Yes | 2015-03-13 |  | 1
FALSE | 4TTR6030B1 | 3522 | 5872072 | AMERICAN STANDARD | 4A7A6030H1 | AC | Split System: Air-Cooled Condensing Unit, Coil with Blower | 4TTR6030B1 |  | 4TXCC043BC3 | 12.5 | 15 | Yes | Yes | 2015-03-13 |  | 1
FALSE | 4TTR6030B1 | 3522 | 5872092 | AMERICAN STANDARD | 4A7A6030H1 | AC | Split System: Air-Cooled Condensing Unit, Coil with Blower | 4TTR6030B1 |  | 4TXCC043BC3 | 12.5 | 15.5 | Yes | Yes | 2015-03-13 |  | 1
FALSE | 4TTR6030B1 | 3522 | 5872187 | AMERICAN STANDARD | 4A7A6030H1 | AC | Split System: Air-Cooled Condensing Unit, Coil with Blower | 4TTR6030B1 |  | 4TXCC044BC3 | 13 | 15 | Yes | Yes | 2015-03-13 |  | 1
FALSE | 4TTR6030B1 | 3522 | 5872203 | AMERICAN STANDARD | 4A7A6030H1 | AC | Split System: Air-Cooled Condensing Unit, Coil with Blower | 4TTR6030B1 |  | 4TXCC049BC3 | 13 | 15.5 | Yes | Yes | 2015-03-13 |  | 1
FALSE | 4TTR6030B1 | 3522 | 5872207 | AMERICAN STANDARD | 4A7A6030H1 | AC | Split System: Air-Cooled Condensing Unit, Coil with Blower | 4TTR6030B1 |  | 4TXCC049BC3 | 13 | 15 | Yes | Yes | 2015-03-13 |  | 1
FALSE | 4TTR6030B1 | 3522 | 5872199 | AMERICAN STANDARD | 4A7A6030H1 | AC | Split System: Air-Cooled Condensing Unit, Coil with Blower | 4TTR6030B1 |  | 4TXCC049BC3 | 12.5 | 14.75 | Yes | Yes | 2015-03-13 |  | 0
FALSE | 4TTR6030B1 | 3522 | 5872212 | AMERICAN STANDARD | 4A7A6030H1 | AC | Split System: Air-Cooled Condensing Unit, Coil with Blower | 4TTR6030B1 |  | 4TXFH033CC3 | 12.5 | 14.5 | Yes | Yes | 2015-03-13 |  | 0
FALSE | 4TTR6030B1 | 3522 | 5871420 | AMERICAN STANDARD | 4A7A6030H1 | AC | Split System: Air-Cooled Condensing Unit, Coil with Blower | 4TTR6030B1 |  | 4TXAB032BC3 | 12.5 | 14.5 | Yes | Yes | 2015-03-13 |  | 0
FALSE | 4TTR6030B1 | 3522 | 5871400 | AMERICAN STANDARD | 4A7A6030H1 | AC | Split System: Air-Cooled Condensing Unit, Coil with Blower | 4TTR6030B1 |  | 4TXAB032BC3 | 12.5 | 14.5 | Yes | Yes | 2015-03-13 |  | 0
FALSE | 4TTR6030B1 | 3522 | 5871402 | AMERICAN STANDARD | 4A7A6030H1 | AC | Split System: Air-Cooled Condensing Unit, Coil with Blower | 4TTR6030B1 |  | 4TXAB032BC3 | 12.5 | 15 | Yes | Yes | 2015-03-13 |  | 1
FALSE | 4TTR6030B1 | 3522 | 5871429 | AMERICAN STANDARD | 4A7A6030H1 | AC | Split System: Air-Cooled Condensing Unit, Coil with Blower | 4TTR6030B1 |  | 4TXAB036BC3 | 12.5 | 15 | Yes | Yes | 2015-03-13 |  | 1
FALSE | 4TTR6030B1 | 3522 | 5871428 | AMERICAN STANDARD | 4A7A6030H1 | AC | Split System: Air-Cooled Condensing Unit, Coil with Blower | 4TTR6030B1 |  | 4TXAB036BC3 | 12.5 | 15 | Yes | Yes | 2015-03-13 |  | 1
FALSE | 4TTR6030B1 | 3522 | 5871424 | AMERICAN STANDARD | 4A7A6030H1 | AC | Split System: Air-Cooled Condensing Unit, Coil with Blower | 4TTR6030B1 |  | 4TXAB036BC3 | 12.5 | 14.5 | Yes | Yes | 2015-03-13 |  | 0
FALSE | 4TTR6030B1 | 3522 | 5871489 | AMERICAN STANDARD | 4A7A6030H1 | AC | Split System: Air-Cooled Condensing Unit, Coil with Blower | 4TTR6030B1 |  | 4TXAC043BC3 | 12.5 | 14.5 | Yes | Yes | 2015-03-13 |  | 0
FALSE | 4TTR6030B1 | 3522 | 5871487 | AMERICAN STANDARD | 4A7A6030H1 | AC | Split System: Air-Cooled Condensing Unit, Coil with Blower | 4TTR6030B1 |  | 4TXAC043BC3 | 12.5 | 14.5 | Yes | Yes | 2015-03-13 |  | 0
FALSE | 4TTR6042B1 | 3680 | 5874642 | AMERICAN STANDARD | 4A7A6042H1 | AC | Split System: Air-Cooled Condensing Unit, Coil with Blower | 4TTR6042B1 |  | 4TXCC044BC3 | 12 | 14.5 | Yes | Yes | 2015-03-13 |  | 0
FALSE | 4TTR6042B1 | 3680 | 5874711 | AMERICAN STANDARD | 4A7A6042H1 | AC | Split System: Air-Cooled Condensing Unit, Coil with Blower | 4TTR6042B1 |  | 4TXCC049BC3 | 12.5 | 15 | Yes | Yes | 2015-03-13 |  | 1
FALSE | 4TTR6042B1 | 3680 | 5874716 | AMERICAN STANDARD | 4A7A6042H1 | AC | Split System: Air-Cooled Condensing Unit, Coil with Blower | 4TTR6042B1 |  | 4TXCC049BC3 | 12.5 | 15 | Yes | Yes | 2015-03-13 |  | 1
FALSE | 4TTR6042B1 | 3680 | 5874824 | AMERICAN STANDARD | 4A7A6042H1 | AC | Split System: Air-Cooled Condensing Unit, Coil with Blower | 4TTR6042B1 |  | 4TXCD050BC3 | 12.5 | 15 | Yes | Yes | 2015-03-13 |  | 1
FALSE | 4TTR6042B1 | 3680 | 5874830 | AMERICAN STANDARD | 4A7A6042H1 | AC | Split System: Air-Cooled Condensing Unit, Coil with Blower | 4TTR6042B1 |  | 4TXCD050BC3 | 12 | 14.5 | Yes | Yes | 2015-03-13 |  | 0
FALSE | 4TTR6042B1 | 3680 | 5874835 | AMERICAN STANDARD | 4A7A6042H1 | AC | Split System: Air-Cooled Condensing Unit, Coil with Blower | 4TTR6042B1 |  | 4TXCD050BC3 | 12 | 14.5 | Yes | Yes | 2015-03-13 |  | 0
FALSE | 4TTR6042B1 | 3680 | 5874840 | AMERICAN STANDARD | 4A7A6042H1 | AC | Split System: Air-Cooled Condensing Unit, Coil with Blower | 4TTR6042B1 |  | 4TXCD050BC3 | 12 | 14.5 | Yes | Yes | 2015-03-13 |  | 0
FALSE | 4TTR6042B1 | 3680 | 5874844 | AMERICAN STANDARD | 4A7A6042H1 | AC | Split System: Air-Cooled Condensing Unit, Coil with Blower | 4TTR6042B1 |  | 4TXCD050BC3 | 12.5 | 15 | Yes | Yes | 2015-03-13 |  | 1
FALSE | 4TTR6048B1 | 3695 | 5875240 | AMERICAN STANDARD | 4A7A6048H1 | AC | Split System: Air-Cooled Condensing Unit, Coil with Blower | 4TTR6048B1 |  | 4TXAC043BC3 | 12 | 14.5 | Yes | Yes | 2015-03-13 |  | 0
FALSE | 4TTR6048B1 | 3695 | 5875230 | AMERICAN STANDARD | 4A7A6048H1 | AC | Split System: Air-Cooled Condensing Unit, Coil with Blower | 4TTR6048B1 |  | 4TXAC043BC3 | 12 | 14.5 | Yes | Yes | 2015-03-13 |  | 0
FALSE | 4TTR6048B1 | 3695 | 5875254 | AMERICAN STANDARD | 4A7A6048H1 | AC | Split System: Air-Cooled Condensing Unit, Coil with Blower | 4TTR6048B1 |  | 4TXAC044BC3 | 12.2 | 15 | Yes | Yes | 2015-03-13 |  | 0
FALSE | 4TTR6048B1 | 3695 | 5875258 | AMERICAN STANDARD | 4A7A6048H1 | AC | Split System: Air-Cooled Condensing Unit, Coil with Blower | 4TTR6048B1 |  | 4TXAC044BC3 | 12.2 | 15 | Yes | Yes | 2015-03-13 |  | 0
FALSE | 4TTR6048B1 | 3695 | 5875268 | AMERICAN STANDARD | 4A7A6048H1 | AC | Split System: Air-Cooled Condensing Unit, Coil with Blower | 4TTR6048B1 |  | 4TXAC044BC3 | 12 | 14.5 | Yes | Yes | 2015-03-13 |  | 0
FALSE | 4TTR6048B1 | 3695 | 5875538 | AMERICAN STANDARD | 4A7A6048H1 | AC | Split System: Air-Cooled Condensing Unit, Coil with Blower | 4TTR6048B1 |  | 4TXAD061BC3 | 12 | 15 | Yes | Yes | 2015-03-13 |  | 0
FALSE | 4TTR6048B1 | 3695 | 5875535 | AMERICAN STANDARD | 4A7A6048H1 | AC | Split System: Air-Cooled Condensing Unit, Coil with Blower | 4TTR6048B1 |  | 4TXAD061BC3 | 12 | 14.5 | Yes | Yes | 2015-03-13 |  | 0
FALSE | 4TTR6048B1 | 3695 | 5875532 | AMERICAN STANDARD | 4A7A6048H1 | AC | Split System: Air-Cooled Condensing Unit, Coil with Blower | 4TTR6048B1 |  | 4TXAD061BC3 | 12 | 14.5 | Yes | Yes | 2015-03-13 |  | 0
FALSE | 4TTR6048B1 | 3695 | 5875704 | AMERICAN STANDARD | 4A7A6048H1 | AC | Split System: Air-Cooled Condensing Unit, Coil with Blower | 4TTR6048B1 |  | 4TXCC043BC3 | 12 | 14.5 | Yes | Yes | 2015-03-13 |  | 0
FALSE | 4TTR6048B1 | 3695 | 5875711 | AMERICAN STANDARD | 4A7A6048H1 | AC | Split System: Air-Cooled Condensing Unit, Coil with Blower | 4TTR6048B1 |  | 4TXCC043BC3 | 12 | 14.5 | Yes | Yes | 2015-03-13 |  | 0
FALSE | 4TTR6048B1 | 3695 | 5875714 | AMERICAN STANDARD | 4A7A6048H1 | AC | Split System: Air-Cooled Condensing Unit, Coil with Blower | 4TTR6048B1 |  | 4TXCC043BC3 | 12 | 14.5 | Yes | Yes | 2015-03-13 |  | 0
FALSE | 4TTR6030B1 | 3522 | 5872042 | AMERICAN STANDARD | 4A7A6030H1 | AC | Split System: Air-Cooled Condensing Unit, Coil with Blower | 4TTR6030B1 |  | 4TXCC043BC3 | 12.5 | 15 | Yes | Yes | 2015-03-13 |  | 1
FALSE | 4TTR6030B1 | 3522 | 5872044 | AMERICAN STANDARD | 4A7A6030H1 | AC | Split System: Air-Cooled Condensing Unit, Coil with Blower | 4TTR6030B1 |  | 4TXCC043BC3 | 13 | 15.25 | Yes | Yes | 2015-03-13 |  | 1
FALSE | 4TTR6030B1 | 3522 | 5872046 | AMERICAN STANDARD | 4A7A6030H1 | AC | Split System: Air-Cooled Condensing Unit, Coil with Blower | 4TTR6030B1 |  | 4TXCC043BC3 | 13 | 15.25 | Yes | Yes | 2015-03-13 |  | 1
FALSE | 4TTR6030B1 | 3522 | 5872053 | AMERICAN STANDARD | 4A7A6030H1 | AC | Split System: Air-Cooled Condensing Unit, Coil with Blower | 4TTR6030B1 |  | 4TXCC043BC3 | 13 | 15.25 | Yes | Yes | 2015-03-13 |  | 1
FALSE | 4TTR6030B1 | 3522 | 5872058 | AMERICAN STANDARD | 4A7A6030H1 | AC | Split System: Air-Cooled Condensing Unit, Coil with Blower | 4TTR6030B1 |  | 4TXCC043BC3 | 12.2 | 14.5 | Yes | Yes | 2015-03-13 |  | 0
FALSE | 4TTR6030B1 | 3522 | 5872062 | AMERICAN STANDARD | 4A7A6030H1 | AC | Split System: Air-Cooled Condensing Unit, Coil with Blower | 4TTR6030B1 |  | 4TXCC043BC3 | 12.5 | 15 | Yes | Yes | 2015-03-13 |  | 1
FALSE | 4TTR6030B1 | 3522 | 5872223 | AMERICAN STANDARD | 4A7A6030H1 | AC | Split System: Air-Cooled Condensing Unit, Coil with Blower | 4TTR6030B1 |  | 4TXFH033CC3 | 12.5 | 14.75 | Yes | Yes | 2015-03-13 |  | 0
FALSE | 4TTR6030B1 | 3522 | 5872259 | AMERICAN STANDARD | 4A7A6030H1 | AC | Split System: Air-Cooled Condensing Unit, Coil with Blower | 4TTR6030B1 |  | 4TXFH036CZ3 | 13 | 15.5 | Yes | Yes | 2015-03-13 |  | 1
FALSE | 4TTR6030B1 | 3522 | 5872257 | AMERICAN STANDARD | 4A7A6030H1 | AC | Split System: Air-Cooled Condensing Unit, Coil with Blower | 4TTR6030B1 |  | 4TXFH036CZ3 | 13 | 15.5 | Yes | Yes | 2015-03-13 |  | 1
FALSE | 4TTR6030B1 | 3522 | 5872250 | AMERICAN STANDARD | 4A7A6030H1 | AC | Split System: Air-Cooled Condensing Unit, Coil with Blower | 4TTR6030B1 |  | 4TXFH036CZ3 | 13.5 | 16 | Yes | Yes | 2015-03-13 |  | 2
FALSE | 4TTR6030B1 | 3522 | 5871422 | AMERICAN STANDARD | 4A7A6030H1 | AC | Split System: Air-Cooled Condensing Unit, Coil with Blower | 4TTR6030B1 |  | 4TXAB036BC3 | 12.5 | 15 | Yes | Yes | 2015-03-13 |  | 1
FALSE | 4TTR6030B1 | 3522 | 5871439 | AMERICAN STANDARD | 4A7A6030H1 | AC | Split System: Air-Cooled Condensing Unit, Coil with Blower | 4TTR6030B1 |  | 4TXAB036BC3 | 12.5 | 15.5 | Yes | Yes | 2015-03-13 |  | 1
FALSE | 4TTR6030B1 | 3522 | 5871436 | AMERICAN STANDARD | 4A7A6030H1 | AC | Split System: Air-Cooled Condensing Unit, Coil with Blower | 4TTR6030B1 |  | 4TXAB036BC3 | 12.5 | 14.5 | Yes | Yes | 2015-03-13 |  | 0
FALSE | 4TTR6030B1 | 3522 | 5871435 | AMERICAN STANDARD | 4A7A6030H1 | AC | Split System: Air-Cooled Condensing Unit, Coil with Blower | 4TTR6030B1 |  | 4TXAB036BC3 | 12.5 | 14.5 | Yes | Yes | 2015-03-13 |  | 0
FALSE | 4TTR6030B1 | 3522 | 5871434 | AMERICAN STANDARD | 4A7A6030H1 | AC | Split System: Air-Cooled Condensing Unit, Coil with Blower | 4TTR6030B1 |  | 4TXAB036BC3 | 12.5 | 14.5 | Yes | Yes | 2015-03-13 |  | 0
FALSE | 4TTR6030B1 | 3522 | 5871433 | AMERICAN STANDARD | 4A7A6030H1 | AC | Split System: Air-Cooled Condensing Unit, Coil with Blower | 4TTR6030B1 |  | 4TXAB036BC3 | 12.5 | 15 | Yes | Yes | 2015-03-13 |  | 1
FALSE | 4TTR6030B1 | 3522 | 5871447 | AMERICAN STANDARD | 4A7A6030H1 | AC | Split System: Air-Cooled Condensing Unit, Coil with Blower | 4TTR6030B1 |  | 4TXAB042BC3 | 12.5 | 15 | Yes | Yes | 2015-03-13 |  | 1
FALSE | 4TTR6042B1 | 3680 | 5874413 | AMERICAN STANDARD | 4A7A6042H1 | AC | Split System: Air-Cooled Condensing Unit, Coil with Blower | 4TTR6042B1 |  | 4TXCB042BC3 | 12 | 14.5 | Yes | Yes | 2015-03-13 |  | 0
FALSE | 4TTR6042B1 | 3680 | 5874402 | AMERICAN STANDARD | 4A7A6042H1 | AC | Split System: Air-Cooled Condensing Unit, Coil with Blower | 4TTR6042B1 |  | 4TXCB042BC3 | 12 | 14.5 | Yes | Yes | 2015-03-13 |  | 0
FALSE | 4TTR6042B1 | 3680 | 5874516 | AMERICAN STANDARD | 4A7A6042H1 | AC | Split System: Air-Cooled Condensing Unit, Coil with Blower | 4TTR6042B1 |  | 4TXCC037BC3 | 12.5 | 15 | Yes | Yes | 2015-03-13 |  | 1
FALSE | 4TTR6042B1 | 3680 | 5874529 | AMERICAN STANDARD | 4A7A6042H1 | AC | Split System: Air-Cooled Condensing Unit, Coil with Blower | 4TTR6042B1 |  | 4TXCC037BC3 | 12 | 14.5 | Yes | Yes | 2015-03-13 |  | 0
FALSE | 4TTR6042B1 | 3680 | 5874580 | AMERICAN STANDARD | 4A7A6042H1 | AC | Split System: Air-Cooled Condensing Unit, Coil with Blower | 4TTR6042B1 |  | 4TXCC043BC3 | 12.5 | 15 | Yes | Yes | 2015-03-13 |  | 1
FALSE | 4TTR6042B1 | 3680 | 5874707 | AMERICAN STANDARD | 4A7A6042H1 | AC | Split System: Air-Cooled Condensing Unit, Coil with Blower | 4TTR6042B1 |  | 4TXCC044BC3 | 12.5 | 15.25 | Yes | Yes | 2015-03-13 |  | 1
FALSE | 4TTR6048B1 | 3695 | 5875721 | AMERICAN STANDARD | 4A7A6048H1 | AC | Split System: Air-Cooled Condensing Unit, Coil with Blower | 4TTR6048B1 |  | 4TXCC043BC3 | 12 | 14.5 | Yes | Yes | 2015-03-13 |  | 0
FALSE | 4TTR6048B1 | 3695 | 5875775 | AMERICAN STANDARD | 4A7A6048H1 | AC | Split System: Air-Cooled Condensing Unit, Coil with Blower | 4TTR6048B1 |  | 4TXCC044BC3 | 12.2 | 15 | Yes | Yes | 2015-03-13 |  | 0
FALSE | 4TTR6048B1 | 3695 | 5875834 | AMERICAN STANDARD | 4A7A6048H1 | AC | Split System: Air-Cooled Condensing Unit, Coil with Blower | 4TTR6048B1 |  | 4TXCC044BC3 | 12.2 | 15 | Yes | Yes | 2015-03-13 |  | 0
FALSE | 4TTR6048B1 | 3695 | 5875785 | AMERICAN STANDARD | 4A7A6048H1 | AC | Split System: Air-Cooled Condensing Unit, Coil with Blower | 4TTR6048B1 |  | 4TXCC044BC3 | 12 | 14.5 | Yes | Yes | 2015-03-13 |  | 0
FALSE | 4TTR6048B1 | 3695 | 5875787 | AMERICAN STANDARD | 4A7A6048H1 | AC | Split System: Air-Cooled Condensing Unit, Coil with Blower | 4TTR6048B1 |  | 4TXCC044BC3 | 12.2 | 14.5 | Yes | Yes | 2015-03-13 |  | 0
FALSE | 4TTR6048B1 | 3695 | 5875802 | AMERICAN STANDARD | 4A7A6048H1 | AC | Split System: Air-Cooled Condensing Unit, Coil with Blower | 4TTR6048B1 |  | 4TXCC044BC3 | 12 | 14.5 | Yes | Yes | 2015-03-13 |  | 0
FALSE | 4TTR6048B1 | 3695 | 5875815 | AMERICAN STANDARD | 4A7A6048H1 | AC | Split System: Air-Cooled Condensing Unit, Coil with Blower | 4TTR6048B1 |  | 4TXCC044BC3 | 12 | 14.75 | Yes | Yes | 2015-03-13 |  | 0
FALSE | 4TTR6048B1 | 3695 | 5875819 | AMERICAN STANDARD | 4A7A6048H1 | AC | Split System: Air-Cooled Condensing Unit, Coil with Blower | 4TTR6048B1 |  | 4TXCC044BC3 | 12 | 14.5 | Yes | Yes | 2015-03-13 |  | 0
FALSE | 4TTR6048B1 | 3695 | 5875821 | AMERICAN STANDARD | 4A7A6048H1 | AC | Split System: Air-Cooled Condensing Unit, Coil with Blower | 4TTR6048B1 |  | 4TXCC044BC3 | 12 | 14.5 | Yes | Yes | 2015-03-13 |  | 0
FALSE | 4TTR6048B1 | 3695 | 5875856 | AMERICAN STANDARD | 4A7A6048H1 | AC | Split System: Air-Cooled Condensing Unit, Coil with Blower | 4TTR6048B1 |  | 4TXCC049BC3 | 12.2 | 15 | Yes | Yes | 2015-03-13 |  | 0
FALSE | 4TTR6048B1 | 3695 | 5875859 | AMERICAN STANDARD | 4A7A6048H1 | AC | Split System: Air-Cooled Condensing Unit, Coil with Blower | 4TTR6048B1 |  | 4TXCC049BC3 | 12.2 | 15 | Yes | Yes | 2015-03-13 |  | 0
FALSE | 4TTR6048B1 | 3695 | 5875861 | AMERICAN STANDARD | 4A7A6048H1 | AC | Split System: Air-Cooled Condensing Unit, Coil with Blower | 4TTR6048B1 |  | 4TXCC049BC3 | 12 | 14.5 | Yes | Yes | 2015-03-13 |  | 0
FALSE | 4TTR6048B1 | 3695 | 5875864 | AMERICAN STANDARD | 4A7A6048H1 | AC | Split System: Air-Cooled Condensing Unit, Coil with Blower | 4TTR6048B1 |  | 4TXCC049BC3 | 12.2 | 14.5 | Yes | Yes | 2015-03-13 |  | 0
FALSE | 4TTR6048B1 | 3695 | 5875888 | AMERICAN STANDARD | 4A7A6048H1 | AC | Split System: Air-Cooled Condensing Unit, Coil with Blower | 4TTR6048B1 |  | 4TXCC049BC3 | 12 | 14.5 | Yes | Yes | 2015-03-13 |  | 0
FALSE | 4TTR6048B1 | 3695 | 5875892 | AMERICAN STANDARD | 4A7A6048H1 | AC | Split System: Air-Cooled Condensing Unit, Coil with Blower | 4TTR6048B1 |  | 4TXCC049BC3 | 12.5 | 15 | Yes | Yes | 2015-03-13 |  | 1
FALSE | 4TTR6042B1 | 3680 | 5874856 | AMERICAN STANDARD | 4A7A6042H1 | AC | Split System: Air-Cooled Condensing Unit, Coil with Blower | 4TTR6042B1 |  | 4TXCD050BC3 | 12.5 | 15 | Yes | Yes | 2015-03-13 |  | 1
FALSE | 4TTR6048B1 | 3695 | 5875851 | AMERICAN STANDARD | 4A7A6048H1 | AC | Split System: Air-Cooled Condensing Unit, Coil with Blower | 4TTR6048B1 |  | 4TXCC049BC3 | 12 | 14.75 | Yes | Yes | 2015-03-13 |  | 0
FALSE | 4TTR6048B1 | 3695 | 5875853 | AMERICAN STANDARD | 4A7A6048H1 | AC | Split System: Air-Cooled Condensing Unit, Coil with Blower | 4TTR6048B1 |  | 4TXCC049BC3 | 12 | 14.5 | Yes | Yes | 2015-03-13 |  | 0
FALSE | 4TTR6048B1 | 3695 | 5875910 | AMERICAN STANDARD | 4A7A6048H1 | AC | Split System: Air-Cooled Condensing Unit, Coil with Blower | 4TTR6048B1 |  | 4TXCC049BC3 | 12 | 14.5 | Yes | Yes | 2015-03-13 |  | 0
FALSE | 4TTR6048B1 | 3695 | 5875914 | AMERICAN STANDARD | 4A7A6048H1 | AC | Split System: Air-Cooled Condensing Unit, Coil with Blower | 4TTR6048B1 |  | 4TXCC049BC3 | 12 | 14.5 | Yes | Yes | 2015-03-13 |  | 0
FALSE | 4TTR6048B1 | 3695 | 5875958 | AMERICAN STANDARD | 4A7A6048H1 | AC | Split System: Air-Cooled Condensing Unit, Coil with Blower | 4TTR6048B1 |  | 4TXCC060BC3 | 12 | 14.5 | Yes | Yes | 2015-03-13 |  | 0
FALSE | 4TTR6048B1 | 3695 | 5875962 | AMERICAN STANDARD | 4A7A6048H1 | AC | Split System: Air-Cooled Condensing Unit, Coil with Blower | 4TTR6048B1 |  | 4TXCC060BC3 | 12.5 | 15 | Yes | Yes | 2015-03-13 |  | 1
FALSE | 4TTR6048B1 | 3695 | 5875965 | AMERICAN STANDARD | 4A7A6048H1 | AC | Split System: Air-Cooled Condensing Unit, Coil with Blower | 4TTR6048B1 |  | 4TXCC060BC3 | 12 | 15 | Yes | Yes | 2015-03-13 |  | 0
FALSE | 4TTR6048B1 | 3695 | 5876108 | AMERICAN STANDARD | 4A7A6048H1 | AC | Split System: Air-Cooled Condensing Unit, Coil with Blower | 4TTR6048B1 |  | 4TXCD050BC3 | 12 | 14.5 | Yes | Yes | 2015-03-13 |  | 0
FALSE | 4TTR6048B1 | 3695 | 5876116 | AMERICAN STANDARD | 4A7A6048H1 | AC | Split System: Air-Cooled Condensing Unit, Coil with Blower | 4TTR6048B1 |  | 4TXCD050BC3 | 12 | 14.5 | Yes | Yes | 2015-03-13 |  | 0
FALSE | 4TTR6048B1 | 3695 | 5876119 | AMERICAN STANDARD | 4A7A6048H1 | AC | Split System: Air-Cooled Condensing Unit, Coil with Blower | 4TTR6048B1 |  | 4TXCD050BC3 | 12 | 14.5 | Yes | Yes | 2015-03-13 |  | 0
FALSE | 4TTR6048B1 | 3695 | 5876121 | AMERICAN STANDARD | 4A7A6048H1 | AC | Split System: Air-Cooled Condensing Unit, Coil with Blower | 4TTR6048B1 |  | 4TXCD050BC3 | 12 | 14.5 | Yes | Yes | 2015-03-13 |  | 0
FALSE | 4TTR6048B1 | 3695 | 5876123 | AMERICAN STANDARD | 4A7A6048H1 | AC | Split System: Air-Cooled Condensing Unit, Coil with Blower | 4TTR6048B1 |  | 4TXCD050BC3 | 12 | 14.5 | Yes | Yes | 2015-03-13 |  | 0
FALSE | 4TTR6049B1 | 3692 | 5876358 | AMERICAN STANDARD | 4A7A6049H1 | AC | Split System: Air-Cooled Condensing Unit, Coil with Blower | 4TTR6049B1 |  | 4TXAC044BC3 | 12 | 14.5 | Yes | Yes | 2015-03-13 |  | 0
FALSE | 4TTR6049B1 | 3692 | 5876357 | AMERICAN STANDARD | 4A7A6049H1 | AC | Split System: Air-Cooled Condensing Unit, Coil with Blower | 4TTR6049B1 |  | 4TXAC044BC3 | 12 | 14.5 | Yes | Yes | 2015-03-13 |  | 0
FALSE | 4TTR6049B1 | 3692 | 5876356 | AMERICAN STANDARD | 4A7A6049H1 | AC | Split System: Air-Cooled Condensing Unit, Coil with Blower | 4TTR6049B1 |  | 4TXAC044BC3 | 12 | 14.5 | Yes | Yes | 2015-03-13 |  | 0
FALSE | 4TTR6049B1 | 3692 | 5876524 | AMERICAN STANDARD | 4A7A6049H1 | AC | Split System: Air-Cooled Condensing Unit, Coil with Blower | 4TTR6049B1 |  | 4TXCC008CC3 | 13 | 16 | Yes | Yes | 2015-03-13 |  | 2
FALSE | 4TTR6049B1 | 3692 | 5876536 | AMERICAN STANDARD | 4A7A6049H1 | AC | Split System: Air-Cooled Condensing Unit, Coil with Blower | 4TTR6049B1 |  | 4TXCC008CC3 | 12 | 14.5 | Yes | Yes | 2015-03-13 |  | 0
FALSE | 4TTR6049B1 | 3692 | 5876659 | AMERICAN STANDARD | 4A7A6049H1 | AC | Split System: Air-Cooled Condensing Unit, Coil with Blower | 4TTR6049B1 |  | 4TXCD010CC3 | 12.5 | 15 | Yes | Yes | 2015-03-13 |  | 1
TRUE | 4TTR6049B1 | 3692 | 5876662 | AMERICAN STANDARD | 4A7A6049H1 | AC | Split System: Air-Cooled Condensing Unit, Coil Alone | 4TTR6049B1 |  | 4TXCD010CC3 | 12 | 14.5 | Yes | Yes | 2015-03-13 |  | 0
FALSE | 4TTR6049B1 | 3692 | 5876698 | AMERICAN STANDARD | 4A7A6049H1 | AC | Split System: Air-Cooled Condensing Unit, Coil with Blower | 4TTR6049B1 |  | 4TXCD050BC3 | 12.5 | 15 | Yes | Yes | 2015-03-13 |  | 1
FALSE | 4TTR6049B1 | 3692 | 5876699 | AMERICAN STANDARD | 4A7A6049H1 | AC | Split System: Air-Cooled Condensing Unit, Coil with Blower | 4TTR6049B1 |  | 4TXCD050BC3 | 12.5 | 15 | Yes | Yes | 2015-03-13 |  | 1
FALSE | 4TTR6049B1 | 3692 | 5876700 | AMERICAN STANDARD | 4A7A6049H1 | AC | Split System: Air-Cooled Condensing Unit, Coil with Blower | 4TTR6049B1 |  | 4TXCD050BC3 | 12.5 | 15 | Yes | Yes | 2015-03-13 |  | 1
FALSE | 4TTR6049B1 | 3692 | 5876863 | AMERICAN STANDARD | 4A7A6049H1 | AC | Split System: Air-Cooled Condensing Unit, Coil with Blower | 4TTR6049B1 |  | 4TXFH054CC3 | 13 | 16 | Yes | Yes | 2015-03-13 |  | 2
FALSE | 4TTR6049B1 | 3692 | 5876865 | AMERICAN STANDARD | 4A7A6049H1 | AC | Split System: Air-Cooled Condensing Unit, Coil with Blower | 4TTR6049B1 |  | 4TXFH054CC3 | 13 | 16 | Yes | Yes | 2015-03-13 |  | 2
FALSE | 4TTR6049B1 | 3692 | 5876851 | AMERICAN STANDARD | 4A7A6049H1 | AC | Split System: Air-Cooled Condensing Unit, Coil with Blower | 4TTR6049B1 |  | 4TXFH054CC3 | 13 | 16 | Yes | Yes | 2015-03-13 |  | 2
FALSE | 4TTR6048B1 | 3695 | 5876082 | AMERICAN STANDARD | 4A7A6048H1 | AC | Split System: Air-Cooled Condensing Unit, Coil with Blower | 4TTR6048B1 |  | 4TXCD050BC3 | 12.2 | 14.5 | Yes | Yes | 2015-03-13 |  | 0
FALSE | 4TTR6048B1 | 3695 | 5876084 | AMERICAN STANDARD | 4A7A6048H1 | AC | Split System: Air-Cooled Condensing Unit, Coil with Blower | 4TTR6048B1 |  | 4TXCD050BC3 | 12.2 | 14.75 | Yes | Yes | 2015-03-13 |  | 0
FALSE | 4TTR6048B1 | 3695 | 5876100 | AMERICAN STANDARD | 4A7A6048H1 | AC | Split System: Air-Cooled Condensing Unit, Coil with Blower | 4TTR6048B1 |  | 4TXCD050BC3 | 12 | 14.5 | Yes | Yes | 2015-03-13 |  | 0
FALSE | 4TTR6048B1 | 3695 | 5876102 | AMERICAN STANDARD | 4A7A6048H1 | AC | Split System: Air-Cooled Condensing Unit, Coil with Blower | 4TTR6048B1 |  | 4TXCD050BC3 | 12.5 | 15 | Yes | Yes | 2015-03-13 |  | 1
FALSE | 4TTR6049B1 | 3692 | 5876348 | AMERICAN STANDARD | 4A7A6049H1 | AC | Split System: Air-Cooled Condensing Unit, Coil with Blower | 4TTR6049B1 |  | 4TXAC043BC3 | 12.5 | 15 | Yes | Yes | 2015-03-13 |  | 1
FALSE | 4TTR6049B1 | 3692 | 5876350 | AMERICAN STANDARD | 4A7A6049H1 | AC | Split System: Air-Cooled Condensing Unit, Coil with Blower | 4TTR6049B1 |  | 4TXAC043BC3 | 12 | 14.5 | Yes | Yes | 2015-03-13 |  | 0
FALSE | 4TTR6048B1 | 3695 | 5876106 | AMERICAN STANDARD | 4A7A6048H1 | AC | Split System: Air-Cooled Condensing Unit, Coil with Blower | 4TTR6048B1 |  | 4TXCD050BC3 | 12 | 14.5 | Yes | Yes | 2015-03-13 |  | 0
FALSE | 4TTR6049B1 | 3692 | 5876515 | AMERICAN STANDARD | 4A7A6049H1 | AC | Split System: Air-Cooled Condensing Unit, Coil with Blower | 4TTR6049B1 |  | 4TXCB048BC3 | 12 | 14.5 | Yes | Yes | 2015-03-13 |  | 0
FALSE | 4TTR6049B1 | 3692 | 5876512 | AMERICAN STANDARD | 4A7A6049H1 | AC | Split System: Air-Cooled Condensing Unit, Coil Alone | 4TTR6049B1 |  | 4TXCB048BC3 | 12 | 14.5 | Yes | Yes | 2015-03-13 |  | 0
FALSE | 4TTR6049B1 | 3692 | 5876535 | AMERICAN STANDARD | 4A7A6049H1 | AC | Split System: Air-Cooled Condensing Unit, Coil with Blower | 4TTR6049B1 |  | 4TXCC008CC3 | 13 | 16 | Yes | Yes | 2015-03-13 |  | 2
FALSE | 4TTR6049B1 | 3692 | 5876876 | AMERICAN STANDARD | 4A7A6049H1 | AC | Split System: Air-Cooled Condensing Unit, Coil with Blower | 4TTR6049B1 |  | 4TXFH054CC3 | 13 | 16 | Yes | Yes | 2015-03-13 |  | 2
FALSE | 4TTR6049B1 | 3692 | 5876842 | AMERICAN STANDARD | 4A7A6049H1 | AC | Split System: Air-Cooled Condensing Unit, Coil with Blower | 4TTR6049B1 |  | 4TXFH054CC3 | 12.5 | 15 | Yes | Yes | 2015-03-13 |  | 1
FALSE | 4TTR6049B1 | 3692 | 5876843 | AMERICAN STANDARD | 4A7A6049H1 | AC | Split System: Air-Cooled Condensing Unit, Coil with Blower | 4TTR6049B1 |  | 4TXFH054CC3 | 12.5 | 15.5 | Yes | Yes | 2015-03-13 |  | 1
FALSE | 4TTR6049B1 | 3692 | 5876845 | AMERICAN STANDARD | 4A7A6049H1 | AC | Split System: Air-Cooled Condensing Unit, Coil with Blower | 4TTR6049B1 |  | 4TXFH054CC3 | 12.5 | 15 | Yes | Yes | 2015-03-13 |  | 1
FALSE | 4TTR6049B1 | 3692 | 5876847 | AMERICAN STANDARD | 4A7A6049H1 | AC | Split System: Air-Cooled Condensing Unit, Coil with Blower | 4TTR6049B1 |  | 4TXFH054CC3 | 12 | 14.5 | Yes | Yes | 2015-03-13 |  | 0
FALSE | 4TTR6048B1 | 3695 | 5876149 | AMERICAN STANDARD | 4A7A6048H1 | AC | Split System: Air-Cooled Condensing Unit, Coil with Blower | 4TTR6048B1 |  | 4TXCD061BC3 | 12 | 14.5 | Yes | Yes | 2015-03-13 |  | 0
FALSE | 4TTR6048B1 | 3695 | 5876178 | AMERICAN STANDARD | 4A7A6048H1 | AC | Split System: Air-Cooled Condensing Unit, Coil with Blower | 4TTR6048B1 |  | 4TXCD061BC3 | 12 | 15 | Yes | Yes | 2015-03-13 |  | 0
FALSE | 4TTR6049B1 | 3692 | 5876368 | AMERICAN STANDARD | 4A7A6049H1 | AC | Split System: Air-Cooled Condensing Unit, Coil with Blower | 4TTR6049B1 |  | 4TXAC044BC3 | 12.5 | 15 | Yes | Yes | 2015-03-13 |  | 1
FALSE | 4TTR6049B1 | 3692 | 5876367 | AMERICAN STANDARD | 4A7A6049H1 | AC | Split System: Air-Cooled Condensing Unit, Coil Alone | 4TTR6049B1 |  | 4TXAC044BC3 | 12 | 14.5 | Yes | Yes | 2015-03-13 |  | 0
FALSE | 4TTR6049B1 | 3692 | 5876376 | AMERICAN STANDARD | 4A7A6049H1 | AC | Split System: Air-Cooled Condensing Unit, Coil with Blower | 4TTR6049B1 |  | 4TXAC049BC3 | 12 | 14.5 | Yes | Yes | 2015-03-13 |  | 0
FALSE | 4TTR6049B1 | 3692 | 5876377 | AMERICAN STANDARD | 4A7A6049H1 | AC | Split System: Air-Cooled Condensing Unit, Coil with Blower | 4TTR6049B1 |  | 4TXAC049BC3 | 12 | 14.5 | Yes | Yes | 2015-03-13 |  | 0
FALSE | 4TTR6049B1 | 3692 | 5876378 | AMERICAN STANDARD | 4A7A6049H1 | AC | Split System: Air-Cooled Condensing Unit, Coil with Blower | 4TTR6049B1 |  | 4TXAC049BC3 | 12 | 14.5 | Yes | Yes | 2015-03-13 |  | 0
FALSE | 4TTR6049B1 | 3692 | 5876517 | AMERICAN STANDARD | 4A7A6049H1 | AC | Split System: Air-Cooled Condensing Unit, Coil with Blower | 4TTR6049B1 |  | 4TXCC008CC3 | 12.5 | 15 | Yes | Yes | 2015-03-13 |  | 1
FALSE | 4TTR6049B1 | 3692 | 5876531 | AMERICAN STANDARD | 4A7A6049H1 | AC | Split System: Air-Cooled Condensing Unit, Coil with Blower | 4TTR6049B1 |  | 4TXCC008CC3 | 12.5 | 15 | Yes | Yes | 2015-03-13 |  | 1
FALSE | 4TTR6049B1 | 3692 | 5876541 | AMERICAN STANDARD | 4A7A6049H1 | AC | Split System: Air-Cooled Condensing Unit, Coil with Blower | 4TTR6049B1 |  | 4TXCC043BC3 | 12.5 | 15 | Yes | Yes | 2015-03-13 |  | 1
FALSE | 4TTR6049B1 | 3692 | 5876540 | AMERICAN STANDARD | 4A7A6049H1 | AC | Split System: Air-Cooled Condensing Unit, Coil with Blower | 4TTR6049B1 |  | 4TXCC043BC3 | 12 | 14.5 | Yes | Yes | 2015-03-13 |  | 0
FALSE | 4TTR6049B1 | 3692 | 5876717 | AMERICAN STANDARD | 4A7A6049H1 | AC | Split System: Air-Cooled Condensing Unit, Coil with Blower | 4TTR6049B1 |  | 4TXCD050BC3 | 12 | 14.5 | Yes | Yes | 2015-03-13 |  | 0
FALSE | 4TTR6049B1 | 3692 | 5876720 | AMERICAN STANDARD | 4A7A6049H1 | AC | Split System: Air-Cooled Condensing Unit, Coil with Blower | 4TTR6049B1 |  | 4TXCD050BC3 | 12 | 14.5 | Yes | Yes | 2015-03-13 |  | 0
FALSE | 4TTR6049B1 | 3692 | 5876721 | AMERICAN STANDARD | 4A7A6049H1 | AC | Split System: Air-Cooled Condensing Unit, Coil with Blower | 4TTR6049B1 |  | 4TXCD050BC3 | 12 | 14.5 | Yes | Yes | 2015-03-13 |  | 0
FALSE | 4TTR6049B1 | 3692 | 5876854 | AMERICAN STANDARD | 4A7A6049H1 | AC | Split System: Air-Cooled Condensing Unit, Coil with Blower | 4TTR6049B1 |  | 4TXFH054CC3 | 12 | 15.5 | Yes | Yes | 2015-03-13 |  | 0
FALSE | 4TTR6049B1 | 3692 | 5876856 | AMERICAN STANDARD | 4A7A6049H1 | AC | Split System: Air-Cooled Condensing Unit, Coil with Blower | 4TTR6049B1 |  | 4TXFH054CC3 | 12.5 | 15 | Yes | Yes | 2015-03-13 |  | 1
FALSE | 4TTR6049B1 | 3692 | 5876858 | AMERICAN STANDARD | 4A7A6049H1 | AC | Split System: Air-Cooled Condensing Unit, Coil with Blower | 4TTR6049B1 |  | 4TXFH054CC3 | 12.5 | 15 | Yes | Yes | 2015-03-13 |  | 1
FALSE | 4TTR6049B1 | 3692 | 5876887 | AMERICAN STANDARD | 4A7A6049H1 | AC | Split System: Air-Cooled Condensing Unit, Coil with Blower | 4TTR6049B1 |  | 4TXFH063CZ3 | 13 | 16 | Yes | Yes | 2015-03-13 |  | 2
FALSE | 4TTR6049B1 | 3692 | 5876888 | AMERICAN STANDARD | 4A7A6049H1 | AC | Split System: Air-Cooled Condensing Unit, Coil with Blower | 4TTR6049B1 |  | 4TXFH063CZ3 | 13 | 16 | Yes | Yes | 2015-03-13 |  | 2
FALSE | 4A7A7048A1 | 288 | 5942723 | AMERICAN STANDARD | 4A7A7048A1 | AC | Split System: Air-Cooled Condensing Unit, Coil with Blower | 4A7A7048A1 |  | 4TXCC043BC3 | 12 | 15.5 | Yes | Yes | 2015-03-13 |  | 0
FALSE | 4A7A7048A1 | 288 | 5942721 | AMERICAN STANDARD | 4A7A7048A1 | AC | Split System: Air-Cooled Condensing Unit, Coil with Blower | 4A7A7048A1 |  | 4TXCC043BC3 | 12 | 15.5 | Yes | Yes | 2015-03-13 |  | 0
FALSE | 4TTR6049B1 | 3692 | 5876559 | AMERICAN STANDARD | 4A7A6049H1 | AC | Split System: Air-Cooled Condensing Unit, Coil with Blower | 4TTR6049B1 |  | 4TXCC044BC3 | 12 | 15 | Yes | Yes | 2015-03-13 |  | 0
FALSE | 4TTR6049B1 | 3692 | 5876715 | AMERICAN STANDARD | 4A7A6049H1 | AC | Split System: Air-Cooled Condensing Unit, Coil Alone | 4TTR6049B1 |  | 4TXCD050BC3 | 12 | 14.5 | Yes | Yes | 2015-03-13 |  | 0
FALSE | 4TTR6049B1 | 3692 | 5876744 | AMERICAN STANDARD | 4A7A6049H1 | AC | Split System: Air-Cooled Condensing Unit, Coil with Blower | 4TTR6049B1 |  | 4TXCD061BC3 | 13 | 16 | Yes | Yes | 2015-03-13 |  | 2
FALSE | 4TTR6049B1 | 3692 | 5876745 | AMERICAN STANDARD | 4A7A6049H1 | AC | Split System: Air-Cooled Condensing Unit, Coil with Blower | 4TTR6049B1 |  | 4TXCD061BC3 | 13 | 16 | Yes | Yes | 2015-03-13 |  | 2
FALSE | 4TTR6049B1 | 3692 | 5876755 | AMERICAN STANDARD | 4A7A6049H1 | AC | Split System: Air-Cooled Condensing Unit, Coil with Blower | 4TTR6049B1 |  | 4TXCD061BC3 | 12.5 | 15 | Yes | Yes | 2015-03-13 |  | 1
FALSE | 4TTR6049B1 | 3692 | 5876751 | AMERICAN STANDARD | 4A7A6049H1 | AC | Split System: Air-Cooled Condensing Unit, Coil with Blower | 4TTR6049B1 |  | 4TXCD061BC3 | 12 | 14.5 | Yes | Yes | 2015-03-13 |  | 0
FALSE | 4TTR6049B1 | 3692 | 5876891 | AMERICAN STANDARD | 4A7A6049H1 | AC | Split System: Air-Cooled Condensing Unit, Coil with Blower | 4TTR6049B1 |  | 4TXFH063CZ3 | 13 | 16 | Yes | Yes | 2015-03-13 |  | 2
FALSE | 4TTR6049B1 | 3692 | 5876892 | AMERICAN STANDARD | 4A7A6049H1 | AC | Split System: Air-Cooled Condensing Unit, Coil with Blower | 4TTR6049B1 |  | 4TXFH063CZ3 | 13 | 16 | Yes | Yes | 2015-03-13 |  | 2
FALSE | 4TTR6049B1 | 3692 | 5876893 | AMERICAN STANDARD | 4A7A6049H1 | AC | Split System: Air-Cooled Condensing Unit, Coil with Blower | 4TTR6049B1 |  | 4TXFH063CZ3 | 13 | 16 | Yes | Yes | 2015-03-13 |  | 2
FALSE | 4TTR6049B1 | 3692 | 5876895 | AMERICAN STANDARD | 4A7A6049H1 | AC | Split System: Air-Cooled Condensing Unit, Coil with Blower | 4TTR6049B1 |  | 4TXFH063CZ3 | 13 | 16 | Yes | Yes | 2015-03-13 |  | 2
FALSE | 4TTR6049B1 | 3692 | 5876896 | AMERICAN STANDARD | 4A7A6049H1 | AC | Split System: Air-Cooled Condensing Unit, Coil with Blower | 4TTR6049B1 |  | 4TXFH063CZ3 | 13 | 16 | Yes | Yes | 2015-03-13 |  | 2
FALSE | 4TTR6049B1 | 3692 | 5876897 | AMERICAN STANDARD | 4A7A6049H1 | AC | Split System: Air-Cooled Condensing Unit, Coil with Blower | 4TTR6049B1 |  | 4TXFH063CZ3 | 13 | 16 | Yes | Yes | 2015-03-13 |  | 2
FALSE | 4TTR6049B1 | 3692 | 5876898 | AMERICAN STANDARD | 4A7A6049H1 | AC | Split System: Air-Cooled Condensing Unit, Coil with Blower | 4TTR6049B1 |  | 4TXFH063CZ3 | 13 | 16 | Yes | Yes | 2015-03-13 |  | 2
FALSE | 4TTR6049B1 | 3692 | 5876899 | AMERICAN STANDARD | 4A7A6049H1 | AC | Split System: Air-Cooled Condensing Unit, Coil with Blower | 4TTR6049B1 |  | 4TXFH063CZ3 | 13 | 16 | Yes | Yes | 2015-03-13 |  | 2
FALSE | 4TTR6049B1 | 3692 | 5876900 | AMERICAN STANDARD | 4A7A6049H1 | AC | Split System: Air-Cooled Condensing Unit, Coil with Blower | 4TTR6049B1 |  | 4TXFH063CZ3 | 13 | 16 | Yes | Yes | 2015-03-13 |  | 2
FALSE | 4TTR6049B1 | 3692 | 5876902 | AMERICAN STANDARD | 4A7A6049H1 | AC | Split System: Air-Cooled Condensing Unit, Coil with Blower | 4TTR6049B1 |  | 4TXFH063CZ3 | 12.5 | 15.5 | Yes | Yes | 2015-03-13 |  | 1
FALSE | 4TTR6049B1 | 3692 | 5876903 | AMERICAN STANDARD | 4A7A6049H1 | AC | Split System: Air-Cooled Condensing Unit, Coil with Blower | 4TTR6049B1 |  | 4TXFH063CZ3 | 12.5 | 15.5 | Yes | Yes | 2015-03-13 |  | 1
FALSE | 4A7A7048A1 | 288 | 5942715 | AMERICAN STANDARD | 4A7A7048A1 | AC | Split System: Air-Cooled Condensing Unit, Coil with Blower | 4A7A7048A1 |  | 4TXCC043BC3 | 12 | 15 | Yes | Yes | 2015-03-13 |  | 0
FALSE | 4A7A7048A1 | 288 | 5942714 | AMERICAN STANDARD | 4A7A7048A1 | AC | Split System: Air-Cooled Condensing Unit, Coil with Blower | 4A7A7048A1 |  | 4TXCC043BC3 | 12 | 14.5 | Yes | Yes | 2015-03-13 |  | 0
FALSE | 4A7A7048A1 | 288 | 5942713 | AMERICAN STANDARD | 4A7A7048A1 | AC | Split System: Air-Cooled Condensing Unit, Coil with Blower | 4A7A7048A1 |  | 4TXCC043BC3 | 12 | 15 | Yes | Yes | 2015-03-13 |  | 0
FALSE | 4A7A7048A1 | 288 | 5942712 | AMERICAN STANDARD | 4A7A7048A1 | AC | Split System: Air-Cooled Condensing Unit, Coil with Blower | 4A7A7048A1 |  | 4TXCC043BC3 | 12 | 15 | Yes | Yes | 2015-03-13 |  | 0
FALSE | 4A7A7048A1 | 288 | 5942711 | AMERICAN STANDARD | 4A7A7048A1 | AC | Split System: Air-Cooled Condensing Unit, Coil with Blower | 4A7A7048A1 |  | 4TXCC043BC3 | 12 | 15 | Yes | Yes | 2015-03-13 |  | 0
FALSE | 4A7A7048A1 | 288 | 5942710 | AMERICAN STANDARD | 4A7A7048A1 | AC | Split System: Air-Cooled Condensing Unit, Coil with Blower | 4A7A7048A1 |  | 4TXCC043BC3 | 12 | 15.25 | Yes | Yes | 2015-03-13 |  | 0
FALSE | 4A7A7048A1 | 288 | 5942738 | AMERICAN STANDARD | 4A7A7048A1 | AC | Split System: Air-Cooled Condensing Unit, Coil with Blower | 4A7A7048A1 |  | 4TXCC044BC3 | 13 | 16 | Yes | Yes | 2015-03-13 |  | 2
FALSE | 4A7A7048A1 | 288 | 5942766 | AMERICAN STANDARD | 4A7A7048A1 | AC | Split System: Air-Cooled Condensing Unit, Coil with Blower | 4A7A7048A1 |  | 4TXCC044BC3 | 13 | 16.5 | Yes | Yes | 2015-03-13 |  | 2
FALSE | 4A7A7048A1 | 288 | 5942765 | AMERICAN STANDARD | 4A7A7048A1 | AC | Split System: Air-Cooled Condensing Unit, Coil with Blower | 4A7A7048A1 |  | 4TXCC044BC3 | 12.5 | 16.5 | Yes | Yes | 2015-03-13 |  | 1
FALSE | 4A7A7048A1 | 288 | 5942835 | AMERICAN STANDARD | 4A7A7048A1 | AC | Split System: Air-Cooled Condensing Unit, Coil with Blower | 4A7A7048A1 |  | 4TXCD050BC3 | 12 | 15.5 | Yes | Yes | 2015-03-13 |  | 0
FALSE | 4A7A7048A1 | 288 | 5942832 | AMERICAN STANDARD | 4A7A7048A1 | AC | Split System: Air-Cooled Condensing Unit, Coil with Blower | 4A7A7048A1 |  | 4TXCD050BC3 | 12 | 15.25 | Yes | Yes | 2015-03-13 |  | 0
FALSE | 4A7A7048A1 | 288 | 5942831 | AMERICAN STANDARD | 4A7A7048A1 | AC | Split System: Air-Cooled Condensing Unit, Coil with Blower | 4A7A7048A1 |  | 4TXCD050BC3 | 12.5 | 16 | Yes | Yes | 2015-03-13 |  | 1
FALSE | 4TTR6048B1 | 3695 | 5876260 | AMERICAN STANDARD | 4A7A6048H1 | AC | Split System: Air-Cooled Condensing Unit, Coil with Blower | 4TTR6048B1 |  | 4TXFH054CC3 | 12 | 14.5 | Yes | Yes | 2015-03-13 |  | 0
FALSE | 4TTR6048B1 | 3695 | 5876262 | AMERICAN STANDARD | 4A7A6048H1 | AC | Split System: Air-Cooled Condensing Unit, Coil with Blower | 4TTR6048B1 |  | 4TXFH054CC3 | 12.2 | 15 | Yes | Yes | 2015-03-13 |  | 0
FALSE | 4TTR6049B1 | 3692 | 5876594 | AMERICAN STANDARD | 4A7A6049H1 | AC | Split System: Air-Cooled Condensing Unit, Coil with Blower | 4TTR6049B1 |  | 4TXCC049BC3 | 12 | 15 | Yes | Yes | 2015-03-13 |  | 0
FALSE | 4TTR6049B1 | 3692 | 5876591 | AMERICAN STANDARD | 4A7A6049H1 | AC | Split System: Air-Cooled Condensing Unit, Coil with Blower | 4TTR6049B1 |  | 4TXCC049BC3 | 12.5 | 15 | Yes | Yes | 2015-03-13 |  | 1
FALSE | 4TTR6049B1 | 3692 | 5876590 | AMERICAN STANDARD | 4A7A6049H1 | AC | Split System: Air-Cooled Condensing Unit, Coil Alone | 4TTR6049B1 |  | 4TXCC049BC3 | 12 | 14.5 | Yes | Yes | 2015-03-13 |  | 0
FALSE | 4TTR6049B1 | 3692 | 5876760 | AMERICAN STANDARD | 4A7A6049H1 | AC | Split System: Air-Cooled Condensing Unit, Coil with Blower | 4TTR6049B1 |  | 4TXCD061BC3 | 12.5 | 15.5 | Yes | Yes | 2015-03-13 |  | 1
FALSE | 4TTR6049B1 | 3692 | 5876761 | AMERICAN STANDARD | 4A7A6049H1 | AC | Split System: Air-Cooled Condensing Unit, Coil with Blower | 4TTR6049B1 |  | 4TXCD061BC3 | 12 | 15.5 | Yes | Yes | 2015-03-13 |  | 0
FALSE | 4TTR6049B1 | 3692 | 5876762 | AMERICAN STANDARD | 4A7A6049H1 | AC | Split System: Air-Cooled Condensing Unit, Coil with Blower | 4TTR6049B1 |  | 4TXCD061BC3 | 12 | 14.5 | Yes | Yes | 2015-03-13 |  | 0
FALSE | 4TTR6049B1 | 3692 | 5876767 | AMERICAN STANDARD | 4A7A6049H1 | AC | Split System: Air-Cooled Condensing Unit, Coil with Blower | 4TTR6049B1 |  | 4TXCD061BC3 | 12.5 | 15 | Yes | Yes | 2015-03-13 |  | 1
FALSE | 4TTR6049B1 | 3692 | 5876802 | AMERICAN STANDARD | 4A7A6049H1 | AC | Split System: Air-Cooled Condensing Unit, Coil with Blower | 4TTR6049B1 |  | 4TXCD063BC3 | 13 | 16 | Yes | Yes | 2015-03-13 |  | 2
FALSE | 4TTR6049B1 | 3692 | 5876769 | AMERICAN STANDARD | 4A7A6049H1 | AC | Split System: Air-Cooled Condensing Unit, Coil with Blower | 4TTR6049B1 |  | 4TXCD063BC3 | 13 | 16 | Yes | Yes | 2015-03-13 |  | 2
FALSE | 4A7A7048A1 | 288 | 5942762 | AMERICAN STANDARD | 4A7A7048A1 | AC | Split System: Air-Cooled Condensing Unit, Coil with Blower | 4A7A7048A1 |  | 4TXCC044BC3 | 12 | 16 | Yes | Yes | 2015-03-13 |  | 0
FALSE | 4A7A7048A1 | 288 | 5942761 | AMERICAN STANDARD | 4A7A7048A1 | AC | Split System: Air-Cooled Condensing Unit, Coil with Blower | 4A7A7048A1 |  | 4TXCC044BC3 | 12 | 16 | Yes | Yes | 2015-03-13 |  | 0
FALSE | 4A7A7048A1 | 288 | 5942760 | AMERICAN STANDARD | 4A7A7048A1 | AC | Split System: Air-Cooled Condensing Unit, Coil with Blower | 4A7A7048A1 |  | 4TXCC044BC3 | 12 | 15 | Yes | Yes | 2015-03-13 |  | 0
FALSE | 4A7A7048A1 | 288 | 5942759 | AMERICAN STANDARD | 4A7A7048A1 | AC | Split System: Air-Cooled Condensing Unit, Coil with Blower | 4A7A7048A1 |  | 4TXCC044BC3 | 12 | 15.5 | Yes | Yes | 2015-03-13 |  | 0
FALSE | 4A7A7048A1 | 288 | 5942758 | AMERICAN STANDARD | 4A7A7048A1 | AC | Split System: Air-Cooled Condensing Unit, Coil with Blower | 4A7A7048A1 |  | 4TXCC044BC3 | 12.5 | 16 | Yes | Yes | 2015-03-13 |  | 1
FALSE | 4A7A7048A1 | 288 | 5942757 | AMERICAN STANDARD | 4A7A7048A1 | AC | Split System: Air-Cooled Condensing Unit, Coil with Blower | 4A7A7048A1 |  | 4TXCC044BC3 | 12 | 15.75 | Yes | Yes | 2015-03-13 |  | 0
FALSE | 4A7A7048A1 | 288 | 5942756 | AMERICAN STANDARD | 4A7A7048A1 | AC | Split System: Air-Cooled Condensing Unit, Coil with Blower | 4A7A7048A1 |  | 4TXCC044BC3 | 12 | 15 | Yes | Yes | 2015-03-13 |  | 0
FALSE | 4A7A7048A1 | 288 | 5942755 | AMERICAN STANDARD | 4A7A7048A1 | AC | Split System: Air-Cooled Condensing Unit, Coil with Blower | 4A7A7048A1 |  | 4TXCC044BC3 | 12 | 15 | Yes | Yes | 2015-03-13 |  | 0
FALSE | 4A7A7048A1 | 288 | 5942753 | AMERICAN STANDARD | 4A7A7048A1 | AC | Split System: Air-Cooled Condensing Unit, Coil with Blower | 4A7A7048A1 |  | 4TXCC044BC3 | 12 | 16.25 | Yes | Yes | 2015-03-13 |  | 0
FALSE | 4A7A7048A1 | 288 | 5942752 | AMERICAN STANDARD | 4A7A7048A1 | AC | Split System: Air-Cooled Condensing Unit, Coil with Blower | 4A7A7048A1 |  | 4TXCC044BC3 | 12.5 | 16.5 | Yes | Yes | 2015-03-13 |  | 1
FALSE | 4A7A7048A1 | 288 | 5942751 | AMERICAN STANDARD | 4A7A7048A1 | AC | Split System: Air-Cooled Condensing Unit, Coil with Blower | 4A7A7048A1 |  | 4TXCC044BC3 | 12.5 | 16.25 | Yes | Yes | 2015-03-13 |  | 1
FALSE | 4A7A7048A1 | 288 | 5942750 | AMERICAN STANDARD | 4A7A7048A1 | AC | Split System: Air-Cooled Condensing Unit, Coil with Blower | 4A7A7048A1 |  | 4TXCC044BC3 | 13 | 16 | Yes | Yes | 2015-03-13 |  | 2
FALSE | 4A7A7048A1 | 288 | 5942822 | AMERICAN STANDARD | 4A7A7048A1 | AC | Split System: Air-Cooled Condensing Unit, Coil with Blower | 4A7A7048A1 |  | 4TXCD050BC3 | 12.5 | 16 | Yes | Yes | 2015-03-13 |  | 1
FALSE | 4A7A7048A1 | 288 | 5942820 | AMERICAN STANDARD | 4A7A7048A1 | AC | Split System: Air-Cooled Condensing Unit, Coil with Blower | 4A7A7048A1 |  | 4TXCD050BC3 | 12 | 16 | Yes | Yes | 2015-03-13 |  | 0
FALSE | 4A7A7048A1 | 288 | 5942819 | AMERICAN STANDARD | 4A7A7048A1 | AC | Split System: Air-Cooled Condensing Unit, Coil with Blower | 4A7A7048A1 |  | 4TXCD050BC3 | 13 | 16 | Yes | Yes | 2015-03-13 |  | 2
FALSE | 4TTR6049B1 | 3692 | 5876798 | AMERICAN STANDARD | 4A7A6049H1 | AC | Split System: Air-Cooled Condensing Unit, Coil with Blower | 4TTR6049B1 |  | 4TXCD063BC3 | 13 | 16 | Yes | Yes | 2015-03-13 |  | 2
FALSE | 4TTR6049B1 | 3692 | 5876799 | AMERICAN STANDARD | 4A7A6049H1 | AC | Split System: Air-Cooled Condensing Unit, Coil with Blower | 4TTR6049B1 |  | 4TXCD063BC3 | 13 | 16 | Yes | Yes | 2015-03-13 |  | 2
FALSE | 4TTR6049B1 | 3692 | 5876800 | AMERICAN STANDARD | 4A7A6049H1 | AC | Split System: Air-Cooled Condensing Unit, Coil with Blower | 4TTR6049B1 |  | 4TXCD063BC3 | 13 | 16 | Yes | Yes | 2015-03-13 |  | 2
FALSE | 4TTR6049B1 | 3692 | 5876801 | AMERICAN STANDARD | 4A7A6049H1 | AC | Split System: Air-Cooled Condensing Unit, Coil with Blower | 4TTR6049B1 |  | 4TXCD063BC3 | 12.5 | 15 | Yes | Yes | 2015-03-13 |  | 1
FALSE | 4A7A7048A1 | 288 | 5942749 | AMERICAN STANDARD | 4A7A7048A1 | AC | Split System: Air-Cooled Condensing Unit, Coil with Blower | 4A7A7048A1 |  | 4TXCC044BC3 | 12 | 16 | Yes | Yes | 2015-03-13 |  | 0
FALSE | 4A7A7048A1 | 288 | 5942748 | AMERICAN STANDARD | 4A7A7048A1 | AC | Split System: Air-Cooled Condensing Unit, Coil with Blower | 4A7A7048A1 |  | 4TXCC044BC3 | 12.5 | 16 | Yes | Yes | 2015-03-13 |  | 1
FALSE | 4A7A7048A1 | 288 | 5942747 | AMERICAN STANDARD | 4A7A7048A1 | AC | Split System: Air-Cooled Condensing Unit, Coil with Blower | 4A7A7048A1 |  | 4TXCC044BC3 | 12 | 16 | Yes | Yes | 2015-03-13 |  | 0
FALSE | 4A7A7048A1 | 288 | 5942746 | AMERICAN STANDARD | 4A7A7048A1 | AC | Split System: Air-Cooled Condensing Unit, Coil with Blower | 4A7A7048A1 |  | 4TXCC044BC3 | 12.5 | 16.5 | Yes | Yes | 2015-03-13 |  | 1
FALSE | 4A7A7048A1 | 288 | 5942744 | AMERICAN STANDARD | 4A7A7048A1 | AC | Split System: Air-Cooled Condensing Unit, Coil with Blower | 4A7A7048A1 |  | 4TXCC044BC3 | 12.5 | 16 | Yes | Yes | 2015-03-13 |  | 1
FALSE | 4A7A7048A1 | 288 | 5942742 | AMERICAN STANDARD | 4A7A7048A1 | AC | Split System: Air-Cooled Condensing Unit, Coil with Blower | 4A7A7048A1 |  | 4TXCC044BC3 | 12 | 16 | Yes | Yes | 2015-03-13 |  | 0
FALSE | 4A7A7048A1 | 288 | 5942741 | AMERICAN STANDARD | 4A7A7048A1 | AC | Split System: Air-Cooled Condensing Unit, Coil with Blower | 4A7A7048A1 |  | 4TXCC044BC3 | 12 | 16 | Yes | Yes | 2015-03-13 |  | 0
FALSE | 4A7A7048A1 | 288 | 5942740 | AMERICAN STANDARD | 4A7A7048A1 | AC | Split System: Air-Cooled Condensing Unit, Coil with Blower | 4A7A7048A1 |  | 4TXCC044BC3 | 12 | 16 | Yes | Yes | 2015-03-13 |  | 0
FALSE | 4A7A7048A1 | 288 | 5942768 | AMERICAN STANDARD | 4A7A7048A1 | AC | Split System: Air-Cooled Condensing Unit, Coil with Blower | 4A7A7048A1 |  | 4TXCC044BC3 | 12.5 | 16.25 | Yes | Yes | 2015-03-13 |  | 1
FALSE | 4A7A7048A1 | 288 | 5942787 | AMERICAN STANDARD | 4A7A7048A1 | AC | Split System: Air-Cooled Condensing Unit, Coil with Blower | 4A7A7048A1 |  | 4TXCC049BC3 | 12.5 | 16 | Yes | Yes | 2015-03-13 |  | 1
FALSE | 4TTR6049B1 | 3692 | 5876323 | AMERICAN STANDARD | 4A7A6049H1 | AC | Split System: Air-Cooled Condensing Unit, Coil with Blower | 4TTR6049B1 |  | *AM7A0C42H31 | 13 | 16 | Yes | Yes | 2015-03-13 |  | 2
FALSE | 4TTR6049B1 | 3692 | 5876324 | AMERICAN STANDARD | 4A7A6049H1 | AC | Split System: Air-Cooled Condensing Unit, Coil with Blower | 4TTR6049B1 |  | *AM7A0C48H41 | 13 | 16 | Yes | Yes | 2015-03-13 |  | 2
FALSE | 4TTR6049B1 | 3692 | 5876325 | AMERICAN STANDARD | 4A7A6049H1 | AC | Split System: Air-Cooled Condensing Unit, Coil with Blower | 4TTR6049B1 |  | *AM8A0C42V31+BAYCC24V | 13 | 16 | Yes | Yes | 2015-03-13 |  | 2
FALSE | 4TTR6049B1 | 3692 | 5876326 | AMERICAN STANDARD | 4A7A6049H1 | AC | Split System: Air-Cooled Condensing Unit, Coil with Blower | 4TTR6049B1 |  | *AM8A0C48V41+BAYCC24V | 13 | 16 | Yes | Yes | 2015-03-13 |  | 2
FALSE | 4TTR6049B1 | 3692 | 5876454 | AMERICAN STANDARD | 4A7A6049H1 | AC | Split System: Air-Cooled Condensing Unit, Coil with Blower | 4TTR6049B1 |  | 4TXAD061BC3 | 12.5 | 15 | Yes | Yes | 2015-03-13 |  | 1
FALSE | 4TTR6049B1 | 3692 | 5876488 | AMERICAN STANDARD | 4A7A6049H1 | AC | Split System: Air-Cooled Condensing Unit, Coil with Blower | 4TTR6049B1 |  | 4TXAD064BC3 | 13 | 16 | Yes | Yes | 2015-03-13 |  | 2
FALSE | 4TTR6049B1 | 3692 | 5876503 | AMERICAN STANDARD | 4A7A6049H1 | AC | Split System: Air-Cooled Condensing Unit, Coil with Blower | 4TTR6049B1 |  | 4TXAD064BC3 | 13 | 16 | Yes | Yes | 2015-03-13 |  | 2
FALSE | 4TTR6049B1 | 3692 | 5876656 | AMERICAN STANDARD | 4A7A6049H1 | AC | Split System: Air-Cooled Condensing Unit, Coil with Blower | 4TTR6049B1 |  | 4TXCD009CC3 | 12.5 | 15 | Yes | Yes | 2015-03-13 |  | 1
FALSE | 4TTR6049B1 | 3692 | 5876627 | AMERICAN STANDARD | 4A7A6049H1 | AC | Split System: Air-Cooled Condensing Unit, Coil with Blower | 4TTR6049B1 |  | 4TXCD009CC3 | 13 | 16 | Yes | Yes | 2015-03-13 |  | 2
FALSE | 4TTR6049B1 | 3692 | 5876629 | AMERICAN STANDARD | 4A7A6049H1 | AC | Split System: Air-Cooled Condensing Unit, Coil with Blower | 4TTR6049B1 |  | 4TXCD009CC3 | 13 | 16 | Yes | Yes | 2015-03-13 |  | 2
FALSE | 4TTR6049B1 | 3692 | 5876780 | AMERICAN STANDARD | 4A7A6049H1 | AC | Split System: Air-Cooled Condensing Unit, Coil with Blower | 4TTR6049B1 |  | 4TXCD063BC3 | 13 | 16 | Yes | Yes | 2015-03-13 |  | 2
FALSE | 4TTR6049B1 | 3692 | 5876782 | AMERICAN STANDARD | 4A7A6049H1 | AC | Split System: Air-Cooled Condensing Unit, Coil Alone | 4TTR6049B1 |  | 4TXCD063BC3 | 12.5 | 15 | Yes | Yes | 2015-03-13 |  | 1
FALSE | 4TTR6049B1 | 3692 | 5876815 | AMERICAN STANDARD | 4A7A6049H1 | AC | Split System: Air-Cooled Condensing Unit, Coil with Blower | 4TTR6049B1 |  | 4TXCD064BC3 | 13 | 16 | Yes | Yes | 2015-03-13 |  | 2
FALSE | 4TTR6049B1 | 3692 | 5876816 | AMERICAN STANDARD | 4A7A6049H1 | AC | Split System: Air-Cooled Condensing Unit, Coil with Blower | 4TTR6049B1 |  | 4TXCD064BC3 | 13 | 16 | Yes | Yes | 2015-03-13 |  | 2
FALSE | 4TTR6049B1 | 3692 | 5876821 | AMERICAN STANDARD | 4A7A6049H1 | AC | Split System: Air-Cooled Condensing Unit, Coil with Blower | 4TTR6049B1 |  | 4TXCD064BC3 | 12.5 | 15 | Yes | Yes | 2015-03-13 |  | 1
FALSE | 4TTR6049B1 | 3692 | 5876822 | AMERICAN STANDARD | 4A7A6049H1 | AC | Split System: Air-Cooled Condensing Unit, Coil with Blower | 4TTR6049B1 |  | 4TXCD064BC3 | 12.5 | 15.5 | Yes | Yes | 2015-03-13 |  | 1
FALSE | 4TTR6049B1 | 3692 | 5876823 | AMERICAN STANDARD | 4A7A6049H1 | AC | Split System: Air-Cooled Condensing Unit, Coil with Blower | 4TTR6049B1 |  | 4TXCD064BC3 | 12.5 | 15 | Yes | Yes | 2015-03-13 |  | 1
FALSE | 4TTR6048B1 | 3695 | 5875595 | AMERICAN STANDARD | 4A7A6048H1 | AC | Split System: Air-Cooled Condensing Unit, Coil with Blower | 4TTR6048B1 |  | 4TXAD064BC3 | 12.2 | 15 | Yes | Yes | 2015-03-13 |  | 0
FALSE | 4TTR6048B1 | 3695 | 5875573 | AMERICAN STANDARD | 4A7A6048H1 | AC | Split System: Air-Cooled Condensing Unit, Coil with Blower | 4TTR6048B1 |  | 4TXAD064BC3 | 12 | 14.5 | Yes | Yes | 2015-03-13 |  | 0
FALSE | 4TTR6048B1 | 3695 | 5875559 | AMERICAN STANDARD | 4A7A6048H1 | AC | Split System: Air-Cooled Condensing Unit, Coil with Blower | 4TTR6048B1 |  | 4TXAD064BC3 | 12 | 14.5 | Yes | Yes | 2015-03-13 |  | 0
FALSE | 4TTR6048B1 | 3695 | 5875601 | AMERICAN STANDARD | 4A7A6048H1 | AC | Split System: Air-Cooled Condensing Unit, Coil with Blower | 4TTR6048B1 |  | 4TXAD064BC3 | 12.5 | 15 | Yes | Yes | 2015-03-13 |  | 1
FALSE | 4TTR6048B1 | 3695 | 5875562 | AMERICAN STANDARD | 4A7A6048H1 | AC | Split System: Air-Cooled Condensing Unit, Coil with Blower | 4TTR6048B1 |  | 4TXAD064BC3 | 12.2 | 15 | Yes | Yes | 2015-03-13 |  | 0
FALSE | 4TTR6042B1 | 3680 | 5874300 | AMERICAN STANDARD | 4A7A6042H1 | AC | Split System: Air-Cooled Condensing Unit, Coil with Blower | 4TTR6042B1 |  | 4TXAD050BC3 | 12.5 | 15 | Yes | Yes | 2015-03-13 |  | 1
FALSE | 4TTR6042B1 | 3680 | 5874312 | AMERICAN STANDARD | 4A7A6042H1 | AC | Split System: Air-Cooled Condensing Unit, Coil with Blower | 4TTR6042B1 |  | 4TXAD050BC3 | 12.5 | 15 | Yes | Yes | 2015-03-13 |  | 1
FALSE | 4TTR6042B1 | 3680 | 5874352 | AMERICAN STANDARD | 4A7A6042H1 | AC | Split System: Air-Cooled Condensing Unit, Coil with Blower | 4TTR6042B1 |  | 4TXCB036BC3 | 12 | 14.5 | Yes | Yes | 2015-03-13 |  | 0
FALSE | 4TTR6042B1 | 3680 | 5874451 | AMERICAN STANDARD | 4A7A6042H1 | AC | Split System: Air-Cooled Condensing Unit, Coil with Blower | 4TTR6042B1 |  | 4TXCB048BC3 | 12.2 | 14.5 | Yes | Yes | 2015-03-13 |  | 0
FALSE | 4TTR6042B1 | 3680 | 5874449 | AMERICAN STANDARD | 4A7A6042H1 | AC | Split System: Air-Cooled Condensing Unit, Coil with Blower | 4TTR6042B1 |  | 4TXCB048BC3 | 12 | 14.5 | Yes | Yes | 2015-03-13 |  | 0
FALSE | 4TTR6042B1 | 3680 | 5874446 | AMERICAN STANDARD | 4A7A6042H1 | AC | Split System: Air-Cooled Condensing Unit, Coil with Blower | 4TTR6042B1 |  | 4TXCB048BC3 | 12 | 14.5 | Yes | Yes | 2015-03-13 |  | 0
FALSE | 4TTR6042B1 | 3680 | 5874497 | AMERICAN STANDARD | 4A7A6042H1 | AC | Split System: Air-Cooled Condensing Unit, Coil with Blower | 4TTR6042B1 |  | 4TXCC008CC3 | 12 | 14.5 | Yes | Yes | 2015-03-13 |  | 0
FALSE | 4TTR6042B1 | 3680 | 5874624 | AMERICAN STANDARD | 4A7A6042H1 | AC | Split System: Air-Cooled Condensing Unit, Coil with Blower | 4TTR6042B1 |  | 4TXCC043BC3 | 12.5 | 15 | Yes | Yes | 2015-03-13 |  | 1
FALSE | 4TTR6042B1 | 3680 | 5874572 | AMERICAN STANDARD | 4A7A6042H1 | AC | Split System: Air-Cooled Condensing Unit, Coil with Blower | 4TTR6042B1 |  | 4TXCC043BC3 | 12 | 14.5 | Yes | Yes | 2015-03-13 |  | 0
FALSE | 4TTR6042B1 | 3680 | 5874722 | AMERICAN STANDARD | 4A7A6042H1 | AC | Split System: Air-Cooled Condensing Unit, Coil with Blower | 4TTR6042B1 |  | 4TXCC049BC3 | 12.5 | 15 | Yes | Yes | 2015-03-13 |  | 1
FALSE | 4TTR6042B1 | 3680 | 5874726 | AMERICAN STANDARD | 4A7A6042H1 | AC | Split System: Air-Cooled Condensing Unit, Coil with Blower | 4TTR6042B1 |  | 4TXCC049BC3 | 12.5 | 15.25 | Yes | Yes | 2015-03-13 |  | 1
FALSE | 4TTR6042B1 | 3680 | 5874729 | AMERICAN STANDARD | 4A7A6042H1 | AC | Split System: Air-Cooled Condensing Unit, Coil with Blower | 4TTR6042B1 |  | 4TXCC049BC3 | 12 | 14.5 | Yes | Yes | 2015-03-13 |  | 0
FALSE | 4TTR6042B1 | 3680 | 5874764 | AMERICAN STANDARD | 4A7A6042H1 | AC | Split System: Air-Cooled Condensing Unit, Coil with Blower | 4TTR6042B1 |  | 4TXCC060BC3 | 12.5 | 15.25 | Yes | Yes | 2015-03-13 |  | 1
FALSE | 4TTR6042B1 | 3680 | 5874904 | AMERICAN STANDARD | 4A7A6042H1 | AC | Split System: Air-Cooled Condensing Unit, Coil with Blower | 4TTR6042B1 |  | 4TXFH041CC3 | 12.5 | 15 | Yes | Yes | 2015-03-13 |  | 1
FALSE | 4TTR6042B1 | 3680 | 5874583 | AMERICAN STANDARD | 4A7A6042H1 | AC | Split System: Air-Cooled Condensing Unit, Coil with Blower | 4TTR6042B1 |  | 4TXCC043BC3 | 12.5 | 15 | Yes | Yes | 2015-03-13 |  | 1
FALSE | 4TTR6042B1 | 3680 | 5874584 | AMERICAN STANDARD | 4A7A6042H1 | AC | Split System: Air-Cooled Condensing Unit, Coil with Blower | 4TTR6042B1 |  | 4TXCC043BC3 | 12.5 | 14.5 | Yes | Yes | 2015-03-13 |  | 0
FALSE | 4TTR6042B1 | 3680 | 5874587 | AMERICAN STANDARD | 4A7A6042H1 | AC | Split System: Air-Cooled Condensing Unit, Coil with Blower | 4TTR6042B1 |  | 4TXCC043BC3 | 12 | 14.5 | Yes | Yes | 2015-03-13 |  | 0
FALSE | 4TTR6042B1 | 3680 | 5874606 | AMERICAN STANDARD | 4A7A6042H1 | AC | Split System: Air-Cooled Condensing Unit, Coil with Blower | 4TTR6042B1 |  | 4TXCC043BC3 | 12 | 14.5 | Yes | Yes | 2015-03-13 |  | 0
FALSE | 4TTR6042B1 | 3680 | 5874578 | AMERICAN STANDARD | 4A7A6042H1 | AC | Split System: Air-Cooled Condensing Unit, Coil with Blower | 4TTR6042B1 |  | 4TXCC043BC3 | 12.5 | 15 | Yes | Yes | 2015-03-13 |  | 1
FALSE | 4TTR6042B1 | 3680 | 5874736 | AMERICAN STANDARD | 4A7A6042H1 | AC | Split System: Air-Cooled Condensing Unit, Coil with Blower | 4TTR6042B1 |  | 4TXCC049BC3 | 12 | 14.5 | Yes | Yes | 2015-03-13 |  | 0
FALSE | 4TTR6042B1 | 3680 | 5874753 | AMERICAN STANDARD | 4A7A6042H1 | AC | Split System: Air-Cooled Condensing Unit, Coil with Blower | 4TTR6042B1 |  | 4TXCC049BC3 | 12.5 | 15 | Yes | Yes | 2015-03-13 |  | 1
FALSE | 4TTR6042B1 | 3680 | 5874754 | AMERICAN STANDARD | 4A7A6042H1 | AC | Split System: Air-Cooled Condensing Unit, Coil with Blower | 4TTR6042B1 |  | 4TXCC049BC3 | 12 | 14.5 | Yes | Yes | 2015-03-13 |  | 0
FALSE | 4TTR6042B1 | 3680 | 5874758 | AMERICAN STANDARD | 4A7A6042H1 | AC | Split System: Air-Cooled Condensing Unit, Coil with Blower | 4TTR6042B1 |  | 4TXCC049BC3 | 12 | 14.5 | Yes | Yes | 2015-03-13 |  | 0
FALSE | 4TTR6042B1 | 3680 | 5874760 | AMERICAN STANDARD | 4A7A6042H1 | AC | Split System: Air-Cooled Condensing Unit, Coil with Blower | 4TTR6042B1 |  | 4TXCC049BC3 | 12.5 | 15 | Yes | Yes | 2015-03-13 |  | 1
FALSE | 4TTR6042B1 | 3680 | 5874812 | AMERICAN STANDARD | 4A7A6042H1 | AC | Split System: Air-Cooled Condensing Unit, Coil with Blower | 4TTR6042B1 |  | 4TXCD050BC3 | 12.5 | 15 | Yes | Yes | 2015-03-13 |  | 1
FALSE | 4TTR6042B1 | 3680 | 5874879 | AMERICAN STANDARD | 4A7A6042H1 | AC | Split System: Air-Cooled Condensing Unit, Coil with Blower | 4TTR6042B1 |  | 4TXCD050BC3 | 12 | 14.5 | Yes | Yes | 2015-03-13 |  | 0
FALSE | 4TTR6042B1 | 3680 | 5874886 | AMERICAN STANDARD | 4A7A6042H1 | AC | Split System: Air-Cooled Condensing Unit, Coil with Blower | 4TTR6042B1 |  | 4TXFH041CC3 | 12.5 | 15 | Yes | Yes | 2015-03-13 |  | 1
FALSE | 4TTR6042B1 | 3680 | 5874883 | AMERICAN STANDARD | 4A7A6042H1 | AC | Split System: Air-Cooled Condensing Unit, Coil with Blower | 4TTR6042B1 |  | 4TXFH041CC3 | 12.2 | 14.5 | Yes | Yes | 2015-03-13 |  | 0
FALSE | 4TTR6048B1 | 3695 | 5875014 | AMERICAN STANDARD | 4A7A6048H1 | AC | Split System: Air-Cooled Condensing Unit, Coil with Blower | 4TTR6048B1 |  | 4CXCC043CC3 | 12 | 14.5 | Yes | Yes | 2015-03-13 |  | 0
FALSE | 4TTR6048B1 | 3695 | 5875019 | AMERICAN STANDARD | 4A7A6048H1 | AC | Split System: Air-Cooled Condensing Unit, Coil with Blower | 4TTR6048B1 |  | 4CXCC043CC3 | 12 | 14.5 | Yes | Yes | 2015-03-13 |  | 0
FALSE | 4TTR6048B1 | 3695 | 5875023 | AMERICAN STANDARD | 4A7A6048H1 | AC | Split System: Air-Cooled Condensing Unit, Coil with Blower | 4TTR6048B1 |  | 4CXCC043CC3 | 12 | 14.5 | Yes | Yes | 2015-03-13 |  | 0
FALSE | 4TTR6048B1 | 3695 | 5875286 | AMERICAN STANDARD | 4A7A6048H1 | AC | Split System: Air-Cooled Condensing Unit, Coil with Blower | 4TTR6048B1 |  | 4TXAC044BC3 | 12.5 | 15 | Yes | Yes | 2015-03-13 |  | 1
FALSE | 4TTR6048B1 | 3695 | 5875305 | AMERICAN STANDARD | 4A7A6048H1 | AC | Split System: Air-Cooled Condensing Unit, Coil with Blower | 4TTR6048B1 |  | 4TXAC044BC3 | 12 | 14.5 | Yes | Yes | 2015-03-13 |  | 0
FALSE | 4TTR6048B1 | 3695 | 5875310 | AMERICAN STANDARD | 4A7A6048H1 | AC | Split System: Air-Cooled Condensing Unit, Coil with Blower | 4TTR6048B1 |  | 4TXAC044BC3 | 12 | 14.5 | Yes | Yes | 2015-03-13 |  | 0
FALSE | 4TTR6048B1 | 3695 | 5875328 | AMERICAN STANDARD | 4A7A6048H1 | AC | Split System: Air-Cooled Condensing Unit, Coil with Blower | 4TTR6048B1 |  | 4TXAC049BC3 | 12.2 | 15 | Yes | Yes | 2015-03-13 |  | 0
FALSE | 4TTR6048B1 | 3695 | 5875384 | AMERICAN STANDARD | 4A7A6048H1 | AC | Split System: Air-Cooled Condensing Unit, Coil with Blower | 4TTR6048B1 |  | 4TXAC049BC3 | 12.2 | 15 | Yes | Yes | 2015-03-13 |  | 0
FALSE | 4TTR6048B1 | 3695 | 5875324 | AMERICAN STANDARD | 4A7A6048H1 | AC | Split System: Air-Cooled Condensing Unit, Coil with Blower | 4TTR6048B1 |  | 4TXAC049BC3 | 12 | 14.5 | Yes | Yes | 2015-03-13 |  | 0
FALSE | 4TTR6042B1 | 3680 | 5874900 | AMERICAN STANDARD | 4A7A6042H1 | AC | Split System: Air-Cooled Condensing Unit, Coil with Blower | 4TTR6042B1 |  | 4TXFH041CC3 | 12.5 | 15 | Yes | Yes | 2015-03-13 |  | 1
FALSE | 4TTR6042B1 | 3680 | 5874893 | AMERICAN STANDARD | 4A7A6042H1 | AC | Split System: Air-Cooled Condensing Unit, Coil with Blower | 4TTR6042B1 |  | 4TXFH041CC3 | 12 | 14.5 | Yes | Yes | 2015-03-13 |  | 0
FALSE | 4TTR6042B1 | 3680 | 5874959 | AMERICAN STANDARD | 4A7A6042H1 | AC | Split System: Air-Cooled Condensing Unit, Coil with Blower | 4TTR6042B1 |  | 4TXFH054CC3 | 12.5 | 15 | Yes | Yes | 2015-03-13 |  | 1
FALSE | 4TTR6048B1 | 3695 | 5875053 | AMERICAN STANDARD | 4A7A6048H1 | AC | Split System: Air-Cooled Condensing Unit, Coil with Blower | 4TTR6048B1 |  | 4CXCC049CC3 | 12 | 14.5 | Yes | Yes | 2015-03-13 |  | 0
FALSE | 4TTR6048B1 | 3695 | 5875057 | AMERICAN STANDARD | 4A7A6048H1 | AC | Split System: Air-Cooled Condensing Unit, Coil with Blower | 4TTR6048B1 |  | 4CXCC049CC3 | 12.5 | 15 | Yes | Yes | 2015-03-13 |  | 1
FALSE | 4TTR6048B1 | 3695 | 5875067 | AMERICAN STANDARD | 4A7A6048H1 | AC | Split System: Air-Cooled Condensing Unit, Coil with Blower | 4TTR6048B1 |  | 4CXCC049CC3 | 12 | 14.5 | Yes | Yes | 2015-03-13 |  | 0
FALSE | 4TTR6048B1 | 3695 | 5875069 | AMERICAN STANDARD | 4A7A6048H1 | AC | Split System: Air-Cooled Condensing Unit, Coil with Blower | 4TTR6048B1 |  | 4CXCC049CC3 | 12 | 14.5 | Yes | Yes | 2015-03-13 |  | 0
FALSE | 4TTR6048B1 | 3695 | 5875370 | AMERICAN STANDARD | 4A7A6048H1 | AC | Split System: Air-Cooled Condensing Unit, Coil with Blower | 4TTR6048B1 |  | 4TXAC049BC3 | 12 | 14.5 | Yes | Yes | 2015-03-13 |  | 0
FALSE | 4TTR6048B1 | 3695 | 5875364 | AMERICAN STANDARD | 4A7A6048H1 | AC | Split System: Air-Cooled Condensing Unit, Coil with Blower | 4TTR6048B1 |  | 4TXAC049BC3 | 12.5 | 15 | Yes | Yes | 2015-03-13 |  | 1
FALSE | 4TTR6048B1 | 3695 | 5875346 | AMERICAN STANDARD | 4A7A6048H1 | AC | Split System: Air-Cooled Condensing Unit, Coil with Blower | 4TTR6048B1 |  | 4TXAC049BC3 | 12 | 14.5 | Yes | Yes | 2015-03-13 |  | 0
FALSE | 4TTR6048B1 | 3695 | 5875341 | AMERICAN STANDARD | 4A7A6048H1 | AC | Split System: Air-Cooled Condensing Unit, Coil with Blower | 4TTR6048B1 |  | 4TXAC049BC3 | 12 | 14.5 | Yes | Yes | 2015-03-13 |  | 0
FALSE | 4TTR6048B1 | 3695 | 5875390 | AMERICAN STANDARD | 4A7A6048H1 | AC | Split System: Air-Cooled Condensing Unit, Coil with Blower | 4TTR6048B1 |  | 4TXAC060BC3 | 12 | 15 | Yes | Yes | 2015-03-13 |  | 0
FALSE | 4TTR6048B1 | 3695 | 5875387 | AMERICAN STANDARD | 4A7A6048H1 | AC | Split System: Air-Cooled Condensing Unit, Coil with Blower | 4TTR6048B1 |  | 4TXAC060BC3 | 12 | 14.5 | Yes | Yes | 2015-03-13 |  | 0
FALSE | 4TTR6048B1 | 3695 | 5875599 | AMERICAN STANDARD | 4A7A6048H1 | AC | Split System: Air-Cooled Condensing Unit, Coil with Blower | 4TTR6048B1 |  | 4TXAD064BC3 | 12 | 14.5 | Yes | Yes | 2015-03-13 |  | 0
FALSE | 4TTR6048B1 | 3695 | 5875588 | AMERICAN STANDARD | 4A7A6048H1 | AC | Split System: Air-Cooled Condensing Unit, Coil with Blower | 4TTR6048B1 |  | 4TXAD064BC3 | 12 | 14.5 | Yes | Yes | 2015-03-13 |  | 0
FALSE | 4TTR6048B1 | 3695 | 5875585 | AMERICAN STANDARD | 4A7A6048H1 | AC | Split System: Air-Cooled Condensing Unit, Coil with Blower | 4TTR6048B1 |  | 4TXAD064BC3 | 12 | 14.5 | Yes | Yes | 2015-03-13 |  | 0
FALSE | 4TTR6048B1 | 3695 | 5875605 | AMERICAN STANDARD | 4A7A6048H1 | AC | Split System: Air-Cooled Condensing Unit, Coil with Blower | 4TTR6048B1 |  | 4TXCB042BC3 | 12 | 14.5 | Yes | Yes | 2015-03-13 |  | 0
FALSE | 4TTR6042B1 | 3680 | 5874348 | AMERICAN STANDARD | 4A7A6042H1 | AC | Split System: Air-Cooled Condensing Unit, Coil with Blower | 4TTR6042B1 |  | 4TXCB036BC3 | 12 | 14.5 | Yes | Yes | 2015-03-13 |  | 0
FALSE | 4TTR6042B1 | 3680 | 5874366 | AMERICAN STANDARD | 4A7A6042H1 | AC | Split System: Air-Cooled Condensing Unit, Coil with Blower | 4TTR6042B1 |  | 4TXCB036BC3 | 12 | 14.5 | Yes | Yes | 2015-03-13 |  | 0
FALSE | 4TTR6042B1 | 3680 | 5874499 | AMERICAN STANDARD | 4A7A6042H1 | AC | Split System: Air-Cooled Condensing Unit, Coil with Blower | 4TTR6042B1 |  | 4TXCC008CC3 | 12 | 14.5 | Yes | Yes | 2015-03-13 |  | 0
FALSE | 4TTR6042B1 | 3680 | 5874484 | AMERICAN STANDARD | 4A7A6042H1 | AC | Split System: Air-Cooled Condensing Unit, Coil with Blower | 4TTR6042B1 |  | 4TXCC008CC3 | 12.5 | 15 | Yes | Yes | 2015-03-13 |  | 1
FALSE | 4TTR6042B1 | 3680 | 5874504 | AMERICAN STANDARD | 4A7A6042H1 | AC | Split System: Air-Cooled Condensing Unit, Coil with Blower | 4TTR6042B1 |  | 4TXCC037BC3 | 12.5 | 15 | Yes | Yes | 2015-03-13 |  | 1
FALSE | 4TTR6042B1 | 3680 | 5874512 | AMERICAN STANDARD | 4A7A6042H1 | AC | Split System: Air-Cooled Condensing Unit, Coil with Blower | 4TTR6042B1 |  | 4TXCC037BC3 | 12.5 | 15 | Yes | Yes | 2015-03-13 |  | 1
FALSE | 4TTR6048B1 | 3695 | 5875207 | AMERICAN STANDARD | 4A7A6048H1 | AC | Split System: Air-Cooled Condensing Unit, Coil with Blower | 4TTR6048B1 |  | 4TXAC043BC3 | 12 | 14.5 | Yes | Yes | 2015-03-13 |  | 0
FALSE | 4TTR6048B1 | 3695 | 5875204 | AMERICAN STANDARD | 4A7A6048H1 | AC | Split System: Air-Cooled Condensing Unit, Coil with Blower | 4TTR6048B1 |  | 4TXAC043BC3 | 12 | 14.5 | Yes | Yes | 2015-03-13 |  | 0
FALSE | 4TTR6048B1 | 3695 | 5875190 | AMERICAN STANDARD | 4A7A6048H1 | AC | Split System: Air-Cooled Condensing Unit, Coil with Blower | 4TTR6048B1 |  | 4TXAC043BC3 | 12 | 14.5 | Yes | Yes | 2015-03-13 |  | 0
FALSE | 4TTR6048B1 | 3695 | 5875446 | AMERICAN STANDARD | 4A7A6048H1 | AC | Split System: Air-Cooled Condensing Unit, Coil with Blower | 4TTR6048B1 |  | 4TXAD050BC3 | 12.2 | 15 | Yes | Yes | 2015-03-13 |  | 0
FALSE | 4TTR6048B1 | 3695 | 5875449 | AMERICAN STANDARD | 4A7A6048H1 | AC | Split System: Air-Cooled Condensing Unit, Coil with Blower | 4TTR6048B1 |  | 4TXAD050BC3 | 12 | 14.5 | Yes | Yes | 2015-03-13 |  | 0
FALSE | 4TTR6048B1 | 3695 | 5875476 | AMERICAN STANDARD | 4A7A6048H1 | AC | Split System: Air-Cooled Condensing Unit, Coil with Blower | 4TTR6048B1 |  | 4TXAD050BC3 | 12 | 14.5 | Yes | Yes | 2015-03-13 |  | 0
FALSE | 4TTR6048B1 | 3695 | 5875480 | AMERICAN STANDARD | 4A7A6048H1 | AC | Split System: Air-Cooled Condensing Unit, Coil with Blower | 4TTR6048B1 |  | 4TXAD050BC3 | 12.5 | 15 | Yes | Yes | 2015-03-13 |  | 1
FALSE | 4TTR6048B1 | 3695 | 5875487 | AMERICAN STANDARD | 4A7A6048H1 | AC | Split System: Air-Cooled Condensing Unit, Coil with Blower | 4TTR6048B1 |  | 4TXAD050BC3 | 12 | 14.5 | Yes | Yes | 2015-03-13 |  | 0
FALSE | 4TTR6048B1 | 3695 | 5875494 | AMERICAN STANDARD | 4A7A6048H1 | AC | Split System: Air-Cooled Condensing Unit, Coil with Blower | 4TTR6048B1 |  | 4TXAD050BC3 | 12 | 14.5 | Yes | Yes | 2015-03-13 |  | 0
FALSE | 4TTR6048B1 | 3695 | 5875497 | AMERICAN STANDARD | 4A7A6048H1 | AC | Split System: Air-Cooled Condensing Unit, Coil with Blower | 4TTR6048B1 |  | 4TXAD050BC3 | 12 | 14.5 | Yes | Yes | 2015-03-13 |  | 0
FALSE | 4TTR6048B1 | 3695 | 5875760 | AMERICAN STANDARD | 4A7A6048H1 | AC | Split System: Air-Cooled Condensing Unit, Coil with Blower | 4TTR6048B1 |  | 4TXCC043BC3 | 12 | 14.5 | Yes | Yes | 2015-03-13 |  | 0
FALSE | 4TTR6048B1 | 3695 | 5875756 | AMERICAN STANDARD | 4A7A6048H1 | AC | Split System: Air-Cooled Condensing Unit, Coil with Blower | 4TTR6048B1 |  | 4TXCC043BC3 | 12 | 14.5 | Yes | Yes | 2015-03-13 |  | 0
FALSE | 4TTR6048B1 | 3695 | 5875745 | AMERICAN STANDARD | 4A7A6048H1 | AC | Split System: Air-Cooled Condensing Unit, Coil with Blower | 4TTR6048B1 |  | 4TXCC043BC3 | 12 | 14.5 | Yes | Yes | 2015-03-13 |  | 0
FALSE | 4A7A7048A1 | 288 | 5942788 | AMERICAN STANDARD | 4A7A7048A1 | AC | Split System: Air-Cooled Condensing Unit, Coil with Blower | 4A7A7048A1 |  | 4TXCC049BC3 | 12.5 | 16 | Yes | Yes | 2015-03-13 |  | 1
FALSE | 4A7A7048A1 | 288 | 5942789 | AMERICAN STANDARD | 4A7A7048A1 | AC | Split System: Air-Cooled Condensing Unit, Coil with Blower | 4A7A7048A1 |  | 4TXCC049BC3 | 13 | 16 | Yes | Yes | 2015-03-13 |  | 2
FALSE | 4A7A7048A1 | 288 | 5942790 | AMERICAN STANDARD | 4A7A7048A1 | AC | Split System: Air-Cooled Condensing Unit, Coil with Blower | 4A7A7048A1 |  | 4TXCC049BC3 | 12.5 | 16 | Yes | Yes | 2015-03-13 |  | 1
FALSE | 4A7A7048A1 | 288 | 5942791 | AMERICAN STANDARD | 4A7A7048A1 | AC | Split System: Air-Cooled Condensing Unit, Coil with Blower | 4A7A7048A1 |  | 4TXCC049BC3 | 12 | 15.5 | Yes | Yes | 2015-03-13 |  | 0
FALSE | 4A7A7048A1 | 288 | 5942795 | AMERICAN STANDARD | 4A7A7048A1 | AC | Split System: Air-Cooled Condensing Unit, Coil with Blower | 4A7A7048A1 |  | 4TXCC049BC3 | 12 | 15 | Yes | Yes | 2015-03-13 |  | 0
FALSE | 4TTR6048B1 | 3695 | 5875419 | AMERICAN STANDARD | 4A7A6048H1 | AC | Split System: Air-Cooled Condensing Unit, Coil with Blower | 4TTR6048B1 |  | 4TXAC060BC3 | 12 | 15 | Yes | Yes | 2015-03-13 |  | 0
FALSE | 4TTR6048B1 | 3695 | 5875416 | AMERICAN STANDARD | 4A7A6048H1 | AC | Split System: Air-Cooled Condensing Unit, Coil with Blower | 4TTR6048B1 |  | 4TXAC060BC3 | 12 | 14.5 | Yes | Yes | 2015-03-13 |  | 0
FALSE | 4TTR6048B1 | 3695 | 5875410 | AMERICAN STANDARD | 4A7A6048H1 | AC | Split System: Air-Cooled Condensing Unit, Coil with Blower | 4TTR6048B1 |  | 4TXAC060BC3 | 12 | 14.5 | Yes | Yes | 2015-03-13 |  | 0
FALSE | 4TTR6048B1 | 3695 | 5875406 | AMERICAN STANDARD | 4A7A6048H1 | AC | Split System: Air-Cooled Condensing Unit, Coil with Blower | 4TTR6048B1 |  | 4TXAC060BC3 | 12 | 14.5 | Yes | Yes | 2015-03-13 |  | 0
FALSE | 4TTR6048B1 | 3695 | 5875463 | AMERICAN STANDARD | 4A7A6048H1 | AC | Split System: Air-Cooled Condensing Unit, Coil with Blower | 4TTR6048B1 |  | 4TXAD050BC3 | 12.2 | 15 | Yes | Yes | 2015-03-13 |  | 0
FALSE | 4TTR6048B1 | 3695 | 5875653 | AMERICAN STANDARD | 4A7A6048H1 | AC | Split System: Air-Cooled Condensing Unit, Coil with Blower | 4TTR6048B1 |  | 4TXCB048BC3 | 12 | 14.75 | Yes | Yes | 2015-03-13 |  | 0
FALSE | 4TTR6042B1 | 3680 | 5874382 | AMERICAN STANDARD | 4A7A6042H1 | AC | Split System: Air-Cooled Condensing Unit, Coil with Blower | 4TTR6042B1 |  | 4TXCB042BC3 | 12 | 14.5 | Yes | Yes | 2015-03-13 |  | 0
FALSE | 4TTR6042B1 | 3680 | 5874563 | AMERICAN STANDARD | 4A7A6042H1 | AC | Split System: Air-Cooled Condensing Unit, Coil with Blower | 4TTR6042B1 |  | 4TXCC037BC3 | 12 | 14.5 | Yes | Yes | 2015-03-13 |  | 0
FALSE | 4TTR6042B1 | 3680 | 5874565 | AMERICAN STANDARD | 4A7A6042H1 | AC | Split System: Air-Cooled Condensing Unit, Coil with Blower | 4TTR6042B1 |  | 4TXCC037BC3 | 12.5 | 15 | Yes | Yes | 2015-03-13 |  | 1
FALSE | 4TTR6042B1 | 3680 | 5874689 | AMERICAN STANDARD | 4A7A6042H1 | AC | Split System: Air-Cooled Condensing Unit, Coil with Blower | 4TTR6042B1 |  | 4TXCC044BC3 | 12.5 | 15 | Yes | Yes | 2015-03-13 |  | 1
FALSE | 4TTR6042B1 | 3680 | 5874691 | AMERICAN STANDARD | 4A7A6042H1 | AC | Split System: Air-Cooled Condensing Unit, Coil with Blower | 4TTR6042B1 |  | 4TXCC044BC3 | 12 | 14.5 | Yes | Yes | 2015-03-13 |  | 0
FALSE | 4TTR6042B1 | 3680 | 5874695 | AMERICAN STANDARD | 4A7A6042H1 | AC | Split System: Air-Cooled Condensing Unit, Coil with Blower | 4TTR6042B1 |  | 4TXCC044BC3 | 12 | 14.5 | Yes | Yes | 2015-03-13 |  | 0
FALSE | 4TTR6042B1 | 3680 | 5874697 | AMERICAN STANDARD | 4A7A6042H1 | AC | Split System: Air-Cooled Condensing Unit, Coil with Blower | 4TTR6042B1 |  | 4TXCC044BC3 | 12.5 | 15 | Yes | Yes | 2015-03-13 |  | 1
FALSE | 4TTR6042B1 | 3680 | 5874702 | AMERICAN STANDARD | 4A7A6042H1 | AC | Split System: Air-Cooled Condensing Unit, Coil with Blower | 4TTR6042B1 |  | 4TXCC044BC3 | 12.5 | 15 | Yes | Yes | 2015-03-13 |  | 1
FALSE | 4TTR6042B1 | 3680 | 5874872 | AMERICAN STANDARD | 4A7A6042H1 | AC | Split System: Air-Cooled Condensing Unit, Coil with Blower | 4TTR6042B1 |  | 4TXCD050BC3 | 12.5 | 15 | Yes | Yes | 2015-03-13 |  | 1
FALSE | 4TTR6042B1 | 3680 | 5874876 | AMERICAN STANDARD | 4A7A6042H1 | AC | Split System: Air-Cooled Condensing Unit, Coil with Blower | 4TTR6042B1 |  | 4TXCD050BC3 | 12.5 | 15 | Yes | Yes | 2015-03-13 |  | 1
FALSE | 4TTR6042B1 | 3680 | 5874926 | AMERICAN STANDARD | 4A7A6042H1 | AC | Split System: Air-Cooled Condensing Unit, Coil with Blower | 4TTR6042B1 |  | 4TXFH054CC3 | 12.5 | 15.5 | Yes | Yes | 2015-03-13 |  | 1
FALSE | 4TTR6042B1 | 3680 | 5874961 | AMERICAN STANDARD | 4A7A6042H1 | AC | Split System: Air-Cooled Condensing Unit, Coil with Blower | 4TTR6042B1 |  | 4TXFH054CC3 | 12.2 | 14.75 | Yes | Yes | 2015-03-13 |  | 0
FALSE | 4TTR6042B1 | 3680 | 5874965 | AMERICAN STANDARD | 4A7A6042H1 | AC | Split System: Air-Cooled Condensing Unit, Coil with Blower | 4TTR6042B1 |  | 4TXFH054CC3 | 12.5 | 15 | Yes | Yes | 2015-03-13 |  | 1
FALSE | 4TTR6042B1 | 3680 | 5874970 | AMERICAN STANDARD | 4A7A6042H1 | AC | Split System: Air-Cooled Condensing Unit, Coil with Blower | 4TTR6042B1 |  | 4TXFH063CZ3 | 13 | 16 | Yes | Yes | 2015-03-13 |  | 2
FALSE | 4TTR6042B1 | 3680 | 5874976 | AMERICAN STANDARD | 4A7A6042H1 | AC | Split System: Air-Cooled Condensing Unit, Coil with Blower | 4TTR6042B1 |  | GAM2A0B42S31+TDR | 12.5 | 14.75 | Yes | Yes | 2015-03-13 |  | 0
FALSE | 4A7A7048A1 | 288 | 5942770 | AMERICAN STANDARD | 4A7A7048A1 | AC | Split System: Air-Cooled Condensing Unit, Coil with Blower | 4A7A7048A1 |  | 4TXCC049BC3 | 12.5 | 16 | Yes | Yes | 2015-03-13 |  | 1
FALSE | 4A7A7048A1 | 288 | 5942771 | AMERICAN STANDARD | 4A7A7048A1 | AC | Split System: Air-Cooled Condensing Unit, Coil with Blower | 4A7A7048A1 |  | 4TXCC049BC3 | 12.5 | 16 | Yes | Yes | 2015-03-13 |  | 1
FALSE | 4A7A7048A1 | 288 | 5942772 | AMERICAN STANDARD | 4A7A7048A1 | AC | Split System: Air-Cooled Condensing Unit, Coil with Blower | 4A7A7048A1 |  | 4TXCC049BC3 | 12.5 | 16 | Yes | Yes | 2015-03-13 |  | 1
FALSE | 4A7A7048A1 | 288 | 5942773 | AMERICAN STANDARD | 4A7A7048A1 | AC | Split System: Air-Cooled Condensing Unit, Coil with Blower | 4A7A7048A1 |  | 4TXCC049BC3 | 12.5 | 16 | Yes | Yes | 2015-03-13 |  | 1
FALSE | 4A7A7048A1 | 288 | 5942774 | AMERICAN STANDARD | 4A7A7048A1 | AC | Split System: Air-Cooled Condensing Unit, Coil with Blower | 4A7A7048A1 |  | 4TXCC049BC3 | 12.5 | 16 | Yes | Yes | 2015-03-13 |  | 1
FALSE | 4A7A7048A1 | 288 | 5942779 | AMERICAN STANDARD | 4A7A7048A1 | AC | Split System: Air-Cooled Condensing Unit, Coil with Blower | 4A7A7048A1 |  | 4TXCC049BC3 | 12 | 16 | Yes | Yes | 2015-03-13 |  | 0
FALSE | 4A7A7048A1 | 288 | 5942780 | AMERICAN STANDARD | 4A7A7048A1 | AC | Split System: Air-Cooled Condensing Unit, Coil with Blower | 4A7A7048A1 |  | 4TXCC049BC3 | 12.5 | 16 | Yes | Yes | 2015-03-13 |  | 1
FALSE | 4A7A7048A1 | 288 | 5942782 | AMERICAN STANDARD | 4A7A7048A1 | AC | Split System: Air-Cooled Condensing Unit, Coil with Blower | 4A7A7048A1 |  | 4TXCC049BC3 | 12 | 15.5 | Yes | Yes | 2015-03-13 |  | 0
FALSE | 4TTR6048B1 | 3695 | 5942230 | AMERICAN STANDARD | 4A7A6048H1 | AC | Split System: Air-Cooled Condensing Unit, Coil Alone | 4TTR6048B1 |  | 4NXCD063BC3 | 12 | 14.5 | Yes | Yes | 2015-03-13 |  | 0
FALSE | 4A7A7048A1 | 288 | 5942881 | AMERICAN STANDARD | 4A7A7048A1 | AC | Split System: Air-Cooled Condensing Unit, Coil with Blower | 4A7A7048A1 |  | 4TXFH054CC3 | 12 | 15.5 | Yes | Yes | 2015-03-13 |  | 0
FALSE | 4A7A7048A1 | 288 | 5942882 | AMERICAN STANDARD | 4A7A7048A1 | AC | Split System: Air-Cooled Condensing Unit, Coil with Blower | 4A7A7048A1 |  | 4TXFH054CC3 | 12 | 15.5 | Yes | Yes | 2015-03-13 |  | 0
FALSE | 4A7A7048A1 | 288 | 5942883 | AMERICAN STANDARD | 4A7A7048A1 | AC | Split System: Air-Cooled Condensing Unit, Coil with Blower | 4A7A7048A1 |  | 4TXFH054CC3 | 13 | 16 | Yes | Yes | 2015-03-13 |  | 2
FALSE | 4A7A7048A1 | 288 | 5942884 | AMERICAN STANDARD | 4A7A7048A1 | AC | Split System: Air-Cooled Condensing Unit, Coil with Blower | 4A7A7048A1 |  | 4TXFH054CC3 | 12.5 | 16.5 | Yes | Yes | 2015-03-13 |  | 1
FALSE | 4A7A7048A1 | 288 | 5942885 | AMERICAN STANDARD | 4A7A7048A1 | AC | Split System: Air-Cooled Condensing Unit, Coil with Blower | 4A7A7048A1 |  | 4TXFH054CC3 | 13 | 16.5 | Yes | Yes | 2015-03-13 |  | 2
FALSE | 4A7A7048A1 | 288 | 5942886 | AMERICAN STANDARD | 4A7A7048A1 | AC | Split System: Air-Cooled Condensing Unit, Coil with Blower | 4A7A7048A1 |  | 4TXFH054CC3 | 12.5 | 16.5 | Yes | Yes | 2015-03-13 |  | 1
FALSE | 4A7A7048A1 | 288 | 5942887 | AMERICAN STANDARD | 4A7A7048A1 | AC | Split System: Air-Cooled Condensing Unit, Coil with Blower | 4A7A7048A1 |  | 4TXFH054CC3 | 13 | 16.5 | Yes | Yes | 2015-03-13 |  | 2
FALSE | 4A7A7048A1 | 288 | 5942679 | AMERICAN STANDARD | 4A7A7048A1 | AC | Split System: Air-Cooled Condensing Unit, Coil with Blower | 4A7A7048A1 |  | 4TXCB042BC3 | 12 | 15 | Yes | Yes | 2015-03-13 |  | 0
FALSE | 4A7A7048A1 | 288 | 5942680 | AMERICAN STANDARD | 4A7A7048A1 | AC | Split System: Air-Cooled Condensing Unit, Coil with Blower | 4A7A7048A1 |  | 4TXCB042BC3 | 12.5 | 15.25 | Yes | Yes | 2015-03-13 |  | 1
FALSE | 4A7A7048A1 | 288 | 5942693 | AMERICAN STANDARD | 4A7A7048A1 | AC | Split System: Air-Cooled Condensing Unit, Coil with Blower | 4A7A7048A1 |  | 4TXCB042BC3 | 12 | 14.5 | Yes | Yes | 2015-03-13 |  | 0
FALSE | 4A7A7048A1 | 288 | 5942692 | AMERICAN STANDARD | 4A7A7048A1 | AC | Split System: Air-Cooled Condensing Unit, Coil with Blower | 4A7A7048A1 |  | 4TXCB042BC3 | 12 | 15 | Yes | Yes | 2015-03-13 |  | 0
FALSE | 4A7A7048A1 | 288 | 5942691 | AMERICAN STANDARD | 4A7A7048A1 | AC | Split System: Air-Cooled Condensing Unit, Coil with Blower | 4A7A7048A1 |  | 4TXCB042BC3 | 12 | 15 | Yes | Yes | 2015-03-13 |  | 0
FALSE | 4A7A7048A1 | 288 | 5942690 | AMERICAN STANDARD | 4A7A7048A1 | AC | Split System: Air-Cooled Condensing Unit, Coil with Blower | 4A7A7048A1 |  | 4TXCB042BC3 | 12 | 15.25 | Yes | Yes | 2015-03-13 |  | 0
FALSE | 4A7A7048A1 | 288 | 5942688 | AMERICAN STANDARD | 4A7A7048A1 | AC | Split System: Air-Cooled Condensing Unit, Coil with Blower | 4A7A7048A1 |  | 4TXCB042BC3 | 12 | 15 | Yes | Yes | 2015-03-13 |  | 0
FALSE | 4A7A7048A1 | 288 | 5942687 | AMERICAN STANDARD | 4A7A7048A1 | AC | Split System: Air-Cooled Condensing Unit, Coil with Blower | 4A7A7048A1 |  | 4TXCB042BC3 | 12 | 15 | Yes | Yes | 2015-03-13 |  | 0
FALSE | 4A7A7048A1 | 288 | 5942686 | AMERICAN STANDARD | 4A7A7048A1 | AC | Split System: Air-Cooled Condensing Unit, Coil with Blower | 4A7A7048A1 |  | 4TXCB042BC3 | 12 | 15.25 | Yes | Yes | 2015-03-13 |  | 0
FALSE | 4A7A7048A1 | 288 | 5942685 | AMERICAN STANDARD | 4A7A7048A1 | AC | Split System: Air-Cooled Condensing Unit, Coil with Blower | 4A7A7048A1 |  | 4TXCB042BC3 | 12 | 15 | Yes | Yes | 2015-03-13 |  | 0
FALSE | 4A7A7048A1 | 288 | 5942684 | AMERICAN STANDARD | 4A7A7048A1 | AC | Split System: Air-Cooled Condensing Unit, Coil with Blower | 4A7A7048A1 |  | 4TXCB042BC3 | 12 | 15 | Yes | Yes | 2015-03-13 |  | 0
FALSE | 4A7A7048A1 | 288 | 5942683 | AMERICAN STANDARD | 4A7A7048A1 | AC | Split System: Air-Cooled Condensing Unit, Coil with Blower | 4A7A7048A1 |  | 4TXCB042BC3 | 12 | 15 | Yes | Yes | 2015-03-13 |  | 0
FALSE | 4A7A7048A1 | 288 | 5942783 | AMERICAN STANDARD | 4A7A7048A1 | AC | Split System: Air-Cooled Condensing Unit, Coil with Blower | 4A7A7048A1 |  | 4TXCC049BC3 | 12 | 15.5 | Yes | Yes | 2015-03-13 |  | 0
FALSE | 4A7A7048A1 | 288 | 5942786 | AMERICAN STANDARD | 4A7A7048A1 | AC | Split System: Air-Cooled Condensing Unit, Coil with Blower | 4A7A7048A1 |  | 4TXCC049BC3 | 12 | 15 | Yes | Yes | 2015-03-13 |  | 0
FALSE | 4A7A7048A1 | 288 | 5942803 | AMERICAN STANDARD | 4A7A7048A1 | AC | Split System: Air-Cooled Condensing Unit, Coil with Blower | 4A7A7048A1 |  | 4TXCC060BC3 | 12.5 | 16 | Yes | Yes | 2015-03-13 |  | 1
FALSE | 4A7A7048A1 | 288 | 5942804 | AMERICAN STANDARD | 4A7A7048A1 | AC | Split System: Air-Cooled Condensing Unit, Coil with Blower | 4A7A7048A1 |  | 4TXCC060BC3 | 12 | 16 | Yes | Yes | 2015-03-13 |  | 0
FALSE | 4A7A7048A1 | 288 | 5942805 | AMERICAN STANDARD | 4A7A7048A1 | AC | Split System: Air-Cooled Condensing Unit, Coil with Blower | 4A7A7048A1 |  | 4TXCC060BC3 | 12.5 | 16 | Yes | Yes | 2015-03-13 |  | 1
FALSE | 4A7A7048A1 | 288 | 5942807 | AMERICAN STANDARD | 4A7A7048A1 | AC | Split System: Air-Cooled Condensing Unit, Coil with Blower | 4A7A7048A1 |  | 4TXCC060BC3 | 12 | 16 | Yes | Yes | 2015-03-13 |  | 0
FALSE | 4A7A7048A1 | 288 | 5942682 | AMERICAN STANDARD | 4A7A7048A1 | AC | Split System: Air-Cooled Condensing Unit, Coil with Blower | 4A7A7048A1 |  | 4TXCB042BC3 | 12 | 15 | Yes | Yes | 2015-03-13 |  | 0
FALSE | 4A7A7048A1 | 288 | 5942681 | AMERICAN STANDARD | 4A7A7048A1 | AC | Split System: Air-Cooled Condensing Unit, Coil with Blower | 4A7A7048A1 |  | 4TXCB042BC3 | 12 | 15 | Yes | Yes | 2015-03-13 |  | 0
FALSE | 4A7A7048A1 | 288 | 5942703 | AMERICAN STANDARD | 4A7A7048A1 | AC | Split System: Air-Cooled Condensing Unit, Coil with Blower | 4A7A7048A1 |  | 4TXCB048BC3 | 12.5 | 16 | Yes | Yes | 2015-03-13 |  | 1
FALSE | 4A7A7048A1 | 288 | 5942702 | AMERICAN STANDARD | 4A7A7048A1 | AC | Split System: Air-Cooled Condensing Unit, Coil with Blower | 4A7A7048A1 |  | 4TXCB048BC3 | 12 | 15.25 | Yes | Yes | 2015-03-13 |  | 0
FALSE | 4A7A7048A1 | 288 | 5942701 | AMERICAN STANDARD | 4A7A7048A1 | AC | Split System: Air-Cooled Condensing Unit, Coil with Blower | 4A7A7048A1 |  | 4TXCB048BC3 | 12 | 15.5 | Yes | Yes | 2015-03-13 |  | 0
FALSE | 4A7A7048A1 | 288 | 5942706 | AMERICAN STANDARD | 4A7A7048A1 | AC | Split System: Air-Cooled Condensing Unit, Coil with Blower | 4A7A7048A1 |  | 4TXCB048BC3 | 12 | 15.5 | Yes | Yes | 2015-03-13 |  | 0
FALSE | 4A7A7048A1 | 288 | 5942699 | AMERICAN STANDARD | 4A7A7048A1 | AC | Split System: Air-Cooled Condensing Unit, Coil with Blower | 4A7A7048A1 |  | 4TXCB048BC3 | 12.5 | 15.75 | Yes | Yes | 2015-03-13 |  | 1
FALSE | 4A7A7048A1 | 288 | 5942698 | AMERICAN STANDARD | 4A7A7048A1 | AC | Split System: Air-Cooled Condensing Unit, Coil with Blower | 4A7A7048A1 |  | 4TXCB048BC3 | 12.5 | 15.75 | Yes | Yes | 2015-03-13 |  | 1
FALSE | 4A7A7048A1 | 288 | 5942697 | AMERICAN STANDARD | 4A7A7048A1 | AC | Split System: Air-Cooled Condensing Unit, Coil with Blower | 4A7A7048A1 |  | 4TXCB048BC3 | 12.5 | 15.75 | Yes | Yes | 2015-03-13 |  | 1
FALSE | 4A7A7048A1 | 288 | 5942694 | AMERICAN STANDARD | 4A7A7048A1 | AC | Split System: Air-Cooled Condensing Unit, Coil with Blower | 4A7A7048A1 |  | 4TXCB048BC3 | 12 | 15.5 | Yes | Yes | 2015-03-13 |  | 0
FALSE | 4A7A7048A1 | 288 | 5942809 | AMERICAN STANDARD | 4A7A7048A1 | AC | Split System: Air-Cooled Condensing Unit, Coil with Blower | 4A7A7048A1 |  | 4TXCC060BC3 | 12.5 | 16 | Yes | Yes | 2015-03-13 |  | 1
FALSE | 4A7A7048A1 | 288 | 5942810 | AMERICAN STANDARD | 4A7A7048A1 | AC | Split System: Air-Cooled Condensing Unit, Coil with Blower | 4A7A7048A1 |  | 4TXCC060BC3 | 12.5 | 16 | Yes | Yes | 2015-03-13 |  | 1
FALSE | 4A7A7048A1 | 288 | 5942811 | AMERICAN STANDARD | 4A7A7048A1 | AC | Split System: Air-Cooled Condensing Unit, Coil with Blower | 4A7A7048A1 |  | 4TXCC060BC3 | 12.5 | 16 | Yes | Yes | 2015-03-13 |  | 1
FALSE | 4A7A7048A1 | 288 | 5942813 | AMERICAN STANDARD | 4A7A7048A1 | AC | Split System: Air-Cooled Condensing Unit, Coil with Blower | 4A7A7048A1 |  | 4TXCC060BC3 | 12 | 15 | Yes | Yes | 2015-03-13 |  | 0
FALSE | 4A7A7048A1 | 288 | 5942814 | AMERICAN STANDARD | 4A7A7048A1 | AC | Split System: Air-Cooled Condensing Unit, Coil with Blower | 4A7A7048A1 |  | 4TXCC060BC3 | 12 | 15.25 | Yes | Yes | 2015-03-13 |  | 0
FALSE | 4A7A7048A1 | 288 | 5942815 | AMERICAN STANDARD | 4A7A7048A1 | AC | Split System: Air-Cooled Condensing Unit, Coil with Blower | 4A7A7048A1 |  | 4TXCC060BC3 | 12 | 15.5 | Yes | Yes | 2015-03-13 |  | 0
FALSE | 4A7A7048A1 | 288 | 5942860 | AMERICAN STANDARD | 4A7A7048A1 | AC | Split System: Air-Cooled Condensing Unit, Coil with Blower | 4A7A7048A1 |  | 4TXCD063BC3 | 12.5 | 16.75 | Yes | Yes | 2015-03-13 |  | 1
FALSE | 4A7A7048A1 | 288 | 5942850 | AMERICAN STANDARD | 4A7A7048A1 | AC | Split System: Air-Cooled Condensing Unit, Coil with Blower | 4A7A7048A1 |  | 4TXCD063BC3 | 13 | 17.5 | Yes | Yes | 2015-03-13 |  | 2
FALSE | 4A7A7048A1 | 288 | 5942859 | AMERICAN STANDARD | 4A7A7048A1 | AC | Split System: Air-Cooled Condensing Unit, Coil with Blower | 4A7A7048A1 |  | 4TXCD063BC3 | 13 | 17.5 | Yes | Yes | 2015-03-13 |  | 2
FALSE | 4A7A7048A1 | 288 | 5942857 | AMERICAN STANDARD | 4A7A7048A1 | AC | Split System: Air-Cooled Condensing Unit, Coil with Blower | 4A7A7048A1 |  | 4TXCD063BC3 | 13 | 17.5 | Yes | Yes | 2015-03-13 |  | 2
FALSE | 4A7A7048A1 | 288 | 5942853 | AMERICAN STANDARD | 4A7A7048A1 | AC | Split System: Air-Cooled Condensing Unit, Coil with Blower | 4A7A7048A1 |  | 4TXCD063BC3 | 13 | 17.5 | Yes | Yes | 2015-03-13 |  | 2
FALSE | 4A7A7048A1 | 288 | 5942868 | AMERICAN STANDARD | 4A7A7048A1 | AC | Split System: Air-Cooled Condensing Unit, Coil with Blower | 4A7A7048A1 |  | 4TXCD063BC3 | 13 | 17.25 | Yes | Yes | 2015-03-13 |  | 2
FALSE | 4A7A7048A1 | 288 | 5942849 | AMERICAN STANDARD | 4A7A7048A1 | AC | Split System: Air-Cooled Condensing Unit, Coil with Blower | 4A7A7048A1 |  | 4TXCD063BC3 | 13 | 17 | Yes | Yes | 2015-03-13 |  | 2
FALSE | 4A7A7048A1 | 288 | 5942866 | AMERICAN STANDARD | 4A7A7048A1 | AC | Split System: Air-Cooled Condensing Unit, Coil with Blower | 4A7A7048A1 |  | 4TXCD063BC3 | 13 | 17.25 | Yes | Yes | 2015-03-13 |  | 2
FALSE | 4A7A7048A1 | 288 | 5942865 | AMERICAN STANDARD | 4A7A7048A1 | AC | Split System: Air-Cooled Condensing Unit, Coil with Blower | 4A7A7048A1 |  | 4TXCD063BC3 | 13 | 17 | Yes | Yes | 2015-03-13 |  | 2
FALSE | 4A7A7048A1 | 288 | 5942864 | AMERICAN STANDARD | 4A7A7048A1 | AC | Split System: Air-Cooled Condensing Unit, Coil with Blower | 4A7A7048A1 |  | 4TXCD063BC3 | 13 | 17.25 | Yes | Yes | 2015-03-13 |  | 2
FALSE | 4A7A7048A1 | 288 | 5942863 | AMERICAN STANDARD | 4A7A7048A1 | AC | Split System: Air-Cooled Condensing Unit, Coil with Blower | 4A7A7048A1 |  | 4TXCD063BC3 | 13 | 17.25 | Yes | Yes | 2015-03-13 |  | 2
FALSE | 4A7A7048A1 | 288 | 5942923 | AMERICAN STANDARD | 4A7A7048A1 | AC | Split System: Air-Cooled Condensing Unit, Coil with Blower | 4A7A7048A1 |  | 4TXCD063BC3 | 13 | 17 | Yes | Yes | 2015-03-13 |  | 2
FALSE | 4A7A7048A1 | 288 | 5942920 | AMERICAN STANDARD | 4A7A7048A1 | AC | Split System: Air-Cooled Condensing Unit, Coil with Blower | 4A7A7048A1 |  | 4TXCD063BC3 | 13 | 17 | Yes | Yes | 2015-03-13 |  | 2
FALSE | 4A7A7048A1 | 288 | 5942925 | AMERICAN STANDARD | 4A7A7048A1 | AC | Split System: Air-Cooled Condensing Unit, Coil with Blower | 4A7A7048A1 |  | 4TXCD063BC3 | 13 | 16.25 | Yes | Yes | 2015-03-13 |  | 2
FALSE | 4A7A7048A1 | 288 | 5942924 | AMERICAN STANDARD | 4A7A7048A1 | AC | Split System: Air-Cooled Condensing Unit, Coil with Blower | 4A7A7048A1 |  | 4TXCD063BC3 | 13 | 16.25 | Yes | Yes | 2015-03-13 |  | 2
FALSE | 4TTR6018B1 | 3489 | 5918965 | AMERICAN STANDARD | 4A7A6018H1 | AC | Split System: Air-Cooled Condensing Unit, Coil with Blower | 4TTR6018B1 |  | TEM3A0B18S21+TDR | 12.5 | 15 | Yes | Yes | 2015-03-13 |  | 1
FALSE | 4TTR6018B1 | 3489 | 5918966 | AMERICAN STANDARD | 4A7A6018H1 | AC | Split System: Air-Cooled Condensing Unit, Coil with Blower | 4TTR6018B1 |  | TEM3A0B24S21+TDR | 12.2 | 14.75 | Yes | Yes | 2015-03-13 |  | 0
FALSE | 4TTR6024B1 | 3503 | 5918967 | AMERICAN STANDARD | 4A7A6024H1 | AC | Split System: Air-Cooled Condensing Unit, Coil with Blower | 4TTR6024B1 |  | TEM3A0B24S21+TDR | 12.5 | 15 | Yes | Yes | 2015-03-13 |  | 1
TRUE | 4TTB6049A1 | 3691 | 5903340 | AMERICAN STANDARD | 4TTB6049A1 | AC | Split System: Air-Cooled Condensing Unit, Coil Alone | 4TTB6049A1 |  | 4TXCD010CC3 | 12 | 14.5 | Yes | Yes | 2015-03-13 |  | 0
FALSE | 4TTR6018B1 | 3489 | 5979445 | AMERICAN STANDARD | 4A7A6018H1 | AC | Split System: Air-Cooled Condensing Unit, Coil with Blower | 4TTR6018B1 |  | 4NXCB025AC3 | 12.5 | 15.25 | Yes | Yes | 2015-03-13 |  | 1
FALSE | 4TTR6024B1 | 3503 | 5980837 | AMERICAN STANDARD | 4A7A6024H1 | AC | Split System: Air-Cooled Condensing Unit, Coil with Blower | 4TTR6024B1 |  | 4NXCB025AC3 | 13 | 16 | Yes | Yes | 2015-03-13 |  | 2
FALSE | 4TTR6018B1 | 3489 | 5980809 | AMERICAN STANDARD | 4A7A6018H1 | AC | Split System: Air-Cooled Condensing Unit, Coil with Blower | 4TTR6018B1 |  | 4NXCB025AC3 | 13 | 16 | Yes | Yes | 2015-03-13 |  | 2
FALSE | 4TTR6036B1 | 3674 | 5979726 | AMERICAN STANDARD | 4A7A6036H1 | AC | Split System: Air-Cooled Condensing Unit, Coil with Blower | 4TTR6036B1 |  | 4NXCB031AC3 | 12.2 | 14.75 | Yes | Yes | 2015-03-13 |  | 0
FALSE | 4TTR6036B1 | 3674 | 5980945 | AMERICAN STANDARD | 4A7A6036H1 | AC | Split System: Air-Cooled Condensing Unit, Coil with Blower | 4TTR6036B1 |  | 4NXCB031AC3 | 12.2 | 14.75 | Yes | Yes | 2015-03-13 |  | 0
FALSE | 4TTR6036B1 | 3674 | 5980944 | AMERICAN STANDARD | 4A7A6036H1 | AC | Split System: Air-Cooled Condensing Unit, Coil with Blower | 4TTR6036B1 |  | 4NXCB031AC3 | 12.2 | 14.75 | Yes | Yes | 2015-03-13 |  | 0
FALSE | 4TTR6036B1 | 3674 | 5980942 | AMERICAN STANDARD | 4A7A6036H1 | AC | Split System: Air-Cooled Condensing Unit, Coil with Blower | 4TTR6036B1 |  | 4NXCB031AC3 | 12.2 | 14.75 | Yes | Yes | 2015-03-13 |  | 0
FALSE | 4TTR6036B1 | 3674 | 5980940 | AMERICAN STANDARD | 4A7A6036H1 | AC | Split System: Air-Cooled Condensing Unit, Coil with Blower | 4TTR6036B1 |  | 4NXCB031AC3 | 12.5 | 15 | Yes | Yes | 2015-03-13 |  | 1
FALSE | 4TTR6036B1 | 3674 | 5980941 | AMERICAN STANDARD | 4A7A6036H1 | AC | Split System: Air-Cooled Condensing Unit, Coil with Blower | 4TTR6036B1 |  | 4NXCB031AC3 | 12.2 | 14.75 | Yes | Yes | 2015-03-13 |  | 0
FALSE | 4TTR6036B1 | 3674 | 5980966 | AMERICAN STANDARD | 4A7A6036H1 | AC | Split System: Air-Cooled Condensing Unit, Coil with Blower | 4TTR6036B1 |  | 4NXCB031AC3 | 12.5 | 15 | Yes | Yes | 2015-03-13 |  | 1
FALSE | 4TTR6036B1 | 3674 | 5980967 | AMERICAN STANDARD | 4A7A6036H1 | AC | Split System: Air-Cooled Condensing Unit, Coil with Blower | 4TTR6036B1 |  | 4NXCB031AC3 | 12.2 | 14.5 | Yes | Yes | 2015-03-13 |  | 0
FALSE | 4TTR6036B1 | 3674 | 5979762 | AMERICAN STANDARD | 4A7A6036H1 | AC | Split System: Air-Cooled Condensing Unit, Coil with Blower | 4TTR6036B1 |  | 4NXCB031AC3 | 12.2 | 14.5 | Yes | Yes | 2015-03-13 |  | 0
FALSE | 4TTR6036B1 | 3674 | 5980949 | AMERICAN STANDARD | 4A7A6036H1 | AC | Split System: Air-Cooled Condensing Unit, Coil with Blower | 4TTR6036B1 |  | 4NXCB031AC3 | 12.2 | 14.75 | Yes | Yes | 2015-03-13 |  | 0
FALSE | 4TTR6036B1 | 3674 | 5980948 | AMERICAN STANDARD | 4A7A6036H1 | AC | Split System: Air-Cooled Condensing Unit, Coil with Blower | 4TTR6036B1 |  | 4NXCB031AC3 | 12 | 14.5 | Yes | Yes | 2015-03-13 |  | 0
FALSE | 4TTR6036B1 | 3674 | 5980947 | AMERICAN STANDARD | 4A7A6036H1 | AC | Split System: Air-Cooled Condensing Unit, Coil with Blower | 4TTR6036B1 |  | 4NXCB031AC3 | 12 | 14.75 | Yes | Yes | 2015-03-13 |  | 0
FALSE | 4TTR6024B1 | 3503 | 5980869 | AMERICAN STANDARD | 4A7A6024H1 | AC | Split System: Air-Cooled Condensing Unit, Coil with Blower | 4TTR6024B1 |  | 4NXCB036AC3 | 12.5 | 15.75 | Yes | Yes | 2015-03-13 |  | 1
FALSE | 4TTR6024B1 | 3503 | 5980874 | AMERICAN STANDARD | 4A7A6024H1 | AC | Split System: Air-Cooled Condensing Unit, Coil with Blower | 4TTR6024B1 |  | 4NXCB036AC3 | 12.5 | 15.75 | Yes | Yes | 2015-03-13 |  | 1
FALSE | 4TTR6024B1 | 3503 | 5979523 | AMERICAN STANDARD | 4A7A6024H1 | AC | Split System: Air-Cooled Condensing Unit, Coil with Blower | 4TTR6024B1 |  | 4NXCB036AC3 | 12.5 | 15 | Yes | Yes | 2015-03-13 |  | 1
FALSE | 4TTR6036B1 | 3674 | 5980946 | AMERICAN STANDARD | 4A7A6036H1 | AC | Split System: Air-Cooled Condensing Unit, Coil with Blower | 4TTR6036B1 |  | 4NXCB031AC3 | 12.5 | 15 | Yes | Yes | 2015-03-13 |  | 1
FALSE | 4TTR6036B1 | 3674 | 5979825 | AMERICAN STANDARD | 4A7A6036H1 | AC | Split System: Air-Cooled Condensing Unit, Coil with Blower | 4TTR6036B1 |  | 4NXCB036AC3 | 12.5 | 15 | Yes | Yes | 2015-03-13 |  | 1
FALSE | 4TTR6036B1 | 3674 | 5979820 | AMERICAN STANDARD | 4A7A6036H1 | AC | Split System: Air-Cooled Condensing Unit, Coil with Blower | 4TTR6036B1 |  | 4NXCB036AC3 | 12.2 | 14.75 | Yes | Yes | 2015-03-13 |  | 0
FALSE | 4TTR6036B1 | 3674 | 5980993 | AMERICAN STANDARD | 4A7A6036H1 | AC | Split System: Air-Cooled Condensing Unit, Coil with Blower | 4TTR6036B1 |  | 4NXCB036AC3 | 12.5 | 15.5 | Yes | Yes | 2015-03-13 |  | 1
FALSE | 4TTR6036B1 | 3674 | 5980992 | AMERICAN STANDARD | 4A7A6036H1 | AC | Split System: Air-Cooled Condensing Unit, Coil with Blower | 4TTR6036B1 |  | 4NXCB036AC3 | 12.5 | 15.5 | Yes | Yes | 2015-03-13 |  | 1
FALSE | 4TTR6036B1 | 3674 | 5980990 | AMERICAN STANDARD | 4A7A6036H1 | AC | Split System: Air-Cooled Condensing Unit, Coil with Blower | 4TTR6036B1 |  | 4NXCB036AC3 | 12.5 | 15 | Yes | Yes | 2015-03-13 |  | 1
FALSE | 4TTR6036B1 | 3674 | 5979816 | AMERICAN STANDARD | 4A7A6036H1 | AC | Split System: Air-Cooled Condensing Unit, Coil with Blower | 4TTR6036B1 |  | 4NXCB036AC3 | 12.5 | 15.25 | Yes | Yes | 2015-03-13 |  | 1
FALSE | 4TTR6036B1 | 3674 | 5980989 | AMERICAN STANDARD | 4A7A6036H1 | AC | Split System: Air-Cooled Condensing Unit, Coil with Blower | 4TTR6036B1 |  | 4NXCB036AC3 | 12.5 | 15 | Yes | Yes | 2015-03-13 |  | 1
FALSE | 4TTR6036B1 | 3674 | 5980988 | AMERICAN STANDARD | 4A7A6036H1 | AC | Split System: Air-Cooled Condensing Unit, Coil with Blower | 4TTR6036B1 |  | 4NXCB036AC3 | 12.5 | 15.25 | Yes | Yes | 2015-03-13 |  | 1
FALSE | 4TTR6036B1 | 3674 | 5980987 | AMERICAN STANDARD | 4A7A6036H1 | AC | Split System: Air-Cooled Condensing Unit, Coil with Blower | 4TTR6036B1 |  | 4NXCB036AC3 | 12.5 | 15.5 | Yes | Yes | 2015-03-13 |  | 1
FALSE | 4TTR6036B1 | 3674 | 5980986 | AMERICAN STANDARD | 4A7A6036H1 | AC | Split System: Air-Cooled Condensing Unit, Coil with Blower | 4TTR6036B1 |  | 4NXCB036AC3 | 12.5 | 15.5 | Yes | Yes | 2015-03-13 |  | 1
FALSE | 4TTR6024B1 | 3503 | 5980857 | AMERICAN STANDARD | 4A7A6024H1 | AC | Split System: Air-Cooled Condensing Unit, Coil with Blower | 4TTR6024B1 |  | 4NXCB032AC3 | 12.5 | 15.75 | Yes | Yes | 2015-03-13 |  | 1
FALSE | 4TTR6024B1 | 3503 | 5979499 | AMERICAN STANDARD | 4A7A6024H1 | AC | Split System: Air-Cooled Condensing Unit, Coil with Blower | 4TTR6024B1 |  | 4NXCB032AC3 | 12.5 | 15.75 | Yes | Yes | 2015-03-13 |  | 1
FALSE | 4TTR6036B1 | 3674 | 5980961 | AMERICAN STANDARD | 4A7A6036H1 | AC | Split System: Air-Cooled Condensing Unit, Coil with Blower | 4TTR6036B1 |  | 4NXCB031AC3 | 12.5 | 15 | Yes | Yes | 2015-03-13 |  | 1
FALSE | 4TTR6036B1 | 3674 | 5980960 | AMERICAN STANDARD | 4A7A6036H1 | AC | Split System: Air-Cooled Condensing Unit, Coil with Blower | 4TTR6036B1 |  | 4NXCB031AC3 | 12.5 | 15 | Yes | Yes | 2015-03-13 |  | 1
FALSE | 4TTR6036B1 | 3674 | 5980958 | AMERICAN STANDARD | 4A7A6036H1 | AC | Split System: Air-Cooled Condensing Unit, Coil with Blower | 4TTR6036B1 |  | 4NXCB031AC3 | 12.2 | 14.5 | Yes | Yes | 2015-03-13 |  | 0
FALSE | 4TTR6036B1 | 3674 | 5979750 | AMERICAN STANDARD | 4A7A6036H1 | AC | Split System: Air-Cooled Condensing Unit, Coil with Blower | 4TTR6036B1 |  | 4NXCB031AC3 | 12.2 | 14.5 | Yes | Yes | 2015-03-13 |  | 0
FALSE | 4TTR6036B1 | 3674 | 5979748 | AMERICAN STANDARD | 4A7A6036H1 | AC | Split System: Air-Cooled Condensing Unit, Coil with Blower | 4TTR6036B1 |  | 4NXCB031AC3 | 12.2 | 14.5 | Yes | Yes | 2015-03-13 |  | 0
FALSE | 4TTR6036B1 | 3674 | 5980956 | AMERICAN STANDARD | 4A7A6036H1 | AC | Split System: Air-Cooled Condensing Unit, Coil with Blower | 4TTR6036B1 |  | 4NXCB031AC3 | 12.2 | 14.5 | Yes | Yes | 2015-03-13 |  | 0
FALSE | 4TTR6036B1 | 3674 | 5979746 | AMERICAN STANDARD | 4A7A6036H1 | AC | Split System: Air-Cooled Condensing Unit, Coil with Blower | 4TTR6036B1 |  | 4NXCB031AC3 | 12.2 | 14.5 | Yes | Yes | 2015-03-13 |  | 0
FALSE | 4TTR6036B1 | 3674 | 5979742 | AMERICAN STANDARD | 4A7A6036H1 | AC | Split System: Air-Cooled Condensing Unit, Coil with Blower | 4TTR6036B1 |  | 4NXCB031AC3 | 12.2 | 14.75 | Yes | Yes | 2015-03-13 |  | 0
FALSE | 4TTR6036B1 | 3674 | 5980954 | AMERICAN STANDARD | 4A7A6036H1 | AC | Split System: Air-Cooled Condensing Unit, Coil with Blower | 4TTR6036B1 |  | 4NXCB031AC3 | 12.2 | 14.75 | Yes | Yes | 2015-03-13 |  | 0
FALSE | 4TTR6036B1 | 3674 | 5979739 | AMERICAN STANDARD | 4A7A6036H1 | AC | Split System: Air-Cooled Condensing Unit, Coil with Blower | 4TTR6036B1 |  | 4NXCB031AC3 | 12.5 | 15 | Yes | Yes | 2015-03-13 |  | 1
FALSE | 4TTR6024B1 | 3503 | 5979501 | AMERICAN STANDARD | 4A7A6024H1 | AC | Split System: Air-Cooled Condensing Unit, Coil with Blower | 4TTR6024B1 |  | 4NXCB032AC3 | 12.5 | 15 | Yes | Yes | 2015-03-13 |  | 1
FALSE | 4TTR6024B1 | 3503 | 5979519 | AMERICAN STANDARD | 4A7A6024H1 | AC | Split System: Air-Cooled Condensing Unit, Coil with Blower | 4TTR6024B1 |  | 4NXCB036AC3 | 13 | 16 | Yes | Yes | 2015-03-13 |  | 2
FALSE | 4TTR6024B1 | 3503 | 5979511 | AMERICAN STANDARD | 4A7A6024H1 | AC | Split System: Air-Cooled Condensing Unit, Coil with Blower | 4TTR6024B1 |  | 4NXCB036AC3 | 13 | 16.25 | Yes | Yes | 2015-03-13 |  | 2
FALSE | 4TTR6036B1 | 3674 | 5979737 | AMERICAN STANDARD | 4A7A6036H1 | AC | Split System: Air-Cooled Condensing Unit, Coil with Blower | 4TTR6036B1 |  | 4NXCB031AC3 | 12.2 | 14.75 | Yes | Yes | 2015-03-13 |  | 0
FALSE | 4TTR6036B1 | 3674 | 5980953 | AMERICAN STANDARD | 4A7A6036H1 | AC | Split System: Air-Cooled Condensing Unit, Coil with Blower | 4TTR6036B1 |  | 4NXCB031AC3 | 12.5 | 15 | Yes | Yes | 2015-03-13 |  | 1
FALSE | 4TTR6036B1 | 3674 | 5979736 | AMERICAN STANDARD | 4A7A6036H1 | AC | Split System: Air-Cooled Condensing Unit, Coil with Blower | 4TTR6036B1 |  | 4NXCB031AC3 | 12.2 | 14.75 | Yes | Yes | 2015-03-13 |  | 0
FALSE | 4TTR6036B1 | 3674 | 5980952 | AMERICAN STANDARD | 4A7A6036H1 | AC | Split System: Air-Cooled Condensing Unit, Coil with Blower | 4TTR6036B1 |  | 4NXCB031AC3 | 12.5 | 15 | Yes | Yes | 2015-03-13 |  | 1
FALSE | 4TTR6036B1 | 3674 | 5979734 | AMERICAN STANDARD | 4A7A6036H1 | AC | Split System: Air-Cooled Condensing Unit, Coil with Blower | 4TTR6036B1 |  | 4NXCB031AC3 | 12.2 | 14.5 | Yes | Yes | 2015-03-13 |  | 0
FALSE | 4TTR6036B1 | 3674 | 5979732 | AMERICAN STANDARD | 4A7A6036H1 | AC | Split System: Air-Cooled Condensing Unit, Coil with Blower | 4TTR6036B1 |  | 4NXCB031AC3 | 12.2 | 14.5 | Yes | Yes | 2015-03-13 |  | 0
FALSE | 4TTR6036B1 | 3674 | 5979722 | AMERICAN STANDARD | 4A7A6036H1 | AC | Split System: Air-Cooled Condensing Unit, Coil with Blower | 4TTR6036B1 |  | 4NXCB031AC3 | 12.2 | 14.5 | Yes | Yes | 2015-03-13 |  | 0
FALSE | 4TTR6036B1 | 3674 | 5979766 | AMERICAN STANDARD | 4A7A6036H1 | AC | Split System: Air-Cooled Condensing Unit, Coil with Blower | 4TTR6036B1 |  | 4NXCB031AC3 | 12.2 | 14.5 | Yes | Yes | 2015-03-13 |  | 0
FALSE | 4TTR6030B1 | 3522 | 5980903 | AMERICAN STANDARD | 4A7A6030H1 | AC | Split System: Air-Cooled Condensing Unit, Coil with Blower | 4TTR6030B1 |  | 4NXCB031AC3 | 12.5 | 15 | Yes | Yes | 2015-03-13 |  | 1
FALSE | 4TTR6030B1 | 3522 | 5980901 | AMERICAN STANDARD | 4A7A6030H1 | AC | Split System: Air-Cooled Condensing Unit, Coil with Blower | 4TTR6030B1 |  | 4NXCB031AC3 | 12.5 | 14.75 | Yes | Yes | 2015-03-13 |  | 0
FALSE | 4TTR6030B1 | 3522 | 5979539 | AMERICAN STANDARD | 4A7A6030H1 | AC | Split System: Air-Cooled Condensing Unit, Coil with Blower | 4TTR6030B1 |  | 4NXCB031AC3 | 12.5 | 14.75 | Yes | Yes | 2015-03-13 |  | 0
FALSE | 4TTR6030B1 | 3522 | 5979545 | AMERICAN STANDARD | 4A7A6030H1 | AC | Split System: Air-Cooled Condensing Unit, Coil with Blower | 4TTR6030B1 |  | 4NXCB031AC3 | 12.5 | 15 | Yes | Yes | 2015-03-13 |  | 1
FALSE | 4TTR6036B1 | 3674 | 5980981 | AMERICAN STANDARD | 4A7A6036H1 | AC | Split System: Air-Cooled Condensing Unit, Coil with Blower | 4TTR6036B1 |  | 4NXCB036AC3 | 12.5 | 15.5 | Yes | Yes | 2015-03-13 |  | 1
FALSE | 4TTR6036B1 | 3674 | 5979815 | AMERICAN STANDARD | 4A7A6036H1 | AC | Split System: Air-Cooled Condensing Unit, Coil with Blower | 4TTR6036B1 |  | 4NXCB036AC3 | 12.5 | 15.75 | Yes | Yes | 2015-03-13 |  | 1
FALSE | 4TTR6036B1 | 3674 | 5980980 | AMERICAN STANDARD | 4A7A6036H1 | AC | Split System: Air-Cooled Condensing Unit, Coil with Blower | 4TTR6036B1 |  | 4NXCB036AC3 | 12.5 | 15.75 | Yes | Yes | 2015-03-13 |  | 1
FALSE | 4TTR6036B1 | 3674 | 5979810 | AMERICAN STANDARD | 4A7A6036H1 | AC | Split System: Air-Cooled Condensing Unit, Coil with Blower | 4TTR6036B1 |  | 4NXCB036AC3 | 12.5 | 15.75 | Yes | Yes | 2015-03-13 |  | 1
FALSE | 4TTR6036B1 | 3674 | 5980979 | AMERICAN STANDARD | 4A7A6036H1 | AC | Split System: Air-Cooled Condensing Unit, Coil with Blower | 4TTR6036B1 |  | 4NXCB036AC3 | 12.5 | 15.5 | Yes | Yes | 2015-03-13 |  | 1
FALSE | 4TTR6036B1 | 3674 | 5980977 | AMERICAN STANDARD | 4A7A6036H1 | AC | Split System: Air-Cooled Condensing Unit, Coil with Blower | 4TTR6036B1 |  | 4NXCB036AC3 | 12.5 | 15 | Yes | Yes | 2015-03-13 |  | 1
FALSE | 4TTR6036B1 | 3674 | 5980999 | AMERICAN STANDARD | 4A7A6036H1 | AC | Split System: Air-Cooled Condensing Unit, Coil with Blower | 4TTR6036B1 |  | 4NXCB036AC3 | 12.5 | 15.5 | Yes | Yes | 2015-03-13 |  | 1
FALSE | 4TTR6036B1 | 3674 | 5979808 | AMERICAN STANDARD | 4A7A6036H1 | AC | Split System: Air-Cooled Condensing Unit, Coil with Blower | 4TTR6036B1 |  | 4NXCB036AC3 | 12.5 | 15.25 | Yes | Yes | 2015-03-13 |  | 1
FALSE | 4TTR6036B1 | 3674 | 5979776 | AMERICAN STANDARD | 4A7A6036H1 | AC | Split System: Air-Cooled Condensing Unit, Coil with Blower | 4TTR6036B1 |  | 4NXCB036AC3 | 12.5 | 15 | Yes | Yes | 2015-03-13 |  | 1
FALSE | 4TTR6036B1 | 3674 | 5979778 | AMERICAN STANDARD | 4A7A6036H1 | AC | Split System: Air-Cooled Condensing Unit, Coil with Blower | 4TTR6036B1 |  | 4NXCB036AC3 | 12.5 | 15.25 | Yes | Yes | 2015-03-13 |  | 1
FALSE | 4TTR6036B1 | 3674 | 5979768 | AMERICAN STANDARD | 4A7A6036H1 | AC | Split System: Air-Cooled Condensing Unit, Coil with Blower | 4TTR6036B1 |  | 4NXCB036AC3 | 12.5 | 15.25 | Yes | Yes | 2015-03-13 |  | 1
FALSE | 4TTR6030B1 | 3522 | 5980886 | AMERICAN STANDARD | 4A7A6030H1 | AC | Split System: Air-Cooled Condensing Unit, Coil with Blower | 4TTR6030B1 |  | 4NXCB031AC3 | 12.5 | 15.25 | Yes | Yes | 2015-03-13 |  | 1
FALSE | 4TTR6036B1 | 3674 | 5980975 | AMERICAN STANDARD | 4A7A6036H1 | AC | Split System: Air-Cooled Condensing Unit, Coil with Blower | 4TTR6036B1 |  | 4NXCB036AC3 | 12.2 | 14.75 | Yes | Yes | 2015-03-13 |  | 0
FALSE | 4TTR6036B1 | 3674 | 5980998 | AMERICAN STANDARD | 4A7A6036H1 | AC | Split System: Air-Cooled Condensing Unit, Coil with Blower | 4TTR6036B1 |  | 4NXCB036AC3 | 12.5 | 15 | Yes | Yes | 2015-03-13 |  | 1
FALSE | 4TTR6030B1 | 3522 | 5979610 | AMERICAN STANDARD | 4A7A6030H1 | AC | Split System: Air-Cooled Condensing Unit, Coil with Blower | 4TTR6030B1 |  | 4NXCB032AC3 | 12.5 | 15.25 | Yes | Yes | 2015-03-13 |  | 1
FALSE | 4TTR6042B1 | 3680 | 5981016 | AMERICAN STANDARD | 4A7A6042H1 | AC | Split System: Air-Cooled Condensing Unit, Coil with Blower | 4TTR6042B1 |  | 4NXCB036AC3 | 12.2 | 14.75 | Yes | Yes | 2015-03-13 |  | 0
FALSE | 4TTR6042B1 | 3680 | 5979878 | AMERICAN STANDARD | 4A7A6042H1 | AC | Split System: Air-Cooled Condensing Unit, Coil with Blower | 4TTR6042B1 |  | 4NXCB036AC3 | 12.2 | 14.75 | Yes | Yes | 2015-03-13 |  | 0
FALSE | 4TTR6042B1 | 3680 | 5981017 | AMERICAN STANDARD | 4A7A6042H1 | AC | Split System: Air-Cooled Condensing Unit, Coil with Blower | 4TTR6042B1 |  | 4NXCB036AC3 | 12.5 | 15 | Yes | Yes | 2015-03-13 |  | 1
FALSE | 4TTR6042B1 | 3680 | 5979833 | AMERICAN STANDARD | 4A7A6042H1 | AC | Split System: Air-Cooled Condensing Unit, Coil with Blower | 4TTR6042B1 |  | 4NXCB036AC3 | 12.2 | 14.75 | Yes | Yes | 2015-03-13 |  | 0
FALSE | 4TTR6042B1 | 3680 | 5979835 | AMERICAN STANDARD | 4A7A6042H1 | AC | Split System: Air-Cooled Condensing Unit, Coil with Blower | 4TTR6042B1 |  | 4NXCB036AC3 | 12.5 | 15 | Yes | Yes | 2015-03-13 |  | 1
FALSE | 4TTR6042B1 | 3680 | 5979836 | AMERICAN STANDARD | 4A7A6042H1 | AC | Split System: Air-Cooled Condensing Unit, Coil with Blower | 4TTR6042B1 |  | 4NXCB036AC3 | 12.2 | 14.5 | Yes | Yes | 2015-03-13 |  | 0
FALSE | 4TTR6042B1 | 3680 | 5979839 | AMERICAN STANDARD | 4A7A6042H1 | AC | Split System: Air-Cooled Condensing Unit, Coil with Blower | 4TTR6042B1 |  | 4NXCB036AC3 | 12.2 | 14.75 | Yes | Yes | 2015-03-13 |  | 0
FALSE | 4TTR6042B1 | 3680 | 5979842 | AMERICAN STANDARD | 4A7A6042H1 | AC | Split System: Air-Cooled Condensing Unit, Coil with Blower | 4TTR6042B1 |  | 4NXCB036AC3 | 12.2 | 14.75 | Yes | Yes | 2015-03-13 |  | 0
FALSE | 4TTR6030B1 | 3522 | 5979636 | AMERICAN STANDARD | 4A7A6030H1 | AC | Split System: Air-Cooled Condensing Unit, Coil with Blower | 4TTR6030B1 |  | 4NXCB032AC3 | 12.5 | 14.75 | Yes | Yes | 2015-03-13 |  | 0
FALSE | 4TTR6042B1 | 3680 | 5981001 | AMERICAN STANDARD | 4A7A6042H1 | AC | Split System: Air-Cooled Condensing Unit, Coil with Blower | 4TTR6042B1 |  | 4NXCB036AC3 | 12.2 | 14.75 | Yes | Yes | 2015-03-13 |  | 0
FALSE | 4TTR6042B1 | 3680 | 5979851 | AMERICAN STANDARD | 4A7A6042H1 | AC | Split System: Air-Cooled Condensing Unit, Coil with Blower | 4TTR6042B1 |  | 4NXCB036AC3 | 12.5 | 15 | Yes | Yes | 2015-03-13 |  | 1
FALSE | 4TTR6048B1 | 3695 | 5981710 | AMERICAN STANDARD | 4A7A6048H1 | AC | Split System: Air-Cooled Condensing Unit, Coil with Blower | 4TTR6048B1 |  | 4NXCD063BC3 | 12 | 14.5 | Yes | Yes | 2015-03-13 |  | 0
FALSE | 4TTR6048B1 | 3695 | 5981779 | AMERICAN STANDARD | 4A7A6048H1 | AC | Split System: Air-Cooled Condensing Unit, Coil with Blower | 4TTR6048B1 |  | 4NXCD063BC3 | 12 | 14.5 | Yes | Yes | 2015-03-13 |  | 0
FALSE | 4TTR6048B1 | 3695 | 5981714 | AMERICAN STANDARD | 4A7A6048H1 | AC | Split System: Air-Cooled Condensing Unit, Coil with Blower | 4TTR6048B1 |  | 4NXCD063BC3 | 12 | 14.5 | Yes | Yes | 2015-03-13 |  | 0
FALSE | 4TTR6048B1 | 3695 | 5981715 | AMERICAN STANDARD | 4A7A6048H1 | AC | Split System: Air-Cooled Condensing Unit, Coil with Blower | 4TTR6048B1 |  | 4NXCD063BC3 | 12.5 | 15.75 | Yes | Yes | 2015-03-13 |  | 1
FALSE | 4TTR6048B1 | 3695 | 5981717 | AMERICAN STANDARD | 4A7A6048H1 | AC | Split System: Air-Cooled Condensing Unit, Coil with Blower | 4TTR6048B1 |  | 4NXCD063BC3 | 12.5 | 15.25 | Yes | Yes | 2015-03-13 |  | 1
FALSE | 4TTR6048B1 | 3695 | 5981719 | AMERICAN STANDARD | 4A7A6048H1 | AC | Split System: Air-Cooled Condensing Unit, Coil with Blower | 4TTR6048B1 |  | 4NXCD063BC3 | 12.5 | 15.75 | Yes | Yes | 2015-03-13 |  | 1
FALSE | 4TTR6048B1 | 3695 | 5981720 | AMERICAN STANDARD | 4A7A6048H1 | AC | Split System: Air-Cooled Condensing Unit, Coil with Blower | 4TTR6048B1 |  | 4NXCD063BC3 | 12.5 | 15.5 | Yes | Yes | 2015-03-13 |  | 1
FALSE | 4TTR6042B1 | 3680 | 5979856 | AMERICAN STANDARD | 4A7A6042H1 | AC | Split System: Air-Cooled Condensing Unit, Coil with Blower | 4TTR6042B1 |  | 4NXCB036AC3 | 12.2 | 14.5 | Yes | Yes | 2015-03-13 |  | 0
FALSE | 4TTR6042B1 | 3680 | 5979860 | AMERICAN STANDARD | 4A7A6042H1 | AC | Split System: Air-Cooled Condensing Unit, Coil with Blower | 4TTR6042B1 |  | 4NXCB036AC3 | 12.2 | 14.5 | Yes | Yes | 2015-03-13 |  | 0
FALSE | 4TTR6042B1 | 3680 | 5979863 | AMERICAN STANDARD | 4A7A6042H1 | AC | Split System: Air-Cooled Condensing Unit, Coil with Blower | 4TTR6042B1 |  | 4NXCB036AC3 | 12.2 | 14.5 | Yes | Yes | 2015-03-13 |  | 0
FALSE | 4TTR6042B1 | 3680 | 5979865 | AMERICAN STANDARD | 4A7A6042H1 | AC | Split System: Air-Cooled Condensing Unit, Coil with Blower | 4TTR6042B1 |  | 4NXCB036AC3 | 12.2 | 14.5 | Yes | Yes | 2015-03-13 |  | 0
FALSE | 4TTR6042B1 | 3680 | 5981020 | AMERICAN STANDARD | 4A7A6042H1 | AC | Split System: Air-Cooled Condensing Unit, Coil with Blower | 4TTR6042B1 |  | 4NXCB036AC3 | 12.2 | 14.5 | Yes | Yes | 2015-03-13 |  | 0
FALSE | 4TTR6042B1 | 3680 | 5981002 | AMERICAN STANDARD | 4A7A6042H1 | AC | Split System: Air-Cooled Condensing Unit, Coil with Blower | 4TTR6042B1 |  | 4NXCB036AC3 | 12.5 | 15 | Yes | Yes | 2015-03-13 |  | 1
FALSE | 4TTR6042B1 | 3680 | 5981003 | AMERICAN STANDARD | 4A7A6042H1 | AC | Split System: Air-Cooled Condensing Unit, Coil with Blower | 4TTR6042B1 |  | 4NXCB036AC3 | 12.5 | 15 | Yes | Yes | 2015-03-13 |  | 1
FALSE | 4TTR6042B1 | 3680 | 5981004 | AMERICAN STANDARD | 4A7A6042H1 | AC | Split System: Air-Cooled Condensing Unit, Coil with Blower | 4TTR6042B1 |  | 4NXCB036AC3 | 12.5 | 15.25 | Yes | Yes | 2015-03-13 |  | 1
FALSE | 4TTR6042B1 | 3680 | 5981005 | AMERICAN STANDARD | 4A7A6042H1 | AC | Split System: Air-Cooled Condensing Unit, Coil with Blower | 4TTR6042B1 |  | 4NXCB036AC3 | 12.5 | 15.25 | Yes | Yes | 2015-03-13 |  | 1
FALSE | 4TTR6042B1 | 3680 | 5981006 | AMERICAN STANDARD | 4A7A6042H1 | AC | Split System: Air-Cooled Condensing Unit, Coil with Blower | 4TTR6042B1 |  | 4NXCB036AC3 | 12.5 | 15.25 | Yes | Yes | 2015-03-13 |  | 1
FALSE | 4TTR6030B1 | 3522 | 5979592 | AMERICAN STANDARD | 4A7A6030H1 | AC | Split System: Air-Cooled Condensing Unit, Coil with Blower | 4TTR6030B1 |  | 4NXCB032AC3 | 12.5 | 15.5 | Yes | Yes | 2015-03-13 |  | 1
FALSE | 4TTR6030B1 | 3522 | 5979594 | AMERICAN STANDARD | 4A7A6030H1 | AC | Split System: Air-Cooled Condensing Unit, Coil with Blower | 4TTR6030B1 |  | 4NXCB032AC3 | 12.5 | 15.5 | Yes | Yes | 2015-03-13 |  | 1
FALSE | 4TTR6030B1 | 3522 | 5979600 | AMERICAN STANDARD | 4A7A6030H1 | AC | Split System: Air-Cooled Condensing Unit, Coil with Blower | 4TTR6030B1 |  | 4NXCB032AC3 | 12.5 | 15.75 | Yes | Yes | 2015-03-13 |  | 1
FALSE | 4TTR6042B1 | 3680 | 5981007 | AMERICAN STANDARD | 4A7A6042H1 | AC | Split System: Air-Cooled Condensing Unit, Coil with Blower | 4TTR6042B1 |  | 4NXCB036AC3 | 12.5 | 15.25 | Yes | Yes | 2015-03-13 |  | 1
FALSE | 4TTR6042B1 | 3680 | 5979868 | AMERICAN STANDARD | 4A7A6042H1 | AC | Split System: Air-Cooled Condensing Unit, Coil with Blower | 4TTR6042B1 |  | 4NXCB036AC3 | 12.5 | 15.25 | Yes | Yes | 2015-03-13 |  | 1
FALSE | 4TTR6042B1 | 3680 | 5981008 | AMERICAN STANDARD | 4A7A6042H1 | AC | Split System: Air-Cooled Condensing Unit, Coil with Blower | 4TTR6042B1 |  | 4NXCB036AC3 | 12.5 | 15.25 | Yes | Yes | 2015-03-13 |  | 1
FALSE | 4TTR6042B1 | 3680 | 5981009 | AMERICAN STANDARD | 4A7A6042H1 | AC | Split System: Air-Cooled Condensing Unit, Coil with Blower | 4TTR6042B1 |  | 4NXCB036AC3 | 12.5 | 15.25 | Yes | Yes | 2015-03-13 |  | 1
FALSE | 4TTR6042B1 | 3680 | 5979871 | AMERICAN STANDARD | 4A7A6042H1 | AC | Split System: Air-Cooled Condensing Unit, Coil with Blower | 4TTR6042B1 |  | 4NXCB036AC3 | 12.5 | 15.5 | Yes | Yes | 2015-03-13 |  | 1
FALSE | 4TTR6042B1 | 3680 | 5981010 | AMERICAN STANDARD | 4A7A6042H1 | AC | Split System: Air-Cooled Condensing Unit, Coil with Blower | 4TTR6042B1 |  | 4NXCB036AC3 | 12.5 | 15.25 | Yes | Yes | 2015-03-13 |  | 1
FALSE | 4TTR6042B1 | 3680 | 5981011 | AMERICAN STANDARD | 4A7A6042H1 | AC | Split System: Air-Cooled Condensing Unit, Coil with Blower | 4TTR6042B1 |  | 4NXCB036AC3 | 12.5 | 15 | Yes | Yes | 2015-03-13 |  | 1
FALSE | 4TTR6042B1 | 3680 | 5979876 | AMERICAN STANDARD | 4A7A6042H1 | AC | Split System: Air-Cooled Condensing Unit, Coil with Blower | 4TTR6042B1 |  | 4NXCB036AC3 | 12.2 | 14.75 | Yes | Yes | 2015-03-13 |  | 0
FALSE | 4TTR6042B1 | 3680 | 5981013 | AMERICAN STANDARD | 4A7A6042H1 | AC | Split System: Air-Cooled Condensing Unit, Coil with Blower | 4TTR6042B1 |  | 4NXCB036AC3 | 12.5 | 15 | Yes | Yes | 2015-03-13 |  | 1
FALSE | 4TTR6042B1 | 3680 | 5981014 | AMERICAN STANDARD | 4A7A6042H1 | AC | Split System: Air-Cooled Condensing Unit, Coil with Blower | 4TTR6042B1 |  | 4NXCB036AC3 | 12.2 | 14.75 | Yes | Yes | 2015-03-13 |  | 0
FALSE | 4TTR6048B1 | 3695 | 5981722 | AMERICAN STANDARD | 4A7A6048H1 | AC | Split System: Air-Cooled Condensing Unit, Coil with Blower | 4TTR6048B1 |  | 4NXCD063BC3 | 12.5 | 15 | Yes | Yes | 2015-03-13 |  | 1
FALSE | 4TTR6048B1 | 3695 | 5981723 | AMERICAN STANDARD | 4A7A6048H1 | AC | Split System: Air-Cooled Condensing Unit, Coil with Blower | 4TTR6048B1 |  | 4NXCD063BC3 | 12.5 | 15.25 | Yes | Yes | 2015-03-13 |  | 1
FALSE | 4TTR6030B1 | 3522 | 5979684 | AMERICAN STANDARD | 4A7A6030H1 | AC | Split System: Air-Cooled Condensing Unit, Coil with Blower | 4TTR6030B1 |  | 4NXCB036AC3 | 12.5 | 15 | Yes | Yes | 2015-03-13 |  | 1
FALSE | 4TTR6030B1 | 3522 | 5980937 | AMERICAN STANDARD | 4A7A6030H1 | AC | Split System: Air-Cooled Condensing Unit, Coil with Blower | 4TTR6030B1 |  | 4NXCB036AC3 | 12.5 | 15 | Yes | Yes | 2015-03-13 |  | 1
FALSE | 4TTR6030B1 | 3522 | 5979686 | AMERICAN STANDARD | 4A7A6030H1 | AC | Split System: Air-Cooled Condensing Unit, Coil with Blower | 4TTR6030B1 |  | 4NXCB036AC3 | 12.5 | 15.5 | Yes | Yes | 2015-03-13 |  | 1
FALSE | 4TTR6048B1 | 3695 | 5981727 | AMERICAN STANDARD | 4A7A6048H1 | AC | Split System: Air-Cooled Condensing Unit, Coil with Blower | 4TTR6048B1 |  | 4NXCD063BC3 | 12.5 | 15 | Yes | Yes | 2015-03-13 |  | 1
FALSE | 4TTR6048B1 | 3695 | 5981728 | AMERICAN STANDARD | 4A7A6048H1 | AC | Split System: Air-Cooled Condensing Unit, Coil with Blower | 4TTR6048B1 |  | 4NXCD063BC3 | 12.5 | 15.25 | Yes | Yes | 2015-03-13 |  | 1
FALSE | 4TTR6048B1 | 3695 | 5981730 | AMERICAN STANDARD | 4A7A6048H1 | AC | Split System: Air-Cooled Condensing Unit, Coil with Blower | 4TTR6048B1 |  | 4NXCD063BC3 | 12.5 | 15.25 | Yes | Yes | 2015-03-13 |  | 1
FALSE | 4TTR6048B1 | 3695 | 5981732 | AMERICAN STANDARD | 4A7A6048H1 | AC | Split System: Air-Cooled Condensing Unit, Coil with Blower | 4TTR6048B1 |  | 4NXCD063BC3 | 12.5 | 15.25 | Yes | Yes | 2015-03-13 |  | 1
FALSE | 4TTR6048B1 | 3695 | 5981733 | AMERICAN STANDARD | 4A7A6048H1 | AC | Split System: Air-Cooled Condensing Unit, Coil with Blower | 4TTR6048B1 |  | 4NXCD063BC3 | 12.5 | 15.25 | Yes | Yes | 2015-03-13 |  | 1
FALSE | 4TTR6048B1 | 3695 | 5995260 | AMERICAN STANDARD | 4A7A6048H1 | AC | Split System: Air-Cooled Condensing Unit, Coil with Blower | 4TTR6048B1 |  | 4NXCD063BC3 | 12.5 | 15 | Yes | Yes | 2015-03-13 |  | 1
FALSE | 4TTR6048B1 | 3695 | 5981735 | AMERICAN STANDARD | 4A7A6048H1 | AC | Split System: Air-Cooled Condensing Unit, Coil with Blower | 4TTR6048B1 |  | 4NXCD063BC3 | 12.5 | 15.25 | Yes | Yes | 2015-03-13 |  | 1
FALSE | 4TTR6048B1 | 3695 | 5981736 | AMERICAN STANDARD | 4A7A6048H1 | AC | Split System: Air-Cooled Condensing Unit, Coil with Blower | 4TTR6048B1 |  | 4NXCD063BC3 | 12.5 | 15 | Yes | Yes | 2015-03-13 |  | 1
FALSE | 4TTR6048B1 | 3695 | 5981738 | AMERICAN STANDARD | 4A7A6048H1 | AC | Split System: Air-Cooled Condensing Unit, Coil with Blower | 4TTR6048B1 |  | 4NXCD063BC3 | 12.5 | 15 | Yes | Yes | 2015-03-13 |  | 1
FALSE | 4TTR6048B1 | 3695 | 5981740 | AMERICAN STANDARD | 4A7A6048H1 | AC | Split System: Air-Cooled Condensing Unit, Coil with Blower | 4TTR6048B1 |  | 4NXCD063BC3 | 12.5 | 15 | Yes | Yes | 2015-03-13 |  | 1
FALSE | 4TTR6048B1 | 3695 | 5981742 | AMERICAN STANDARD | 4A7A6048H1 | AC | Split System: Air-Cooled Condensing Unit, Coil with Blower | 4TTR6048B1 |  | 4NXCD063BC3 | 12 | 14.5 | Yes | Yes | 2015-03-13 |  | 0
FALSE | 4TTR6048B1 | 3695 | 5981743 | AMERICAN STANDARD | 4A7A6048H1 | AC | Split System: Air-Cooled Condensing Unit, Coil with Blower | 4TTR6048B1 |  | 4NXCD063BC3 | 12 | 14.75 | Yes | Yes | 2015-03-13 |  | 0
FALSE | 4TTR6048B1 | 3695 | 5995259 | AMERICAN STANDARD | 4A7A6048H1 | AC | Split System: Air-Cooled Condensing Unit, Coil with Blower | 4TTR6048B1 |  | 4NXCD063BC3 | 12 | 14.5 | Yes | Yes | 2015-03-13 |  | 0
FALSE | 4TTR6030B1 | 3522 | 5979688 | AMERICAN STANDARD | 4A7A6030H1 | AC | Split System: Air-Cooled Condensing Unit, Coil with Blower | 4TTR6030B1 |  | 4NXCB036AC3 | 12.5 | 15.5 | Yes | Yes | 2015-03-13 |  | 1
FALSE | 4TTR6048B1 | 3695 | 5981745 | AMERICAN STANDARD | 4A7A6048H1 | AC | Split System: Air-Cooled Condensing Unit, Coil with Blower | 4TTR6048B1 |  | 4NXCD063BC3 | 12.5 | 15 | Yes | Yes | 2015-03-13 |  | 1
FALSE | 4TTR6048B1 | 3695 | 5981746 | AMERICAN STANDARD | 4A7A6048H1 | AC | Split System: Air-Cooled Condensing Unit, Coil with Blower | 4TTR6048B1 |  | 4NXCD063BC3 | 12.5 | 15 | Yes | Yes | 2015-03-13 |  | 1
FALSE | 4TTR6048B1 | 3695 | 5981748 | AMERICAN STANDARD | 4A7A6048H1 | AC | Split System: Air-Cooled Condensing Unit, Coil with Blower | 4TTR6048B1 |  | 4NXCD063BC3 | 12 | 14.75 | Yes | Yes | 2015-03-13 |  | 0
FALSE | 4TTR6048B1 | 3695 | 5981749 | AMERICAN STANDARD | 4A7A6048H1 | AC | Split System: Air-Cooled Condensing Unit, Coil with Blower | 4TTR6048B1 |  | 4NXCD063BC3 | 12.5 | 15.5 | Yes | Yes | 2015-03-13 |  | 1
FALSE | 4TTR6049B1 | 3692 | 5981797 | AMERICAN STANDARD | 4A7A6049H1 | AC | Split System: Air-Cooled Condensing Unit, Coil with Blower | 4TTR6049B1 |  | 4NXCD063BC3 | 13 | 16 | Yes | Yes | 2015-03-13 |  | 2
FALSE | 4TTR6024B1 | 3503 | 5980849 | AMERICAN STANDARD | 4A7A6024H1 | AC | Split System: Air-Cooled Condensing Unit, Coil with Blower | 4TTR6024B1 |  | 4NXCB031AC3 | 12.5 | 15 | Yes | Yes | 2015-03-13 |  | 1
FALSE | 4TTR6024B1 | 3503 | 5980848 | AMERICAN STANDARD | 4A7A6024H1 | AC | Split System: Air-Cooled Condensing Unit, Coil with Blower | 4TTR6024B1 |  | 4NXCB031AC3 | 12.5 | 15.75 | Yes | Yes | 2015-03-13 |  | 1
FALSE | 4TTR6024B1 | 3503 | 5980841 | AMERICAN STANDARD | 4A7A6024H1 | AC | Split System: Air-Cooled Condensing Unit, Coil with Blower | 4TTR6024B1 |  | 4NXCB031AC3 | 12.5 | 15.75 | Yes | Yes | 2015-03-13 |  | 1
FALSE | 4TTR6024B1 | 3503 | 5980839 | AMERICAN STANDARD | 4A7A6024H1 | AC | Split System: Air-Cooled Condensing Unit, Coil with Blower | 4TTR6024B1 |  | 4NXCB031AC3 | 13 | 16 | Yes | Yes | 2015-03-13 |  | 2
FALSE | 4A7A7024A1 | 4200 | 5969915 | AMERICAN STANDARD | 4A7A7024A1 | AC | Split System: Air-Cooled Condensing Unit, Coil with Blower | 4A7A7024A1 |  | 4NXCB025AC3 | 12.5 | 15.5 | Yes | Yes | 2015-03-13 |  | 1
FALSE | 4A7A7024A1 | 4200 | 5969917 | AMERICAN STANDARD | 4A7A7024A1 | AC | Split System: Air-Cooled Condensing Unit, Coil with Blower | 4A7A7024A1 |  | 4NXCB025AC3 | 12.5 | 16 | Yes | Yes | 2015-03-13 |  | 1
FALSE | 4A7A7024A1 | 4200 | 5969919 | AMERICAN STANDARD | 4A7A7024A1 | AC | Split System: Air-Cooled Condensing Unit, Coil with Blower | 4A7A7024A1 |  | 4NXCB025AC3 | 13 | 16 | Yes | Yes | 2015-03-13 |  | 2
FALSE | 4A7A7024A1 | 4200 | 5969921 | AMERICAN STANDARD | 4A7A7024A1 | AC | Split System: Air-Cooled Condensing Unit, Coil with Blower | 4A7A7024A1 |  | 4NXCB025AC3 | 13 | 16 | Yes | Yes | 2015-03-13 |  | 2
FALSE | 4A7A7024A1 | 4200 | 5969922 | AMERICAN STANDARD | 4A7A7024A1 | AC | Split System: Air-Cooled Condensing Unit, Coil with Blower | 4A7A7024A1 |  | 4NXCB025AC3 | 13 | 16 | Yes | Yes | 2015-03-13 |  | 2
FALSE | 4A7A7024A1 | 4200 | 5969923 | AMERICAN STANDARD | 4A7A7024A1 | AC | Split System: Air-Cooled Condensing Unit, Coil with Blower | 4A7A7024A1 |  | 4NXCB025AC3 | 13 | 16.5 | Yes | Yes | 2015-03-13 |  | 2
FALSE | 4A7A7024A1 | 4200 | 5969925 | AMERICAN STANDARD | 4A7A7024A1 | AC | Split System: Air-Cooled Condensing Unit, Coil with Blower | 4A7A7024A1 |  | 4NXCB025AC3 | 13 | 16.75 | Yes | Yes | 2015-03-13 |  | 2
FALSE | 4A7A7024A1 | 4200 | 5969926 | AMERICAN STANDARD | 4A7A7024A1 | AC | Split System: Air-Cooled Condensing Unit, Coil with Blower | 4A7A7024A1 |  | 4NXCB025AC3 | 13 | 16.5 | Yes | Yes | 2015-03-13 |  | 2
FALSE | 4A7A7024A1 | 4200 | 5969927 | AMERICAN STANDARD | 4A7A7024A1 | AC | Split System: Air-Cooled Condensing Unit, Coil with Blower | 4A7A7024A1 |  | 4NXCB025AC3 | 12.5 | 16 | Yes | Yes | 2015-03-13 |  | 1
FALSE | 4A7A7024A1 | 4200 | 5969928 | AMERICAN STANDARD | 4A7A7024A1 | AC | Split System: Air-Cooled Condensing Unit, Coil with Blower | 4A7A7024A1 |  | 4NXCB025AC3 | 12.5 | 16 | Yes | Yes | 2015-03-13 |  | 1
FALSE | 4A7A7024A1 | 4200 | 5969938 | AMERICAN STANDARD | 4A7A7024A1 | AC | Split System: Air-Cooled Condensing Unit, Coil with Blower | 4A7A7024A1 |  | 4NXCB032AC3 | 13 | 16 | Yes | Yes | 2015-03-13 |  | 2
FALSE | 4A7A7024A1 | 4200 | 5969939 | AMERICAN STANDARD | 4A7A7024A1 | AC | Split System: Air-Cooled Condensing Unit, Coil with Blower | 4A7A7024A1 |  | 4NXCB032AC3 | 13 | 16 | Yes | Yes | 2015-03-13 |  | 2
FALSE | 4A7A7024A1 | 4200 | 5969940 | AMERICAN STANDARD | 4A7A7024A1 | AC | Split System: Air-Cooled Condensing Unit, Coil with Blower | 4A7A7024A1 |  | 4NXCB032AC3 | 13 | 17 | Yes | Yes | 2015-03-13 |  | 2
FALSE | 4A7A7024A1 | 4200 | 5969942 | AMERICAN STANDARD | 4A7A7024A1 | AC | Split System: Air-Cooled Condensing Unit, Coil with Blower | 4A7A7024A1 |  | 4NXCB032AC3 | 13 | 17 | Yes | Yes | 2015-03-13 |  | 2
FALSE | 4A7A7024A1 | 4200 | 5969943 | AMERICAN STANDARD | 4A7A7024A1 | AC | Split System: Air-Cooled Condensing Unit, Coil with Blower | 4A7A7024A1 |  | 4NXCB032AC3 | 13 | 17 | Yes | Yes | 2015-03-13 |  | 2
FALSE | 4A7A7024A1 | 4200 | 5969945 | AMERICAN STANDARD | 4A7A7024A1 | AC | Split System: Air-Cooled Condensing Unit, Coil with Blower | 4A7A7024A1 |  | 4NXCB032AC3 | 13 | 17.25 | Yes | Yes | 2015-03-13 |  | 2
FALSE | 4A7A7024A1 | 4200 | 5969947 | AMERICAN STANDARD | 4A7A7024A1 | AC | Split System: Air-Cooled Condensing Unit, Coil with Blower | 4A7A7024A1 |  | 4NXCB032AC3 | 13 | 16 | Yes | Yes | 2015-03-13 |  | 2
FALSE | 4A7A7024A1 | 4200 | 5969948 | AMERICAN STANDARD | 4A7A7024A1 | AC | Split System: Air-Cooled Condensing Unit, Coil with Blower | 4A7A7024A1 |  | 4NXCB032AC3 | 13 | 16.25 | Yes | Yes | 2015-03-13 |  | 2
FALSE | 4TTR6049B1 | 3692 | 5981825 | AMERICAN STANDARD | 4A7A6049H1 | AC | Split System: Air-Cooled Condensing Unit, Coil with Blower | 4TTR6049B1 |  | 4NXCD063BC3 | 13 | 16 | Yes | Yes | 2015-03-13 |  | 2
FALSE | 4TTR6049B1 | 3692 | 5981830 | AMERICAN STANDARD | 4A7A6049H1 | AC | Split System: Air-Cooled Condensing Unit, Coil with Blower | 4TTR6049B1 |  | 4NXCD063BC3 | 13 | 16.25 | Yes | Yes | 2015-03-13 |  | 2
FALSE | 4TTR6049B1 | 3692 | 5981833 | AMERICAN STANDARD | 4A7A6049H1 | AC | Split System: Air-Cooled Condensing Unit, Coil with Blower | 4TTR6049B1 |  | 4NXCD063BC3 | 13 | 16 | Yes | Yes | 2015-03-13 |  | 2
FALSE | 4TTR6024B1 | 3503 | 5980828 | AMERICAN STANDARD | 4A7A6024H1 | AC | Split System: Air-Cooled Condensing Unit, Coil with Blower | 4TTR6024B1 |  | 4NXCB025AC3 | 12.5 | 15.75 | Yes | Yes | 2015-03-13 |  | 1
FALSE | 4TTR6024B1 | 3503 | 5980826 | AMERICAN STANDARD | 4A7A6024H1 | AC | Split System: Air-Cooled Condensing Unit, Coil with Blower | 4TTR6024B1 |  | 4NXCB025AC3 | 12.5 | 15.5 | Yes | Yes | 2015-03-13 |  | 1
FALSE | 4TTR6024B1 | 3503 | 5979451 | AMERICAN STANDARD | 4A7A6024H1 | AC | Split System: Air-Cooled Condensing Unit, Coil with Blower | 4TTR6024B1 |  | 4NXCB025AC3 | 12.5 | 15.25 | Yes | Yes | 2015-03-13 |  | 1
FALSE | 4TTR6024B1 | 3503 | 5980851 | AMERICAN STANDARD | 4A7A6024H1 | AC | Split System: Air-Cooled Condensing Unit, Coil with Blower | 4TTR6024B1 |  | 4NXCB031AC3 | 13 | 16 | Yes | Yes | 2015-03-13 |  | 2
FALSE | 4TTR6024B1 | 3503 | 5979473 | AMERICAN STANDARD | 4A7A6024H1 | AC | Split System: Air-Cooled Condensing Unit, Coil with Blower | 4TTR6024B1 |  | 4NXCB031AC3 | 12.5 | 15.75 | Yes | Yes | 2015-03-13 |  | 1
FALSE | 4TTR6030B1 | 3522 | 5980935 | AMERICAN STANDARD | 4A7A6030H1 | AC | Split System: Air-Cooled Condensing Unit, Coil with Blower | 4TTR6030B1 |  | 4NXCB036AC3 | 12.5 | 15 | Yes | Yes | 2015-03-13 |  | 1
FALSE | 4TTR6030B1 | 3522 | 5979660 | AMERICAN STANDARD | 4A7A6030H1 | AC | Split System: Air-Cooled Condensing Unit, Coil with Blower | 4TTR6030B1 |  | 4NXCB036AC3 | 12.5 | 14.75 | Yes | Yes | 2015-03-13 |  | 0
FALSE | 4TTR6030B1 | 3522 | 5979676 | AMERICAN STANDARD | 4A7A6030H1 | AC | Split System: Air-Cooled Condensing Unit, Coil with Blower | 4TTR6030B1 |  | 4NXCB036AC3 | 12.5 | 15 | Yes | Yes | 2015-03-13 |  | 1
FALSE | 4TTR6036B1 | 3674 | 5979728 | AMERICAN STANDARD | 4A7A6036H1 | AC | Split System: Air-Cooled Condensing Unit, Coil with Blower | 4TTR6036B1 |  | 4NXCB031AC3 | 12.2 | 14.75 | Yes | Yes | 2015-03-13 |  | 0
FALSE | 4TTR6049B1 | 3692 | 5981837 | AMERICAN STANDARD | 4A7A6049H1 | AC | Split System: Air-Cooled Condensing Unit, Coil with Blower | 4TTR6049B1 |  | 4NXCD063BC3 | 13 | 16 | Yes | Yes | 2015-03-13 |  | 2
FALSE | 4TTR6049B1 | 3692 | 5981845 | AMERICAN STANDARD | 4A7A6049H1 | AC | Split System: Air-Cooled Condensing Unit, Coil with Blower | 4TTR6049B1 |  | 4NXCD063BC3 | 13 | 16 | Yes | Yes | 2015-03-13 |  | 2
FALSE | 4TTR6049B1 | 3692 | 5981847 | AMERICAN STANDARD | 4A7A6049H1 | AC | Split System: Air-Cooled Condensing Unit, Coil with Blower | 4TTR6049B1 |  | 4NXCD063BC3 | 13 | 16 | Yes | Yes | 2015-03-13 |  | 2
FALSE | 4TTR6049B1 | 3692 | 5981782 | AMERICAN STANDARD | 4A7A6049H1 | AC | Split System: Air-Cooled Condensing Unit, Coil with Blower | 4TTR6049B1 |  | 4NXCD063BC3 | 13 | 16.25 | Yes | Yes | 2015-03-13 |  | 2
FALSE | 4TTR6049B1 | 3692 | 5981784 | AMERICAN STANDARD | 4A7A6049H1 | AC | Split System: Air-Cooled Condensing Unit, Coil with Blower | 4TTR6049B1 |  | 4NXCD063BC3 | 13 | 16 | Yes | Yes | 2015-03-13 |  | 2
FALSE | 4TTR6049B1 | 3692 | 5981787 | AMERICAN STANDARD | 4A7A6049H1 | AC | Split System: Air-Cooled Condensing Unit, Coil with Blower | 4TTR6049B1 |  | 4NXCD063BC3 | 13 | 16 | Yes | Yes | 2015-03-13 |  | 2
FALSE | 4TTR6049B1 | 3692 | 5981789 | AMERICAN STANDARD | 4A7A6049H1 | AC | Split System: Air-Cooled Condensing Unit, Coil with Blower | 4TTR6049B1 |  | 4NXCD063BC3 | 12.5 | 15.75 | Yes | Yes | 2015-03-13 |  | 1
FALSE | 4TTR6049B1 | 3692 | 5981790 | AMERICAN STANDARD | 4A7A6049H1 | AC | Split System: Air-Cooled Condensing Unit, Coil with Blower | 4TTR6049B1 |  | 4NXCD063BC3 | 12.5 | 15 | Yes | Yes | 2015-03-13 |  | 1
FALSE | 4TTR6049B1 | 3692 | 5981792 | AMERICAN STANDARD | 4A7A6049H1 | AC | Split System: Air-Cooled Condensing Unit, Coil with Blower | 4TTR6049B1 |  | 4NXCD063BC3 | 12.5 | 15.75 | Yes | Yes | 2015-03-13 |  | 1
FALSE | 4TTR6049B1 | 3692 | 5981793 | AMERICAN STANDARD | 4A7A6049H1 | AC | Split System: Air-Cooled Condensing Unit, Coil with Blower | 4TTR6049B1 |  | 4NXCD063BC3 | 12.5 | 15.25 | Yes | Yes | 2015-03-13 |  | 1
FALSE | 4A7A7036A1 | 4207 | 5969986 | AMERICAN STANDARD | 4A7A7036A1 | AC | Split System: Air-Cooled Condensing Unit, Coil with Blower | 4A7A7036A1 |  | 4NXCB031AC3 | 12.2 | 16 | Yes | Yes | 2015-03-13 |  | 0
FALSE | 4A7A7036A1 | 4207 | 5969989 | AMERICAN STANDARD | 4A7A7036A1 | AC | Split System: Air-Cooled Condensing Unit, Coil with Blower | 4A7A7036A1 |  | 4NXCB031AC3 | 12.2 | 16 | Yes | Yes | 2015-03-13 |  | 0
FALSE | 4A7A7036A1 | 4207 | 5969991 | AMERICAN STANDARD | 4A7A7036A1 | AC | Split System: Air-Cooled Condensing Unit, Coil with Blower | 4A7A7036A1 |  | 4NXCB031AC3 | 12.2 | 16 | Yes | Yes | 2015-03-13 |  | 0
FALSE | 4A7A7036A1 | 4207 | 5969992 | AMERICAN STANDARD | 4A7A7036A1 | AC | Split System: Air-Cooled Condensing Unit, Coil with Blower | 4A7A7036A1 |  | 4NXCB031AC3 | 12 | 16 | Yes | Yes | 2015-03-13 |  | 0
FALSE | 4A7A7036A1 | 4207 | 5969993 | AMERICAN STANDARD | 4A7A7036A1 | AC | Split System: Air-Cooled Condensing Unit, Coil with Blower | 4A7A7036A1 |  | 4NXCB031AC3 | 12.2 | 16.25 | Yes | Yes | 2015-03-13 |  | 0
FALSE | 4A7A7036A1 | 4207 | 5969994 | AMERICAN STANDARD | 4A7A7036A1 | AC | Split System: Air-Cooled Condensing Unit, Coil with Blower | 4A7A7036A1 |  | 4NXCB031AC3 | 12 | 15.75 | Yes | Yes | 2015-03-13 |  | 0
FALSE | 4A7A7036A1 | 4207 | 5969995 | AMERICAN STANDARD | 4A7A7036A1 | AC | Split System: Air-Cooled Condensing Unit, Coil with Blower | 4A7A7036A1 |  | 4NXCB031AC3 | 12.2 | 16.25 | Yes | Yes | 2015-03-13 |  | 0
FALSE | 4A7A7036A1 | 4207 | 5969996 | AMERICAN STANDARD | 4A7A7036A1 | AC | Split System: Air-Cooled Condensing Unit, Coil with Blower | 4A7A7036A1 |  | 4NXCB031AC3 | 12 | 16 | Yes | Yes | 2015-03-13 |  | 0
FALSE | 4A7A7036A1 | 4207 | 5969998 | AMERICAN STANDARD | 4A7A7036A1 | AC | Split System: Air-Cooled Condensing Unit, Coil with Blower | 4A7A7036A1 |  | 4NXCB031AC3 | 12 | 15.75 | Yes | Yes | 2015-03-13 |  | 0
FALSE | 4A7A7036A1 | 4207 | 5969999 | AMERICAN STANDARD | 4A7A7036A1 | AC | Split System: Air-Cooled Condensing Unit, Coil with Blower | 4A7A7036A1 |  | 4NXCB031AC3 | 12 | 15.5 | Yes | Yes | 2015-03-13 |  | 0
FALSE | 4A7A7036A1 | 4207 | 5970001 | AMERICAN STANDARD | 4A7A7036A1 | AC | Split System: Air-Cooled Condensing Unit, Coil with Blower | 4A7A7036A1 |  | 4NXCB031AC3 | 12 | 15.5 | Yes | Yes | 2015-03-13 |  | 0
FALSE | 4A7A7036A1 | 4207 | 5969959 | AMERICAN STANDARD | 4A7A7036A1 | AC | Split System: Air-Cooled Condensing Unit, Coil with Blower | 4A7A7036A1 |  | 4NXCB031AC3 | 12 | 15.75 | Yes | Yes | 2015-03-13 |  | 0
FALSE | 4A7A7036A1 | 4207 | 5970038 | AMERICAN STANDARD | 4A7A7036A1 | AC | Split System: Air-Cooled Condensing Unit, Coil with Blower | 4A7A7036A1 |  | 4NXCB036AC3 | 12.2 | 16.25 | Yes | Yes | 2015-03-13 |  | 0
FALSE | 4A7A7036A1 | 4207 | 5970039 | AMERICAN STANDARD | 4A7A7036A1 | AC | Split System: Air-Cooled Condensing Unit, Coil with Blower | 4A7A7036A1 |  | 4NXCB036AC3 | 12.2 | 16.25 | Yes | Yes | 2015-03-13 |  | 0
FALSE | 4A7A7036A1 | 4207 | 5970040 | AMERICAN STANDARD | 4A7A7036A1 | AC | Split System: Air-Cooled Condensing Unit, Coil with Blower | 4A7A7036A1 |  | 4NXCB036AC3 | 12 | 16 | Yes | Yes | 2015-03-13 |  | 0
FALSE | 4A7A7036A1 | 4207 | 5970041 | AMERICAN STANDARD | 4A7A7036A1 | AC | Split System: Air-Cooled Condensing Unit, Coil with Blower | 4A7A7036A1 |  | 4NXCB036AC3 | 12 | 16 | Yes | Yes | 2015-03-13 |  | 0
FALSE | 4A7A7036A1 | 4207 | 5970042 | AMERICAN STANDARD | 4A7A7036A1 | AC | Split System: Air-Cooled Condensing Unit, Coil with Blower | 4A7A7036A1 |  | 4NXCB036AC3 | 12 | 16 | Yes | Yes | 2015-03-13 |  | 0
FALSE | 4A7A7036A1 | 4207 | 5970044 | AMERICAN STANDARD | 4A7A7036A1 | AC | Split System: Air-Cooled Condensing Unit, Coil with Blower | 4A7A7036A1 |  | 4NXCB036AC3 | 12.2 | 16.25 | Yes | Yes | 2015-03-13 |  | 0
FALSE | 4A7A7036A1 | 4207 | 5970046 | AMERICAN STANDARD | 4A7A7036A1 | AC | Split System: Air-Cooled Condensing Unit, Coil with Blower | 4A7A7036A1 |  | 4NXCB036AC3 | 12.2 | 16.25 | Yes | Yes | 2015-03-13 |  | 0
FALSE | 4A7A7036A1 | 4207 | 5970048 | AMERICAN STANDARD | 4A7A7036A1 | AC | Split System: Air-Cooled Condensing Unit, Coil with Blower | 4A7A7036A1 |  | 4NXCB036AC3 | 12.2 | 16.25 | Yes | Yes | 2015-03-13 |  | 0
FALSE | 4A7A7036A1 | 4207 | 5970049 | AMERICAN STANDARD | 4A7A7036A1 | AC | Split System: Air-Cooled Condensing Unit, Coil with Blower | 4A7A7036A1 |  | 4NXCB036AC3 | 12.2 | 16.5 | Yes | Yes | 2015-03-13 |  | 0
FALSE | 4A7A7036A1 | 4207 | 5970029 | AMERICAN STANDARD | 4A7A7036A1 | AC | Split System: Air-Cooled Condensing Unit, Coil with Blower | 4A7A7036A1 |  | 4NXCB036AC3 | 12.2 | 15.75 | Yes | Yes | 2015-03-13 |  | 0
FALSE | 4A7A7036A1 | 4207 | 5970030 | AMERICAN STANDARD | 4A7A7036A1 | AC | Split System: Air-Cooled Condensing Unit, Coil with Blower | 4A7A7036A1 |  | 4NXCB036AC3 | 12.2 | 15.75 | Yes | Yes | 2015-03-13 |  | 0
FALSE | 4A7A7036A1 | 4207 | 5970032 | AMERICAN STANDARD | 4A7A7036A1 | AC | Split System: Air-Cooled Condensing Unit, Coil with Blower | 4A7A7036A1 |  | 4NXCB036AC3 | 12.2 | 16.25 | Yes | Yes | 2015-03-13 |  | 0
FALSE | 4A7A7036A1 | 4207 | 5970035 | AMERICAN STANDARD | 4A7A7036A1 | AC | Split System: Air-Cooled Condensing Unit, Coil with Blower | 4A7A7036A1 |  | 4NXCB036AC3 | 12.2 | 15.5 | Yes | Yes | 2015-03-13 |  | 0
FALSE | 4A7A7060A1 | 289 | 5970060 | AMERICAN STANDARD | 4A7A7060A1 | AC | Split System: Air-Cooled Condensing Unit, Coil with Blower | 4A7A7060A1 |  | 4NXCD063BC3 | 12 | 15.75 | Yes | Yes | 2015-03-13 |  | 0
FALSE | 4A7A7060A1 | 289 | 5970061 | AMERICAN STANDARD | 4A7A7060A1 | AC | Split System: Air-Cooled Condensing Unit, Coil with Blower | 4A7A7060A1 |  | 4NXCD063BC3 | 12 | 15.75 | Yes | Yes | 2015-03-13 |  | 0
FALSE | 4A7A7060A1 | 289 | 5970062 | AMERICAN STANDARD | 4A7A7060A1 | AC | Split System: Air-Cooled Condensing Unit, Coil with Blower | 4A7A7060A1 |  | 4NXCD063BC3 | 12 | 15.75 | Yes | Yes | 2015-03-13 |  | 0
FALSE | 4A7A7060A1 | 289 | 5970064 | AMERICAN STANDARD | 4A7A7060A1 | AC | Split System: Air-Cooled Condensing Unit, Coil with Blower | 4A7A7060A1 |  | 4NXCD063BC3 | 12 | 15.75 | Yes | Yes | 2015-03-13 |  | 0
FALSE | 4A7A7060A1 | 289 | 5970070 | AMERICAN STANDARD | 4A7A7060A1 | AC | Split System: Air-Cooled Condensing Unit, Coil with Blower | 4A7A7060A1 |  | 4NXCD063BC3 | 12 | 15 | Yes | Yes | 2015-03-13 |  | 0
FALSE | 4A7A7060A1 | 289 | 5970071 | AMERICAN STANDARD | 4A7A7060A1 | AC | Split System: Air-Cooled Condensing Unit, Coil with Blower | 4A7A7060A1 |  | 4NXCD063BC3 | 12 | 14.75 | Yes | Yes | 2015-03-13 |  | 0
FALSE | 4A7A7060A1 | 289 | 5970072 | AMERICAN STANDARD | 4A7A7060A1 | AC | Split System: Air-Cooled Condensing Unit, Coil with Blower | 4A7A7060A1 |  | 4NXCD063BC3 | 12 | 15.25 | Yes | Yes | 2015-03-13 |  | 0
FALSE | 4A7A7024A1 | 4200 | 5969929 | AMERICAN STANDARD | 4A7A7024A1 | AC | Split System: Air-Cooled Condensing Unit, Coil with Blower | 4A7A7024A1 |  | 4NXCB025AC3 | 13 | 17 | Yes | Yes | 2015-03-13 |  | 2
FALSE | 4A7A7024A1 | 4200 | 5969930 | AMERICAN STANDARD | 4A7A7024A1 | AC | Split System: Air-Cooled Condensing Unit, Coil with Blower | 4A7A7024A1 |  | 4NXCB025AC3 | 13 | 16.75 | Yes | Yes | 2015-03-13 |  | 2
FALSE | 4A7A7024A1 | 4200 | 5969931 | AMERICAN STANDARD | 4A7A7024A1 | AC | Split System: Air-Cooled Condensing Unit, Coil with Blower | 4A7A7024A1 |  | 4NXCB025AC3 | 13 | 16.5 | Yes | Yes | 2015-03-13 |  | 2
FALSE | 4A7A7024A1 | 4200 | 5969932 | AMERICAN STANDARD | 4A7A7024A1 | AC | Split System: Air-Cooled Condensing Unit, Coil with Blower | 4A7A7024A1 |  | 4NXCB025AC3 | 13 | 16.25 | Yes | Yes | 2015-03-13 |  | 2
FALSE | 4A7A7024A1 | 4200 | 5969933 | AMERICAN STANDARD | 4A7A7024A1 | AC | Split System: Air-Cooled Condensing Unit, Coil with Blower | 4A7A7024A1 |  | 4NXCB025AC3 | 13 | 16.25 | Yes | Yes | 2015-03-13 |  | 2
FALSE | 4A7A7024A1 | 4200 | 5969934 | AMERICAN STANDARD | 4A7A7024A1 | AC | Split System: Air-Cooled Condensing Unit, Coil with Blower | 4A7A7024A1 |  | 4NXCB025AC3 | 12.5 | 16.25 | Yes | Yes | 2015-03-13 |  | 1
FALSE | 4A7A7024A1 | 4200 | 5969935 | AMERICAN STANDARD | 4A7A7024A1 | AC | Split System: Air-Cooled Condensing Unit, Coil with Blower | 4A7A7024A1 |  | 4NXCB025AC3 | 12.5 | 15.5 | Yes | Yes | 2015-03-13 |  | 1
FALSE | 4A7A7024A1 | 4200 | 5969916 | AMERICAN STANDARD | 4A7A7024A1 | AC | Split System: Air-Cooled Condensing Unit, Coil with Blower | 4A7A7024A1 |  | 4NXCB025AC3 | 13 | 16 | Yes | Yes | 2015-03-13 |  | 2
FALSE | 4TTR6030B1 | 3522 | 6026178 | AMERICAN STANDARD | 4A7A6030H1 | AC | Split System: Air-Cooled Condensing Unit, Coil with Blower | 4TTR6030B1 |  | 4CXCB032DC3 | 12.5 | 15.25 | Yes | Yes | 2015-03-13 |  | 1
FALSE | 4A7A7036A1 | 4207 | 6452323 | AMERICAN STANDARD | 4A7A7036A1 | AC | Split System: Air-Cooled Condensing Unit, Coil with Blower | 4A7A7036A1 |  | 4CXCB036DC3 | 12.5 | 17 | Yes | Yes | 2015-03-13 |  | 1
FALSE | 4A7A7024A1 | 4200 | 6452269 | AMERICAN STANDARD | 4A7A7024A1 | AC | Split System: Air-Cooled Condensing Unit, Coil with Blower | 4A7A7024A1 |  | 4CXCB025DC3 | 13 | 16.75 | Yes | Yes | 2015-03-13 |  | 2
FALSE | 4A7A7036A1 | 4207 | 6452324 | AMERICAN STANDARD | 4A7A7036A1 | AC | Split System: Air-Cooled Condensing Unit, Coil with Blower | 4A7A7036A1 |  | 4CXCB036DC3 | 12.2 | 16.25 | Yes | Yes | 2015-03-13 |  | 0
FALSE | 4TTR6024B1 | 3503 | 6026099 | AMERICAN STANDARD | 4A7A6024H1 | AC | Split System: Air-Cooled Condensing Unit, Coil with Blower | 4TTR6024B1 |  | 4CXCB032DC3 | 13 | 16.25 | Yes | Yes | 2015-03-13 |  | 2
FALSE | 4TTR6030B1 | 3522 | 6027259 | AMERICAN STANDARD | 4A7A6030H1 | AC | Split System: Air-Cooled Condensing Unit, Coil with Blower | 4TTR6030B1 |  | 4CXCB031DC3 | 12.5 | 15 | Yes | Yes | 2015-03-13 |  | 1
FALSE | 4TTR6036B1 | 3674 | 6026246 | AMERICAN STANDARD | 4A7A6036H1 | AC | Split System: Air-Cooled Condensing Unit, Coil with Blower | 4TTR6036B1 |  | 4CXCB031DC3 | 12.2 | 14.75 | Yes | Yes | 2015-03-13 |  | 0
FALSE | 4TTR6024B1 | 3503 | 6027220 | AMERICAN STANDARD | 4A7A6024H1 | AC | Split System: Air-Cooled Condensing Unit, Coil with Blower | 4TTR6024B1 |  | 4CXCB025DC3 | 12.5 | 15.5 | Yes | Yes | 2015-03-13 |  | 1
FALSE | 4TTR6036B1 | 3674 | 6027304 | AMERICAN STANDARD | 4A7A6036H1 | AC | Split System: Air-Cooled Condensing Unit, Coil with Blower | 4TTR6036B1 |  | 4CXCB031DC3 | 12.5 | 15 | Yes | Yes | 2015-03-13 |  | 1
FALSE | 4TTR6036B1 | 3674 | 6027330 | AMERICAN STANDARD | 4A7A6036H1 | AC | Split System: Air-Cooled Condensing Unit, Coil with Blower | 4TTR6036B1 |  | 4CXCB036DC3 | 12.5 | 15 | Yes | Yes | 2015-03-13 |  | 1
FALSE | 4TTR6036B1 | 3674 | 6026242 | AMERICAN STANDARD | 4A7A6036H1 | AC | Split System: Air-Cooled Condensing Unit, Coil with Blower | 4TTR6036B1 |  | 4CXCB031DC3 | 12.2 | 14.5 | Yes | Yes | 2015-03-13 |  | 0
FALSE | 4A7A7036A1 | 4207 | 6452296 | AMERICAN STANDARD | 4A7A7036A1 | AC | Split System: Air-Cooled Condensing Unit, Coil with Blower | 4A7A7036A1 |  | 4CXCB031DC3 | 12.2 | 16 | Yes | Yes | 2015-03-13 |  | 0
FALSE | 4TTR6030B1 | 3522 | 6026162 | AMERICAN STANDARD | 4A7A6030H1 | AC | Split System: Air-Cooled Condensing Unit, Coil with Blower | 4TTR6030B1 |  | 4CXCB032DC3 | 12.5 | 15.75 | Yes | Yes | 2015-03-13 |  | 1
FALSE | 4TTR6036B1 | 3674 | 6026240 | AMERICAN STANDARD | 4A7A6036H1 | AC | Split System: Air-Cooled Condensing Unit, Coil with Blower | 4TTR6036B1 |  | 4CXCB031DC3 | 12.2 | 14.5 | Yes | Yes | 2015-03-13 |  | 0
FALSE | 4TTR6036B1 | 3674 | 6026269 | AMERICAN STANDARD | 4A7A6036H1 | AC | Split System: Air-Cooled Condensing Unit, Coil with Blower | 4TTR6036B1 |  | 4CXCB036DC3 | 12.5 | 15 | Yes | Yes | 2015-03-13 |  | 1
FALSE | 4TTR6036B1 | 3674 | 6026270 | AMERICAN STANDARD | 4A7A6036H1 | AC | Split System: Air-Cooled Condensing Unit, Coil with Blower | 4TTR6036B1 |  | 4CXCB036DC3 | 12.2 | 14.75 | Yes | Yes | 2015-03-13 |  | 0
FALSE | 4A7A7036A1 | 4207 | 6452326 | AMERICAN STANDARD | 4A7A7036A1 | AC | Split System: Air-Cooled Condensing Unit, Coil with Blower | 4A7A7036A1 |  | 4CXCB036DC3 | 12.2 | 16.25 | Yes | Yes | 2015-03-13 |  | 0
FALSE | 4A7A7036A1 | 4207 | 6452298 | AMERICAN STANDARD | 4A7A7036A1 | AC | Split System: Air-Cooled Condensing Unit, Coil with Blower | 4A7A7036A1 |  | 4CXCB031DC3 | 12.2 | 16 | Yes | Yes | 2015-03-13 |  | 0
FALSE | 4TTR6030B1 | 3522 | 6026161 | AMERICAN STANDARD | 4A7A6030H1 | AC | Split System: Air-Cooled Condensing Unit, Coil with Blower | 4TTR6030B1 |  | 4CXCB032DC3 | 12.5 | 15.5 | Yes | Yes | 2015-03-13 |  | 1
FALSE | 4TTR6024B1 | 3503 | 6026109 | AMERICAN STANDARD | 4A7A6024H1 | AC | Split System: Air-Cooled Condensing Unit, Coil with Blower | 4TTR6024B1 |  | 4CXCB036DC3 | 13 | 16 | Yes | Yes | 2015-03-13 |  | 2
FALSE | 4TTR6036B1 | 3674 | 6026274 | AMERICAN STANDARD | 4A7A6036H1 | AC | Split System: Air-Cooled Condensing Unit, Coil with Blower | 4TTR6036B1 |  | 4CXCB036DC3 | 12.5 | 15 | Yes | Yes | 2015-03-13 |  | 1
FALSE | 4A7A7024A1 | 4200 | 6452286 | AMERICAN STANDARD | 4A7A7024A1 | AC | Split System: Air-Cooled Condensing Unit, Coil with Blower | 4A7A7024A1 |  | 4CXCB032DC3 | 13 | 16 | Yes | Yes | 2015-03-13 |  | 2
FALSE | 4TTR6036B1 | 3674 | 6026234 | AMERICAN STANDARD | 4A7A6036H1 | AC | Split System: Air-Cooled Condensing Unit, Coil with Blower | 4TTR6036B1 |  | 4CXCB031DC3 | 12.2 | 14.5 | Yes | Yes | 2015-03-13 |  | 0
FALSE | 4A7A7036A1 | 4207 | 6452303 | AMERICAN STANDARD | 4A7A7036A1 | AC | Split System: Air-Cooled Condensing Unit, Coil with Blower | 4A7A7036A1 |  | 4CXCB031DC3 | 12.2 | 16 | Yes | Yes | 2015-03-13 |  | 0
FALSE | 4TTR6024B1 | 3503 | 6027218 | AMERICAN STANDARD | 4A7A6024H1 | AC | Split System: Air-Cooled Condensing Unit, Coil with Blower | 4TTR6024B1 |  | 4CXCB025DC3 | 12.5 | 15.75 | Yes | Yes | 2015-03-13 |  | 1
FALSE | 4A7A7024A1 | 4200 | 6452266 | AMERICAN STANDARD | 4A7A7024A1 | AC | Split System: Air-Cooled Condensing Unit, Coil with Blower | 4A7A7024A1 |  | 4CXCB025DC3 | 13 | 16 | Yes | Yes | 2015-03-13 |  | 2
FALSE | 4TTR6030B1 | 3522 | 6027260 | AMERICAN STANDARD | 4A7A6030H1 | AC | Split System: Air-Cooled Condensing Unit, Coil with Blower | 4TTR6030B1 |  | 4CXCB031DC3 | 12.5 | 15 | Yes | Yes | 2015-03-13 |  | 1
FALSE | 4TTR6036B1 | 3674 | 6026232 | AMERICAN STANDARD | 4A7A6036H1 | AC | Split System: Air-Cooled Condensing Unit, Coil with Blower | 4TTR6036B1 |  | 4CXCB031DC3 | 12.2 | 14.75 | Yes | Yes | 2015-03-13 |  | 0
FALSE | 4A7A7036A1 | 4207 | 6452304 | AMERICAN STANDARD | 4A7A7036A1 | AC | Split System: Air-Cooled Condensing Unit, Coil with Blower | 4A7A7036A1 |  | 4CXCB031DC3 | 12 | 15.75 | Yes | Yes | 2015-03-13 |  | 0
FALSE | 4A7A7036A1 | 4207 | 6452333 | AMERICAN STANDARD | 4A7A7036A1 | AC | Split System: Air-Cooled Condensing Unit, Coil with Blower | 4A7A7036A1 |  | 4CXCB036DC3 | 12.5 | 17 | Yes | Yes | 2015-03-13 |  | 1
FALSE | 4TTR6036B1 | 3674 | 6026277 | AMERICAN STANDARD | 4A7A6036H1 | AC | Split System: Air-Cooled Condensing Unit, Coil with Blower | 4TTR6036B1 |  | 4CXCB036DC3 | 12.5 | 15.25 | Yes | Yes | 2015-03-13 |  | 1
FALSE | 4TTR6036B1 | 3674 | 6026279 | AMERICAN STANDARD | 4A7A6036H1 | AC | Split System: Air-Cooled Condensing Unit, Coil with Blower | 4TTR6036B1 |  | 4CXCB036DC3 | 12.5 | 15.25 | Yes | Yes | 2015-03-13 |  | 1
FALSE | 4TTR6042B1 | 3680 | 6026304 | AMERICAN STANDARD | 4A7A6042H1 | AC | Split System: Air-Cooled Condensing Unit, Coil with Blower | 4TTR6042B1 |  | 4CXCB036DC3 | 12.2 | 14.5 | Yes | Yes | 2015-03-13 |  | 0
FALSE | 4A7A7036A1 | 4207 | 6452334 | AMERICAN STANDARD | 4A7A7036A1 | AC | Split System: Air-Cooled Condensing Unit, Coil with Blower | 4A7A7036A1 |  | 4CXCB036DC3 | 12.2 | 16.25 | Yes | Yes | 2015-03-13 |  | 0
FALSE | 4TTR6030B1 | 3522 | 6026182 | AMERICAN STANDARD | 4A7A6030H1 | AC | Split System: Air-Cooled Condensing Unit, Coil with Blower | 4TTR6030B1 |  | 4CXCB032DC3 | 12.5 | 15 | Yes | Yes | 2015-03-13 |  | 1
FALSE | 4TTR6024B1 | 3503 | 6027219 | AMERICAN STANDARD | 4A7A6024H1 | AC | Split System: Air-Cooled Condensing Unit, Coil with Blower | 4TTR6024B1 |  | 4CXCB025DC3 | 13 | 16 | Yes | Yes | 2015-03-13 |  | 2
FALSE | 4TTR6030B1 | 3522 | 6026184 | AMERICAN STANDARD | 4A7A6030H1 | AC | Split System: Air-Cooled Condensing Unit, Coil with Blower | 4TTR6030B1 |  | 4CXCB032DC3 | 12.5 | 15.5 | Yes | Yes | 2015-03-13 |  | 1
FALSE | 4A7A7036A1 | 4207 | 6452339 | AMERICAN STANDARD | 4A7A7036A1 | AC | Split System: Air-Cooled Condensing Unit, Coil with Blower | 4A7A7036A1 |  | 4CXCB036DC3 | 12 | 16 | Yes | Yes | 2015-03-13 |  | 0
FALSE | 4TTR6030B1 | 3522 | 6027264 | AMERICAN STANDARD | 4A7A6030H1 | AC | Split System: Air-Cooled Condensing Unit, Coil with Blower | 4TTR6030B1 |  | 4CXCB031DC3 | 12.5 | 15.25 | Yes | Yes | 2015-03-13 |  | 1
FALSE | 4TTR6036B1 | 3674 | 6027300 | AMERICAN STANDARD | 4A7A6036H1 | AC | Split System: Air-Cooled Condensing Unit, Coil with Blower | 4TTR6036B1 |  | 4CXCB031DC3 | 12.5 | 15 | Yes | Yes | 2015-03-13 |  | 1
FALSE | 4TTR6042B1 | 3680 | 6027347 | AMERICAN STANDARD | 4A7A6042H1 | AC | Split System: Air-Cooled Condensing Unit, Coil with Blower | 4TTR6042B1 |  | 4CXCB036DC3 | 12.2 | 14.5 | Yes | Yes | 2015-03-13 |  | 0
FALSE | 4TTR6030B1 | 3522 | 6026196 | AMERICAN STANDARD | 4A7A6030H1 | AC | Split System: Air-Cooled Condensing Unit, Coil with Blower | 4TTR6030B1 |  | 4CXCB036DC3 | 12.5 | 15.5 | Yes | Yes | 2015-03-13 |  | 1
FALSE | 4TTR6036B1 | 3674 | 6026283 | AMERICAN STANDARD | 4A7A6036H1 | AC | Split System: Air-Cooled Condensing Unit, Coil with Blower | 4TTR6036B1 |  | 4CXCB036DC3 | 12.5 | 15.25 | Yes | Yes | 2015-03-13 |  | 1
FALSE | 4TTR6042B1 | 3680 | 6026286 | AMERICAN STANDARD | 4A7A6042H1 | AC | Split System: Air-Cooled Condensing Unit, Coil with Blower | 4TTR6042B1 |  | 4CXCB036DC3 | 12.5 | 15.25 | Yes | Yes | 2015-03-13 |  | 1
FALSE | 4A7A7036A1 | 4207 | 6452340 | AMERICAN STANDARD | 4A7A7036A1 | AC | Split System: Air-Cooled Condensing Unit, Coil with Blower | 4A7A7036A1 |  | 4CXCB036DC3 | 12.5 | 17 | Yes | Yes | 2015-03-13 |  | 1
FALSE | 4TTR6036B1 | 3674 | 6026260 | AMERICAN STANDARD | 4A7A6036H1 | AC | Split System: Air-Cooled Condensing Unit, Coil with Blower | 4TTR6036B1 |  | 4CXCB036DC3 | 12.5 | 15.75 | Yes | Yes | 2015-03-13 |  | 1
FALSE | 4TTR6042B1 | 3680 | 6026289 | AMERICAN STANDARD | 4A7A6042H1 | AC | Split System: Air-Cooled Condensing Unit, Coil with Blower | 4TTR6042B1 |  | 4CXCB036DC3 | 12.5 | 15.5 | Yes | Yes | 2015-03-13 |  | 1
FALSE | 4TTR6024B1 | 3503 | 6027227 | AMERICAN STANDARD | 4A7A6024H1 | AC | Split System: Air-Cooled Condensing Unit, Coil with Blower | 4TTR6024B1 |  | 4CXCB031DC3 | 13 | 16 | Yes | Yes | 2015-03-13 |  | 2
FALSE | 4TTR6036B1 | 3674 | 6026258 | AMERICAN STANDARD | 4A7A6036H1 | AC | Split System: Air-Cooled Condensing Unit, Coil with Blower | 4TTR6036B1 |  | 4CXCB031DC3 | 12.2 | 14.5 | Yes | Yes | 2015-03-13 |  | 0
FALSE | 4TTR6042B1 | 3680 | 6027346 | AMERICAN STANDARD | 4A7A6042H1 | AC | Split System: Air-Cooled Condensing Unit, Coil with Blower | 4TTR6042B1 |  | 4CXCB036DC3 | 12.5 | 15 | Yes | Yes | 2015-03-13 |  | 1
FALSE | 4A7A7024A1 | 4200 | 6452287 | AMERICAN STANDARD | 4A7A7024A1 | AC | Split System: Air-Cooled Condensing Unit, Coil with Blower | 4A7A7024A1 |  | 4CXCB032DC3 | 13 | 17 | Yes | Yes | 2015-03-13 |  | 2
FALSE | 4TTR6036B1 | 3674 | 6027320 | AMERICAN STANDARD | 4A7A6036H1 | AC | Split System: Air-Cooled Condensing Unit, Coil with Blower | 4TTR6036B1 |  | 4CXCB036DC3 | 12.5 | 15.5 | Yes | Yes | 2015-03-13 |  | 1
FALSE | 4TTR6042B1 | 3680 | 6027348 | AMERICAN STANDARD | 4A7A6042H1 | AC | Split System: Air-Cooled Condensing Unit, Coil with Blower | 4TTR6042B1 |  | 4CXCB036DC3 | 12.5 | 15.25 | Yes | Yes | 2015-03-13 |  | 1
FALSE | 4TTR6036B1 | 3674 | 6027319 | AMERICAN STANDARD | 4A7A6036H1 | AC | Split System: Air-Cooled Condensing Unit, Coil with Blower | 4TTR6036B1 |  | 4CXCB036DC3 | 12.5 | 15.5 | Yes | Yes | 2015-03-13 |  | 1
FALSE | 4TTR6042B1 | 3680 | 6027342 | AMERICAN STANDARD | 4A7A6042H1 | AC | Split System: Air-Cooled Condensing Unit, Coil with Blower | 4TTR6042B1 |  | 4CXCB036DC3 | 12.5 | 15.25 | Yes | Yes | 2015-03-13 |  | 1
FALSE | 4TTR6036B1 | 3674 | 6027311 | AMERICAN STANDARD | 4A7A6036H1 | AC | Split System: Air-Cooled Condensing Unit, Coil with Blower | 4TTR6036B1 |  | 4CXCB031DC3 | 12.5 | 15 | Yes | Yes | 2015-03-13 |  | 1
FALSE | 4TTR6036B1 | 3674 | 6027318 | AMERICAN STANDARD | 4A7A6036H1 | AC | Split System: Air-Cooled Condensing Unit, Coil with Blower | 4TTR6036B1 |  | 4CXCB036DC3 | 12.5 | 15 | Yes | Yes | 2015-03-13 |  | 1
FALSE | 4TTR6024B1 | 3503 | 6027241 | AMERICAN STANDARD | 4A7A6024H1 | AC | Split System: Air-Cooled Condensing Unit, Coil with Blower | 4TTR6024B1 |  | 4CXCB032DC3 | 12.5 | 15.75 | Yes | Yes | 2015-03-13 |  | 1
FALSE | 4A7A7024A1 | 4200 | 6452289 | AMERICAN STANDARD | 4A7A7024A1 | AC | Split System: Air-Cooled Condensing Unit, Coil with Blower | 4A7A7024A1 |  | 4CXCB032DC3 | 13 | 16.25 | Yes | Yes | 2015-03-13 |  | 2
FALSE | 4TTR6024B1 | 3503 | 6026081 | AMERICAN STANDARD | 4A7A6024H1 | AC | Split System: Air-Cooled Condensing Unit, Coil with Blower | 4TTR6024B1 |  | 4CXCB031DC3 | 13 | 16 | Yes | Yes | 2015-03-13 |  | 2
FALSE | 4TTR6036B1 | 3674 | 6027308 | AMERICAN STANDARD | 4A7A6036H1 | AC | Split System: Air-Cooled Condensing Unit, Coil with Blower | 4TTR6036B1 |  | 4CXCB031DC3 | 12 | 14.5 | Yes | Yes | 2015-03-13 |  | 0
FALSE | 4TTR6024B1 | 3503 | 6027245 | AMERICAN STANDARD | 4A7A6024H1 | AC | Split System: Air-Cooled Condensing Unit, Coil with Blower | 4TTR6024B1 |  | 4CXCB036DC3 | 12.5 | 15.75 | Yes | Yes | 2015-03-13 |  | 1
FALSE | 4TTR6036B1 | 3674 | 6027322 | AMERICAN STANDARD | 4A7A6036H1 | AC | Split System: Air-Cooled Condensing Unit, Coil with Blower | 4TTR6036B1 |  | 4CXCB036DC3 | 12.5 | 15 | Yes | Yes | 2015-03-13 |  | 1
FALSE | 4A7A7036A1 | 4207 | 6452347 | AMERICAN STANDARD | 4A7A7036A1 | AC | Split System: Air-Cooled Condensing Unit, Coil with Blower | 4A7A7036A1 |  | 4CXCB036DC3 | 12.2 | 16.25 | Yes | Yes | 2015-03-13 |  | 0
FALSE | 4TTR6030B1 | 3522 | 6027295 | AMERICAN STANDARD | 4A7A6030H1 | AC | Split System: Air-Cooled Condensing Unit, Coil with Blower | 4TTR6030B1 |  | 4CXCB036DC3 | 12.5 | 15.25 | Yes | Yes | 2015-03-13 |  | 1
FALSE | 4TTR6036B1 | 3674 | 6027309 | AMERICAN STANDARD | 4A7A6036H1 | AC | Split System: Air-Cooled Condensing Unit, Coil with Blower | 4TTR6036B1 |  | 4CXCB031DC3 | 12.2 | 14.75 | Yes | Yes | 2015-03-13 |  | 0
FALSE | 4A7A7036A1 | 4207 | 6452316 | AMERICAN STANDARD | 4A7A7036A1 | AC | Split System: Air-Cooled Condensing Unit, Coil with Blower | 4A7A7036A1 |  | 4CXCB031DC3 | 12 | 15.75 | Yes | Yes | 2015-03-13 |  | 0
FALSE | 4TTR6036B1 | 3674 | 6027310 | AMERICAN STANDARD | 4A7A6036H1 | AC | Split System: Air-Cooled Condensing Unit, Coil with Blower | 4TTR6036B1 |  | 4CXCB031DC3 | 12 | 14.75 | Yes | Yes | 2015-03-13 |  | 0
FALSE | 4A7A7024A1 | 4200 | 6452274 | AMERICAN STANDARD | 4A7A7024A1 | AC | Split System: Air-Cooled Condensing Unit, Coil with Blower | 4A7A7024A1 |  | 4CXCB025DC3 | 12.5 | 16 | Yes | Yes | 2015-03-13 |  | 1
FALSE | 4TTR6036B1 | 3674 | 6027327 | AMERICAN STANDARD | 4A7A6036H1 | AC | Split System: Air-Cooled Condensing Unit, Coil with Blower | 4TTR6036B1 |  | 4CXCB036DC3 | 12.5 | 15.5 | Yes | Yes | 2015-03-13 |  | 1
FALSE | 4TTR6042B1 | 3680 | 6027340 | AMERICAN STANDARD | 4A7A6042H1 | AC | Split System: Air-Cooled Condensing Unit, Coil with Blower | 4TTR6042B1 |  | 4CXCB036DC3 | 12.5 | 15 | Yes | Yes | 2015-03-13 |  | 1
FALSE | 4A7A7036A1 | 4207 | 6452348 | AMERICAN STANDARD | 4A7A7036A1 | AC | Split System: Air-Cooled Condensing Unit, Coil with Blower | 4A7A7036A1 |  | 4CXCB036DC3 | 12.5 | 16.5 | Yes | Yes | 2015-03-13 |  | 1
FALSE | 4TTR6042B1 | 3680 | 6027351 | AMERICAN STANDARD | 4A7A6042H1 | AC | Split System: Air-Cooled Condensing Unit, Coil with Blower | 4TTR6042B1 |  | 4CXCB036DC3 | 12.2 | 14.75 | Yes | Yes | 2015-03-13 |  | 0
FALSE | 4TTR6036B1 | 3674 | 6027307 | AMERICAN STANDARD | 4A7A6036H1 | AC | Split System: Air-Cooled Condensing Unit, Coil with Blower | 4TTR6036B1 |  | 4CXCB031DC3 | 12.5 | 15 | Yes | Yes | 2015-03-13 |  | 1
FALSE | 4A7A7024A1 | 4200 | 6452281 | AMERICAN STANDARD | 4A7A7024A1 | AC | Split System: Air-Cooled Condensing Unit, Coil with Blower | 4A7A7024A1 |  | 4CXCB032DC3 | 13 | 16 | Yes | Yes | 2015-03-13 |  | 2
FALSE | 4TTR6036B1 | 3674 | 6027324 | AMERICAN STANDARD | 4A7A6036H1 | AC | Split System: Air-Cooled Condensing Unit, Coil with Blower | 4TTR6036B1 |  | 4CXCB036DC3 | 12.2 | 14.75 | Yes | Yes | 2015-03-13 |  | 0
FALSE | 4A7A7024A1 | 4200 | 6479390 | AMERICAN STANDARD | 4A7A7024A1 | AC | Split System: Air-Cooled Condensing Unit, Coil with Blower | 4A7A7024A1 |  | GAM5B0A24M21 | 13 | 16 | Yes | Yes | 2015-03-13 |  | 2
FALSE | 4A7A7036A1 | 4207 | 6479391 | AMERICAN STANDARD | 4A7A7036A1 | AC | Split System: Air-Cooled Condensing Unit, Coil with Blower | 4A7A7036A1 |  | GAM5B0B36M31 | 12.5 | 16 | Yes | Yes | 2015-03-13 |  | 1
FALSE | 4A7A7048A1 | 288 | 6479393 | AMERICAN STANDARD | 4A7A7048A1 | AC | Split System: Air-Cooled Condensing Unit, Coil with Blower | 4A7A7048A1 |  | GAM5B0C48M41 | 12.5 | 16 | Yes | Yes | 2015-03-13 |  | 1
FALSE | 4A7A7060A1 | 289 | 6479394 | AMERICAN STANDARD | 4A7A7060A1 | AC | Split System: Air-Cooled Condensing Unit, Coil with Blower | 4A7A7060A1 |  | GAM5B0C60M51 | 12 | 15.25 | Yes | Yes | 2015-03-13 |  | 0
FALSE | 4A7A7048A1 | 288 | 6468726 | AMERICAN STANDARD | 4A7A7048A1 | AC | Split System: Air-Cooled Condensing Unit, Coil with Blower | 4A7A7048A1 |  | 4NXCD063BC3 | 13 | 16 | Yes | Yes | 2015-03-13 |  | 2
FALSE | 4A7A7048A1 | 288 | 6468730 | AMERICAN STANDARD | 4A7A7048A1 | AC | Split System: Air-Cooled Condensing Unit, Coil with Blower | 4A7A7048A1 |  | 4NXCD063BC3 | 13 | 16 | Yes | Yes | 2015-03-13 |  | 2
FALSE | 4A7A7048A1 | 288 | 6468734 | AMERICAN STANDARD | 4A7A7048A1 | AC | Split System: Air-Cooled Condensing Unit, Coil with Blower | 4A7A7048A1 |  | 4NXCD063BC3 | 13 | 16 | Yes | Yes | 2015-03-13 |  | 2
FALSE | 4TTR6024B1 | 3503 | 6807764 | AMERICAN STANDARD | 4A7A6024H1 | AC | Split System: Air-Cooled Condensing Unit, Coil with Blower | 4TTR6024B1 |  | 4TXCB048BC3 | 13 | 16 | Yes | Yes | 2015-03-13 |  | 2
FALSE | 4TTR6024B1 | 3503 | 6807762 | AMERICAN STANDARD | 4A7A6024H1 | AC | Split System: Air-Cooled Condensing Unit, Coil with Blower | 4TTR6024B1 |  | 4TXCB048BC3 | 13 | 16 | Yes | Yes | 2015-03-13 |  | 2
FALSE | 4TTR6024B1 | 3503 | 6807768 | AMERICAN STANDARD | 4A7A6024H1 | AC | Split System: Air-Cooled Condensing Unit, Coil with Blower | 4TTR6024B1 |  | 4TXCC005CC3 | 13 | 16 | Yes | Yes | 2015-03-13 |  | 2
FALSE | 4TTR6024B1 | 3503 | 6807766 | AMERICAN STANDARD | 4A7A6024H1 | AC | Split System: Air-Cooled Condensing Unit, Coil with Blower | 4TTR6024B1 |  | 4TXCC005CC3 | 13 | 16 | Yes | Yes | 2015-03-13 |  | 2
FALSE | 4TTR6024B1 | 3503 | 6807770 | AMERICAN STANDARD | 4A7A6024H1 | AC | Split System: Air-Cooled Condensing Unit, Coil with Blower | 4TTR6024B1 |  | 4TXCC005CC3 | 13 | 16 | Yes | Yes | 2015-03-13 |  | 2
FALSE | 4TTR6024B1 | 3503 | 6807771 | AMERICAN STANDARD | 4A7A6024H1 | AC | Split System: Air-Cooled Condensing Unit, Coil with Blower | 4TTR6024B1 |  | 4TXCC006CC3 | 13 | 16 | Yes | Yes | 2015-03-13 |  | 2
FALSE | 4TTR6024B1 | 3503 | 6807780 | AMERICAN STANDARD | 4A7A6024H1 | AC | Split System: Air-Cooled Condensing Unit, Coil with Blower | 4TTR6024B1 |  | 4TXCC007CC3 | 13 | 16 | Yes | Yes | 2015-03-13 |  | 2
FALSE | 4TTR6036B1 | 3674 | 6604407 | AMERICAN STANDARD | 4A7A6036H1 | AC | Split System: Air-Cooled Condensing Unit, Coil with Blower | 4TTR6036B1 |  | 4TXCB036BC3 | 12.5 | 15 | Yes | Yes | 2015-03-13 |  | 1
FALSE | 4A7A7048A1 | 288 | 6603287 | AMERICAN STANDARD | 4A7A7048A1 | AC | Split System: Air-Cooled Condensing Unit, Coil with Blower | 4A7A7048A1 |  | 4TXFH063CZ3 | 13 | 16.5 | Yes | Yes | 2015-03-13 |  | 2
FALSE | 4TTR6036B1 | 3674 | 6604408 | AMERICAN STANDARD | 4A7A6036H1 | AC | Split System: Air-Cooled Condensing Unit, Coil with Blower | 4TTR6036B1 |  | 4TXFH036CZ3 | 13 | 15.5 | Yes | Yes | 2015-03-13 |  | 1
FALSE | 4TTR6036B1 | 3674 | 6604410 | AMERICAN STANDARD | 4A7A6036H1 | AC | Split System: Air-Cooled Condensing Unit, Coil with Blower | 4TTR6036B1 |  | 4TXFH041CC3 | 13 | 15.5 | Yes | Yes | 2015-03-13 |  | 1
FALSE | 4TTR6036B1 | 3674 | 6604411 | AMERICAN STANDARD | 4A7A6036H1 | AC | Split System: Air-Cooled Condensing Unit, Coil with Blower | 4TTR6036B1 |  | 4TXFH041CC3 | 13 | 15.5 | Yes | Yes | 2015-03-13 |  | 1
FALSE | 4TTR6036B1 | 3674 | 6604412 | AMERICAN STANDARD | 4A7A6036H1 | AC | Split System: Air-Cooled Condensing Unit, Coil with Blower | 4TTR6036B1 |  | 4TXFH054CC3 | 13 | 15.5 | Yes | Yes | 2015-03-13 |  | 1
FALSE | 4TTR6030B1 | 3522 | 6687881 | AMERICAN STANDARD | 4A7A6030H1 | AC | Split System: Air-Cooled Condensing Unit, Coil with Blower | 4TTR6030B1 |  | GAM5B0A18M11 | 13 | 15 | Yes | Yes | 2015-03-13 |  | 1
FALSE | 4A7A7048A1 | 288 | 6603289 | AMERICAN STANDARD | 4A7A7048A1 | AC | Split System: Air-Cooled Condensing Unit, Coil with Blower | 4A7A7048A1 |  | 4TXFH063CZ3 | 12 | 16 | Yes | Yes | 2015-03-13 |  | 0
FALSE | 4TTR6048B1 | 3695 | 6687882 | AMERICAN STANDARD | 4A7A6048H1 | AC | Split System: Air-Cooled Condensing Unit, Coil with Blower | 4TTR6048B1 |  | GAM5B0B36M31 | 12.2 | 15 | Yes | Yes | 2015-03-13 |  | 0
FALSE | 4TTR6049B1 | 3692 | 6687883 | AMERICAN STANDARD | 4A7A6049H1 | AC | Split System: Air-Cooled Condensing Unit, Coil with Blower | 4TTR6049B1 |  | GAM5B0B36M31 | 12.5 | 15 | Yes | Yes | 2015-03-13 |  | 1
FALSE | 4TTR6024B1 | 3503 | 6807760 | AMERICAN STANDARD | 4A7A6024H1 | AC | Split System: Air-Cooled Condensing Unit, Coil with Blower | 4TTR6024B1 |  | 4TXCB048BC3 | 13 | 16 | Yes | Yes | 2015-03-13 |  | 2
FALSE | 4TTR6018B1 | 3489 | 6807677 | AMERICAN STANDARD | 4A7A6018H1 | AC | Split System: Air-Cooled Condensing Unit, Coil with Blower | 4TTR6018B1 |  | 4TXCC005CC3 | 13 | 16 | Yes | Yes | 2015-03-13 |  | 2
FALSE | 4TTR6018B1 | 3489 | 6807675 | AMERICAN STANDARD | 4A7A6018H1 | AC | Split System: Air-Cooled Condensing Unit, Coil with Blower | 4TTR6018B1 |  | 4TXCC005CC3 | 13 | 16 | Yes | Yes | 2015-03-13 |  | 2
FALSE | 4TTR6018B1 | 3489 | 6807679 | AMERICAN STANDARD | 4A7A6018H1 | AC | Split System: Air-Cooled Condensing Unit, Coil with Blower | 4TTR6018B1 |  | 4TXCC005CC3 | 13 | 16 | Yes | Yes | 2015-03-13 |  | 2
FALSE | 4TTR6018B1 | 3489 | 6807683 | AMERICAN STANDARD | 4A7A6018H1 | AC | Split System: Air-Cooled Condensing Unit, Coil with Blower | 4TTR6018B1 |  | 4TXCC006CC3 | 13 | 16 | Yes | Yes | 2015-03-13 |  | 2
FALSE | 4A7A7024A1 | 4200 | 6758406 | AMERICAN STANDARD | 4A7A7024A1 | AC | Split System: Air-Cooled Condensing Unit, Coil with Blower | 4A7A7024A1 |  | GAM5B0A18M11 | 13 | 17 | Yes | Yes | 2015-03-13 |  | 2
FALSE | 4A7A7048A1 | 288 | 6758410 | AMERICAN STANDARD | 4A7A7048A1 | AC | Split System: Air-Cooled Condensing Unit, Coil with Blower | 4A7A7048A1 |  | GAM5B0C42M31 | 13 | 16 | Yes | Yes | 2015-03-13 |  | 2
FALSE | 4A7A7024A1 | 4200 | 6758407 | AMERICAN STANDARD | 4A7A7024A1 | AC | Split System: Air-Cooled Condensing Unit, Coil with Blower | 4A7A7024A1 |  | GAM5B0B30M21 | 13 | 17 | Yes | Yes | 2015-03-13 |  | 2
FALSE | 4TTR6024B1 | 3503 | 6807712 | AMERICAN STANDARD | 4A7A6024H1 | AC | Split System: Air-Cooled Condensing Unit, Coil with Blower | 4TTR6024B1 |  | 4TXCA024BC3 | 12.5 | 14.5 | Yes | Yes | 2015-03-13 |  | 0
FALSE | 4TTR6024B1 | 3503 | 6807713 | AMERICAN STANDARD | 4A7A6024H1 | AC | Split System: Air-Cooled Condensing Unit, Coil with Blower | 4TTR6024B1 |  | 4TXCB003CC3 | 13 | 16 | Yes | Yes | 2015-03-13 |  | 2
FALSE | 4TTR6024B1 | 3503 | 6807721 | AMERICAN STANDARD | 4A7A6024H1 | AC | Split System: Air-Cooled Condensing Unit, Coil with Blower | 4TTR6024B1 |  | 4TXCB004CC3 | 13 | 16 | Yes | Yes | 2015-03-13 |  | 2
FALSE | 4TTR6024B1 | 3503 | 6807722 | AMERICAN STANDARD | 4A7A6024H1 | AC | Split System: Air-Cooled Condensing Unit, Coil with Blower | 4TTR6024B1 |  | 4TXCB004CC3 | 13 | 16 | Yes | Yes | 2015-03-13 |  | 2
FALSE | 4TTR6024B1 | 3503 | 6807724 | AMERICAN STANDARD | 4A7A6024H1 | AC | Split System: Air-Cooled Condensing Unit, Coil with Blower | 4TTR6024B1 |  | 4TXCB004CC3 | 13 | 16 | Yes | Yes | 2015-03-13 |  | 2
FALSE | 4TTR6024B1 | 3503 | 7014354 | AMERICAN STANDARD | 4A7A6024H1 | AC | Split System: Air-Cooled Condensing Unit, Coil with Blower | 4TTR6024B1 |  | 4CXCA024DC3 | 12.2 | 15 | Yes | Yes | 2015-03-13 |  | 0
FALSE | 4TTR6024B1 | 3503 | 6807706 | AMERICAN STANDARD | 4A7A6024H1 | AC | Split System: Air-Cooled Condensing Unit, Coil with Blower | 4TTR6024B1 |  | 4TXCA024BC3 | 12.5 | 14.5 | Yes | Yes | 2015-03-13 |  | 0
FALSE | 4A7A7024A1 | 4200 | 7013660 | AMERICAN STANDARD | 4A7A7024A1 | AC | Split System: Air-Cooled Condensing Unit, Coil with Blower | 4A7A7024A1 |  | 4NXCA024AC3 | 12.2 | 15 | Yes | Yes | 2015-03-13 |  | 0
FALSE | 4A7A7024A1 | 4200 | 7013659 | AMERICAN STANDARD | 4A7A7024A1 | AC | Split System: Air-Cooled Condensing Unit, Coil with Blower | 4A7A7024A1 |  | 4NXCA024AC3 | 12.2 | 15 | Yes | Yes | 2015-03-13 |  | 0
FALSE | 4TTR6018B1 | 3489 | 6807687 | AMERICAN STANDARD | 4A7A6018H1 | AC | Split System: Air-Cooled Condensing Unit, Coil with Blower | 4TTR6018B1 |  | 4TXCC007CC3 | 13 | 16 | Yes | Yes | 2015-03-13 |  | 2
FALSE | 4TTR6024B1 | 3503 | 6807742 | AMERICAN STANDARD | 4A7A6024H1 | AC | Split System: Air-Cooled Condensing Unit, Coil with Blower | 4TTR6024B1 |  | 4TXCB032BC3 | 13 | 16 | Yes | Yes | 2015-03-13 |  | 2
FALSE | 4TTR6024B1 | 3503 | 6807753 | AMERICAN STANDARD | 4A7A6024H1 | AC | Split System: Air-Cooled Condensing Unit, Coil with Blower | 4TTR6024B1 |  | 4TXCB036BC3 | 13 | 16 | Yes | Yes | 2015-03-13 |  | 2
FALSE | 4TTR6018B1 | 3489 | 6807633 | AMERICAN STANDARD | 4A7A6018H1 | AC | Split System: Air-Cooled Condensing Unit, Coil with Blower | 4TTR6018B1 |  | 4TXCB003CC3 | 13 | 16 | Yes | Yes | 2015-03-13 |  | 2
FALSE | 4TTR6018B1 | 3489 | 6807643 | AMERICAN STANDARD | 4A7A6018H1 | AC | Split System: Air-Cooled Condensing Unit, Coil with Blower | 4TTR6018B1 |  | 4TXCB004CC3 | 13 | 16 | Yes | Yes | 2015-03-13 |  | 2
FALSE | 4TTR6018B1 | 3489 | 6807639 | AMERICAN STANDARD | 4A7A6018H1 | AC | Split System: Air-Cooled Condensing Unit, Coil with Blower | 4TTR6018B1 |  | 4TXCB004CC3 | 13 | 16 | Yes | Yes | 2015-03-13 |  | 2
FALSE | 4TTR6018B1 | 3489 | 6807641 | AMERICAN STANDARD | 4A7A6018H1 | AC | Split System: Air-Cooled Condensing Unit, Coil with Blower | 4TTR6018B1 |  | 4TXCB004CC3 | 13 | 16 | Yes | Yes | 2015-03-13 |  | 2
FALSE | 4TTR6018B1 | 3489 | 6807651 | AMERICAN STANDARD | 4A7A6018H1 | AC | Split System: Air-Cooled Condensing Unit, Coil with Blower | 4TTR6018B1 |  | 4TXCB025BC3 | 13 | 16 | Yes | Yes | 2015-03-13 |  | 2
FALSE | 4TTR6018B1 | 3489 | 6807647 | AMERICAN STANDARD | 4A7A6018H1 | AC | Split System: Air-Cooled Condensing Unit, Coil with Blower | 4TTR6018B1 |  | 4TXCB025BC3 | 13 | 15.5 | Yes | Yes | 2015-03-13 |  | 1
FALSE | 4TTR6018B1 | 3489 | 6807655 | AMERICAN STANDARD | 4A7A6018H1 | AC | Split System: Air-Cooled Condensing Unit, Coil with Blower | 4TTR6018B1 |  | 4TXCB031BC3 | 13 | 16 | Yes | Yes | 2015-03-13 |  | 2
FALSE | 4TTR6018B1 | 3489 | 6807657 | AMERICAN STANDARD | 4A7A6018H1 | AC | Split System: Air-Cooled Condensing Unit, Coil with Blower | 4TTR6018B1 |  | 4TXCB031BC3 | 13 | 15.5 | Yes | Yes | 2015-03-13 |  | 1
FALSE | 4TTR6018B1 | 3489 | 6807663 | AMERICAN STANDARD | 4A7A6018H1 | AC | Split System: Air-Cooled Condensing Unit, Coil with Blower | 4TTR6018B1 |  | 4TXCB032BC3 | 13 | 16 | Yes | Yes | 2015-03-13 |  | 2
FALSE | 4TTR6030B1 | 3522 | 7014382 | AMERICAN STANDARD | 4A7A6030H1 | AC | Split System: Air-Cooled Condensing Unit, Coil with Blower | 4TTR6030B1 |  | 4CXCA024DC3 | 12.2 | 15 | Yes | Yes | 2015-03-13 |  | 0
FALSE | 4TTR6018B1 | 3489 | 6807689 | AMERICAN STANDARD | 4A7A6018H1 | AC | Split System: Air-Cooled Condensing Unit, Coil with Blower | 4TTR6018B1 |  | 4TXCC007CC3 | 13 | 16 | Yes | Yes | 2015-03-13 |  | 2
FALSE | 4TTR6018B1 | 3489 | 6807691 | AMERICAN STANDARD | 4A7A6018H1 | AC | Split System: Air-Cooled Condensing Unit, Coil with Blower | 4TTR6018B1 |  | 4TXCC007CC3 | 13 | 16 | Yes | Yes | 2015-03-13 |  | 2
FALSE | 4TTR6018B1 | 3489 | 6807695 | AMERICAN STANDARD | 4A7A6018H1 | AC | Split System: Air-Cooled Condensing Unit, Coil with Blower | 4TTR6018B1 |  | 4TXCC037BC3 | 13 | 16 | Yes | Yes | 2015-03-13 |  | 2
FALSE | 4TTR6024B1 | 3503 | 6807708 | AMERICAN STANDARD | 4A7A6024H1 | AC | Split System: Air-Cooled Condensing Unit, Coil with Blower | 4TTR6024B1 |  | 4TXCA024BC3 | 12.5 | 14.5 | Yes | Yes | 2015-03-13 |  | 0
FALSE | 4TTR6024B1 | 3503 | 7006309 | AMERICAN STANDARD | 4A7A6024H1 | AC | Split System: Air-Cooled Condensing Unit, Coil with Blower | 4TTR6024B1 |  | 4NXCA024AC3 | 12.2 | 15 | Yes | Yes | 2015-03-13 |  | 0
FALSE | 4TTR6024B1 | 3503 | 7006307 | AMERICAN STANDARD | 4A7A6024H1 | AC | Split System: Air-Cooled Condensing Unit, Coil with Blower | 4TTR6024B1 |  | 4NXCA024AC3 | 12.2 | 15 | Yes | Yes | 2015-03-13 |  | 0
FALSE | 4TTR6036B1 | 3674 | 6808019 | AMERICAN STANDARD | 4A7A6036H1 | AC | Split System: Air-Cooled Condensing Unit, Coil with Blower | 4TTR6036B1 |  | 4TXCB036BC3 | 12.2 | 14.5 | Yes | Yes | 2015-03-13 |  | 0
FALSE | 4TTR6048B1 | 3695 | 6808256 | AMERICAN STANDARD | 4A7A6048H1 | AC | Split System: Air-Cooled Condensing Unit, Coil with Blower | 4TTR6048B1 |  | 4TXCC044BC3 | 12 | 14.5 | Yes | Yes | 2015-03-13 |  | 0
FALSE | 4TTR6048B1 | 3695 | 6808272 | AMERICAN STANDARD | 4A7A6048H1 | AC | Split System: Air-Cooled Condensing Unit, Coil with Blower | 4TTR6048B1 |  | 4TXCC049BC3 | 12 | 14.5 | Yes | Yes | 2015-03-13 |  | 0
FALSE | 4TTR6048B1 | 3695 | 6808270 | AMERICAN STANDARD | 4A7A6048H1 | AC | Split System: Air-Cooled Condensing Unit, Coil with Blower | 4TTR6048B1 |  | 4TXCC049BC3 | 12.5 | 15 | Yes | Yes | 2015-03-13 |  | 1
FALSE | 4TTR6048B1 | 3695 | 6808281 | AMERICAN STANDARD | 4A7A6048H1 | AC | Split System: Air-Cooled Condensing Unit, Coil with Blower | 4TTR6048B1 |  | 4TXCC049BC3 | 12 | 14.75 | Yes | Yes | 2015-03-13 |  | 0
FALSE | 4TTR6048B1 | 3695 | 6808279 | AMERICAN STANDARD | 4A7A6048H1 | AC | Split System: Air-Cooled Condensing Unit, Coil with Blower | 4TTR6048B1 |  | 4TXCC049BC3 | 12 | 14.5 | Yes | Yes | 2015-03-13 |  | 0
FALSE | 4TTR6048B1 | 3695 | 6808291 | AMERICAN STANDARD | 4A7A6048H1 | AC | Split System: Air-Cooled Condensing Unit, Coil with Blower | 4TTR6048B1 |  | 4TXCC060BC3 | 12 | 14.5 | Yes | Yes | 2015-03-13 |  | 0
FALSE | 4TTR6048B1 | 3695 | 6808293 | AMERICAN STANDARD | 4A7A6048H1 | AC | Split System: Air-Cooled Condensing Unit, Coil with Blower | 4TTR6048B1 |  | 4TXCC060BC3 | 12.5 | 15 | Yes | Yes | 2015-03-13 |  | 1
FALSE | 4TTR6030B1 | 3522 | 6970385 | AMERICAN STANDARD | 4A7A6030H1 | AC | Split System: Air-Cooled Condensing Unit, Coil with Blower | 4TTR6030B1 |  | *AM8C0B30V21+BAYCC24V | 13 | 16 | Yes | Yes | 2015-03-13 |  | 2
FALSE | 4TTR6030B1 | 3522 | 6970386 | AMERICAN STANDARD | 4A7A6030H1 | AC | Split System: Air-Cooled Condensing Unit, Coil with Blower | 4TTR6030B1 |  | *AM8C0C36V31+BAYCC24V | 13 | 16 | Yes | Yes | 2015-03-13 |  | 2
FALSE | 4TTR6036B1 | 3674 | 6970388 | AMERICAN STANDARD | 4A7A6036H1 | AC | Split System: Air-Cooled Condensing Unit, Coil with Blower | 4TTR6036B1 |  | *AM8C0C36V31+BAYCC24V | 13 | 16 | Yes | Yes | 2015-03-13 |  | 2
FALSE | 4TTR6036B1 | 3674 | 6970389 | AMERICAN STANDARD | 4A7A6036H1 | AC | Split System: Air-Cooled Condensing Unit, Coil with Blower | 4TTR6036B1 |  | *AM8C0C42V31+BAYCC24V | 13 | 16 | Yes | Yes | 2015-03-13 |  | 2
FALSE | 4TTR6042B1 | 3680 | 6970390 | AMERICAN STANDARD | 4A7A6042H1 | AC | Split System: Air-Cooled Condensing Unit, Coil with Blower | 4TTR6042B1 |  | *AM8C0C36V31+BAYCC24V | 13 | 16 | Yes | Yes | 2015-03-13 |  | 2
FALSE | 4TTR6042B1 | 3680 | 6970391 | AMERICAN STANDARD | 4A7A6042H1 | AC | Split System: Air-Cooled Condensing Unit, Coil with Blower | 4TTR6042B1 |  | *AM8C0C42V31+BAYCC24V | 13 | 16 | Yes | Yes | 2015-03-13 |  | 2
FALSE | 4TTR6042B1 | 3680 | 6970392 | AMERICAN STANDARD | 4A7A6042H1 | AC | Split System: Air-Cooled Condensing Unit, Coil with Blower | 4TTR6042B1 |  | *AM8C0C48V41+BAYCC24V | 13 | 16 | Yes | Yes | 2015-03-13 |  | 2
FALSE | 4TTR6049B1 | 3692 | 6970395 | AMERICAN STANDARD | 4A7A6049H1 | AC | Split System: Air-Cooled Condensing Unit, Coil with Blower | 4TTR6049B1 |  | *AM8C0C42V31+BAYCC24V | 13 | 16 | Yes | Yes | 2015-03-13 |  | 2
FALSE | 4TTR6049B1 | 3692 | 6970396 | AMERICAN STANDARD | 4A7A6049H1 | AC | Split System: Air-Cooled Condensing Unit, Coil with Blower | 4TTR6049B1 |  | *AM8C0C48V41+BAYCC24V | 13 | 16 | Yes | Yes | 2015-03-13 |  | 2
FALSE | 4TTR6036B1 | 3674 | 6808021 | AMERICAN STANDARD | 4A7A6036H1 | AC | Split System: Air-Cooled Condensing Unit, Coil with Blower | 4TTR6036B1 |  | 4TXCB042BC3 | 12.2 | 14.5 | Yes | Yes | 2015-03-13 |  | 0
FALSE | 4TTR6036B1 | 3674 | 6808038 | AMERICAN STANDARD | 4A7A6036H1 | AC | Split System: Air-Cooled Condensing Unit, Coil with Blower | 4TTR6036B1 |  | 4TXCB048BC3 | 12.5 | 15 | Yes | Yes | 2015-03-13 |  | 1
FALSE | 4TTR6048B1 | 3695 | 6808321 | AMERICAN STANDARD | 4A7A6048H1 | AC | Split System: Air-Cooled Condensing Unit, Coil with Blower | 4TTR6048B1 |  | 4TXCD050BC3 | 12 | 14.5 | Yes | Yes | 2015-03-13 |  | 0
FALSE | 4TTR6048B1 | 3695 | 6808323 | AMERICAN STANDARD | 4A7A6048H1 | AC | Split System: Air-Cooled Condensing Unit, Coil with Blower | 4TTR6048B1 |  | 4TXCD050BC3 | 12.5 | 15 | Yes | Yes | 2015-03-13 |  | 1
FALSE | 4TTR6048B1 | 3695 | 6808319 | AMERICAN STANDARD | 4A7A6048H1 | AC | Split System: Air-Cooled Condensing Unit, Coil with Blower | 4TTR6048B1 |  | 4TXCD050BC3 | 12 | 14.5 | Yes | Yes | 2015-03-13 |  | 0
FALSE | 4TTR6048B1 | 3695 | 6808315 | AMERICAN STANDARD | 4A7A6048H1 | AC | Split System: Air-Cooled Condensing Unit, Coil with Blower | 4TTR6048B1 |  | 4TXCD050BC3 | 12 | 14.5 | Yes | Yes | 2015-03-13 |  | 0
FALSE | 4TTR6048B1 | 3695 | 6808329 | AMERICAN STANDARD | 4A7A6048H1 | AC | Split System: Air-Cooled Condensing Unit, Coil with Blower | 4TTR6048B1 |  | 4TXCD061BC3 | 12 | 15 | Yes | Yes | 2015-03-13 |  | 0
FALSE | 4TTR6048B1 | 3695 | 6808333 | AMERICAN STANDARD | 4A7A6048H1 | AC | Split System: Air-Cooled Condensing Unit, Coil with Blower | 4TTR6048B1 |  | 4TXCD061BC3 | 12 | 14.5 | Yes | Yes | 2015-03-13 |  | 0
FALSE | 4A7A7048A1 | 288 | 6970538 | AMERICAN STANDARD | 4A7A7048A1 | AC | Split System: Air-Cooled Condensing Unit, Coil with Blower | 4A7A7048A1 |  | *AM8C0C42V31+BAYCC24V | 13 | 17 | Yes | Yes | 2015-03-13 |  | 2
FALSE | 4A7A7048A1 | 288 | 6970539 | AMERICAN STANDARD | 4A7A7048A1 | AC | Split System: Air-Cooled Condensing Unit, Coil with Blower | 4A7A7048A1 |  | *AM8C0C48V41+BAYCC24V | 13 | 17 | Yes | Yes | 2015-03-13 |  | 2
FALSE | 4A7A7048A1 | 288 | 6970540 | AMERICAN STANDARD | 4A7A7048A1 | AC | Split System: Air-Cooled Condensing Unit, Coil with Blower | 4A7A7048A1 |  | *AM8C0C60V51+BAYCC24V | 13 | 17.5 | Yes | Yes | 2015-03-13 |  | 2
FALSE | 4A7A7024A1 | 4200 | 7013643 | AMERICAN STANDARD | 4A7A7024A1 | AC | Split System: Air-Cooled Condensing Unit, Coil with Blower | 4A7A7024A1 |  | 4NXCA024AC3 | 13 | 16 | Yes | Yes | 2015-03-13 |  | 2
FALSE | 4A7A7024A1 | 4200 | 7013646 | AMERICAN STANDARD | 4A7A7024A1 | AC | Split System: Air-Cooled Condensing Unit, Coil with Blower | 4A7A7024A1 |  | 4NXCA024AC3 | 13 | 16 | Yes | Yes | 2015-03-13 |  | 2
FALSE | 4A7A7024A1 | 4200 | 7013647 | AMERICAN STANDARD | 4A7A7024A1 | AC | Split System: Air-Cooled Condensing Unit, Coil with Blower | 4A7A7024A1 |  | 4NXCA024AC3 | 13 | 16 | Yes | Yes | 2015-03-13 |  | 2
FALSE | 4TTR6036B1 | 3674 | 6808061 | AMERICAN STANDARD | 4A7A6036H1 | AC | Split System: Air-Cooled Condensing Unit, Coil with Blower | 4TTR6036B1 |  | 4TXCC043BC3 | 12.5 | 15 | Yes | Yes | 2015-03-13 |  | 1
FALSE | 4TTR6036B1 | 3674 | 6808056 | AMERICAN STANDARD | 4A7A6036H1 | AC | Split System: Air-Cooled Condensing Unit, Coil with Blower | 4TTR6036B1 |  | 4TXCC043BC3 | 12 | 14.5 | Yes | Yes | 2015-03-13 |  | 0
FALSE | 4TTR6036B1 | 3674 | 6808062 | AMERICAN STANDARD | 4A7A6036H1 | AC | Split System: Air-Cooled Condensing Unit, Coil with Blower | 4TTR6036B1 |  | 4TXCC043BC3 | 12.5 | 15 | Yes | Yes | 2015-03-13 |  | 1
FALSE | 4TTR6036B1 | 3674 | 6808064 | AMERICAN STANDARD | 4A7A6036H1 | AC | Split System: Air-Cooled Condensing Unit, Coil with Blower | 4TTR6036B1 |  | 4TXCC043BC3 | 12.5 | 15 | Yes | Yes | 2015-03-13 |  | 1
FALSE | 4TTR6048B1 | 3695 | 6808327 | AMERICAN STANDARD | 4A7A6048H1 | AC | Split System: Air-Cooled Condensing Unit, Coil with Blower | 4TTR6048B1 |  | 4TXCD061BC3 | 12 | 14.5 | Yes | Yes | 2015-03-13 |  | 0
FALSE | 4TTR6048B1 | 3695 | 6808344 | AMERICAN STANDARD | 4A7A6048H1 | AC | Split System: Air-Cooled Condensing Unit, Coil with Blower | 4TTR6048B1 |  | 4TXCD064BC3 | 12 | 14.5 | Yes | Yes | 2015-03-13 |  | 0
FALSE | 4TTR6048B1 | 3695 | 6808343 | AMERICAN STANDARD | 4A7A6048H1 | AC | Split System: Air-Cooled Condensing Unit, Coil with Blower | 4TTR6048B1 |  | 4TXCD064BC3 | 12.5 | 15 | Yes | Yes | 2015-03-13 |  | 1
FALSE | 4TTR6048B1 | 3695 | 6808337 | AMERICAN STANDARD | 4A7A6048H1 | AC | Split System: Air-Cooled Condensing Unit, Coil with Blower | 4TTR6048B1 |  | 4TXCD064BC3 | 12.2 | 15 | Yes | Yes | 2015-03-13 |  | 0
FALSE | 4TTR6048B1 | 3695 | 6808346 | AMERICAN STANDARD | 4A7A6048H1 | AC | Split System: Air-Cooled Condensing Unit, Coil with Blower | 4TTR6048B1 |  | 4TXCD064BC3 | 12 | 14.5 | Yes | Yes | 2015-03-13 |  | 0
FALSE | 4TTR6048B1 | 3695 | 6873304 | AMERICAN STANDARD | 4A7A6048H1 | AC | Split System: Air-Cooled Condensing Unit, Coil with Blower | 4TTR6048B1 |  | 4TXCC044BC3 | 12 | 14.5 | Yes | Yes | 2015-03-13 |  | 0
FALSE | 4TTR6048B1 | 3695 | 6873305 | AMERICAN STANDARD | 4A7A6048H1 | AC | Split System: Air-Cooled Condensing Unit, Coil with Blower | 4TTR6048B1 |  | 4TXCC049BC3 | 12 | 14.5 | Yes | Yes | 2015-03-13 |  | 0
FALSE | 4TTR6048B1 | 3695 | 6873306 | AMERICAN STANDARD | 4A7A6048H1 | AC | Split System: Air-Cooled Condensing Unit, Coil with Blower | 4TTR6048B1 |  | 4TXCC060BC3 | 12 | 14.5 | Yes | Yes | 2015-03-13 |  | 0
FALSE | 4A7A7024A1 | 4200 | 7013639 | AMERICAN STANDARD | 4A7A7024A1 | AC | Split System: Air-Cooled Condensing Unit, Coil with Blower | 4A7A7024A1 |  | 4CXCA024DC3 | 12.2 | 15 | Yes | Yes | 2015-03-13 |  | 0
FALSE | 4TTR6030B1 | 3522 | 7014384 | AMERICAN STANDARD | 4A7A6030H1 | AC | Split System: Air-Cooled Condensing Unit, Coil with Blower | 4TTR6030B1 |  | 4CXCA024DC3 | 12.2 | 14.5 | Yes | Yes | 2015-03-13 |  | 0
FALSE | 4TTR6030B1 | 3522 | 7014385 | AMERICAN STANDARD | 4A7A6030H1 | AC | Split System: Air-Cooled Condensing Unit, Coil with Blower | 4TTR6030B1 |  | 4CXCA024DC3 | 12.2 | 14.5 | Yes | Yes | 2015-03-13 |  | 0
FALSE | 4TTR6030B1 | 3522 | 7006332 | AMERICAN STANDARD | 4A7A6030H1 | AC | Split System: Air-Cooled Condensing Unit, Coil with Blower | 4TTR6030B1 |  | 4NXCA024AC3 | 12.2 | 14.5 | Yes | Yes | 2015-03-13 |  | 0
FALSE | 4TTR6030B1 | 3522 | 7006334 | AMERICAN STANDARD | 4A7A6030H1 | AC | Split System: Air-Cooled Condensing Unit, Coil with Blower | 4TTR6030B1 |  | 4NXCA024AC3 | 12.2 | 14.5 | Yes | Yes | 2015-03-13 |  | 0
FALSE | 4TTR6030B1 | 3522 | 7006336 | AMERICAN STANDARD | 4A7A6030H1 | AC | Split System: Air-Cooled Condensing Unit, Coil with Blower | 4TTR6030B1 |  | 4NXCA024AC3 | 12.2 | 14.5 | Yes | Yes | 2015-03-13 |  | 0
FALSE | 4TTR6030B1 | 3522 | 7006338 | AMERICAN STANDARD | 4A7A6030H1 | AC | Split System: Air-Cooled Condensing Unit, Coil with Blower | 4TTR6030B1 |  | 4NXCA024AC3 | 12.2 | 14.5 | Yes | Yes | 2015-03-13 |  | 0
FALSE | 4TTR6036B1 | 3674 | 6808047 | AMERICAN STANDARD | 4A7A6036H1 | AC | Split System: Air-Cooled Condensing Unit, Coil with Blower | 4TTR6036B1 |  | 4TXCC037BC3 | 12.5 | 15 | Yes | Yes | 2015-03-13 |  | 1
FALSE | 4TTR6036B1 | 3674 | 6808049 | AMERICAN STANDARD | 4A7A6036H1 | AC | Split System: Air-Cooled Condensing Unit, Coil with Blower | 4TTR6036B1 |  | 4TXCC037BC3 | 12 | 14.5 | Yes | Yes | 2015-03-13 |  | 0
FALSE | 4TTR6036B1 | 3674 | 6808043 | AMERICAN STANDARD | 4A7A6036H1 | AC | Split System: Air-Cooled Condensing Unit, Coil with Blower | 4TTR6036B1 |  | 4TXCC037BC3 | 12.5 | 15 | Yes | Yes | 2015-03-13 |  | 1
FALSE | 4TTR6036B1 | 3674 | 6808052 | AMERICAN STANDARD | 4A7A6036H1 | AC | Split System: Air-Cooled Condensing Unit, Coil with Blower | 4TTR6036B1 |  | 4TXCC037BC3 | 12.5 | 15 | Yes | Yes | 2015-03-13 |  | 1
FALSE | 4A7A7048A1 | 288 | 6873361 | AMERICAN STANDARD | 4A7A7048A1 | AC | Split System: Air-Cooled Condensing Unit, Coil with Blower | 4A7A7048A1 |  | 4TXCB048BC3 | 12 | 15.25 | Yes | Yes | 2015-03-13 |  | 0
FALSE | 4TTR6030B1 | 3522 | 7006340 | AMERICAN STANDARD | 4A7A6030H1 | AC | Split System: Air-Cooled Condensing Unit, Coil with Blower | 4TTR6030B1 |  | 4NXCA024AC3 | 12 | 14.5 | Yes | Yes | 2015-03-13 |  | 0
FALSE | 4TTR6030B1 | 3522 | 7006342 | AMERICAN STANDARD | 4A7A6030H1 | AC | Split System: Air-Cooled Condensing Unit, Coil with Blower | 4TTR6030B1 |  | 4NXCA024AC3 | 12 | 14.5 | Yes | Yes | 2015-03-13 |  | 0
FALSE | 4TTR6024B1 | 3503 | 6807782 | AMERICAN STANDARD | 4A7A6024H1 | AC | Split System: Air-Cooled Condensing Unit, Coil with Blower | 4TTR6024B1 |  | 4TXCC007CC3 | 13 | 16 | Yes | Yes | 2015-03-13 |  | 2
FALSE | 4TTR6024B1 | 3503 | 6807778 | AMERICAN STANDARD | 4A7A6024H1 | AC | Split System: Air-Cooled Condensing Unit, Coil with Blower | 4TTR6024B1 |  | 4TXCC007CC3 | 13 | 16 | Yes | Yes | 2015-03-13 |  | 2
FALSE | 4TTR6024B1 | 3503 | 6807784 | AMERICAN STANDARD | 4A7A6024H1 | AC | Split System: Air-Cooled Condensing Unit, Coil with Blower | 4TTR6024B1 |  | 4TXCC008CC3 | 13 | 16 | Yes | Yes | 2015-03-13 |  | 2
FALSE | 4TTR6024B1 | 3503 | 6807786 | AMERICAN STANDARD | 4A7A6024H1 | AC | Split System: Air-Cooled Condensing Unit, Coil with Blower | 4TTR6024B1 |  | 4TXCC008CC3 | 13 | 16 | Yes | Yes | 2015-03-13 |  | 2
FALSE | 4TTR6024B1 | 3503 | 6807788 | AMERICAN STANDARD | 4A7A6024H1 | AC | Split System: Air-Cooled Condensing Unit, Coil with Blower | 4TTR6024B1 |  | 4TXCC008CC3 | 13 | 16 | Yes | Yes | 2015-03-13 |  | 2
FALSE | 4TTR6024B1 | 3503 | 6807793 | AMERICAN STANDARD | 4A7A6024H1 | AC | Split System: Air-Cooled Condensing Unit, Coil with Blower | 4TTR6024B1 |  | 4TXCC037BC3 | 13 | 16 | Yes | Yes | 2015-03-13 |  | 2
FALSE | 4TTR6024B1 | 3503 | 6807803 | AMERICAN STANDARD | 4A7A6024H1 | AC | Split System: Air-Cooled Condensing Unit, Coil with Blower | 4TTR6024B1 |  | 4TXCC044BC3 | 13 | 16 | Yes | Yes | 2015-03-13 |  | 2
FALSE | 4TTR6049B1 | 3692 | 6808371 | AMERICAN STANDARD | 4A7A6049H1 | AC | Split System: Air-Cooled Condensing Unit, Coil with Blower | 4TTR6049B1 |  | 4TXCC060BC3 | 13 | 16 | Yes | Yes | 2015-03-13 |  | 2
FALSE | 4TTR6049B1 | 3692 | 6808377 | AMERICAN STANDARD | 4A7A6049H1 | AC | Split System: Air-Cooled Condensing Unit, Coil with Blower | 4TTR6049B1 |  | 4TXCD009CC3 | 13 | 16 | Yes | Yes | 2015-03-13 |  | 2
FALSE | 4TTR6049B1 | 3692 | 6808379 | AMERICAN STANDARD | 4A7A6049H1 | AC | Split System: Air-Cooled Condensing Unit, Coil with Blower | 4TTR6049B1 |  | 4TXCD009CC3 | 13 | 16 | Yes | Yes | 2015-03-13 |  | 2
FALSE | 4TTR6018B1 | 3489 | 7006213 | AMERICAN STANDARD | 4A7A6018H1 | AC | Split System: Air-Cooled Condensing Unit, Coil with Blower | 4TTR6018B1 |  | 4NXCA018AC3 | 12.5 | 15 | Yes | Yes | 2015-03-13 |  | 1
FALSE | 4TTR6018B1 | 3489 | 7006215 | AMERICAN STANDARD | 4A7A6018H1 | AC | Split System: Air-Cooled Condensing Unit, Coil with Blower | 4TTR6018B1 |  | 4NXCA018AC3 | 12.5 | 15 | Yes | Yes | 2015-03-13 |  | 1
FALSE | 4TTR6018B1 | 3489 | 7014337 | AMERICAN STANDARD | 4A7A6018H1 | AC | Split System: Air-Cooled Condensing Unit, Coil with Blower | 4TTR6018B1 |  | 4CXCA018DC3 | 12.5 | 15 | Yes | Yes | 2015-03-13 |  | 1
FALSE | 4TTR6018B1 | 3489 | 7014343 | AMERICAN STANDARD | 4A7A6018H1 | AC | Split System: Air-Cooled Condensing Unit, Coil with Blower | 4TTR6018B1 |  | 4CXCA024DC3 | 12.5 | 15 | Yes | Yes | 2015-03-13 |  | 1
FALSE | 4TTR6024B1 | 3503 | 7014359 | AMERICAN STANDARD | 4A7A6024H1 | AC | Split System: Air-Cooled Condensing Unit, Coil with Blower | 4TTR6024B1 |  | 4CXCA024DC3 | 12.2 | 15 | Yes | Yes | 2015-03-13 |  | 0
FALSE | 4TTR6024B1 | 3503 | 6807804 | AMERICAN STANDARD | 4A7A6024H1 | AC | Split System: Air-Cooled Condensing Unit, Coil with Blower | 4TTR6024B1 |  | 4TXCC044BC3 | 13 | 16 | Yes | Yes | 2015-03-13 |  | 2
FALSE | 4TTR6024B1 | 3503 | 6807806 | AMERICAN STANDARD | 4A7A6024H1 | AC | Split System: Air-Cooled Condensing Unit, Coil with Blower | 4TTR6024B1 |  | 4TXCC044BC3 | 13 | 16 | Yes | Yes | 2015-03-13 |  | 2
FALSE | 4TTR6024B1 | 3503 | 6807808 | AMERICAN STANDARD | 4A7A6024H1 | AC | Split System: Air-Cooled Condensing Unit, Coil with Blower | 4TTR6024B1 |  | 4TXCD009CC3 | 13 | 16 | Yes | Yes | 2015-03-13 |  | 2
FALSE | 4TTR6024B1 | 3503 | 6807810 | AMERICAN STANDARD | 4A7A6024H1 | AC | Split System: Air-Cooled Condensing Unit, Coil with Blower | 4TTR6024B1 |  | 4TXCD009CC3 | 13 | 16 | Yes | Yes | 2015-03-13 |  | 2
FALSE | 4TTR6024B1 | 3503 | 6807811 | AMERICAN STANDARD | 4A7A6024H1 | AC | Split System: Air-Cooled Condensing Unit, Coil with Blower | 4TTR6024B1 |  | 4TXCD009CC3 | 13 | 16 | Yes | Yes | 2015-03-13 |  | 2
FALSE | 4TTR6024B1 | 3503 | 6807817 | AMERICAN STANDARD | 4A7A6024H1 | AC | Split System: Air-Cooled Condensing Unit, Coil with Blower | 4TTR6024B1 |  | 4TXCD010CC3 | 13 | 16 | Yes | Yes | 2015-03-13 |  | 2
FALSE | 4TTR6024B1 | 3503 | 6807815 | AMERICAN STANDARD | 4A7A6024H1 | AC | Split System: Air-Cooled Condensing Unit, Coil with Blower | 4TTR6024B1 |  | 4TXCD010CC3 | 13 | 16 | Yes | Yes | 2015-03-13 |  | 2
FALSE | 4TTR6024B1 | 3503 | 6807813 | AMERICAN STANDARD | 4A7A6024H1 | AC | Split System: Air-Cooled Condensing Unit, Coil with Blower | 4TTR6024B1 |  | 4TXCD010CC3 | 13 | 16 | Yes | Yes | 2015-03-13 |  | 2
FALSE | 4A7A7036A1 | 4207 | 6993440 | AMERICAN STANDARD | 4A7A7036A1 | AC | Split System: Air-Cooled Condensing Unit, Coil with Blower | 4A7A7036A1 |  | 4CXCB036CC3 | 12 | 15.75 | Yes | Yes | 2015-03-13 |  | 0
FALSE | 4TTR6024B1 | 3503 | 7014360 | AMERICAN STANDARD | 4A7A6024H1 | AC | Split System: Air-Cooled Condensing Unit, Coil with Blower | 4TTR6024B1 |  | 4CXCA024DC3 | 12.2 | 15 | Yes | Yes | 2015-03-13 |  | 0
FALSE | 4TTR6024B1 | 3503 | 7014361 | AMERICAN STANDARD | 4A7A6024H1 | AC | Split System: Air-Cooled Condensing Unit, Coil with Blower | 4TTR6024B1 |  | 4CXCA024DC3 | 12.2 | 15 | Yes | Yes | 2015-03-13 |  | 0
FALSE | 4TTR6024B1 | 3503 | 7014362 | AMERICAN STANDARD | 4A7A6024H1 | AC | Split System: Air-Cooled Condensing Unit, Coil with Blower | 4TTR6024B1 |  | 4CXCA024DC3 | 12.2 | 15 | Yes | Yes | 2015-03-13 |  | 0
FALSE | 4TTR6024B1 | 3503 | 7014363 | AMERICAN STANDARD | 4A7A6024H1 | AC | Split System: Air-Cooled Condensing Unit, Coil with Blower | 4TTR6024B1 |  | 4CXCA024DC3 | 12.2 | 15 | Yes | Yes | 2015-03-13 |  | 0
FALSE | 4TTR6018B1 | 3489 | 7014332 | AMERICAN STANDARD | 4A7A6018H1 | AC | Split System: Air-Cooled Condensing Unit, Coil with Blower | 4TTR6018B1 |  | 4CXCA018DC3 | 12.5 | 15 | Yes | Yes | 2015-03-13 |  | 1
FALSE | 4TTR6018B1 | 3489 | 7014348 | AMERICAN STANDARD | 4A7A6018H1 | AC | Split System: Air-Cooled Condensing Unit, Coil with Blower | 4TTR6018B1 |  | 4CXCA024DC3 | 12.5 | 15 | Yes | Yes | 2015-03-13 |  | 1
FALSE | 4A7A7024A1 | 4200 | 7013633 | AMERICAN STANDARD | 4A7A7024A1 | AC | Split System: Air-Cooled Condensing Unit, Coil with Blower | 4A7A7024A1 |  | 4CXCA024DC3 | 13 | 16 | Yes | Yes | 2015-03-13 |  | 2
FALSE | 4A7A7024A1 | 4200 | 7013632 | AMERICAN STANDARD | 4A7A7024A1 | AC | Split System: Air-Cooled Condensing Unit, Coil with Blower | 4A7A7024A1 |  | 4CXCA024DC3 | 13 | 16 | Yes | Yes | 2015-03-13 |  | 2
FALSE | 4TTR6030B1 | 3522 | 6807842 | AMERICAN STANDARD | 4A7A6030H1 | AC | Split System: Air-Cooled Condensing Unit, Coil with Blower | 4TTR6030B1 |  | 4TXCB031BC3 | 12.5 | 14.5 | Yes | Yes | 2015-03-13 |  | 0
FALSE | 4TTR6030B1 | 3522 | 6807861 | AMERICAN STANDARD | 4A7A6030H1 | AC | Split System: Air-Cooled Condensing Unit, Coil with Blower | 4TTR6030B1 |  | 4TXCB032BC3 | 12.5 | 15 | Yes | Yes | 2015-03-13 |  | 1
FALSE | 4TTR6030B1 | 3522 | 6807859 | AMERICAN STANDARD | 4A7A6030H1 | AC | Split System: Air-Cooled Condensing Unit, Coil with Blower | 4TTR6030B1 |  | 4TXCB032BC3 | 12.5 | 15.5 | Yes | Yes | 2015-03-13 |  | 1
FALSE | 4TTR6030B1 | 3522 | 6807869 | AMERICAN STANDARD | 4A7A6030H1 | AC | Split System: Air-Cooled Condensing Unit, Coil with Blower | 4TTR6030B1 |  | 4TXCB032BC3 | 12.5 | 14.5 | Yes | Yes | 2015-03-13 |  | 0
FALSE | 4TTR6030B1 | 3522 | 6807867 | AMERICAN STANDARD | 4A7A6030H1 | AC | Split System: Air-Cooled Condensing Unit, Coil with Blower | 4TTR6030B1 |  | 4TXCB032BC3 | 12.5 | 14.5 | Yes | Yes | 2015-03-13 |  | 0
FALSE | 4TTR6030B1 | 3522 | 6807865 | AMERICAN STANDARD | 4A7A6030H1 | AC | Split System: Air-Cooled Condensing Unit, Coil with Blower | 4TTR6030B1 |  | 4TXCB032BC3 | 12.5 | 14.5 | Yes | Yes | 2015-03-13 |  | 0
FALSE | 4TTR6030B1 | 3522 | 6807863 | AMERICAN STANDARD | 4A7A6030H1 | AC | Split System: Air-Cooled Condensing Unit, Coil with Blower | 4TTR6030B1 |  | 4TXCB032BC3 | 12.5 | 15 | Yes | Yes | 2015-03-13 |  | 1
FALSE | 4TTR6030B1 | 3522 | 6807877 | AMERICAN STANDARD | 4A7A6030H1 | AC | Split System: Air-Cooled Condensing Unit, Coil with Blower | 4TTR6030B1 |  | 4TXCB036BC3 | 12.5 | 15 | Yes | Yes | 2015-03-13 |  | 1
FALSE | 4TTR6030B1 | 3522 | 6807875 | AMERICAN STANDARD | 4A7A6030H1 | AC | Split System: Air-Cooled Condensing Unit, Coil with Blower | 4TTR6030B1 |  | 4TXCB036BC3 | 12.5 | 15.5 | Yes | Yes | 2015-03-13 |  | 1
FALSE | 4TTR6042B1 | 3680 | 6808134 | AMERICAN STANDARD | 4A7A6042H1 | AC | Split System: Air-Cooled Condensing Unit, Coil with Blower | 4TTR6042B1 |  | 4TXCC008CC3 | 12.5 | 15 | Yes | Yes | 2015-03-13 |  | 1
FALSE | 4TTR6042B1 | 3680 | 6808142 | AMERICAN STANDARD | 4A7A6042H1 | AC | Split System: Air-Cooled Condensing Unit, Coil with Blower | 4TTR6042B1 |  | 4TXCC037BC3 | 12 | 14.5 | Yes | Yes | 2015-03-13 |  | 0
FALSE | 4TTR6042B1 | 3680 | 6808141 | AMERICAN STANDARD | 4A7A6042H1 | AC | Split System: Air-Cooled Condensing Unit, Coil with Blower | 4TTR6042B1 |  | 4TXCC037BC3 | 12.5 | 15 | Yes | Yes | 2015-03-13 |  | 1
FALSE | 4TTR6042B1 | 3680 | 6808147 | AMERICAN STANDARD | 4A7A6042H1 | AC | Split System: Air-Cooled Condensing Unit, Coil with Blower | 4TTR6042B1 |  | 4TXCC037BC3 | 12.5 | 15 | Yes | Yes | 2015-03-13 |  | 1
FALSE | 4TTR6049B1 | 3692 | 6808420 | AMERICAN STANDARD | 4A7A6049H1 | AC | Split System: Air-Cooled Condensing Unit, Coil with Blower | 4TTR6049B1 |  | 4TXCD063BC3 | 13 | 16 | Yes | Yes | 2015-03-13 |  | 2
FALSE | 4TTR6049B1 | 3692 | 6808421 | AMERICAN STANDARD | 4A7A6049H1 | AC | Split System: Air-Cooled Condensing Unit, Coil with Blower | 4TTR6049B1 |  | 4TXCD063BC3 | 13 | 16 | Yes | Yes | 2015-03-13 |  | 2
FALSE | 4TTR6049B1 | 3692 | 6808422 | AMERICAN STANDARD | 4A7A6049H1 | AC | Split System: Air-Cooled Condensing Unit, Coil with Blower | 4TTR6049B1 |  | 4TXCD063BC3 | 13 | 16 | Yes | Yes | 2015-03-13 |  | 2
FALSE | 4TTR6049B1 | 3692 | 6808423 | AMERICAN STANDARD | 4A7A6049H1 | AC | Split System: Air-Cooled Condensing Unit, Coil with Blower | 4TTR6049B1 |  | 4TXCD063BC3 | 13 | 16 | Yes | Yes | 2015-03-13 |  | 2
FALSE | 4TTR6049B1 | 3692 | 6808424 | AMERICAN STANDARD | 4A7A6049H1 | AC | Split System: Air-Cooled Condensing Unit, Coil with Blower | 4TTR6049B1 |  | 4TXCD063BC3 | 13 | 16 | Yes | Yes | 2015-03-13 |  | 2
FALSE | 4TTR6049B1 | 3692 | 6808425 | AMERICAN STANDARD | 4A7A6049H1 | AC | Split System: Air-Cooled Condensing Unit, Coil with Blower | 4TTR6049B1 |  | 4TXCD063BC3 | 13 | 16 | Yes | Yes | 2015-03-13 |  | 2
FALSE | 4TTR6049B1 | 3692 | 6808426 | AMERICAN STANDARD | 4A7A6049H1 | AC | Split System: Air-Cooled Condensing Unit, Coil with Blower | 4TTR6049B1 |  | 4TXCD063BC3 | 13 | 16 | Yes | Yes | 2015-03-13 |  | 2
FALSE | 4TTR6049B1 | 3692 | 6808417 | AMERICAN STANDARD | 4A7A6049H1 | AC | Split System: Air-Cooled Condensing Unit, Coil with Blower | 4TTR6049B1 |  | 4TXCD063BC3 | 13 | 16 | Yes | Yes | 2015-03-13 |  | 2
FALSE | 4TTR6049B1 | 3692 | 6808418 | AMERICAN STANDARD | 4A7A6049H1 | AC | Split System: Air-Cooled Condensing Unit, Coil with Blower | 4TTR6049B1 |  | 4TXCD063BC3 | 13 | 16 | Yes | Yes | 2015-03-13 |  | 2
FALSE | 4TTR6030B1 | 3522 | 6807854 | AMERICAN STANDARD | 4A7A6030H1 | AC | Split System: Air-Cooled Condensing Unit, Coil with Blower | 4TTR6030B1 |  | 4TXCB031BC3 | 12.5 | 15 | Yes | Yes | 2015-03-13 |  | 1
FALSE | 4TTR6030B1 | 3522 | 6807852 | AMERICAN STANDARD | 4A7A6030H1 | AC | Split System: Air-Cooled Condensing Unit, Coil with Blower | 4TTR6030B1 |  | 4TXCB031BC3 | 12.5 | 15 | Yes | Yes | 2015-03-13 |  | 1
FALSE | 4TTR6030B1 | 3522 | 6807850 | AMERICAN STANDARD | 4A7A6030H1 | AC | Split System: Air-Cooled Condensing Unit, Coil with Blower | 4TTR6030B1 |  | 4TXCB031BC3 | 12.5 | 15 | Yes | Yes | 2015-03-13 |  | 1
FALSE | 4TTR6042B1 | 3680 | 6808121 | AMERICAN STANDARD | 4A7A6042H1 | AC | Split System: Air-Cooled Condensing Unit, Coil with Blower | 4TTR6042B1 |  | 4TXCB042BC3 | 12 | 14.5 | Yes | Yes | 2015-03-13 |  | 0
FALSE | 4TTR6042B1 | 3680 | 6808131 | AMERICAN STANDARD | 4A7A6042H1 | AC | Split System: Air-Cooled Condensing Unit, Coil with Blower | 4TTR6042B1 |  | 4TXCB048BC3 | 12.5 | 15 | Yes | Yes | 2015-03-13 |  | 1
FALSE | 4TTR6042B1 | 3680 | 6808128 | AMERICAN STANDARD | 4A7A6042H1 | AC | Split System: Air-Cooled Condensing Unit, Coil with Blower | 4TTR6042B1 |  | 4TXCB048BC3 | 12 | 14.5 | Yes | Yes | 2015-03-13 |  | 0
FALSE | 4TTR6042B1 | 3680 | 6808133 | AMERICAN STANDARD | 4A7A6042H1 | AC | Split System: Air-Cooled Condensing Unit, Coil with Blower | 4TTR6042B1 |  | 4TXCB048BC3 | 12.2 | 14.5 | Yes | Yes | 2015-03-13 |  | 0
FALSE | 4TTR6049B1 | 3692 | 6808415 | AMERICAN STANDARD | 4A7A6049H1 | AC | Split System: Air-Cooled Condensing Unit, Coil with Blower | 4TTR6049B1 |  | 4TXCD061BC3 | 13 | 16 | Yes | Yes | 2015-03-13 |  | 2
FALSE | 4TTR6049B1 | 3692 | 6808413 | AMERICAN STANDARD | 4A7A6049H1 | AC | Split System: Air-Cooled Condensing Unit, Coil with Blower | 4TTR6049B1 |  | 4TXCD061BC3 | 13 | 16 | Yes | Yes | 2015-03-13 |  | 2
FALSE | 4TTR6024B1 | 3503 | 7006305 | AMERICAN STANDARD | 4A7A6024H1 | AC | Split System: Air-Cooled Condensing Unit, Coil with Blower | 4TTR6024B1 |  | 4NXCA024AC3 | 12.2 | 15 | Yes | Yes | 2015-03-13 |  | 0
FALSE | 4TTR6024B1 | 3503 | 7006302 | AMERICAN STANDARD | 4A7A6024H1 | AC | Split System: Air-Cooled Condensing Unit, Coil with Blower | 4TTR6024B1 |  | 4NXCA024AC3 | 12.2 | 15 | Yes | Yes | 2015-03-13 |  | 0
FALSE | 4TTR6024B1 | 3503 | 7006300 | AMERICAN STANDARD | 4A7A6024H1 | AC | Split System: Air-Cooled Condensing Unit, Coil with Blower | 4TTR6024B1 |  | 4NXCA024AC3 | 12.2 | 15 | Yes | Yes | 2015-03-13 |  | 0
FALSE | 4TTR6024B1 | 3503 | 7006318 | AMERICAN STANDARD | 4A7A6024H1 | AC | Split System: Air-Cooled Condensing Unit, Coil with Blower | 4TTR6024B1 |  | 4NXCA024AC3 | 12.2 | 15 | Yes | Yes | 2015-03-13 |  | 0
FALSE | 4TTR6024B1 | 3503 | 7006296 | AMERICAN STANDARD | 4A7A6024H1 | AC | Split System: Air-Cooled Condensing Unit, Coil with Blower | 4TTR6024B1 |  | 4NXCA024AC3 | 12.2 | 15 | Yes | Yes | 2015-03-13 |  | 0
FALSE | 4TTR6024B1 | 3503 | 7006294 | AMERICAN STANDARD | 4A7A6024H1 | AC | Split System: Air-Cooled Condensing Unit, Coil with Blower | 4TTR6024B1 |  | 4NXCA024AC3 | 12.2 | 15 | Yes | Yes | 2015-03-13 |  | 0
FALSE | 4TTR6018B1 | 3489 | 7006272 | AMERICAN STANDARD | 4A7A6018H1 | AC | Split System: Air-Cooled Condensing Unit, Coil with Blower | 4TTR6018B1 |  | 4NXCA024AC3 | 12.5 | 15 | Yes | Yes | 2015-03-13 |  | 1
FALSE | 4TTR6018B1 | 3489 | 7006270 | AMERICAN STANDARD | 4A7A6018H1 | AC | Split System: Air-Cooled Condensing Unit, Coil with Blower | 4TTR6018B1 |  | 4NXCA024AC3 | 12 | 15 | Yes | Yes | 2015-03-13 |  | 0
FALSE | 4TTR6018B1 | 3489 | 7006226 | AMERICAN STANDARD | 4A7A6018H1 | AC | Split System: Air-Cooled Condensing Unit, Coil with Blower | 4TTR6018B1 |  | 4NXCA018AC3 | 12 | 15 | Yes | Yes | 2015-03-13 |  | 0
FALSE | 4TTR6018B1 | 3489 | 7006228 | AMERICAN STANDARD | 4A7A6018H1 | AC | Split System: Air-Cooled Condensing Unit, Coil with Blower | 4TTR6018B1 |  | 4NXCA018AC3 | 12.2 | 15 | Yes | Yes | 2015-03-13 |  | 0
FALSE | 4TTR6018B1 | 3489 | 7006268 | AMERICAN STANDARD | 4A7A6018H1 | AC | Split System: Air-Cooled Condensing Unit, Coil with Blower | 4TTR6018B1 |  | 4NXCA024AC3 | 12.5 | 15 | Yes | Yes | 2015-03-13 |  | 1
FALSE | 4TTR6018B1 | 3489 | 7006266 | AMERICAN STANDARD | 4A7A6018H1 | AC | Split System: Air-Cooled Condensing Unit, Coil with Blower | 4TTR6018B1 |  | 4NXCA024AC3 | 12.5 | 15 | Yes | Yes | 2015-03-13 |  | 1
FALSE | 4A7A7024A1 | 4200 | 7013636 | AMERICAN STANDARD | 4A7A7024A1 | AC | Split System: Air-Cooled Condensing Unit, Coil with Blower | 4A7A7024A1 |  | 4CXCA024DC3 | 13 | 16 | Yes | Yes | 2015-03-13 |  | 2
FALSE | 4A7A7024A1 | 4200 | 7013637 | AMERICAN STANDARD | 4A7A7024A1 | AC | Split System: Air-Cooled Condensing Unit, Coil with Blower | 4A7A7024A1 |  | 4CXCA024DC3 | 13 | 16 | Yes | Yes | 2015-03-13 |  | 2
FALSE | 4TTR6030B1 | 3522 | 6807906 | AMERICAN STANDARD | 4A7A6030H1 | AC | Split System: Air-Cooled Condensing Unit, Coil with Blower | 4TTR6030B1 |  | 4TXCC005CC3 | 13 | 16 | Yes | Yes | 2015-03-13 |  | 2
FALSE | 4TTR6030B1 | 3522 | 6807902 | AMERICAN STANDARD | 4A7A6030H1 | AC | Split System: Air-Cooled Condensing Unit, Coil with Blower | 4TTR6030B1 |  | 4TXCC005CC3 | 13 | 16 | Yes | Yes | 2015-03-13 |  | 2
FALSE | 4TTR6042B1 | 3680 | 6808166 | AMERICAN STANDARD | 4A7A6042H1 | AC | Split System: Air-Cooled Condensing Unit, Coil with Blower | 4TTR6042B1 |  | 4TXCC044BC3 | 12.5 | 15 | Yes | Yes | 2015-03-13 |  | 1
FALSE | 4TTR6042B1 | 3680 | 6808167 | AMERICAN STANDARD | 4A7A6042H1 | AC | Split System: Air-Cooled Condensing Unit, Coil with Blower | 4TTR6042B1 |  | 4TXCC044BC3 | 12 | 14.5 | Yes | Yes | 2015-03-13 |  | 0
FALSE | 4TTR6042B1 | 3680 | 6808172 | AMERICAN STANDARD | 4A7A6042H1 | AC | Split System: Air-Cooled Condensing Unit, Coil with Blower | 4TTR6042B1 |  | 4TXCC044BC3 | 12 | 14.5 | Yes | Yes | 2015-03-13 |  | 0
FALSE | 4TTR6042B1 | 3680 | 6808171 | AMERICAN STANDARD | 4A7A6042H1 | AC | Split System: Air-Cooled Condensing Unit, Coil with Blower | 4TTR6042B1 |  | 4TXCC044BC3 | 12.5 | 15 | Yes | Yes | 2015-03-13 |  | 1
FALSE | 4TTR6042B1 | 3680 | 6808169 | AMERICAN STANDARD | 4A7A6042H1 | AC | Split System: Air-Cooled Condensing Unit, Coil with Blower | 4TTR6042B1 |  | 4TXCC044BC3 | 12.5 | 15 | Yes | Yes | 2015-03-13 |  | 1
FALSE | 4TTR6030B1 | 3522 | 7006364 | AMERICAN STANDARD | 4A7A6030H1 | AC | Split System: Air-Cooled Condensing Unit, Coil with Blower | 4TTR6030B1 |  | 4NXCA024AC3 | 12.2 | 14.5 | Yes | Yes | 2015-03-13 |  | 0
FALSE | 4TTR6030B1 | 3522 | 7006366 | AMERICAN STANDARD | 4A7A6030H1 | AC | Split System: Air-Cooled Condensing Unit, Coil with Blower | 4TTR6030B1 |  | 4NXCA024AC3 | 12.2 | 14.5 | Yes | Yes | 2015-03-13 |  | 0
FALSE | 4TTR6030B1 | 3522 | 7006368 | AMERICAN STANDARD | 4A7A6030H1 | AC | Split System: Air-Cooled Condensing Unit, Coil with Blower | 4TTR6030B1 |  | 4NXCA024AC3 | 12.2 | 14.75 | Yes | Yes | 2015-03-13 |  | 0
FALSE | 4TTR6030B1 | 3522 | 6807887 | AMERICAN STANDARD | 4A7A6030H1 | AC | Split System: Air-Cooled Condensing Unit, Coil with Blower | 4TTR6030B1 |  | 4TXCB042BC3 | 12.5 | 15 | Yes | Yes | 2015-03-13 |  | 1
FALSE | 4TTR6030B1 | 3522 | 6807889 | AMERICAN STANDARD | 4A7A6030H1 | AC | Split System: Air-Cooled Condensing Unit, Coil with Blower | 4TTR6030B1 |  | 4TXCB042BC3 | 12.5 | 15.5 | Yes | Yes | 2015-03-13 |  | 1
FALSE | 4TTR6030B1 | 3522 | 6807900 | AMERICAN STANDARD | 4A7A6030H1 | AC | Split System: Air-Cooled Condensing Unit, Coil with Blower | 4TTR6030B1 |  | 4TXCB042BC3 | 12.5 | 14.5 | Yes | Yes | 2015-03-13 |  | 0
FALSE | 4TTR6030B1 | 3522 | 6807898 | AMERICAN STANDARD | 4A7A6030H1 | AC | Split System: Air-Cooled Condensing Unit, Coil with Blower | 4TTR6030B1 |  | 4TXCB042BC3 | 12.5 | 14.5 | Yes | Yes | 2015-03-13 |  | 0
FALSE | 4TTR6030B1 | 3522 | 6807896 | AMERICAN STANDARD | 4A7A6030H1 | AC | Split System: Air-Cooled Condensing Unit, Coil with Blower | 4TTR6030B1 |  | 4TXCB042BC3 | 12.5 | 14.5 | Yes | Yes | 2015-03-13 |  | 0
FALSE | 4TTR6030B1 | 3522 | 6807894 | AMERICAN STANDARD | 4A7A6030H1 | AC | Split System: Air-Cooled Condensing Unit, Coil with Blower | 4TTR6030B1 |  | 4TXCB042BC3 | 12.5 | 15 | Yes | Yes | 2015-03-13 |  | 1
FALSE | 4TTR6042B1 | 3680 | 6808154 | AMERICAN STANDARD | 4A7A6042H1 | AC | Split System: Air-Cooled Condensing Unit, Coil with Blower | 4TTR6042B1 |  | 4TXCC043BC3 | 12 | 14.5 | Yes | Yes | 2015-03-13 |  | 0
FALSE | 4TTR6042B1 | 3680 | 6808153 | AMERICAN STANDARD | 4A7A6042H1 | AC | Split System: Air-Cooled Condensing Unit, Coil with Blower | 4TTR6042B1 |  | 4TXCC043BC3 | 12.5 | 15 | Yes | Yes | 2015-03-13 |  | 1
FALSE | 4TTR6042B1 | 3680 | 6808160 | AMERICAN STANDARD | 4A7A6042H1 | AC | Split System: Air-Cooled Condensing Unit, Coil with Blower | 4TTR6042B1 |  | 4TXCC043BC3 | 12.5 | 15 | Yes | Yes | 2015-03-13 |  | 1
FALSE | 4TTR6049B1 | 3692 | 6808419 | AMERICAN STANDARD | 4A7A6049H1 | AC | Split System: Air-Cooled Condensing Unit, Coil with Blower | 4TTR6049B1 |  | 4TXCD063BC3 | 13 | 16 | Yes | Yes | 2015-03-13 |  | 2
FALSE | 4TTR6049B1 | 3692 | 6808427 | AMERICAN STANDARD | 4A7A6049H1 | AC | Split System: Air-Cooled Condensing Unit, Coil with Blower | 4TTR6049B1 |  | 4TXCD064BC3 | 13 | 16 | Yes | Yes | 2015-03-13 |  | 2
FALSE | 4TTR6049B1 | 3692 | 6808429 | AMERICAN STANDARD | 4A7A6049H1 | AC | Split System: Air-Cooled Condensing Unit, Coil with Blower | 4TTR6049B1 |  | 4TXCD064BC3 | 13 | 16 | Yes | Yes | 2015-03-13 |  | 2
FALSE | 4A7A7024A1 | 4200 | 7013631 | AMERICAN STANDARD | 4A7A7024A1 | AC | Split System: Air-Cooled Condensing Unit, Coil with Blower | 4A7A7024A1 |  | 4CXCA024DC3 | 13 | 16 | Yes | Yes | 2015-03-13 |  | 2
FALSE | 4TTR6024B1 | 3503 | 7014350 | AMERICAN STANDARD | 4A7A6024H1 | AC | Split System: Air-Cooled Condensing Unit, Coil with Blower | 4TTR6024B1 |  | 4CXCA024DC3 | 12.2 | 15 | Yes | Yes | 2015-03-13 |  | 0
FALSE | 4TTR6030B1 | 3522 | 7006373 | AMERICAN STANDARD | 4A7A6030H1 | AC | Split System: Air-Cooled Condensing Unit, Coil with Blower | 4TTR6030B1 |  | 4NXCA024AC3 | 12.2 | 15 | Yes | Yes | 2015-03-13 |  | 0
FALSE | 4TTR6030B1 | 3522 | 7006375 | AMERICAN STANDARD | 4A7A6030H1 | AC | Split System: Air-Cooled Condensing Unit, Coil with Blower | 4TTR6030B1 |  | 4NXCA024AC3 | 12.2 | 14.5 | Yes | Yes | 2015-03-13 |  | 0
FALSE | 4TTR6024B1 | 3503 | 7006285 | AMERICAN STANDARD | 4A7A6024H1 | AC | Split System: Air-Cooled Condensing Unit, Coil with Blower | 4TTR6024B1 |  | 4NXCA024AC3 | 12.2 | 15 | Yes | Yes | 2015-03-13 |  | 0
FALSE | 4TTR6030B1 | 3522 | 7014364 | AMERICAN STANDARD | 4A7A6030H1 | AC | Split System: Air-Cooled Condensing Unit, Coil with Blower | 4TTR6030B1 |  | 4CXCA024DC3 | 12.2 | 14.5 | Yes | Yes | 2015-03-13 |  | 0
FALSE | 4TTR6024B1 | 3503 | 7006284 | AMERICAN STANDARD | 4A7A6024H1 | AC | Split System: Air-Cooled Condensing Unit, Coil with Blower | 4TTR6024B1 |  | 4NXCA024AC3 | 12.2 | 15 | Yes | Yes | 2015-03-13 |  | 0
FALSE | 4TTR6018B1 | 3489 | 7006250 | AMERICAN STANDARD | 4A7A6018H1 | AC | Split System: Air-Cooled Condensing Unit, Coil with Blower | 4TTR6018B1 |  | 4NXCA024AC3 | 12.5 | 15 | Yes | Yes | 2015-03-13 |  | 1
FALSE | 4TTR6030B1 | 3522 | 6807926 | AMERICAN STANDARD | 4A7A6030H1 | AC | Split System: Air-Cooled Condensing Unit, Coil with Blower | 4TTR6030B1 |  | 4TXCC037BC3 | 12.5 | 15.5 | Yes | Yes | 2015-03-13 |  | 1
FALSE | 4TTR6030B1 | 3522 | 6807931 | AMERICAN STANDARD | 4A7A6030H1 | AC | Split System: Air-Cooled Condensing Unit, Coil with Blower | 4TTR6030B1 |  | 4TXCC037BC3 | 12.5 | 14.5 | Yes | Yes | 2015-03-13 |  | 0
FALSE | 4TTR6030B1 | 3522 | 6807940 | AMERICAN STANDARD | 4A7A6030H1 | AC | Split System: Air-Cooled Condensing Unit, Coil with Blower | 4TTR6030B1 |  | 4TXCC037BC3 | 12.5 | 14.5 | Yes | Yes | 2015-03-13 |  | 0
FALSE | 4TTR6030B1 | 3522 | 6807938 | AMERICAN STANDARD | 4A7A6030H1 | AC | Split System: Air-Cooled Condensing Unit, Coil with Blower | 4TTR6030B1 |  | 4TXCC037BC3 | 12.5 | 15 | Yes | Yes | 2015-03-13 |  | 1
FALSE | 4TTR6030B1 | 3522 | 6807937 | AMERICAN STANDARD | 4A7A6030H1 | AC | Split System: Air-Cooled Condensing Unit, Coil with Blower | 4TTR6030B1 |  | 4TXCC037BC3 | 13 | 15.25 | Yes | Yes | 2015-03-13 |  | 1
FALSE | 4TTR6030B1 | 3522 | 6807935 | AMERICAN STANDARD | 4A7A6030H1 | AC | Split System: Air-Cooled Condensing Unit, Coil with Blower | 4TTR6030B1 |  | 4TXCC037BC3 | 13 | 15.25 | Yes | Yes | 2015-03-13 |  | 1
FALSE | 4TTR6030B1 | 3522 | 6807948 | AMERICAN STANDARD | 4A7A6030H1 | AC | Split System: Air-Cooled Condensing Unit, Coil with Blower | 4TTR6030B1 |  | 4TXCC043BC3 | 12.5 | 15.5 | Yes | Yes | 2015-03-13 |  | 1
FALSE | 4TTR6042B1 | 3680 | 6808185 | AMERICAN STANDARD | 4A7A6042H1 | AC | Split System: Air-Cooled Condensing Unit, Coil with Blower | 4TTR6042B1 |  | 4TXCC049BC3 | 12.5 | 15 | Yes | Yes | 2015-03-13 |  | 1
FALSE | 4TTR6042B1 | 3680 | 6808186 | AMERICAN STANDARD | 4A7A6042H1 | AC | Split System: Air-Cooled Condensing Unit, Coil with Blower | 4TTR6042B1 |  | 4TXCC049BC3 | 12 | 14.5 | Yes | Yes | 2015-03-13 |  | 0
FALSE | 4TTR6042B1 | 3680 | 6808176 | AMERICAN STANDARD | 4A7A6042H1 | AC | Split System: Air-Cooled Condensing Unit, Coil with Blower | 4TTR6042B1 |  | 4TXCC049BC3 | 12 | 14.5 | Yes | Yes | 2015-03-13 |  | 0
FALSE | 4TTR6042B1 | 3680 | 6808177 | AMERICAN STANDARD | 4A7A6042H1 | AC | Split System: Air-Cooled Condensing Unit, Coil with Blower | 4TTR6042B1 |  | 4TXCC049BC3 | 12.5 | 15 | Yes | Yes | 2015-03-13 |  | 1
FALSE | 4TTR6042B1 | 3680 | 6808179 | AMERICAN STANDARD | 4A7A6042H1 | AC | Split System: Air-Cooled Condensing Unit, Coil with Blower | 4TTR6042B1 |  | 4TXCC049BC3 | 12.5 | 15 | Yes | Yes | 2015-03-13 |  | 1
FALSE | 4TTR6042B1 | 3680 | 6808187 | AMERICAN STANDARD | 4A7A6042H1 | AC | Split System: Air-Cooled Condensing Unit, Coil with Blower | 4TTR6042B1 |  | 4TXCC060BC3 | 12.5 | 15.25 | Yes | Yes | 2015-03-13 |  | 1
FALSE | 4TTR6024B1 | 3503 | 7014352 | AMERICAN STANDARD | 4A7A6024H1 | AC | Split System: Air-Cooled Condensing Unit, Coil with Blower | 4TTR6024B1 |  | 4CXCA024DC3 | 12.2 | 15 | Yes | Yes | 2015-03-13 |  | 0
FALSE | 4TTR6018B1 | 3489 | 7014336 | AMERICAN STANDARD | 4A7A6018H1 | AC | Split System: Air-Cooled Condensing Unit, Coil with Blower | 4TTR6018B1 |  | 4CXCA018DC3 | 12.5 | 15 | Yes | Yes | 2015-03-13 |  | 1
FALSE | 4TTR6018B1 | 3489 | 7014349 | AMERICAN STANDARD | 4A7A6018H1 | AC | Split System: Air-Cooled Condensing Unit, Coil with Blower | 4TTR6018B1 |  | 4CXCA024DC3 | 12.5 | 15 | Yes | Yes | 2015-03-13 |  | 1
FALSE | 4TTR6036B1 | 3674 | 6808011 | AMERICAN STANDARD | 4A7A6036H1 | AC | Split System: Air-Cooled Condensing Unit, Coil with Blower | 4TTR6036B1 |  | 4TXCB032BC3 | 12.2 | 14.5 | Yes | Yes | 2015-03-13 |  | 0
FALSE | 4TTR6048B1 | 3695 | 6808233 | AMERICAN STANDARD | 4A7A6048H1 | AC | Split System: Air-Cooled Condensing Unit, Coil with Blower | 4TTR6048B1 |  | 4TXCC043BC3 | 12 | 14.5 | Yes | Yes | 2015-03-13 |  | 0
FALSE | 4TTR6048B1 | 3695 | 6808237 | AMERICAN STANDARD | 4A7A6048H1 | AC | Split System: Air-Cooled Condensing Unit, Coil with Blower | 4TTR6048B1 |  | 4TXCC043BC3 | 12 | 14.5 | Yes | Yes | 2015-03-13 |  | 0
FALSE | 4TTR6048B1 | 3695 | 6808251 | AMERICAN STANDARD | 4A7A6048H1 | AC | Split System: Air-Cooled Condensing Unit, Coil with Blower | 4TTR6048B1 |  | 4TXCC044BC3 | 12 | 14.5 | Yes | Yes | 2015-03-13 |  | 0
FALSE | 4TTR6048B1 | 3695 | 6808249 | AMERICAN STANDARD | 4A7A6048H1 | AC | Split System: Air-Cooled Condensing Unit, Coil with Blower | 4TTR6048B1 |  | 4TXCC044BC3 | 12.5 | 15 | Yes | Yes | 2015-03-13 |  | 1
FALSE | 4TTR6048B1 | 3695 | 6808263 | AMERICAN STANDARD | 4A7A6048H1 | AC | Split System: Air-Cooled Condensing Unit, Coil with Blower | 4TTR6048B1 |  | 4TXCC044BC3 | 12 | 14.75 | Yes | Yes | 2015-03-13 |  | 0
FALSE | 4TTR6048B1 | 3695 | 6885313 | AMERICAN STANDARD | 4A7A6048H1 | AC | Split System: Air-Cooled Condensing Unit, Coil with Blower | 4TTR6048B1 |  | *AM7B0C60H51 | 12.5 | 15.75 | Yes | Yes | 2015-03-13 |  | 1
FALSE | 4A7A7060A1 | 289 | 7014598 | AMERICAN STANDARD | 4A7A7060A1 | AC | Split System: Air-Cooled Condensing Unit, Coil with Blower | 4A7A7060A1 |  | 4TXFH063CZ3 | 12 | 15.5 | Yes | Yes | 2015-03-13 |  | 0
FALSE | 4A7A7060A1 | 289 | 7014600 | AMERICAN STANDARD | 4A7A7060A1 | AC | Split System: Air-Cooled Condensing Unit, Coil with Blower | 4A7A7060A1 |  | 4TXFH063CZ3 | 12 | 15.5 | Yes | Yes | 2015-03-13 |  | 0
FALSE | 4TTR6036B1 | 3674 | 7019147 | AMERICAN STANDARD | 4A7A6036H1 | AC | Split System: Air-Cooled Condensing Unit, Coil with Blower | 4TTR6036B1 |  | 4NXCB031AC3 | 12.2 | 14.75 | Yes | Yes | 2015-03-13 |  | 0
FALSE | 4TTR6036B1 | 3674 | 7019149 | AMERICAN STANDARD | 4A7A6036H1 | AC | Split System: Air-Cooled Condensing Unit, Coil with Blower | 4TTR6036B1 |  | 4NXCB036AC3 | 12.5 | 15.5 | Yes | Yes | 2015-03-13 |  | 1
FALSE | 4TTR6036B1 | 3674 | 7019150 | AMERICAN STANDARD | 4A7A6036H1 | AC | Split System: Air-Cooled Condensing Unit, Coil with Blower | 4TTR6036B1 |  | 4NXCB036AC3 | 12.5 | 15.5 | Yes | Yes | 2015-03-13 |  | 1
FALSE | 4TTR6036B1 | 3674 | 7019152 | AMERICAN STANDARD | 4A7A6036H1 | AC | Split System: Air-Cooled Condensing Unit, Coil with Blower | 4TTR6036B1 |  | 4NXCB036AC3 | 12.5 | 15 | Yes | Yes | 2015-03-13 |  | 1
FALSE | 4TTR6036B1 | 3674 | 7019154 | AMERICAN STANDARD | 4A7A6036H1 | AC | Split System: Air-Cooled Condensing Unit, Coil with Blower | 4TTR6036B1 |  | 4NXCB036AC3 | 12.5 | 15 | Yes | Yes | 2015-03-13 |  | 1
FALSE | 4TTR6036B1 | 3674 | 7019153 | AMERICAN STANDARD | 4A7A6036H1 | AC | Split System: Air-Cooled Condensing Unit, Coil with Blower | 4TTR6036B1 |  | 4NXCB036AC3 | 12.5 | 15.5 | Yes | Yes | 2015-03-13 |  | 1
FALSE | 4TTR6036B1 | 3674 | 7019155 | AMERICAN STANDARD | 4A7A6036H1 | AC | Split System: Air-Cooled Condensing Unit, Coil with Blower | 4TTR6036B1 |  | 4NXCB036AC3 | 12.5 | 15.5 | Yes | Yes | 2015-03-13 |  | 1
FALSE | 4TTR6042B1 | 3680 | 7019156 | AMERICAN STANDARD | 4A7A6042H1 | AC | Split System: Air-Cooled Condensing Unit, Coil with Blower | 4TTR6042B1 |  | 4NXCB036AC3 | 12.2 | 14.5 | Yes | Yes | 2015-03-13 |  | 0
FALSE | 4TTR6042B1 | 3680 | 7019159 | AMERICAN STANDARD | 4A7A6042H1 | AC | Split System: Air-Cooled Condensing Unit, Coil with Blower | 4TTR6042B1 |  | 4NXCB036AC3 | 12.5 | 15.25 | Yes | Yes | 2015-03-13 |  | 1
FALSE | 4TTR6042B1 | 3680 | 7019158 | AMERICAN STANDARD | 4A7A6042H1 | AC | Split System: Air-Cooled Condensing Unit, Coil with Blower | 4TTR6042B1 |  | 4NXCB036AC3 | 12.5 | 15.25 | Yes | Yes | 2015-03-13 |  | 1
FALSE | 4A7A7024A1 | 4200 | 7014417 | AMERICAN STANDARD | 4A7A7024A1 | AC | Split System: Air-Cooled Condensing Unit, Coil with Blower | 4A7A7024A1 |  | 4TXCC037BC3 | 13 | 17 | Yes | Yes | 2015-03-13 |  | 2
FALSE | 4TTR6042B1 | 3680 | 7016180 | AMERICAN STANDARD | 4A7A6042H1 | AC | Split System: Air-Cooled Condensing Unit, Coil with Blower | 4TTR6042B1 |  | 4TXCC060BC3 | 12.5 | 15 | Yes | Yes | 2015-03-13 |  | 1
FALSE | 4TTR6048B1 | 3695 | 7019161 | AMERICAN STANDARD | 4A7A6048H1 | AC | Split System: Air-Cooled Condensing Unit, Coil with Blower | 4TTR6048B1 |  | 4NXCD063BC3 | 12.5 | 15.25 | Yes | Yes | 2015-03-13 |  | 1
FALSE | 4TTR6048B1 | 3695 | 7019160 | AMERICAN STANDARD | 4A7A6048H1 | AC | Split System: Air-Cooled Condensing Unit, Coil with Blower | 4TTR6048B1 |  | 4NXCD063BC3 | 12.5 | 15 | Yes | Yes | 2015-03-13 |  | 1
FALSE | 4TTR6049B1 | 3692 | 7019171 | AMERICAN STANDARD | 4A7A6049H1 | AC | Split System: Air-Cooled Condensing Unit, Coil with Blower | 4TTR6049B1 |  | 4NXCD063BC3 | 13 | 16.5 | Yes | Yes | 2015-03-13 |  | 2
FALSE | 4TTR6049B1 | 3692 | 7019172 | AMERICAN STANDARD | 4A7A6049H1 | AC | Split System: Air-Cooled Condensing Unit, Coil with Blower | 4TTR6049B1 |  | 4NXCD063BC3 | 13 | 16 | Yes | Yes | 2015-03-13 |  | 2
FALSE | 4TTR6049B1 | 3692 | 7019168 | AMERICAN STANDARD | 4A7A6049H1 | AC | Split System: Air-Cooled Condensing Unit, Coil with Blower | 4TTR6049B1 |  | 4NXCD063BC3 | 13 | 16.25 | Yes | Yes | 2015-03-13 |  | 2
FALSE | 4TTR6049B1 | 3692 | 7019167 | AMERICAN STANDARD | 4A7A6049H1 | AC | Split System: Air-Cooled Condensing Unit, Coil with Blower | 4TTR6049B1 |  | 4NXCD063BC3 | 13 | 16 | Yes | Yes | 2015-03-13 |  | 2
FALSE | 4TTR6030B1 | 3522 | 7006377 | AMERICAN STANDARD | 4A7A6030H1 | AC | Split System: Air-Cooled Condensing Unit, Coil with Blower | 4TTR6030B1 |  | 4NXCA024AC3 | 12.2 | 15 | Yes | Yes | 2015-03-13 |  | 0
FALSE | 4TTR6030B1 | 3522 | 7006379 | AMERICAN STANDARD | 4A7A6030H1 | AC | Split System: Air-Cooled Condensing Unit, Coil with Blower | 4TTR6030B1 |  | 4NXCA024AC3 | 12.2 | 14.5 | Yes | Yes | 2015-03-13 |  | 0
FALSE | 4TTR6030B1 | 3522 | 7006383 | AMERICAN STANDARD | 4A7A6030H1 | AC | Split System: Air-Cooled Condensing Unit, Coil with Blower | 4TTR6030B1 |  | 4NXCA024AC3 | 12.2 | 14.5 | Yes | Yes | 2015-03-13 |  | 0
FALSE | 4TTR6018B1 | 3489 | 7006235 | AMERICAN STANDARD | 4A7A6018H1 | AC | Split System: Air-Cooled Condensing Unit, Coil with Blower | 4TTR6018B1 |  | 4NXCA018AC3 | 12.5 | 15 | Yes | Yes | 2015-03-13 |  | 1
FALSE | 4TTR6030B1 | 3522 | 6807975 | AMERICAN STANDARD | 4A7A6030H1 | AC | Split System: Air-Cooled Condensing Unit, Coil with Blower | 4TTR6030B1 |  | 4TXCC044BC3 | 12.5 | 15 | Yes | Yes | 2015-03-13 |  | 1
FALSE | 4TTR6030B1 | 3522 | 6807977 | AMERICAN STANDARD | 4A7A6030H1 | AC | Split System: Air-Cooled Condensing Unit, Coil with Blower | 4TTR6030B1 |  | 4TXCC044BC3 | 12.5 | 15 | Yes | Yes | 2015-03-13 |  | 1
FALSE | 4TTR6030B1 | 3522 | 6807978 | AMERICAN STANDARD | 4A7A6030H1 | AC | Split System: Air-Cooled Condensing Unit, Coil with Blower | 4TTR6030B1 |  | 4TXCC044BC3 | 12.5 | 15.5 | Yes | Yes | 2015-03-13 |  | 1
FALSE | 4TTR6036B1 | 3674 | 6807996 | AMERICAN STANDARD | 4A7A6036H1 | AC | Split System: Air-Cooled Condensing Unit, Coil with Blower | 4TTR6036B1 |  | 4TXCB031BC3 | 12 | 14.5 | Yes | Yes | 2015-03-13 |  | 0
FALSE | 4TTR6048B1 | 3695 | 6808218 | AMERICAN STANDARD | 4A7A6048H1 | AC | Split System: Air-Cooled Condensing Unit, Coil with Blower | 4TTR6048B1 |  | 4TXCB048BC3 | 12 | 14.75 | Yes | Yes | 2015-03-13 |  | 0
FALSE | 4TTR6048B1 | 3695 | 6808226 | AMERICAN STANDARD | 4A7A6048H1 | AC | Split System: Air-Cooled Condensing Unit, Coil with Blower | 4TTR6048B1 |  | 4TXCC043BC3 | 12 | 14.5 | Yes | Yes | 2015-03-13 |  | 0
FALSE | 4TTR6048B1 | 3695 | 6808230 | AMERICAN STANDARD | 4A7A6048H1 | AC | Split System: Air-Cooled Condensing Unit, Coil with Blower | 4TTR6048B1 |  | 4TXCC043BC3 | 12 | 14.5 | Yes | Yes | 2015-03-13 |  | 0
FALSE | 4TTR6024B1 | 3503 | 7016537 | AMERICAN STANDARD | 4A7A6024H1 | AC | Split System: Air-Cooled Condensing Unit, Coil with Blower | 4TTR6024B1 |  | 4TXFH033CC3 | 13 | 15 | Yes | Yes | 2015-03-13 |  | 1
FALSE | 4TTR6024B1 | 3503 | 7016539 | AMERICAN STANDARD | 4A7A6024H1 | AC | Split System: Air-Cooled Condensing Unit, Coil with Blower | 4TTR6024B1 |  | 4TXFH036CZ3 | 14 | 16.5 | Yes | Yes | 2015-03-13 |  | 2
FALSE | 4TTR6024B1 | 3503 | 7016544 | AMERICAN STANDARD | 4A7A6024H1 | AC | Split System: Air-Cooled Condensing Unit, Coil with Blower | 4TTR6024B1 |  | 4TXFH041CC3 | 13.5 | 16 | Yes | Yes | 2015-03-13 |  | 2
FALSE | 4TTR6024B1 | 3503 | 7016543 | AMERICAN STANDARD | 4A7A6024H1 | AC | Split System: Air-Cooled Condensing Unit, Coil with Blower | 4TTR6024B1 |  | 4TXFH041CC3 | 13 | 16 | Yes | Yes | 2015-03-13 |  | 2
FALSE | 4TTR6024B1 | 3503 | 7016545 | AMERICAN STANDARD | 4A7A6024H1 | AC | Split System: Air-Cooled Condensing Unit, Coil with Blower | 4TTR6024B1 |  | 4TXFH041CC3 | 13.5 | 16 | Yes | Yes | 2015-03-13 |  | 2
FALSE | 4TTR6024B1 | 3503 | 7016546 | AMERICAN STANDARD | 4A7A6024H1 | AC | Split System: Air-Cooled Condensing Unit, Coil with Blower | 4TTR6024B1 |  | 4TXFH041CC3 | 13.5 | 16 | Yes | Yes | 2015-03-13 |  | 2
FALSE | 4A7A7036A1 | 4207 | 7014476 | AMERICAN STANDARD | 4A7A7036A1 | AC | Split System: Air-Cooled Condensing Unit, Coil with Blower | 4A7A7036A1 |  | 4TXCC044BC3 | 12 | 16.5 | Yes | Yes | 2015-03-13 |  | 0
FALSE | 4A7A7036A1 | 4207 | 7014482 | AMERICAN STANDARD | 4A7A7036A1 | AC | Split System: Air-Cooled Condensing Unit, Coil with Blower | 4A7A7036A1 |  | 4TXCC049BC3 | 12 | 16.25 | Yes | Yes | 2015-03-13 |  | 0
FALSE | 4TTR6030B1 | 3522 | 7014366 | AMERICAN STANDARD | 4A7A6030H1 | AC | Split System: Air-Cooled Condensing Unit, Coil with Blower | 4TTR6030B1 |  | 4CXCA024DC3 | 12.2 | 14.5 | Yes | Yes | 2015-03-13 |  | 0
FALSE | 4TTR6030B1 | 3522 | 7014367 | AMERICAN STANDARD | 4A7A6030H1 | AC | Split System: Air-Cooled Condensing Unit, Coil with Blower | 4TTR6030B1 |  | 4CXCA024DC3 | 12.2 | 14.5 | Yes | Yes | 2015-03-13 |  | 0
FALSE | 4TTR6030B1 | 3522 | 7014368 | AMERICAN STANDARD | 4A7A6030H1 | AC | Split System: Air-Cooled Condensing Unit, Coil with Blower | 4TTR6030B1 |  | 4CXCA024DC3 | 12.2 | 14.5 | Yes | Yes | 2015-03-13 |  | 0
FALSE | 4TTR6030B1 | 3522 | 7016548 | AMERICAN STANDARD | 4A7A6030H1 | AC | Split System: Air-Cooled Condensing Unit, Coil with Blower | 4TTR6030B1 |  | 4TXFH036CZ3 | 13.5 | 16 | Yes | Yes | 2015-03-13 |  | 2
FALSE | 4TTR6030B1 | 3522 | 7016551 | AMERICAN STANDARD | 4A7A6030H1 | AC | Split System: Air-Cooled Condensing Unit, Coil with Blower | 4TTR6030B1 |  | 4TXFH036CZ3 | 13 | 15 | Yes | Yes | 2015-03-13 |  | 1
FALSE | 4TTR6030B1 | 3522 | 7016552 | AMERICAN STANDARD | 4A7A6030H1 | AC | Split System: Air-Cooled Condensing Unit, Coil with Blower | 4TTR6030B1 |  | 4TXFH036CZ3 | 13 | 15 | Yes | Yes | 2015-03-13 |  | 1
FALSE | 4TTR6030B1 | 3522 | 7016555 | AMERICAN STANDARD | 4A7A6030H1 | AC | Split System: Air-Cooled Condensing Unit, Coil with Blower | 4TTR6030B1 |  | 4TXFH041CC3 | 13.5 | 16 | Yes | Yes | 2015-03-13 |  | 2
FALSE | 4TTR6030B1 | 3522 | 7016557 | AMERICAN STANDARD | 4A7A6030H1 | AC | Split System: Air-Cooled Condensing Unit, Coil with Blower | 4TTR6030B1 |  | 4TXFH041CC3 | 13.5 | 16 | Yes | Yes | 2015-03-13 |  | 2
FALSE | 4TTR6030B1 | 3522 | 7016558 | AMERICAN STANDARD | 4A7A6030H1 | AC | Split System: Air-Cooled Condensing Unit, Coil with Blower | 4TTR6030B1 |  | 4TXFH041CC3 | 13 | 15 | Yes | Yes | 2015-03-13 |  | 1
FALSE | 4TTR6030B1 | 3522 | 7016559 | AMERICAN STANDARD | 4A7A6030H1 | AC | Split System: Air-Cooled Condensing Unit, Coil with Blower | 4TTR6030B1 |  | 4TXFH041CC3 | 13 | 15 | Yes | Yes | 2015-03-13 |  | 1
FALSE | 4TTR6030B1 | 3522 | 7014369 | AMERICAN STANDARD | 4A7A6030H1 | AC | Split System: Air-Cooled Condensing Unit, Coil with Blower | 4TTR6030B1 |  | 4CXCA024DC3 | 12.2 | 14.5 | Yes | Yes | 2015-03-13 |  | 0
FALSE | 4TTR6030B1 | 3522 | 7014370 | AMERICAN STANDARD | 4A7A6030H1 | AC | Split System: Air-Cooled Condensing Unit, Coil with Blower | 4TTR6030B1 |  | 4CXCA024DC3 | 12.2 | 14.5 | Yes | Yes | 2015-03-13 |  | 0
FALSE | 4TTR6036B1 | 3674 | 7016566 | AMERICAN STANDARD | 4A7A6036H1 | AC | Split System: Air-Cooled Condensing Unit, Coil with Blower | 4TTR6036B1 |  | 4TXFH036CZ3 | 13 | 16 | Yes | Yes | 2015-03-13 |  | 2
FALSE | 4TTR6036B1 | 3674 | 7016567 | AMERICAN STANDARD | 4A7A6036H1 | AC | Split System: Air-Cooled Condensing Unit, Coil with Blower | 4TTR6036B1 |  | 4TXFH036CZ3 | 12.5 | 15 | Yes | Yes | 2015-03-13 |  | 1
FALSE | 4TTR6036B1 | 3674 | 7016568 | AMERICAN STANDARD | 4A7A6036H1 | AC | Split System: Air-Cooled Condensing Unit, Coil with Blower | 4TTR6036B1 |  | 4TXFH036CZ3 | 12.5 | 15 | Yes | Yes | 2015-03-13 |  | 1
FALSE | 4TTR6036B1 | 3674 | 7016569 | AMERICAN STANDARD | 4A7A6036H1 | AC | Split System: Air-Cooled Condensing Unit, Coil with Blower | 4TTR6036B1 |  | 4TXFH036CZ3 | 12.2 | 15 | Yes | Yes | 2015-03-13 |  | 0
FALSE | 4TTR6036B1 | 3674 | 7016562 | AMERICAN STANDARD | 4A7A6036H1 | AC | Split System: Air-Cooled Condensing Unit, Coil with Blower | 4TTR6036B1 |  | 4TXFH036CZ3 | 13 | 15.5 | Yes | Yes | 2015-03-13 |  | 1
FALSE | 4A7A7048A1 | 288 | 7014519 | AMERICAN STANDARD | 4A7A7048A1 | AC | Split System: Air-Cooled Condensing Unit, Coil with Blower | 4A7A7048A1 |  | 4TXCC043BC3 | 12 | 15.5 | Yes | Yes | 2015-03-13 |  | 0
FALSE | 4A7A7048A1 | 288 | 7014520 | AMERICAN STANDARD | 4A7A7048A1 | AC | Split System: Air-Cooled Condensing Unit, Coil with Blower | 4A7A7048A1 |  | 4TXCC043BC3 | 12 | 15.5 | Yes | Yes | 2015-03-13 |  | 0
FALSE | 4A7A7048A1 | 288 | 7014523 | AMERICAN STANDARD | 4A7A7048A1 | AC | Split System: Air-Cooled Condensing Unit, Coil with Blower | 4A7A7048A1 |  | 4TXCC044BC3 | 12.5 | 16.5 | Yes | Yes | 2015-03-13 |  | 1
FALSE | 4A7A7048A1 | 288 | 7014524 | AMERICAN STANDARD | 4A7A7048A1 | AC | Split System: Air-Cooled Condensing Unit, Coil with Blower | 4A7A7048A1 |  | 4TXCC044BC3 | 12.5 | 16.25 | Yes | Yes | 2015-03-13 |  | 1
FALSE | 4A7A7048A1 | 288 | 7014525 | AMERICAN STANDARD | 4A7A7048A1 | AC | Split System: Air-Cooled Condensing Unit, Coil with Blower | 4A7A7048A1 |  | 4TXCC044BC3 | 12 | 16 | Yes | Yes | 2015-03-13 |  | 0
FALSE | 4A7A7048A1 | 288 | 7014521 | AMERICAN STANDARD | 4A7A7048A1 | AC | Split System: Air-Cooled Condensing Unit, Coil with Blower | 4A7A7048A1 |  | 4TXCC044BC3 | 12.5 | 16 | Yes | Yes | 2015-03-13 |  | 1
FALSE | 4A7A7048A1 | 288 | 7014526 | AMERICAN STANDARD | 4A7A7048A1 | AC | Split System: Air-Cooled Condensing Unit, Coil with Blower | 4A7A7048A1 |  | 4TXCC044BC3 | 12.5 | 16.5 | Yes | Yes | 2015-03-13 |  | 1
FALSE | 4A7A7048A1 | 288 | 7014531 | AMERICAN STANDARD | 4A7A7048A1 | AC | Split System: Air-Cooled Condensing Unit, Coil with Blower | 4A7A7048A1 |  | 4TXCC049BC3 | 12.5 | 16 | Yes | Yes | 2015-03-13 |  | 1
FALSE | 4A7A7048A1 | 288 | 7014530 | AMERICAN STANDARD | 4A7A7048A1 | AC | Split System: Air-Cooled Condensing Unit, Coil with Blower | 4A7A7048A1 |  | 4TXCC049BC3 | 12.5 | 16 | Yes | Yes | 2015-03-13 |  | 1
FALSE | 4A7A7048A1 | 288 | 7014529 | AMERICAN STANDARD | 4A7A7048A1 | AC | Split System: Air-Cooled Condensing Unit, Coil with Blower | 4A7A7048A1 |  | 4TXCC049BC3 | 12.5 | 16 | Yes | Yes | 2015-03-13 |  | 1
FALSE | 4TTR6042B1 | 3680 | 7016607 | AMERICAN STANDARD | 4A7A6042H1 | AC | Split System: Air-Cooled Condensing Unit, Coil with Blower | 4TTR6042B1 |  | 4TXFH054CC3 | 12.5 | 15.5 | Yes | Yes | 2015-03-13 |  | 1
FALSE | 4TTR6042B1 | 3680 | 7016604 | AMERICAN STANDARD | 4A7A6042H1 | AC | Split System: Air-Cooled Condensing Unit, Coil with Blower | 4TTR6042B1 |  | 4TXFH054CC3 | 12.5 | 15.5 | Yes | Yes | 2015-03-13 |  | 1
FALSE | 4TTR6042B1 | 3680 | 7016611 | AMERICAN STANDARD | 4A7A6042H1 | AC | Split System: Air-Cooled Condensing Unit, Coil with Blower | 4TTR6042B1 |  | 4TXFH063CZ3 | 13 | 16 | Yes | Yes | 2015-03-13 |  | 2
FALSE | 4TTR6048B1 | 3695 | 7016614 | AMERICAN STANDARD | 4A7A6048H1 | AC | Split System: Air-Cooled Condensing Unit, Coil with Blower | 4TTR6048B1 |  | 4TXFH054CC3 | 12.5 | 15 | Yes | Yes | 2015-03-13 |  | 1
FALSE | 4TTR6048B1 | 3695 | 7016615 | AMERICAN STANDARD | 4A7A6048H1 | AC | Split System: Air-Cooled Condensing Unit, Coil with Blower | 4TTR6048B1 |  | 4TXFH054CC3 | 12 | 14.5 | Yes | Yes | 2015-03-13 |  | 0
FALSE | 4A7A7048A1 | 288 | 7014528 | AMERICAN STANDARD | 4A7A7048A1 | AC | Split System: Air-Cooled Condensing Unit, Coil with Blower | 4A7A7048A1 |  | 4TXCC049BC3 | 12.5 | 16 | Yes | Yes | 2015-03-13 |  | 1
FALSE | 4A7A7048A1 | 288 | 7014535 | AMERICAN STANDARD | 4A7A7048A1 | AC | Split System: Air-Cooled Condensing Unit, Coil with Blower | 4A7A7048A1 |  | 4TXCC060BC3 | 12.5 | 16 | Yes | Yes | 2015-03-13 |  | 1
FALSE | 4A7A7048A1 | 288 | 7014554 | AMERICAN STANDARD | 4A7A7048A1 | AC | Split System: Air-Cooled Condensing Unit, Coil with Blower | 4A7A7048A1 |  | 4TXFH054CC3 | 12.5 | 16.5 | Yes | Yes | 2015-03-13 |  | 1
FALSE | 4A7A7048A1 | 288 | 7014553 | AMERICAN STANDARD | 4A7A7048A1 | AC | Split System: Air-Cooled Condensing Unit, Coil with Blower | 4A7A7048A1 |  | 4TXFH054CC3 | 12.5 | 16.5 | Yes | Yes | 2015-03-13 |  | 1
FALSE | 4TTR6024B1 | 3503 | 7019104 | AMERICAN STANDARD | 4A7A6024H1 | AC | Split System: Air-Cooled Condensing Unit, Coil with Blower | 4TTR6024B1 |  | 4NXCB025AC3 | 12.5 | 15.75 | Yes | Yes | 2015-03-13 |  | 1
FALSE | 4TTR6049B1 | 3692 | 7016628 | AMERICAN STANDARD | 4A7A6049H1 | AC | Split System: Air-Cooled Condensing Unit, Coil with Blower | 4TTR6049B1 |  | 4TXFH054CC3 | 13 | 16 | Yes | Yes | 2015-03-13 |  | 2
FALSE | 4TTR6049B1 | 3692 | 7016646 | AMERICAN STANDARD | 4A7A6049H1 | AC | Split System: Air-Cooled Condensing Unit, Coil with Blower | 4TTR6049B1 |  | 4TXFH063CZ3 | 13 | 16 | Yes | Yes | 2015-03-13 |  | 2
FALSE | 4TTR6049B1 | 3692 | 7016640 | AMERICAN STANDARD | 4A7A6049H1 | AC | Split System: Air-Cooled Condensing Unit, Coil with Blower | 4TTR6049B1 |  | 4TXFH063CZ3 | 13 | 16 | Yes | Yes | 2015-03-13 |  | 2
FALSE | 4TTR6049B1 | 3692 | 7016639 | AMERICAN STANDARD | 4A7A6049H1 | AC | Split System: Air-Cooled Condensing Unit, Coil with Blower | 4TTR6049B1 |  | 4TXFH063CZ3 | 13 | 16 | Yes | Yes | 2015-03-13 |  | 2
FALSE | 4TTR6049B1 | 3692 | 7016638 | AMERICAN STANDARD | 4A7A6049H1 | AC | Split System: Air-Cooled Condensing Unit, Coil with Blower | 4TTR6049B1 |  | 4TXFH063CZ3 | 13 | 16 | Yes | Yes | 2015-03-13 |  | 2
FALSE | 4TTR6049B1 | 3692 | 7016637 | AMERICAN STANDARD | 4A7A6049H1 | AC | Split System: Air-Cooled Condensing Unit, Coil with Blower | 4TTR6049B1 |  | 4TXFH063CZ3 | 13 | 16 | Yes | Yes | 2015-03-13 |  | 2
FALSE | 4TTR6049B1 | 3692 | 7016642 | AMERICAN STANDARD | 4A7A6049H1 | AC | Split System: Air-Cooled Condensing Unit, Coil with Blower | 4TTR6049B1 |  | 4TXFH063CZ3 | 13 | 16 | Yes | Yes | 2015-03-13 |  | 2
FALSE | 4A7A7048A1 | 288 | 7014552 | AMERICAN STANDARD | 4A7A7048A1 | AC | Split System: Air-Cooled Condensing Unit, Coil with Blower | 4A7A7048A1 |  | 4TXFH054CC3 | 13 | 16.5 | Yes | Yes | 2015-03-13 |  | 2
FALSE | 4A7A7048A1 | 288 | 7014551 | AMERICAN STANDARD | 4A7A7048A1 | AC | Split System: Air-Cooled Condensing Unit, Coil with Blower | 4A7A7048A1 |  | 4TXFH054CC3 | 13 | 16 | Yes | Yes | 2015-03-13 |  | 2
FALSE | 4A7A7048A1 | 288 | 7014557 | AMERICAN STANDARD | 4A7A7048A1 | AC | Split System: Air-Cooled Condensing Unit, Coil with Blower | 4A7A7048A1 |  | 4TXFH063CZ3 | 13 | 16.5 | Yes | Yes | 2015-03-13 |  | 2
FALSE | 4A7A7048A1 | 288 | 7014558 | AMERICAN STANDARD | 4A7A7048A1 | AC | Split System: Air-Cooled Condensing Unit, Coil with Blower | 4A7A7048A1 |  | 4TXFH063CZ3 | 13 | 17 | Yes | Yes | 2015-03-13 |  | 2
FALSE | 4TTR6024B1 | 3503 | 7019108 | AMERICAN STANDARD | 4A7A6024H1 | AC | Split System: Air-Cooled Condensing Unit, Coil with Blower | 4TTR6024B1 |  | 4NXCB031AC3 | 12.5 | 15.75 | Yes | Yes | 2015-03-13 |  | 1
FALSE | 4TTR6030B1 | 3522 | 7019121 | AMERICAN STANDARD | 4A7A6030H1 | AC | Split System: Air-Cooled Condensing Unit, Coil with Blower | 4TTR6030B1 |  | 4NXCB031AC3 | 12.5 | 15.25 | Yes | Yes | 2015-03-13 |  | 1
FALSE | 4TTR6049B1 | 3692 | 7016644 | AMERICAN STANDARD | 4A7A6049H1 | AC | Split System: Air-Cooled Condensing Unit, Coil with Blower | 4TTR6049B1 |  | 4TXFH063CZ3 | 13 | 16 | Yes | Yes | 2015-03-13 |  | 2
FALSE | 4TTR6049B1 | 3692 | 7016645 | AMERICAN STANDARD | 4A7A6049H1 | AC | Split System: Air-Cooled Condensing Unit, Coil with Blower | 4TTR6049B1 |  | 4TXFH063CZ3 | 13 | 16 | Yes | Yes | 2015-03-13 |  | 2
FALSE | 4TTR6049B1 | 3692 | 7016641 | AMERICAN STANDARD | 4A7A6049H1 | AC | Split System: Air-Cooled Condensing Unit, Coil with Blower | 4TTR6049B1 |  | 4TXFH063CZ3 | 13 | 16 | Yes | Yes | 2015-03-13 |  | 2
FALSE | 4A7A7060A1 | 289 | 7014567 | AMERICAN STANDARD | 4A7A7060A1 | AC | Split System: Air-Cooled Condensing Unit, Coil with Blower | 4A7A7060A1 |  | 4TXCC060BC3 | 12 | 15 | Yes | Yes | 2015-03-13 |  | 0
FALSE | 4A7A7060A1 | 289 | 7014569 | AMERICAN STANDARD | 4A7A7060A1 | AC | Split System: Air-Cooled Condensing Unit, Coil with Blower | 4A7A7060A1 |  | 4TXCD009CC3 | 12 | 15.5 | Yes | Yes | 2015-03-13 |  | 0
FALSE | 4A7A7060A1 | 289 | 7014578 | AMERICAN STANDARD | 4A7A7060A1 | AC | Split System: Air-Cooled Condensing Unit, Coil with Blower | 4A7A7060A1 |  | 4TXCD061BC3 | 12 | 15 | Yes | Yes | 2015-03-13 |  | 0
FALSE | 4A7A7060A1 | 289 | 7014576 | AMERICAN STANDARD | 4A7A7060A1 | AC | Split System: Air-Cooled Condensing Unit, Coil with Blower | 4A7A7060A1 |  | 4TXCD061BC3 | 12 | 15 | Yes | Yes | 2015-03-13 |  | 0
FALSE | 4A7A7060A1 | 289 | 7014574 | AMERICAN STANDARD | 4A7A7060A1 | AC | Split System: Air-Cooled Condensing Unit, Coil with Blower | 4A7A7060A1 |  | 4TXCD061BC3 | 12 | 15 | Yes | Yes | 2015-03-13 |  | 0
FALSE | 4TTR6030B1 | 3522 | 7019119 | AMERICAN STANDARD | 4A7A6030H1 | AC | Split System: Air-Cooled Condensing Unit, Coil with Blower | 4TTR6030B1 |  | 4NXCB031AC3 | 12.5 | 15 | Yes | Yes | 2015-03-13 |  | 1
FALSE | 4A7A7060A1 | 289 | 7014575 | AMERICAN STANDARD | 4A7A7060A1 | AC | Split System: Air-Cooled Condensing Unit, Coil with Blower | 4A7A7060A1 |  | 4TXCD061BC3 | 12 | 15 | Yes | Yes | 2015-03-13 |  | 0
FALSE | 4A7A7024A1 | 4200 | 7050761 | AMERICAN STANDARD | 4A7A7024A1 | AC | Split System: Air-Cooled Condensing Unit, Coil with Blower | 4A7A7024A1 |  | 4NXAB025AC3 | 13 | 16 | Yes | Yes | 2015-03-13 |  | 2
FALSE | 4A7A7024A1 | 4200 | 7050759 | AMERICAN STANDARD | 4A7A7024A1 | AC | Split System: Air-Cooled Condensing Unit, Coil with Blower | 4A7A7024A1 |  | 4NXAB025AC3 | 12.5 | 16 | Yes | Yes | 2015-03-13 |  | 1
FALSE | 4A7A7024A1 | 4200 | 7050754 | AMERICAN STANDARD | 4A7A7024A1 | AC | Split System: Air-Cooled Condensing Unit, Coil with Blower | 4A7A7024A1 |  | 4NXAB025AC3 | 13 | 16 | Yes | Yes | 2015-03-13 |  | 2
FALSE | 4A7A7024A1 | 4200 | 7050763 | AMERICAN STANDARD | 4A7A7024A1 | AC | Split System: Air-Cooled Condensing Unit, Coil with Blower | 4A7A7024A1 |  | 4NXAB025AC3 | 13 | 16 | Yes | Yes | 2015-03-13 |  | 2
FALSE | 4A7A7024A1 | 4200 | 7050715 | AMERICAN STANDARD | 4A7A7024A1 | AC | Split System: Air-Cooled Condensing Unit, Coil with Blower | 4A7A7024A1 |  | 4NXAB025AC3 | 13 | 16 | Yes | Yes | 2015-03-13 |  | 2
FALSE | 4A7A7024A1 | 4200 | 7050717 | AMERICAN STANDARD | 4A7A7024A1 | AC | Split System: Air-Cooled Condensing Unit, Coil with Blower | 4A7A7024A1 |  | 4NXAB025AC3 | 13 | 16.5 | Yes | Yes | 2015-03-13 |  | 2
FALSE | 4A7A7024A1 | 4200 | 7050722 | AMERICAN STANDARD | 4A7A7024A1 | AC | Split System: Air-Cooled Condensing Unit, Coil with Blower | 4A7A7024A1 |  | 4NXAB025AC3 | 13 | 16.75 | Yes | Yes | 2015-03-13 |  | 2
FALSE | 4TTR6018B1 | 3489 | 7054528 | AMERICAN STANDARD | 4A7A6018H1 | AC | Split System: Air-Cooled Condensing Unit, Coil with Blower | 4TTR6018B1 |  | 4NXAA024AC3 | 12.5 | 15 | Yes | Yes | 2015-03-13 |  | 1
FALSE | 4TTR6018B1 | 3489 | 7054527 | AMERICAN STANDARD | 4A7A6018H1 | AC | Split System: Air-Cooled Condensing Unit, Coil with Blower | 4TTR6018B1 |  | 4NXAA024AC3 | 12.5 | 15 | Yes | Yes | 2015-03-13 |  | 1
FALSE | 4TTR6018B1 | 3489 | 7054523 | AMERICAN STANDARD | 4A7A6018H1 | AC | Split System: Air-Cooled Condensing Unit, Coil with Blower | 4TTR6018B1 |  | 4NXAA024AC3 | 12.5 | 15 | Yes | Yes | 2015-03-13 |  | 1
FALSE | 4TTR6018B1 | 3489 | 7054522 | AMERICAN STANDARD | 4A7A6018H1 | AC | Split System: Air-Cooled Condensing Unit, Coil with Blower | 4TTR6018B1 |  | 4NXAA024AC3 | 12.5 | 15 | Yes | Yes | 2015-03-13 |  | 1
FALSE | 4TTR6018B1 | 3489 | 7054521 | AMERICAN STANDARD | 4A7A6018H1 | AC | Split System: Air-Cooled Condensing Unit, Coil with Blower | 4TTR6018B1 |  | 4NXAA024AC3 | 12 | 15 | Yes | Yes | 2015-03-13 |  | 0
FALSE | 4TTR6018B1 | 3489 | 7054520 | AMERICAN STANDARD | 4A7A6018H1 | AC | Split System: Air-Cooled Condensing Unit, Coil with Blower | 4TTR6018B1 |  | 4NXAA024AC3 | 12.5 | 15 | Yes | Yes | 2015-03-13 |  | 1
FALSE | 4TTR6036B1 | 3674 | 7039520 | AMERICAN STANDARD | 4A7A6036H1 | AC | Split System: Air-Cooled Condensing Unit, Coil with Blower | 4TTR6036B1 |  | 4TXCD063BC3 | 13 | 16 | Yes | Yes | 2015-03-13 |  | 2
FALSE | 4TTR6024B1 | 3503 | 7054545 | AMERICAN STANDARD | 4A7A6024H1 | AC | Split System: Air-Cooled Condensing Unit, Coil with Blower | 4TTR6024B1 |  | 4NXAA024AC3 | 12.2 | 15 | Yes | Yes | 2015-03-13 |  | 0
FALSE | 4TTR6024B1 | 3503 | 7054548 | AMERICAN STANDARD | 4A7A6024H1 | AC | Split System: Air-Cooled Condensing Unit, Coil with Blower | 4TTR6024B1 |  | 4NXAA024AC3 | 12.2 | 15 | Yes | Yes | 2015-03-13 |  | 0
FALSE | 4TTR6024B1 | 3503 | 7054542 | AMERICAN STANDARD | 4A7A6024H1 | AC | Split System: Air-Cooled Condensing Unit, Coil with Blower | 4TTR6024B1 |  | 4NXAA024AC3 | 12.2 | 15 | Yes | Yes | 2015-03-13 |  | 0
FALSE | 4TTR6024B1 | 3503 | 7054543 | AMERICAN STANDARD | 4A7A6024H1 | AC | Split System: Air-Cooled Condensing Unit, Coil with Blower | 4TTR6024B1 |  | 4NXAA024AC3 | 12.2 | 15 | Yes | Yes | 2015-03-13 |  | 0
FALSE | 4A7A7024A1 | 4200 | 7050724 | AMERICAN STANDARD | 4A7A7024A1 | AC | Split System: Air-Cooled Condensing Unit, Coil with Blower | 4A7A7024A1 |  | 4NXAB025AC3 | 12.5 | 16 | Yes | Yes | 2015-03-13 |  | 1
FALSE | 4A7A7024A1 | 4200 | 7050726 | AMERICAN STANDARD | 4A7A7024A1 | AC | Split System: Air-Cooled Condensing Unit, Coil with Blower | 4A7A7024A1 |  | 4NXAB025AC3 | 12.5 | 16 | Yes | Yes | 2015-03-13 |  | 1
FALSE | 4A7A7024A1 | 4200 | 7050729 | AMERICAN STANDARD | 4A7A7024A1 | AC | Split System: Air-Cooled Condensing Unit, Coil with Blower | 4A7A7024A1 |  | 4NXAB025AC3 | 13 | 17 | Yes | Yes | 2015-03-13 |  | 2
FALSE | 4A7A7024A1 | 4200 | 7050731 | AMERICAN STANDARD | 4A7A7024A1 | AC | Split System: Air-Cooled Condensing Unit, Coil with Blower | 4A7A7024A1 |  | 4NXAB025AC3 | 13 | 16.75 | Yes | Yes | 2015-03-13 |  | 2
FALSE | 4A7A7024A1 | 4200 | 7050733 | AMERICAN STANDARD | 4A7A7024A1 | AC | Split System: Air-Cooled Condensing Unit, Coil with Blower | 4A7A7024A1 |  | 4NXAB025AC3 | 13 | 16.5 | Yes | Yes | 2015-03-13 |  | 2
FALSE | 4A7A7024A1 | 4200 | 7050735 | AMERICAN STANDARD | 4A7A7024A1 | AC | Split System: Air-Cooled Condensing Unit, Coil with Blower | 4A7A7024A1 |  | 4NXAB025AC3 | 13 | 16.25 | Yes | Yes | 2015-03-13 |  | 2
FALSE | 4TTR6036B1 | 3674 | 7089787 | AMERICAN STANDARD | 4A7A6036H1 | AC | Split System: Air-Cooled Condensing Unit, Coil with Blower | 4TTR6036B1 |  | 4TXCC005CC3 | 12.5 | 15.5 | Yes | Yes | 2015-03-13 |  | 1
FALSE | 4TTR6030B1 | 3522 | 7054617 | AMERICAN STANDARD | 4A7A6030H1 | AC | Split System: Air-Cooled Condensing Unit, Coil with Blower | 4TTR6030B1 |  | 4NXAB031AC3 | 12.5 | 15 | Yes | Yes | 2015-03-13 |  | 1
FALSE | 4A7A7036A1 | 4207 | 7050868 | AMERICAN STANDARD | 4A7A7036A1 | AC | Split System: Air-Cooled Condensing Unit, Coil with Blower | 4A7A7036A1 |  | 4NXAB031AC3 | 12.2 | 16 | Yes | Yes | 2015-03-13 |  | 0
FALSE | 4A7A7036A1 | 4207 | 7050874 | AMERICAN STANDARD | 4A7A7036A1 | AC | Split System: Air-Cooled Condensing Unit, Coil with Blower | 4A7A7036A1 |  | 4NXAB031AC3 | 12.2 | 16 | Yes | Yes | 2015-03-13 |  | 0
FALSE | 4A7A7036A1 | 4207 | 7050878 | AMERICAN STANDARD | 4A7A7036A1 | AC | Split System: Air-Cooled Condensing Unit, Coil with Blower | 4A7A7036A1 |  | 4NXAB031AC3 | 12.2 | 16 | Yes | Yes | 2015-03-13 |  | 0
FALSE | 4A7A7036A1 | 4207 | 7050880 | AMERICAN STANDARD | 4A7A7036A1 | AC | Split System: Air-Cooled Condensing Unit, Coil with Blower | 4A7A7036A1 |  | 4NXAB031AC3 | 12 | 16 | Yes | Yes | 2015-03-13 |  | 0
FALSE | 4A7A7036A1 | 4207 | 7050882 | AMERICAN STANDARD | 4A7A7036A1 | AC | Split System: Air-Cooled Condensing Unit, Coil with Blower | 4A7A7036A1 |  | 4NXAB031AC3 | 12.2 | 16.25 | Yes | Yes | 2015-03-13 |  | 0
FALSE | 4A7A7036A1 | 4207 | 7050885 | AMERICAN STANDARD | 4A7A7036A1 | AC | Split System: Air-Cooled Condensing Unit, Coil with Blower | 4A7A7036A1 |  | 4NXAB031AC3 | 12 | 15.75 | Yes | Yes | 2015-03-13 |  | 0
FALSE | 4A7A7036A1 | 4207 | 7050887 | AMERICAN STANDARD | 4A7A7036A1 | AC | Split System: Air-Cooled Condensing Unit, Coil with Blower | 4A7A7036A1 |  | 4NXAB031AC3 | 12.2 | 16.25 | Yes | Yes | 2015-03-13 |  | 0
FALSE | 4A7A7036A1 | 4207 | 7050889 | AMERICAN STANDARD | 4A7A7036A1 | AC | Split System: Air-Cooled Condensing Unit, Coil with Blower | 4A7A7036A1 |  | 4NXAB031AC3 | 12 | 16 | Yes | Yes | 2015-03-13 |  | 0
FALSE | 4A7A7036A1 | 4207 | 7050893 | AMERICAN STANDARD | 4A7A7036A1 | AC | Split System: Air-Cooled Condensing Unit, Coil with Blower | 4A7A7036A1 |  | 4NXAB031AC3 | 12 | 15.75 | Yes | Yes | 2015-03-13 |  | 0
FALSE | 4A7A7036A1 | 4207 | 7050895 | AMERICAN STANDARD | 4A7A7036A1 | AC | Split System: Air-Cooled Condensing Unit, Coil with Blower | 4A7A7036A1 |  | 4NXAB031AC3 | 12 | 15.5 | Yes | Yes | 2015-03-13 |  | 0
FALSE | 4A7A7036A1 | 4207 | 7050900 | AMERICAN STANDARD | 4A7A7036A1 | AC | Split System: Air-Cooled Condensing Unit, Coil with Blower | 4A7A7036A1 |  | 4NXAB031AC3 | 12 | 15.5 | Yes | Yes | 2015-03-13 |  | 0
FALSE | 4A7A7036A1 | 4207 | 7050908 | AMERICAN STANDARD | 4A7A7036A1 | AC | Split System: Air-Cooled Condensing Unit, Coil with Blower | 4A7A7036A1 |  | 4NXAB031AC3 | 12 | 15.75 | Yes | Yes | 2015-03-13 |  | 0
FALSE | 4TTR6030B1 | 3522 | 7054621 | AMERICAN STANDARD | 4A7A6030H1 | AC | Split System: Air-Cooled Condensing Unit, Coil with Blower | 4TTR6030B1 |  | 4NXAB031AC3 | 12.5 | 14.75 | Yes | Yes | 2015-03-13 |  | 0
FALSE | 4TTR6030B1 | 3522 | 7054622 | AMERICAN STANDARD | 4A7A6030H1 | AC | Split System: Air-Cooled Condensing Unit, Coil with Blower | 4TTR6030B1 |  | 4NXAB031AC3 | 12.5 | 15 | Yes | Yes | 2015-03-13 |  | 1
FALSE | 4TTR6036B1 | 3674 | 7054693 | AMERICAN STANDARD | 4A7A6036H1 | AC | Split System: Air-Cooled Condensing Unit, Coil with Blower | 4TTR6036B1 |  | 4NXAB031AC3 | 12.5 | 15 | Yes | Yes | 2015-03-13 |  | 1
FALSE | 4TTR6036B1 | 3674 | 7054694 | AMERICAN STANDARD | 4A7A6036H1 | AC | Split System: Air-Cooled Condensing Unit, Coil with Blower | 4TTR6036B1 |  | 4NXAB031AC3 | 12.2 | 14.75 | Yes | Yes | 2015-03-13 |  | 0
FALSE | 4TTR6036B1 | 3674 | 7054695 | AMERICAN STANDARD | 4A7A6036H1 | AC | Split System: Air-Cooled Condensing Unit, Coil with Blower | 4TTR6036B1 |  | 4NXAB031AC3 | 12.2 | 14.75 | Yes | Yes | 2015-03-13 |  | 0
FALSE | 4TTR6036B1 | 3674 | 7054696 | AMERICAN STANDARD | 4A7A6036H1 | AC | Split System: Air-Cooled Condensing Unit, Coil with Blower | 4TTR6036B1 |  | 4NXAB031AC3 | 12.5 | 15 | Yes | Yes | 2015-03-13 |  | 1
FALSE | 4TTR6036B1 | 3674 | 7054697 | AMERICAN STANDARD | 4A7A6036H1 | AC | Split System: Air-Cooled Condensing Unit, Coil with Blower | 4TTR6036B1 |  | 4NXAB031AC3 | 12 | 14.5 | Yes | Yes | 2015-03-13 |  | 0
FALSE | 4TTR6024B1 | 3503 | 7054564 | AMERICAN STANDARD | 4A7A6024H1 | AC | Split System: Air-Cooled Condensing Unit, Coil with Blower | 4TTR6024B1 |  | 4NXAB031AC3 | 12.5 | 15.75 | Yes | Yes | 2015-03-13 |  | 1
FALSE | 4TTR6024B1 | 3503 | 7054568 | AMERICAN STANDARD | 4A7A6024H1 | AC | Split System: Air-Cooled Condensing Unit, Coil with Blower | 4TTR6024B1 |  | 4NXAB031AC3 | 12.5 | 15 | Yes | Yes | 2015-03-13 |  | 1
FALSE | 4TTR6024B1 | 3503 | 7054569 | AMERICAN STANDARD | 4A7A6024H1 | AC | Split System: Air-Cooled Condensing Unit, Coil with Blower | 4TTR6024B1 |  | 4NXAB031AC3 | 13 | 16 | Yes | Yes | 2015-03-13 |  | 2
FALSE | 4TTR6024B1 | 3503 | 7054550 | AMERICAN STANDARD | 4A7A6024H1 | AC | Split System: Air-Cooled Condensing Unit, Coil with Blower | 4TTR6024B1 |  | 4NXAB025AC3 | 13 | 16 | Yes | Yes | 2015-03-13 |  | 2
FALSE | 4A7A7036A1 | 4207 | 7050910 | AMERICAN STANDARD | 4A7A7036A1 | AC | Split System: Air-Cooled Condensing Unit, Coil with Blower | 4A7A7036A1 |  | 4NXAB031AC3 | 12 | 15.75 | Yes | Yes | 2015-03-13 |  | 0
FALSE | 4A7A7036A1 | 4207 | 7050911 | AMERICAN STANDARD | 4A7A7036A1 | AC | Split System: Air-Cooled Condensing Unit, Coil with Blower | 4A7A7036A1 |  | 4NXAB031AC3 | 12 | 16 | Yes | Yes | 2015-03-13 |  | 0
FALSE | 4A7A7036A1 | 4207 | 7050913 | AMERICAN STANDARD | 4A7A7036A1 | AC | Split System: Air-Cooled Condensing Unit, Coil with Blower | 4A7A7036A1 |  | 4NXAB031AC3 | 12 | 15.5 | Yes | Yes | 2015-03-13 |  | 0
FALSE | 4A7A7036A1 | 4207 | 7050915 | AMERICAN STANDARD | 4A7A7036A1 | AC | Split System: Air-Cooled Condensing Unit, Coil with Blower | 4A7A7036A1 |  | 4NXAB031AC3 | 12 | 16 | Yes | Yes | 2015-03-13 |  | 0
FALSE | 4A7A7036A1 | 4207 | 7050811 | AMERICAN STANDARD | 4A7A7036A1 | AC | Split System: Air-Cooled Condensing Unit, Coil with Blower | 4A7A7036A1 |  | 4NXAB031AC3 | 12.2 | 16.25 | Yes | Yes | 2015-03-13 |  | 0
FALSE | 4A7A7036A1 | 4207 | 7050815 | AMERICAN STANDARD | 4A7A7036A1 | AC | Split System: Air-Cooled Condensing Unit, Coil with Blower | 4A7A7036A1 |  | 4NXAB031AC3 | 12.2 | 16.25 | Yes | Yes | 2015-03-13 |  | 0
FALSE | 4A7A7036A1 | 4207 | 7050817 | AMERICAN STANDARD | 4A7A7036A1 | AC | Split System: Air-Cooled Condensing Unit, Coil with Blower | 4A7A7036A1 |  | 4NXAB031AC3 | 12 | 15.5 | Yes | Yes | 2015-03-13 |  | 0
FALSE | 4A7A7036A1 | 4207 | 7050824 | AMERICAN STANDARD | 4A7A7036A1 | AC | Split System: Air-Cooled Condensing Unit, Coil with Blower | 4A7A7036A1 |  | 4NXAB031AC3 | 12 | 15.5 | Yes | Yes | 2015-03-13 |  | 0
FALSE | 4A7A7036A1 | 4207 | 7050828 | AMERICAN STANDARD | 4A7A7036A1 | AC | Split System: Air-Cooled Condensing Unit, Coil with Blower | 4A7A7036A1 |  | 4NXAB031AC3 | 12 | 16 | Yes | Yes | 2015-03-13 |  | 0
FALSE | 4TTR6030B1 | 3522 | 7054613 | AMERICAN STANDARD | 4A7A6030H1 | AC | Split System: Air-Cooled Condensing Unit, Coil with Blower | 4TTR6030B1 |  | 4NXAB031AC3 | 12.5 | 15.25 | Yes | Yes | 2015-03-13 |  | 1
FALSE | 4A7A7036A1 | 4207 | 7050857 | AMERICAN STANDARD | 4A7A7036A1 | AC | Split System: Air-Cooled Condensing Unit, Coil with Blower | 4A7A7036A1 |  | 4NXAB031AC3 | 12.2 | 16 | Yes | Yes | 2015-03-13 |  | 0
FALSE | 4A7A7036A1 | 4207 | 7050995 | AMERICAN STANDARD | 4A7A7036A1 | AC | Split System: Air-Cooled Condensing Unit, Coil with Blower | 4A7A7036A1 |  | 4NXAB036AC3 | 12.5 | 17 | Yes | Yes | 2015-03-13 |  | 1
FALSE | 4A7A7036A1 | 4207 | 7050925 | AMERICAN STANDARD | 4A7A7036A1 | AC | Split System: Air-Cooled Condensing Unit, Coil with Blower | 4A7A7036A1 |  | 4NXAB036AC3 | 12.5 | 17 | Yes | Yes | 2015-03-13 |  | 1
FALSE | 4A7A7036A1 | 4207 | 7050993 | AMERICAN STANDARD | 4A7A7036A1 | AC | Split System: Air-Cooled Condensing Unit, Coil with Blower | 4A7A7036A1 |  | 4NXAB036AC3 | 12.5 | 17 | Yes | Yes | 2015-03-13 |  | 1
FALSE | 4A7A7036A1 | 4207 | 7050994 | AMERICAN STANDARD | 4A7A7036A1 | AC | Split System: Air-Cooled Condensing Unit, Coil with Blower | 4A7A7036A1 |  | 4NXAB036AC3 | 12.5 | 17 | Yes | Yes | 2015-03-13 |  | 1
FALSE | 4TTR6030B1 | 3522 | 7054626 | AMERICAN STANDARD | 4A7A6030H1 | AC | Split System: Air-Cooled Condensing Unit, Coil with Blower | 4TTR6030B1 |  | 4NXAB032AC3 | 12.5 | 15.5 | Yes | Yes | 2015-03-13 |  | 1
FALSE | 4TTR6030B1 | 3522 | 7054628 | AMERICAN STANDARD | 4A7A6030H1 | AC | Split System: Air-Cooled Condensing Unit, Coil with Blower | 4TTR6030B1 |  | 4NXAB032AC3 | 12.5 | 15.75 | Yes | Yes | 2015-03-13 |  | 1
FALSE | 4TTR6024B1 | 3503 | 7054582 | AMERICAN STANDARD | 4A7A6024H1 | AC | Split System: Air-Cooled Condensing Unit, Coil with Blower | 4TTR6024B1 |  | 4NXAB032AC3 | 12.5 | 15 | Yes | Yes | 2015-03-13 |  | 1
FALSE | 4A7A7024A1 | 4200 | 7050798 | AMERICAN STANDARD | 4A7A7024A1 | AC | Split System: Air-Cooled Condensing Unit, Coil with Blower | 4A7A7024A1 |  | 4NXAB032AC3 | 13 | 16 | Yes | Yes | 2015-03-13 |  | 2
FALSE | 4A7A7024A1 | 4200 | 7050800 | AMERICAN STANDARD | 4A7A7024A1 | AC | Split System: Air-Cooled Condensing Unit, Coil with Blower | 4A7A7024A1 |  | 4NXAB032AC3 | 13 | 16 | Yes | Yes | 2015-03-13 |  | 2
FALSE | 4A7A7024A1 | 4200 | 7050803 | AMERICAN STANDARD | 4A7A7024A1 | AC | Split System: Air-Cooled Condensing Unit, Coil with Blower | 4A7A7024A1 |  | 4NXAB032AC3 | 13 | 17 | Yes | Yes | 2015-03-13 |  | 2
FALSE | 4A7A7024A1 | 4200 | 7050807 | AMERICAN STANDARD | 4A7A7024A1 | AC | Split System: Air-Cooled Condensing Unit, Coil with Blower | 4A7A7024A1 |  | 4NXAB032AC3 | 13 | 17 | Yes | Yes | 2015-03-13 |  | 2
FALSE | 4A7A7024A1 | 4200 | 7050809 | AMERICAN STANDARD | 4A7A7024A1 | AC | Split System: Air-Cooled Condensing Unit, Coil with Blower | 4A7A7024A1 |  | 4NXAB032AC3 | 13 | 17 | Yes | Yes | 2015-03-13 |  | 2
FALSE | 4A7A7024A1 | 4200 | 7050767 | AMERICAN STANDARD | 4A7A7024A1 | AC | Split System: Air-Cooled Condensing Unit, Coil with Blower | 4A7A7024A1 |  | 4NXAB032AC3 | 13 | 17.25 | Yes | Yes | 2015-03-13 |  | 2
FALSE | 4A7A7024A1 | 4200 | 7050771 | AMERICAN STANDARD | 4A7A7024A1 | AC | Split System: Air-Cooled Condensing Unit, Coil with Blower | 4A7A7024A1 |  | 4NXAB032AC3 | 13 | 16 | Yes | Yes | 2015-03-13 |  | 2
FALSE | 4A7A7024A1 | 4200 | 7050773 | AMERICAN STANDARD | 4A7A7024A1 | AC | Split System: Air-Cooled Condensing Unit, Coil with Blower | 4A7A7024A1 |  | 4NXAB032AC3 | 13 | 16.25 | Yes | Yes | 2015-03-13 |  | 2
FALSE | 4TTR6024B1 | 3503 | 7054587 | AMERICAN STANDARD | 4A7A6024H1 | AC | Split System: Air-Cooled Condensing Unit, Coil with Blower | 4TTR6024B1 |  | 4NXAB032AC3 | 12.5 | 15.75 | Yes | Yes | 2015-03-13 |  | 1
FALSE | 4A7A7036A1 | 4207 | 7050962 | AMERICAN STANDARD | 4A7A7036A1 | AC | Split System: Air-Cooled Condensing Unit, Coil with Blower | 4A7A7036A1 |  | 4NXAB036AC3 | 12.2 | 16 | Yes | Yes | 2015-03-13 |  | 0
FALSE | 4A7A7036A1 | 4207 | 7050964 | AMERICAN STANDARD | 4A7A7036A1 | AC | Split System: Air-Cooled Condensing Unit, Coil with Blower | 4A7A7036A1 |  | 4NXAB036AC3 | 12.2 | 16 | Yes | Yes | 2015-03-13 |  | 0
FALSE | 4A7A7036A1 | 4207 | 7050966 | AMERICAN STANDARD | 4A7A7036A1 | AC | Split System: Air-Cooled Condensing Unit, Coil with Blower | 4A7A7036A1 |  | 4NXAB036AC3 | 12 | 15.75 | Yes | Yes | 2015-03-13 |  | 0
FALSE | 4A7A7036A1 | 4207 | 7050968 | AMERICAN STANDARD | 4A7A7036A1 | AC | Split System: Air-Cooled Condensing Unit, Coil with Blower | 4A7A7036A1 |  | 4NXAB036AC3 | 12 | 15.75 | Yes | Yes | 2015-03-13 |  | 0
FALSE | 4A7A7036A1 | 4207 | 7050972 | AMERICAN STANDARD | 4A7A7036A1 | AC | Split System: Air-Cooled Condensing Unit, Coil with Blower | 4A7A7036A1 |  | 4NXAB036AC3 | 12.2 | 16.25 | Yes | Yes | 2015-03-13 |  | 0
FALSE | 4A7A7036A1 | 4207 | 7050975 | AMERICAN STANDARD | 4A7A7036A1 | AC | Split System: Air-Cooled Condensing Unit, Coil with Blower | 4A7A7036A1 |  | 4NXAB036AC3 | 12 | 15.5 | Yes | Yes | 2015-03-13 |  | 0
FALSE | 4TTR6036B1 | 3674 | 7054717 | AMERICAN STANDARD | 4A7A6036H1 | AC | Split System: Air-Cooled Condensing Unit, Coil with Blower | 4TTR6036B1 |  | 4NXAB036AC3 | 12.2 | 14.75 | Yes | Yes | 2015-03-13 |  | 0
FALSE | 4TTR6042B1 | 3680 | 7054755 | AMERICAN STANDARD | 4A7A6042H1 | AC | Split System: Air-Cooled Condensing Unit, Coil with Blower | 4TTR6042B1 |  | 4NXAB036AC3 | 12.2 | 14.5 | Yes | Yes | 2015-03-13 |  | 0
FALSE | 4TTR6042B1 | 3680 | 7054757 | AMERICAN STANDARD | 4A7A6042H1 | AC | Split System: Air-Cooled Condensing Unit, Coil with Blower | 4TTR6042B1 |  | 4NXAB036AC3 | 12.2 | 14.5 | Yes | Yes | 2015-03-13 |  | 0
FALSE | 4TTR6042B1 | 3680 | 7054752 | AMERICAN STANDARD | 4A7A6042H1 | AC | Split System: Air-Cooled Condensing Unit, Coil with Blower | 4TTR6042B1 |  | 4NXAB036AC3 | 12.2 | 14.5 | Yes | Yes | 2015-03-13 |  | 0
FALSE | 4TTR6042B1 | 3680 | 7054753 | AMERICAN STANDARD | 4A7A6042H1 | AC | Split System: Air-Cooled Condensing Unit, Coil with Blower | 4TTR6042B1 |  | 4NXAB036AC3 | 12.5 | 15.25 | Yes | Yes | 2015-03-13 |  | 1
FALSE | 4TTR6024B1 | 3503 | 7054592 | AMERICAN STANDARD | 4A7A6024H1 | AC | Split System: Air-Cooled Condensing Unit, Coil with Blower | 4TTR6024B1 |  | 4NXAB036AC3 | 12.5 | 15 | Yes | Yes | 2015-03-13 |  | 1
FALSE | 4TTR6030B1 | 3522 | 7054673 | AMERICAN STANDARD | 4A7A6030H1 | AC | Split System: Air-Cooled Condensing Unit, Coil with Blower | 4TTR6030B1 |  | 4NXAB036AC3 | 12.5 | 14.75 | Yes | Yes | 2015-03-13 |  | 0
FALSE | 4TTR6030B1 | 3522 | 7054654 | AMERICAN STANDARD | 4A7A6030H1 | AC | Split System: Air-Cooled Condensing Unit, Coil with Blower | 4TTR6030B1 |  | 4NXAB036AC3 | 12.5 | 15 | Yes | Yes | 2015-03-13 |  | 1
FALSE | 4TTR6036B1 | 3674 | 7054703 | AMERICAN STANDARD | 4A7A6036H1 | AC | Split System: Air-Cooled Condensing Unit, Coil with Blower | 4TTR6036B1 |  | 4NXAB036AC3 | 12.5 | 15 | Yes | Yes | 2015-03-13 |  | 1
FALSE | 4TTR6036B1 | 3674 | 7054704 | AMERICAN STANDARD | 4A7A6036H1 | AC | Split System: Air-Cooled Condensing Unit, Coil with Blower | 4TTR6036B1 |  | 4NXAB036AC3 | 12.5 | 15 | Yes | Yes | 2015-03-13 |  | 1
FALSE | 4TTR6036B1 | 3674 | 7054707 | AMERICAN STANDARD | 4A7A6036H1 | AC | Split System: Air-Cooled Condensing Unit, Coil with Blower | 4TTR6036B1 |  | 4NXAB036AC3 | 12.5 | 15 | Yes | Yes | 2015-03-13 |  | 1
FALSE | 4TTR6036B1 | 3674 | 7054708 | AMERICAN STANDARD | 4A7A6036H1 | AC | Split System: Air-Cooled Condensing Unit, Coil with Blower | 4TTR6036B1 |  | 4NXAB036AC3 | 12.2 | 14.75 | Yes | Yes | 2015-03-13 |  | 0
FALSE | 4TTR6036B1 | 3674 | 7054710 | AMERICAN STANDARD | 4A7A6036H1 | AC | Split System: Air-Cooled Condensing Unit, Coil with Blower | 4TTR6036B1 |  | 4NXAB036AC3 | 12.2 | 14.75 | Yes | Yes | 2015-03-13 |  | 0
FALSE | 4TTR6036B1 | 3674 | 7054713 | AMERICAN STANDARD | 4A7A6036H1 | AC | Split System: Air-Cooled Condensing Unit, Coil with Blower | 4TTR6036B1 |  | 4NXAB036AC3 | 12.5 | 15 | Yes | Yes | 2015-03-13 |  | 1
FALSE | 4TTR6036B1 | 3674 | 7054714 | AMERICAN STANDARD | 4A7A6036H1 | AC | Split System: Air-Cooled Condensing Unit, Coil with Blower | 4TTR6036B1 |  | 4NXAB036AC3 | 12.5 | 15 | Yes | Yes | 2015-03-13 |  | 1
FALSE | 4TTR6036B1 | 3674 | 7054725 | AMERICAN STANDARD | 4A7A6036H1 | AC | Split System: Air-Cooled Condensing Unit, Coil with Blower | 4TTR6036B1 |  | 4NXAB036AC3 | 12 | 14.75 | Yes | Yes | 2015-03-13 |  | 0
FALSE | 4TTR6042B1 | 3680 | 7054746 | AMERICAN STANDARD | 4A7A6042H1 | AC | Split System: Air-Cooled Condensing Unit, Coil with Blower | 4TTR6042B1 |  | 4NXAB036AC3 | 12.5 | 15 | Yes | Yes | 2015-03-13 |  | 1
FALSE | 4A7A7036A1 | 4207 | 7050943 | AMERICAN STANDARD | 4A7A7036A1 | AC | Split System: Air-Cooled Condensing Unit, Coil with Blower | 4A7A7036A1 |  | 4NXAB036AC3 | 12.2 | 16.25 | Yes | Yes | 2015-03-13 |  | 0
FALSE | 4A7A7036A1 | 4207 | 7050946 | AMERICAN STANDARD | 4A7A7036A1 | AC | Split System: Air-Cooled Condensing Unit, Coil with Blower | 4A7A7036A1 |  | 4NXAB036AC3 | 12.2 | 16.25 | Yes | Yes | 2015-03-13 |  | 0
FALSE | 4A7A7060A1 | 289 | 7067607 | AMERICAN STANDARD | 4A7A7060A1 | AC | Split System: Air-Cooled Condensing Unit, Coil with Blower | 4A7A7060A1 |  | 4NXCD009AS3 | 12.2 | 15.5 | Yes | Yes | 2015-03-13 |  | 0
FALSE | 4A7A7060A1 | 289 | 7067608 | AMERICAN STANDARD, INC. | 4A7A7060A1 | AC | Split System: Air-Cooled Condensing Unit, Coil Alone | 4A7A7060A1 |  | 4NXCD009AS3 | 12.2 | 14.75 | Yes | Yes | 2015-03-13 |  | 0
FALSE | 4A7A7060A1 | 289 | 7067635 | AMERICAN STANDARD | 4A7A7060A1 | AC | Split System: Air-Cooled Condensing Unit, Coil with Blower | 4A7A7060A1 |  | 4NXCD009AS3+HORIZ-RT | 12.2 | 15.75 | Yes | Yes | 2015-03-13 |  | 0
FALSE | 4A7A7060A1 | 289 | 7067634 | AMERICAN STANDARD | 4A7A7060A1 | AC | Split System: Air-Cooled Condensing Unit, Coil with Blower | 4A7A7060A1 |  | 4NXCD009AS3+HORIZ-RT | 12.5 | 16 | Yes | Yes | 2015-03-13 |  | 1
FALSE | 4A7A7060A1 | 289 | 7067633 | AMERICAN STANDARD | 4A7A7060A1 | AC | Split System: Air-Cooled Condensing Unit, Coil with Blower | 4A7A7060A1 |  | 4NXCD009AS3+HORIZ-RT | 12.2 | 15.75 | Yes | Yes | 2015-03-13 |  | 0
FALSE | 4A7A7060A1 | 289 | 7067632 | AMERICAN STANDARD | 4A7A7060A1 | AC | Split System: Air-Cooled Condensing Unit, Coil with Blower | 4A7A7060A1 |  | 4NXCD009AS3+HORIZ-RT | 12.5 | 16 | Yes | Yes | 2015-03-13 |  | 1
FALSE | 4A7A7060A1 | 289 | 7067631 | AMERICAN STANDARD | 4A7A7060A1 | AC | Split System: Air-Cooled Condensing Unit, Coil with Blower | 4A7A7060A1 |  | 4NXCD009AS3+HORIZ-RT | 12.2 | 15.75 | Yes | Yes | 2015-03-13 |  | 0
FALSE | 4A7A7060A1 | 289 | 7067630 | AMERICAN STANDARD | 4A7A7060A1 | AC | Split System: Air-Cooled Condensing Unit, Coil with Blower | 4A7A7060A1 |  | 4NXCD009AS3+HORIZ-RT | 12.5 | 16 | Yes | Yes | 2015-03-13 |  | 1
FALSE | 4A7A7036A1 | 4207 | 7067568 | AMERICAN STANDARD | 4A7A7036A1 | AC | Split System: Air-Cooled Condensing Unit, Coil with Blower | 4A7A7036A1 |  | 4NXCC008AS3 | 12.2 | 16.5 | Yes | Yes | 2015-03-13 |  | 0
FALSE | 4A7A7036A1 | 4207 | 7067570 | AMERICAN STANDARD | 4A7A7036A1 | AC | Split System: Air-Cooled Condensing Unit, Coil with Blower | 4A7A7036A1 |  | 4NXCC008AS3 | 12.5 | 17.25 | Yes | Yes | 2015-03-13 |  | 1
FALSE | 4TTR6036B1 | 3674 | 7077654 | AMERICAN STANDARD | 4A7A6036H1 | AC | Split System: Air-Cooled Condensing Unit, Coil with Blower | 4TTR6036B1 |  | 4CXCB036CC3 | 12 | 14.5 | Yes | Yes | 2015-03-13 |  | 0
FALSE | 4A7A7060A1 | 289 | 7067629 | AMERICAN STANDARD | 4A7A7060A1 | AC | Split System: Air-Cooled Condensing Unit, Coil with Blower | 4A7A7060A1 |  | 4NXCD009AS3+HORIZ-RT | 12.2 | 15.75 | Yes | Yes | 2015-03-13 |  | 0
FALSE | 4A7A7060A1 | 289 | 7067628 | AMERICAN STANDARD | 4A7A7060A1 | AC | Split System: Air-Cooled Condensing Unit, Coil with Blower | 4A7A7060A1 |  | 4NXCD009AS3+HORIZ-RT | 12.2 | 15.75 | Yes | Yes | 2015-03-13 |  | 0
FALSE | 4A7A7060A1 | 289 | 7067620 | AMERICAN STANDARD | 4A7A7060A1 | AC | Split System: Air-Cooled Condensing Unit, Coil with Blower | 4A7A7060A1 |  | 4NXCD009AS3+HORIZ-RT | 12.2 | 15.75 | Yes | Yes | 2015-03-13 |  | 0
FALSE | 4A7A7060A1 | 289 | 7067637 | AMERICAN STANDARD | 4A7A7060A1 | AC | Split System: Air-Cooled Condensing Unit, Coil with Blower | 4A7A7060A1 |  | 4NXCD009AS3+HORIZ-RT | 12.2 | 15.75 | Yes | Yes | 2015-03-13 |  | 0
FALSE | 4A7A7060A1 | 289 | 7067638 | AMERICAN STANDARD, INC. | 4A7A7060A1 | AC | Split System: Air-Cooled Condensing Unit, Coil Alone | 4A7A7060A1 |  | 4NXCD009AS3+HORIZ-RT | 12.2 | 14.75 | Yes | Yes | 2015-03-13 |  | 0
FALSE | 4TTR6024B1 | 3503 | 7054589 | AMERICAN STANDARD | 4A7A6024H1 | AC | Split System: Air-Cooled Condensing Unit, Coil with Blower | 4TTR6024B1 |  | 4NXAB036AC3 | 12.5 | 15.75 | Yes | Yes | 2015-03-13 |  | 1
FALSE | 4TTR6030B1 | 3522 | 7054663 | AMERICAN STANDARD | 4A7A6030H1 | AC | Split System: Air-Cooled Condensing Unit, Coil with Blower | 4TTR6030B1 |  | 4NXAB036AC3 | 12.5 | 15 | Yes | Yes | 2015-03-13 |  | 1
FALSE | 4TTR6036B1 | 3674 | 7054718 | AMERICAN STANDARD | 4A7A6036H1 | AC | Split System: Air-Cooled Condensing Unit, Coil with Blower | 4TTR6036B1 |  | 4NXAB036AC3 | 12.2 | 14.5 | Yes | Yes | 2015-03-13 |  | 0
FALSE | 4A7A7024A1 | 4200 | 7067462 | AMERICAN STANDARD | 4A7A7024A1 | AC | Split System: Air-Cooled Condensing Unit, Coil with Blower | 4A7A7024A1 |  | 4NXCB003AS3 | 12.5 | 16.25 | Yes | Yes | 2015-03-13 |  | 1
FALSE | 4TTR6036B1 | 3674 | 7054730 | AMERICAN STANDARD | 4A7A6036H1 | AC | Split System: Air-Cooled Condensing Unit, Coil with Blower | 4TTR6036B1 |  | 4NXAB036AC3 | 12.5 | 15 | Yes | Yes | 2015-03-13 |  | 1
FALSE | 4TTR6036B1 | 3674 | 7054732 | AMERICAN STANDARD | 4A7A6036H1 | AC | Split System: Air-Cooled Condensing Unit, Coil with Blower | 4TTR6036B1 |  | 4NXAB036AC3 | 12.5 | 15.5 | Yes | Yes | 2015-03-13 |  | 1
FALSE | 4TTR6036B1 | 3674 | 7054724 | AMERICAN STANDARD | 4A7A6036H1 | AC | Split System: Air-Cooled Condensing Unit, Coil with Blower | 4TTR6036B1 |  | 4NXAB036AC3 | 12.5 | 15 | Yes | Yes | 2015-03-13 |  | 1
FALSE | 4TTR6042B1 | 3680 | 7054739 | AMERICAN STANDARD | 4A7A6042H1 | AC | Split System: Air-Cooled Condensing Unit, Coil with Blower | 4TTR6042B1 |  | 4NXAB036AC3 | 12.5 | 15 | Yes | Yes | 2015-03-13 |  | 1
FALSE | 4TTR6042B1 | 3680 | 7054740 | AMERICAN STANDARD | 4A7A6042H1 | AC | Split System: Air-Cooled Condensing Unit, Coil with Blower | 4TTR6042B1 |  | 4NXAB036AC3 | 12.5 | 15.25 | Yes | Yes | 2015-03-13 |  | 1
FALSE | 4TTR6042B1 | 3680 | 7054741 | AMERICAN STANDARD | 4A7A6042H1 | AC | Split System: Air-Cooled Condensing Unit, Coil with Blower | 4TTR6042B1 |  | 4NXAB036AC3 | 12.5 | 15.25 | Yes | Yes | 2015-03-13 |  | 1
FALSE | 4TTR6042B1 | 3680 | 7054742 | AMERICAN STANDARD | 4A7A6042H1 | AC | Split System: Air-Cooled Condensing Unit, Coil with Blower | 4TTR6042B1 |  | 4NXAB036AC3 | 12.5 | 15.25 | Yes | Yes | 2015-03-13 |  | 1
FALSE | 4TTR6042B1 | 3680 | 7054743 | AMERICAN STANDARD | 4A7A6042H1 | AC | Split System: Air-Cooled Condensing Unit, Coil with Blower | 4TTR6042B1 |  | 4NXAB036AC3 | 12.5 | 15.25 | Yes | Yes | 2015-03-13 |  | 1
FALSE | 4TTR6042B1 | 3680 | 7054735 | AMERICAN STANDARD | 4A7A6042H1 | AC | Split System: Air-Cooled Condensing Unit, Coil with Blower | 4TTR6042B1 |  | 4NXAB036AC3 | 12.2 | 14.75 | Yes | Yes | 2015-03-13 |  | 0
FALSE | 4TTR6042B1 | 3680 | 7054736 | AMERICAN STANDARD | 4A7A6042H1 | AC | Split System: Air-Cooled Condensing Unit, Coil with Blower | 4TTR6042B1 |  | 4NXAB036AC3 | 12.2 | 14.75 | Yes | Yes | 2015-03-13 |  | 0
FALSE | 4TTR6036B1 | 3674 | 7054719 | AMERICAN STANDARD | 4A7A6036H1 | AC | Split System: Air-Cooled Condensing Unit, Coil with Blower | 4TTR6036B1 |  | 4NXAB036AC3 | 12.5 | 15.5 | Yes | Yes | 2015-03-13 |  | 1
FALSE | 4TTR6036B1 | 3674 | 7054721 | AMERICAN STANDARD | 4A7A6036H1 | AC | Split System: Air-Cooled Condensing Unit, Coil with Blower | 4TTR6036B1 |  | 4NXAB036AC3 | 12.5 | 15.5 | Yes | Yes | 2015-03-13 |  | 1
FALSE | 4TTR6036B1 | 3674 | 7054722 | AMERICAN STANDARD | 4A7A6036H1 | AC | Split System: Air-Cooled Condensing Unit, Coil with Blower | 4TTR6036B1 |  | 4NXAB036AC3 | 12.5 | 15.5 | Yes | Yes | 2015-03-13 |  | 1
FALSE | 4TTR6042B1 | 3680 | 7054737 | AMERICAN STANDARD | 4A7A6042H1 | AC | Split System: Air-Cooled Condensing Unit, Coil with Blower | 4TTR6042B1 |  | 4NXAB036AC3 | 12.2 | 14.5 | Yes | Yes | 2015-03-13 |  | 0
FALSE | 4TTR6042B1 | 3680 | 7054738 | AMERICAN STANDARD | 4A7A6042H1 | AC | Split System: Air-Cooled Condensing Unit, Coil with Blower | 4TTR6042B1 |  | 4NXAB036AC3 | 12.5 | 15.25 | Yes | Yes | 2015-03-13 |  | 1
FALSE | 4A7A7036A1 | 4207 | 7067499 | AMERICAN STANDARD | 4A7A7036A1 | AC | Split System: Air-Cooled Condensing Unit, Coil with Blower | 4A7A7036A1 |  | 4NXCB004AS3+HORIZ-RT | 12.2 | 16.5 | Yes | Yes | 2015-03-13 |  | 0
FALSE | 4A7A7036A1 | 4207 | 7067500 | AMERICAN STANDARD | 4A7A7036A1 | AC | Split System: Air-Cooled Condensing Unit, Coil with Blower | 4A7A7036A1 |  | 4NXCB004AS3+HORIZ-RT | 12.2 | 17 | Yes | Yes | 2015-03-13 |  | 0
FALSE | 4A7A7036A1 | 4207 | 7067502 | AMERICAN STANDARD | 4A7A7036A1 | AC | Split System: Air-Cooled Condensing Unit, Coil with Blower | 4A7A7036A1 |  | 4NXCB004AS3+HORIZ-RT | 12.2 | 16.5 | Yes | Yes | 2015-03-13 |  | 0
FALSE | 4A7A7036A1 | 4207 | 7067503 | AMERICAN STANDARD | 4A7A7036A1 | AC | Split System: Air-Cooled Condensing Unit, Coil with Blower | 4A7A7036A1 |  | 4NXCB004AS3+HORIZ-RT | 12.2 | 16.5 | Yes | Yes | 2015-03-13 |  | 0
FALSE | 4A7A7036A1 | 4207 | 7067507 | AMERICAN STANDARD | 4A7A7036A1 | AC | Split System: Air-Cooled Condensing Unit, Coil with Blower | 4A7A7036A1 |  | 4NXCB004AS3+HORIZ-RT | 12.2 | 16.5 | Yes | Yes | 2015-03-13 |  | 0
FALSE | 4A7A7036A1 | 4207 | 7067550 | AMERICAN STANDARD | 4A7A7036A1 | AC | Split System: Air-Cooled Condensing Unit, Coil with Blower | 4A7A7036A1 |  | 4NXCC005AS3+HORIZ-RT | 12.2 | 16.75 | Yes | Yes | 2015-03-13 |  | 0
FALSE | 4A7A7036A1 | 4207 | 7067547 | AMERICAN STANDARD | 4A7A7036A1 | AC | Split System: Air-Cooled Condensing Unit, Coil with Blower | 4A7A7036A1 |  | 4NXCC005AS3+HORIZ-RT | 12.2 | 16.75 | Yes | Yes | 2015-03-13 |  | 0
FALSE | 4A7A7036A1 | 4207 | 7067545 | AMERICAN STANDARD | 4A7A7036A1 | AC | Split System: Air-Cooled Condensing Unit, Coil with Blower | 4A7A7036A1 |  | 4NXCC005AS3+HORIZ-RT | 12.2 | 16.75 | Yes | Yes | 2015-03-13 |  | 0
FALSE | 4A7A7036A1 | 4207 | 7067544 | AMERICAN STANDARD | 4A7A7036A1 | AC | Split System: Air-Cooled Condensing Unit, Coil with Blower | 4A7A7036A1 |  | 4NXCC005AS3+HORIZ-RT | 12.5 | 17.25 | Yes | Yes | 2015-03-13 |  | 1
FALSE | 4A7A7036A1 | 4207 | 7067557 | AMERICAN STANDARD | 4A7A7036A1 | AC | Split System: Air-Cooled Condensing Unit, Coil with Blower | 4A7A7036A1 |  | 4NXCC005AS3+HORIZ-RT | 12.2 | 16.75 | Yes | Yes | 2015-03-13 |  | 0
FALSE | 4A7A7036A1 | 4207 | 7067555 | AMERICAN STANDARD | 4A7A7036A1 | AC | Split System: Air-Cooled Condensing Unit, Coil with Blower | 4A7A7036A1 |  | 4NXCC005AS3+HORIZ-RT | 12.5 | 17 | Yes | Yes | 2015-03-13 |  | 1
FALSE | 4A7A7036A1 | 4207 | 7067554 | AMERICAN STANDARD | 4A7A7036A1 | AC | Split System: Air-Cooled Condensing Unit, Coil with Blower | 4A7A7036A1 |  | 4NXCC005AS3+HORIZ-RT | 12.2 | 16.5 | Yes | Yes | 2015-03-13 |  | 0
FALSE | 4A7A7036A1 | 4207 | 7067552 | AMERICAN STANDARD | 4A7A7036A1 | AC | Split System: Air-Cooled Condensing Unit, Coil with Blower | 4A7A7036A1 |  | 4NXCC005AS3+HORIZ-RT | 12.5 | 17.25 | Yes | Yes | 2015-03-13 |  | 1
FALSE | 4A7A7036A1 | 4207 | 7067528 | AMERICAN STANDARD | 4A7A7036A1 | AC | Split System: Air-Cooled Condensing Unit, Coil with Blower | 4A7A7036A1 |  | 4NXCC005AS3+HORIZ-RT | 12.5 | 17.25 | Yes | Yes | 2015-03-13 |  | 1
FALSE | 4A7A7036A1 | 4207 | 7067558 | AMERICAN STANDARD | 4A7A7036A1 | AC | Split System: Air-Cooled Condensing Unit, Coil with Blower | 4A7A7036A1 |  | 4NXCC005AS3+HORIZ-RT | 12.5 | 17.25 | Yes | Yes | 2015-03-13 |  | 1
FALSE | 4A7A7036A1 | 4207 | 7067531 | AMERICAN STANDARD | 4A7A7036A1 | AC | Split System: Air-Cooled Condensing Unit, Coil with Blower | 4A7A7036A1 |  | 4NXCC005AS3+HORIZ-RT | 12.5 | 17.25 | Yes | Yes | 2015-03-13 |  | 1
FALSE | 4A7A7036A1 | 4207 | 7067533 | AMERICAN STANDARD | 4A7A7036A1 | AC | Split System: Air-Cooled Condensing Unit, Coil with Blower | 4A7A7036A1 |  | 4NXCC005AS3+HORIZ-RT | 12.5 | 17.25 | Yes | Yes | 2015-03-13 |  | 1
FALSE | 4A7A7036A1 | 4207 | 7067534 | AMERICAN STANDARD | 4A7A7036A1 | AC | Split System: Air-Cooled Condensing Unit, Coil with Blower | 4A7A7036A1 |  | 4NXCC005AS3+HORIZ-RT | 12.5 | 17.25 | Yes | Yes | 2015-03-13 |  | 1
FALSE | 4A7A7036A1 | 4207 | 7067536 | AMERICAN STANDARD | 4A7A7036A1 | AC | Split System: Air-Cooled Condensing Unit, Coil with Blower | 4A7A7036A1 |  | 4NXCC005AS3+HORIZ-RT | 12.5 | 17.5 | Yes | Yes | 2015-03-13 |  | 1
FALSE | 4A7A7036A1 | 4207 | 7067537 | AMERICAN STANDARD | 4A7A7036A1 | AC | Split System: Air-Cooled Condensing Unit, Coil with Blower | 4A7A7036A1 |  | 4NXCC005AS3+HORIZ-RT | 12.5 | 17.25 | Yes | Yes | 2015-03-13 |  | 1
FALSE | 4A7A7036A1 | 4207 | 7067491 | AMERICAN STANDARD | 4A7A7036A1 | AC | Split System: Air-Cooled Condensing Unit, Coil with Blower | 4A7A7036A1 |  | 4NXCB004AS3 | 12.2 | 16.75 | Yes | Yes | 2015-03-13 |  | 0
FALSE | 4A7A7036A1 | 4207 | 7067526 | AMERICAN STANDARD | 4A7A7036A1 | AC | Split System: Air-Cooled Condensing Unit, Coil with Blower | 4A7A7036A1 |  | 4NXCC005AS3 | 12.5 | 17 | Yes | Yes | 2015-03-13 |  | 1
FALSE | 4A7A7036A1 | 4207 | 7067525 | AMERICAN STANDARD | 4A7A7036A1 | AC | Split System: Air-Cooled Condensing Unit, Coil with Blower | 4A7A7036A1 |  | 4NXCC005AS3 | 12.5 | 17 | Yes | Yes | 2015-03-13 |  | 1
FALSE | 4A7A7036A1 | 4207 | 7067520 | AMERICAN STANDARD | 4A7A7036A1 | AC | Split System: Air-Cooled Condensing Unit, Coil with Blower | 4A7A7036A1 |  | 4NXCC005AS3 | 12.5 | 17 | Yes | Yes | 2015-03-13 |  | 1
FALSE | 4A7A7036A1 | 4207 | 7067521 | AMERICAN STANDARD | 4A7A7036A1 | AC | Split System: Air-Cooled Condensing Unit, Coil with Blower | 4A7A7036A1 |  | 4NXCC005AS3 | 12.5 | 17 | Yes | Yes | 2015-03-13 |  | 1
FALSE | 4A7A7036A1 | 4207 | 7067516 | AMERICAN STANDARD | 4A7A7036A1 | AC | Split System: Air-Cooled Condensing Unit, Coil with Blower | 4A7A7036A1 |  | 4NXCC005AS3 | 12.2 | 16.5 | Yes | Yes | 2015-03-13 |  | 0
FALSE | 4A7A7036A1 | 4207 | 7067518 | AMERICAN STANDARD | 4A7A7036A1 | AC | Split System: Air-Cooled Condensing Unit, Coil with Blower | 4A7A7036A1 |  | 4NXCC005AS3 | 12.5 | 17.25 | Yes | Yes | 2015-03-13 |  | 1
FALSE | 4A7A7036A1 | 4207 | 7067563 | AMERICAN STANDARD | 4A7A7036A1 | AC | Split System: Air-Cooled Condensing Unit, Coil with Blower | 4A7A7036A1 |  | 4NXCC008AS3 | 12.5 | 17 | Yes | Yes | 2015-03-13 |  | 1
FALSE | 4A7A7036A1 | 4207 | 7067566 | AMERICAN STANDARD | 4A7A7036A1 | AC | Split System: Air-Cooled Condensing Unit, Coil with Blower | 4A7A7036A1 |  | 4NXCC008AS3 | 12.2 | 17 | Yes | Yes | 2015-03-13 |  | 0
FALSE | 4A7V8060A1 | 4492 | 6751198 | AMERICAN STANDARD | 4A7V8060A1 | AC | Split System: Air-Cooled Condensing Unit, Coil with Blower | 4A7V8060A1 |  | 4TXCD010CC3 | 12 | 18 | Yes | Yes | 2015-03-20 |  | 0
FALSE | 4A7V8060A1 | 4492 | 6751202 | AMERICAN STANDARD | 4A7V8060A1 | AC | Split System: Air-Cooled Condensing Unit, Coil with Blower | 4A7V8060A1 |  | 4TXCD063BC3 | 12.5 | 18 | Yes | Yes | 2015-03-20 |  | 1
FALSE | 4A7V8060A1 | 4492 | 6751209 | AMERICAN STANDARD | 4A7V8060A1 | AC | Split System: Air-Cooled Condensing Unit, Coil with Blower | 4A7V8060A1 |  | 4TXFH063CZ3 | 12.2 | 18 | Yes | Yes | 2015-03-20 |  | 0
FALSE | 4A7V8060A1 | 4492 | 6751208 | AMERICAN STANDARD | 4A7V8060A1 | AC | Split System: Air-Cooled Condensing Unit, Coil with Blower | 4A7V8060A1 |  | 4TXFH063CZ3 | 12 | 18 | Yes | Yes | 2015-03-20 |  | 0
FALSE | 4A7V8060A1 | 4492 | 6751204 | AMERICAN STANDARD | 4A7V8060A1 | AC | Split System: Air-Cooled Condensing Unit, Coil with Blower | 4A7V8060A1 |  | 4TXFH063CZ3 | 12 | 18 | Yes | Yes | 2015-03-20 |  | 0
FALSE | 4A7V8060A1 | 4492 | 6751205 | AMERICAN STANDARD | 4A7V8060A1 | AC | Split System: Air-Cooled Condensing Unit, Coil with Blower | 4A7V8060A1 |  | 4TXFH063CZ3 | 12 | 18 | Yes | Yes | 2015-03-20 |  | 0
TRUE | 4A7V8060A1 | 4492 | 6746980 | AMERICAN STANDARD | 4A7V8060A1 | AC | Split System: Air-Cooled Condensing Unit, Coil with Blower | 4A7V8060A1 |  | *AM8C0C60V51 | 12.75 | 18 | Yes | Yes | 2015-03-20 |  | 1
FALSE | 4A7V0036A1 | 4448 | 6751134 | AMERICAN STANDARD | 4A7V0036A1 | AC | Split System: Air-Cooled Condensing Unit, Coil with Blower | 4A7V0036A1 |  | 4TXCC007CC3 | 12.5 | 19.5 | Yes | Yes | 2015-03-20 |  | 1
FALSE | 4A7V0036A1 | 4448 | 6751136 | AMERICAN STANDARD | 4A7V0036A1 | AC | Split System: Air-Cooled Condensing Unit, Coil with Blower | 4A7V0036A1 |  | 4TXCC007CC3 | 13 | 20 | Yes | Yes | 2015-03-20 |  | 3
FALSE | 4A7V0036A1 | 4448 | 6751138 | AMERICAN STANDARD | 4A7V0036A1 | AC | Split System: Air-Cooled Condensing Unit, Coil with Blower | 4A7V0036A1 |  | 4TXCC007CC3 | 12.2 | 18.5 | Yes | Yes | 2015-03-20 |  | 0
FALSE | 4A7V0036A1 | 4448 | 6751137 | AMERICAN STANDARD | 4A7V0036A1 | AC | Split System: Air-Cooled Condensing Unit, Coil with Blower | 4A7V0036A1 |  | 4TXCC007CC3 | 12.5 | 19 | Yes | Yes | 2015-03-20 |  | 1
TRUE | 4A7V0048A1 | 4450 | 6743103 | AMERICAN STANDARD | 4A7V0048A1 | AC | Split System: Air-Cooled Condensing Unit, Coil with Blower | 4A7V0048A1 |  | *AM8C0C48V41 | 13 | 20 | Yes | Yes | 2015-03-20 |  | 3
FALSE | 4A7V0060A1 | 4452 | 7066740 | AMERICAN STANDARD | 4A7V0060A1 | AC | Split System: Air-Cooled Condensing Unit, Coil with Blower | 4A7V0060A1 |  | 4NXCD009AS3+HORIZ-RT | 12.5 | 19.5 | Yes | Yes | 2015-03-20 |  | 1
FALSE | 4A7V0060A1 | 4452 | 6994659 | AMERICAN STANDARD | 4A7V0060A1 | AC | Split System: Air-Cooled Condensing Unit, Coil with Blower | 4A7V0060A1 |  | 4NXCD063BC3 | 12.2 | 19 | Yes | Yes | 2015-03-20 |  | 0
FALSE | 4A7V0060A1 | 4452 | 6994658 | AMERICAN STANDARD | 4A7V0060A1 | AC | Split System: Air-Cooled Condensing Unit, Coil with Blower | 4A7V0060A1 |  | 4NXCD063BC3 | 12.2 | 19 | Yes | Yes | 2015-03-20 |  | 0
FALSE | 4A7V0060A1 | 4452 | 6751195 | AMERICAN STANDARD | 4A7V0060A1 | AC | Split System: Air-Cooled Condensing Unit, Coil with Blower | 4A7V0060A1 |  | 4TXCD010CC3 | 12 | 18.25 | Yes | Yes | 2015-03-20 |  | 0
FALSE | 4A7V0060A1 | 4452 | 6751201 | AMERICAN STANDARD | 4A7V0060A1 | AC | Split System: Air-Cooled Condensing Unit, Coil with Blower | 4A7V0060A1 |  | 4TXCD063BC3 | 12.5 | 19.25 | Yes | Yes | 2015-03-20 |  | 1
FALSE | 4A7V0060A1 | 4452 | 6751211 | AMERICAN STANDARD | 4A7V0060A1 | AC | Split System: Air-Cooled Condensing Unit, Coil with Blower | 4A7V0060A1 |  | 4TXFH063CZ3 | 12.2 | 19 | Yes | Yes | 2015-03-20 |  | 0
TRUE | 4A7V0060A1 | 4452 | 6743104 | AMERICAN STANDARD | 4A7V0060A1 | AC | Split System: Air-Cooled Condensing Unit, Coil with Blower | 4A7V0060A1 |  | *AM8C0C60V51 | 12.75 | 19 | Yes | Yes | 2015-03-20 |  | 1
FALSE | 4A7V8024A1 | 4577 | 7035682 | AMERICAN STANDARD | 4A7V8024A1 | AC | Split System: Air-Cooled Condensing Unit, Coil with Blower | 4A7V8024A1 |  | 4NXCB003AS3 | 12.5 | 17 | Yes | Yes | 2015-03-20 |  | 1
FALSE | 4A7V8024A1 | 4577 | 7066747 | AMERICAN STANDARD | 4A7V8024A1 | AC | Split System: Air-Cooled Condensing Unit, Coil with Blower | 4A7V8024A1 |  | 4NXCB003AS3+HORIZ-RT | 12.5 | 17 | Yes | Yes | 2015-03-20 |  | 1
FALSE | 4A7V8024A1 | 4577 | 6751111 | AMERICAN STANDARD | 4A7V8024A1 | AC | Split System: Air-Cooled Condensing Unit, Coil with Blower | 4A7V8024A1 |  | 4TXCB003CC3 | 13 | 18 | Yes | Yes | 2015-03-20 |  | 3
FALSE | 4A7V8024A1 | 4577 | 7039505 | AMERICAN STANDARD | 4A7V8024A1 | AC | Split System: Air-Cooled Condensing Unit, Coil with Blower | 4A7V8024A1 |  | 4TXCB003CC3 | 13 | 17.5 | Yes | Yes | 2015-03-20 |  | 2
FALSE | 4A7V8024A1 | 4577 | 6751121 | AMERICAN STANDARD | 4A7V8024A1 | AC | Split System: Air-Cooled Condensing Unit, Coil with Blower | 4A7V8024A1 |  | 4TXFH024CZ3 | 13 | 18 | Yes | Yes | 2015-03-20 |  | 3
FALSE | 4A7V8024A1 | 4577 | 6751114 | AMERICAN STANDARD | 4A7V8024A1 | AC | Split System: Air-Cooled Condensing Unit, Coil with Blower | 4A7V8024A1 |  | 4TXFH024CZ3 | 12.2 | 17 | Yes | Yes | 2015-03-20 |  | 0
FALSE | 4A7V8024A1 | 4577 | 6751115 | AMERICAN STANDARD | 4A7V8024A1 | AC | Split System: Air-Cooled Condensing Unit, Coil with Blower | 4A7V8024A1 |  | 4TXFH024CZ3 | 13 | 18 | Yes | Yes | 2015-03-20 |  | 3
FALSE | 4A7V8024A1 | 4577 | 6751113 | AMERICAN STANDARD | 4A7V8024A1 | AC | Split System: Air-Cooled Condensing Unit, Coil with Blower | 4A7V8024A1 |  | 4TXFH024CZ3 | 13 | 18 | Yes | Yes | 2015-03-20 |  | 3
FALSE | 4A7V8024A1 | 4577 | 7125547 | AMERICAN STANDARD | 4A7V8024A1 | AC | Split System: Air-Cooled Condensing Unit, Coil with Blower | 4A7V8024A1 |  | 4TXFH024CZ3 | 12.5 | 16.5 | Yes | Yes | 2015-03-20 |  | 1
FALSE | 4A7V8024A1 | 4577 | 7159563 | AMERICAN STANDARD | 4A7V8024A1 | AC | Split System: Air-Cooled Condensing Unit, Coil with Blower | 4A7V8024A1 |  | 4TXFH033CC3 | 13 | 18 | Yes | Yes | 2015-03-20 |  | 3
FALSE | 4A7V8024A1 | 4577 | 6751104 | AMERICAN STANDARD | 4A7V8024A1 | AC | Split System: Air-Cooled Condensing Unit, Coil with Blower | 4A7V8024A1 |  | *AM8C0A24V21 | 13 | 18 | Yes | Yes | 2015-03-20 |  | 3
TRUE | 4A7V8024A1 | 4577 | 6746977 | AMERICAN STANDARD | 4A7V8024A1 | AC | Split System: Air-Cooled Condensing Unit, Coil with Blower | 4A7V8024A1 |  | *AM8C0B30V21 | 13 | 18 | Yes | Yes | 2015-03-20 |  | 3
FALSE | 4A7V8036A1 | 4485 | 6751142 | AMERICAN STANDARD | 4A7V8036A1 | AC | Split System: Air-Cooled Condensing Unit, Coil with Blower | 4A7V8036A1 |  | 4TXCC007CC3 | 12.5 | 18 | Yes | Yes | 2015-03-20 |  | 1
FALSE | 4A7V8036A1 | 4485 | 7162714 | AMERICAN STANDARD | 4A7V8036A1 | AC | Split System: Air-Cooled Condensing Unit, Coil with Blower | 4A7V8036A1 |  | 4TXFH036CZ3 | 12.5 | 18 | Yes | Yes | 2015-03-20 |  | 1
FALSE | 4A7V8036A1 | 4485 | 6751145 | AMERICAN STANDARD | 4A7V8036A1 | AC | Split System: Air-Cooled Condensing Unit, Coil with Blower | 4A7V8036A1 |  | 4TXFH036CZ3 | 12.5 | 18 | Yes | Yes | 2015-03-20 |  | 1
FALSE | 4A7V8036A1 | 4485 | 6751159 | AMERICAN STANDARD | 4A7V8036A1 | AC | Split System: Air-Cooled Condensing Unit, Coil with Blower | 4A7V8036A1 |  | 4TXFH036CZ3 | 12.5 | 18 | Yes | Yes | 2015-03-20 |  | 1
FALSE | 4A7V8036A1 | 4485 | 6751143 | AMERICAN STANDARD | 4A7V8036A1 | AC | Split System: Air-Cooled Condensing Unit, Coil with Blower | 4A7V8036A1 |  | 4TXFH036CZ3 | 12.5 | 18 | Yes | Yes | 2015-03-20 |  | 1
FALSE | 4A7V8036A1 | 4485 | 6751155 | AMERICAN STANDARD | 4A7V8036A1 | AC | Split System: Air-Cooled Condensing Unit, Coil with Blower | 4A7V8036A1 |  | 4TXFH036CZ3 | 13 | 18 | Yes | Yes | 2015-03-20 |  | 3
FALSE | 4A7V8036A1 | 4485 | 6751156 | AMERICAN STANDARD | 4A7V8036A1 | AC | Split System: Air-Cooled Condensing Unit, Coil with Blower | 4A7V8036A1 |  | 4TXFH036CZ3 | 12.5 | 18 | Yes | Yes | 2015-03-20 |  | 1
FALSE | 4A7V8036A1 | 4485 | 6751157 | AMERICAN STANDARD | 4A7V8036A1 | AC | Split System: Air-Cooled Condensing Unit, Coil with Blower | 4A7V8036A1 |  | 4TXFH036CZ3 | 12.5 | 18 | Yes | Yes | 2015-03-20 |  | 1
FALSE | 4A7V8036A1 | 4485 | 6751158 | AMERICAN STANDARD | 4A7V8036A1 | AC | Split System: Air-Cooled Condensing Unit, Coil with Blower | 4A7V8036A1 |  | 4TXFH036CZ3 | 12.5 | 18 | Yes | Yes | 2015-03-20 |  | 1
FALSE | 4A7V8036A1 | 4485 | 6751144 | AMERICAN STANDARD | 4A7V8036A1 | AC | Split System: Air-Cooled Condensing Unit, Coil with Blower | 4A7V8036A1 |  | 4TXFH036CZ3 | 12.2 | 18 | Yes | Yes | 2015-03-20 |  | 0
FALSE | 4A7V8036A1 | 4485 | 7159564 | AMERICAN STANDARD | 4A7V8036A1 | AC | Split System: Air-Cooled Condensing Unit, Coil with Blower | 4A7V8036A1 |  | 4TXFH041CC3 | 12.5 | 18 | Yes | Yes | 2015-03-20 |  | 1
FALSE | 4A7V8036A1 | 4485 | 7159565 | AMERICAN STANDARD | 4A7V8036A1 | AC | Split System: Air-Cooled Condensing Unit, Coil with Blower | 4A7V8036A1 |  | 4TXFH041CC3 | 13 | 18 | Yes | Yes | 2015-03-20 |  | 3
TRUE | 4A7V8036A1 | 4485 | 6746978 | AMERICAN STANDARD | 4A7V8036A1 | AC | Split System: Air-Cooled Condensing Unit, Coil with Blower | 4A7V8036A1 |  | *AM8C0C36V31 | 13 | 18 | Yes | Yes | 2015-03-20 |  | 3
FALSE | 4A7V8036A1 | 4485 | 6751124 | AMERICAN STANDARD | 4A7V8036A1 | AC | Split System: Air-Cooled Condensing Unit, Coil with Blower | 4A7V8036A1 |  | *AM8C0C42V31 | 13 | 18 | Yes | Yes | 2015-03-20 |  | 3
FALSE | 4A7V8048A1 | 4490 | 7035788 | AMERICAN STANDARD | 4A7V8048A1 | AC | Split System: Air-Cooled Condensing Unit, Coil with Blower | 4A7V8048A1 |  | 4NXCC008AS3 | 12 | 16 | Yes | Yes | 2015-03-13 |  | 0
FALSE | 4A7V8048A1 | 4490 | 7066764 | AMERICAN STANDARD | 4A7V8048A1 | AC | Split System: Air-Cooled Condensing Unit, Coil with Blower | 4A7V8048A1 |  | 4NXCC008AS3+HORIZ-RT | 12 | 18 | Yes | Yes | 2015-03-20 |  | 0
FALSE | 4A7V8048A1 | 4490 | 7066766 | AMERICAN STANDARD | 4A7V8048A1 | AC | Split System: Air-Cooled Condensing Unit, Coil with Blower | 4A7V8048A1 |  | 4NXCC008AS3+HORIZ-RT | 12.5 | 18 | Yes | Yes | 2015-03-20 |  | 1
FALSE | 4A7V8048A1 | 4490 | 7035687 | AMERICAN STANDARD | 4A7V8048A1 | AC | Split System: Air-Cooled Condensing Unit, Coil with Blower | 4A7V8048A1 |  | 4NXCD009AS3 | 12.5 | 18 | Yes | Yes | 2015-03-20 |  | 1
FALSE | 4A7V8036A1 | 4485 | 6751123 | AMERICAN STANDARD | 4A7V8036A1 | AC | Split System: Air-Cooled Condensing Unit, Coil with Blower | 4A7V8036A1 |  | *AM8C0B30V21 | 13 | 18 | Yes | Yes | 2015-03-20 |  | 3
FALSE | 4A7V8048A1 | 4490 | 7035688 | AMERICAN STANDARD | 4A7V8048A1 | AC | Split System: Air-Cooled Condensing Unit, Coil with Blower | 4A7V8048A1 |  | 4NXCD009AS3 | 13 | 18 | Yes | Yes | 2015-03-20 |  | 3
FALSE | 4A7V8048A1 | 4490 | 7159567 | AMERICAN STANDARD | 4A7V8048A1 | AC | Split System: Air-Cooled Condensing Unit, Coil with Blower | 4A7V8048A1 |  | 4TXFH054CC3 | 12.5 | 18 | Yes | Yes | 2015-03-20 |  | 1
FALSE | 4A7V8048A1 | 4490 | 7159568 | AMERICAN STANDARD | 4A7V8048A1 | AC | Split System: Air-Cooled Condensing Unit, Coil with Blower | 4A7V8048A1 |  | 4TXFH054CC3 | 12.2 | 18 | Yes | Yes | 2015-03-20 |  | 0
FALSE | 4A7V8048A1 | 4490 | 7039506 | AMERICAN STANDARD | 4A7V8048A1 | AC | Split System: Air-Cooled Condensing Unit, Coil with Blower | 4A7V8048A1 |  | 4TXFH054CC3 | 12 | 18 | Yes | Yes | 2015-03-20 |  | 0
FALSE | 4A7V8048A1 | 4490 | 6873354 | AMERICAN STANDARD | 4A7V8048A1 | AC | Split System: Air-Cooled Condensing Unit, Coil with Blower | 4A7V8048A1 |  | 4TXFH063CZ3 | 12.5 | 18 | Yes | Yes | 2015-03-20 |  | 1
FALSE | 4A7V8048A1 | 4490 | 6873353 | AMERICAN STANDARD | 4A7V8048A1 | AC | Split System: Air-Cooled Condensing Unit, Coil with Blower | 4A7V8048A1 |  | 4TXFH063CZ3 | 12.5 | 18 | Yes | Yes | 2015-03-20 |  | 1
FALSE | 4A7V8048A1 | 4490 | 6751186 | AMERICAN STANDARD | 4A7V8048A1 | AC | Split System: Air-Cooled Condensing Unit, Coil with Blower | 4A7V8048A1 |  | 4TXFH063CZ3 | 12.5 | 18 | Yes | Yes | 2015-03-20 |  | 1
FALSE | 4A7V8048A1 | 4490 | 7039507 | AMERICAN STANDARD | 4A7V8048A1 | AC | Split System: Air-Cooled Condensing Unit, Coil with Blower | 4A7V8048A1 |  | 4TXFH063CZ3 | 12.5 | 18 | Yes | Yes | 2015-03-20 |  | 1
FALSE | 4A7V8048A1 | 4490 | 6751185 | AMERICAN STANDARD | 4A7V8048A1 | AC | Split System: Air-Cooled Condensing Unit, Coil with Blower | 4A7V8048A1 |  | 4TXFH063CZ3 | 12 | 18 | Yes | Yes | 2015-03-20 |  | 0
FALSE | 4A7V8048A1 | 4490 | 6751184 | AMERICAN STANDARD | 4A7V8048A1 | AC | Split System: Air-Cooled Condensing Unit, Coil with Blower | 4A7V8048A1 |  | 4TXFH063CZ3 | 12 | 18 | Yes | Yes | 2015-03-20 |  | 0
FALSE | 4A7V8048A1 | 4490 | 6751189 | AMERICAN STANDARD | 4A7V8048A1 | AC | Split System: Air-Cooled Condensing Unit, Coil with Blower | 4A7V8048A1 |  | 4TXFH063CZ3 | 12.5 | 18 | Yes | Yes | 2015-03-20 |  | 1
FALSE | 4A7V8048A1 | 4490 | 6751161 | AMERICAN STANDARD | 4A7V8048A1 | AC | Split System: Air-Cooled Condensing Unit, Coil with Blower | 4A7V8048A1 |  | *AM8C0C42V31 | 13 | 18 | Yes | Yes | 2015-03-20 |  | 3
TRUE | 4A7V8048A1 | 4490 | 6746979 | AMERICAN STANDARD | 4A7V8048A1 | AC | Split System: Air-Cooled Condensing Unit, Coil with Blower | 4A7V8048A1 |  | *AM8C0C48V41 | 13 | 18 | Yes | Yes | 2015-03-20 |  | 3
FALSE | 4A7V0036A1 | 4448 | 7125542 | AMERICAN STANDARD | 4A7V0036A1 | AC | Split System: Air-Cooled Condensing Unit, Coil with Blower | 4A7V0036A1 |  | 4NXCB004AS3 | 12.5 | 20 | Yes | Yes | 2015-03-20 |  | 1
FALSE | 4A7V0036A1 | 4448 | 7035671 | AMERICAN STANDARD | 4A7V0036A1 | AC | Split System: Air-Cooled Condensing Unit, Coil with Blower | 4A7V0036A1 |  | 4NXCB004AS3 | 12.5 | 20 | Yes | Yes | 2015-03-20 |  | 1
FALSE | 4A7V0036A1 | 4448 | 7066722 | AMERICAN STANDARD | 4A7V0036A1 | AC | Split System: Air-Cooled Condensing Unit, Coil with Blower | 4A7V0036A1 |  | 4NXCB004AS3+HORIZ-RT | 12.5 | 20 | Yes | Yes | 2015-03-20 |  | 1
FALSE | 4A7V0036A1 | 4448 | 7066723 | AMERICAN STANDARD | 4A7V0036A1 | AC | Split System: Air-Cooled Condensing Unit, Coil with Blower | 4A7V0036A1 |  | 4NXCB004AS3+HORIZ-RT | 12.5 | 20 | Yes | Yes | 2015-03-20 |  | 1
FALSE | 4A7V8048A1 | 4490 | 6751162 | AMERICAN STANDARD | 4A7V8048A1 | AC | Split System: Air-Cooled Condensing Unit, Coil with Blower | 4A7V8048A1 |  | *AM8C0C60V51 | 13 | 18 | Yes | Yes | 2015-03-20 |  | 3
FALSE | 4A7V8060A1 | 4492 | 7035692 | AMERICAN STANDARD | 4A7V8060A1 | AC | Split System: Air-Cooled Condensing Unit, Coil with Blower | 4A7V8060A1 |  | 4NXCD009AS3 | 12 | 17.7 | Yes | Yes | 2015-03-20 |  | 0
FALSE | 4A7V8060A1 | 4492 | 7066768 | AMERICAN STANDARD | 4A7V8060A1 | AC | Split System: Air-Cooled Condensing Unit, Coil with Blower | 4A7V8060A1 |  | 4NXCD009AS3+HORIZ-RT | 12.5 | 18 | Yes | Yes | 2015-03-20 |  | 1
FALSE | 4A7V8060A1 | 4492 | 7066772 | AMERICAN STANDARD | 4A7V8060A1 | AC | Split System: Air-Cooled Condensing Unit, Coil with Blower | 4A7V8060A1 |  | 4NXCD009AS3+HORIZ-RT | 12 | 18 | Yes | Yes | 2015-03-20 |  | 0
FALSE | 4A7V8060A1 | 4492 | 7035757 | TRANE | 4TTV8060A1 | AC | Split System: Air-Cooled Condensing Unit, Coil with Blower | 4A7V8060A1 |  | 4NXCD009AS3 | 12 | 17.7 | Yes | Yes | 2015-03-20 |  | 0
FALSE | 4A7V8060A1 | 4492 | 7819185 | TRANE | 4TTV8060A1 | AC | Split System: Air-Cooled Condensing Unit, Coil with Blower | 4A7V8060A1 |  | 4NXCD009AS3+HORIZ-RT | 12 | 17.7 | Yes | Yes | 2015-03-20 |  | 0
FALSE | 4A7V8060A1 | 4492 | 7066846 | TRANE | 4TTV8060A1 | AC | Split System: Air-Cooled Condensing Unit, Coil with Blower | 4A7V8060A1 |  | 4NXCD009AS3+HORIZ-RT | 12.5 | 18 | Yes | Yes | 2015-03-20 |  | 1
FALSE | 4A7V8060A1 | 4492 | 7066848 | TRANE | 4TTV8060A1 | AC | Split System: Air-Cooled Condensing Unit, Coil with Blower | 4A7V8060A1 |  | 4NXCD009AS3+HORIZ-RT | 12 | 18 | Yes | Yes | 2015-03-20 |  | 0
FALSE | 4A7V8060A1 | 4492 | 7066847 | TRANE | 4TTV8060A1 | AC | Split System: Air-Cooled Condensing Unit, Coil with Blower | 4A7V8060A1 |  | 4NXCD009AS3+HORIZ-RT | 12 | 18 | Yes | Yes | 2015-03-20 |  | 0
FALSE | 4A7V8060A1 | 4492 | 6994676 | TRANE | 4TTV8060A1 | AC | Split System: Air-Cooled Condensing Unit, Coil with Blower | 4A7V8060A1 |  | 4NXCD063BC3 | 12 | 17.5 | Yes | Yes | 2015-03-20 |  | 0
FALSE | 4A7V8060A1 | 4492 | 6994677 | TRANE | 4TTV8060A1 | AC | Split System: Air-Cooled Condensing Unit, Coil with Blower | 4A7V8060A1 |  | 4NXCD063BC3 | 12 | 17.5 | Yes | Yes | 2015-03-20 |  | 0
FALSE | 4A7V8060A1 | 4492 | 6751316 | TRANE | 4TTV8060A1 | AC | Split System: Air-Cooled Condensing Unit, Coil with Blower | 4A7V8060A1 |  | 4TXCD010CC3 | 12 | 18 | Yes | Yes | 2015-03-20 |  | 0
FALSE | 4A7V8060A1 | 4492 | 6751319 | TRANE | 4TTV8060A1 | AC | Split System: Air-Cooled Condensing Unit, Coil with Blower | 4A7V8060A1 |  | 4TXCD063BC3 | 12.5 | 18 | Yes | Yes | 2015-03-20 |  | 1
FALSE | 4A7V8060A1 | 4492 | 6751325 | TRANE | 4TTV8060A1 | AC | Split System: Air-Cooled Condensing Unit, Coil with Blower | 4A7V8060A1 |  | 4TXFH063CZ3 | 12.2 | 18 | Yes | Yes | 2015-03-20 |  | 0
FALSE | 4A7V8060A1 | 4492 | 6751321 | TRANE | 4TTV8060A1 | AC | Split System: Air-Cooled Condensing Unit, Coil with Blower | 4A7V8060A1 |  | 4TXFH063CZ3 | 12 | 18 | Yes | Yes | 2015-03-20 |  | 0
FALSE | 4A7V8060A1 | 4492 | 6751320 | TRANE | 4TTV8060A1 | AC | Split System: Air-Cooled Condensing Unit, Coil with Blower | 4A7V8060A1 |  | 4TXFH063CZ3 | 12 | 18 | Yes | Yes | 2015-03-20 |  | 0
FALSE | 4A7V8060A1 | 4492 | 6751324 | TRANE | 4TTV8060A1 | AC | Split System: Air-Cooled Condensing Unit, Coil with Blower | 4A7V8060A1 |  | 4TXFH063CZ3 | 12 | 18 | Yes | Yes | 2015-03-20 |  | 0
TRUE | 4A7V8060A1 | 4492 | 6746984 | TRANE | 4TTV8060A1 | AC | Split System: Air-Cooled Condensing Unit, Coil with Blower | 4A7V8060A1 |  | *AM8C0C60V51 | 12.75 | 18 | Yes | Yes | 2015-03-20 |  | 1
FALSE | 4A7V8037A1 | 4845 | 7549153 | AMERICAN STANDARD | 4A7V8037A1 | AC | Split System: Air-Cooled Condensing Unit, Coil with Blower | 4A7V8037A1 |  | 4NXCB004AS3 | 13 | 18 | Yes | Yes | 2015-03-20 |  | 3
FALSE | 4A7V8037A1 | 4845 | 7549156 | AMERICAN STANDARD | 4A7V8037A1 | AC | Split System: Air-Cooled Condensing Unit, Coil with Blower | 4A7V8037A1 |  | 4NXCB004AS3 | 13 | 18 | Yes | Yes | 2015-03-20 |  | 3
FALSE | 4A7V8037A1 | 4845 | 7549155 | AMERICAN STANDARD | 4A7V8037A1 | AC | Split System: Air-Cooled Condensing Unit, Coil with Blower | 4A7V8037A1 |  | 4NXCB004AS3 | 13 | 18 | Yes | Yes | 2015-03-20 |  | 3
FALSE | 4A7V8037A1 | 4845 | 7549154 | AMERICAN STANDARD | 4A7V8037A1 | AC | Split System: Air-Cooled Condensing Unit, Coil with Blower | 4A7V8037A1 |  | 4NXCB004AS3 | 12.5 | 18 | Yes | Yes | 2015-03-20 |  | 1
FALSE | 4A7V8037A1 | 4845 | 7549157 | AMERICAN STANDARD | 4A7V8037A1 | AC | Split System: Air-Cooled Condensing Unit, Coil with Blower | 4A7V8037A1 |  | 4NXCB004AS3+HORIZ-RT | 13 | 18 | Yes | Yes | 2015-03-20 |  | 3
FALSE | 4A7V8037A1 | 4845 | 7549159 | AMERICAN STANDARD | 4A7V8037A1 | AC | Split System: Air-Cooled Condensing Unit, Coil with Blower | 4A7V8037A1 |  | 4NXCB004AS3+HORIZ-RT | 13 | 18 | Yes | Yes | 2015-03-20 |  | 3
FALSE | 4A7V8037A1 | 4845 | 7549158 | AMERICAN STANDARD | 4A7V8037A1 | AC | Split System: Air-Cooled Condensing Unit, Coil with Blower | 4A7V8037A1 |  | 4NXCB004AS3+HORIZ-RT | 13 | 18 | Yes | Yes | 2015-03-20 |  | 3
FALSE | 4A7V8037A1 | 4845 | 7549160 | AMERICAN STANDARD | 4A7V8037A1 | AC | Split System: Air-Cooled Condensing Unit, Coil with Blower | 4A7V8037A1 |  | 4NXCC005AS3 | 13.5 | 18 | Yes | Yes | 2015-03-20 |  | 3
FALSE | 4A7V8037A1 | 4845 | 7549161 | AMERICAN STANDARD | 4A7V8037A1 | AC | Split System: Air-Cooled Condensing Unit, Coil with Blower | 4A7V8037A1 |  | 4NXCC005AS3 | 13 | 18 | Yes | Yes | 2015-03-20 |  | 3
FALSE | 4A7V8037A1 | 4845 | 7549165 | AMERICAN STANDARD | 4A7V8037A1 | AC | Split System: Air-Cooled Condensing Unit, Coil with Blower | 4A7V8037A1 |  | 4NXCC005AS3+HORIZ-RT | 13.5 | 18 | Yes | Yes | 2015-03-20 |  | 3
FALSE | 4A7V8037A1 | 4845 | 7549164 | AMERICAN STANDARD | 4A7V8037A1 | AC | Split System: Air-Cooled Condensing Unit, Coil with Blower | 4A7V8037A1 |  | 4NXCC005AS3+HORIZ-RT | 13.5 | 18 | Yes | Yes | 2015-03-20 |  | 3
FALSE | 4A7V8037A1 | 4845 | 7549163 | AMERICAN STANDARD | 4A7V8037A1 | AC | Split System: Air-Cooled Condensing Unit, Coil with Blower | 4A7V8037A1 |  | 4NXCC005AS3+HORIZ-RT | 13.5 | 18 | Yes | Yes | 2015-03-20 |  | 3
FALSE | 4A7V8037A1 | 4845 | 7549162 | AMERICAN STANDARD | 4A7V8037A1 | AC | Split System: Air-Cooled Condensing Unit, Coil with Blower | 4A7V8037A1 |  | 4NXCC005AS3+HORIZ-RT | 13.5 | 18 | Yes | Yes | 2015-03-20 |  | 3
FALSE | 4A7V8037A1 | 4845 | 7549166 | AMERICAN STANDARD | 4A7V8037A1 | AC | Split System: Air-Cooled Condensing Unit, Coil with Blower | 4A7V8037A1 |  | 4NXCC005AS3+HORIZ-RT | 13.5 | 18 | Yes | Yes | 2015-03-20 |  | 3
FALSE | 4A7V8048A1 | 4490 | 6994673 | TRANE | 4TTV8048A1 | AC | Split System: Air-Cooled Condensing Unit, Coil with Blower | 4A7V8048A1 |  | 4NXCD063BC3 | 12 | 18 | Yes | Yes | 2015-03-20 |  | 0
FALSE | 4A7V8048A1 | 4490 | 6994674 | TRANE | 4TTV8048A1 | AC | Split System: Air-Cooled Condensing Unit, Coil with Blower | 4A7V8048A1 |  | 4NXCD063BC3 | 12.5 | 18 | Yes | Yes | 2015-03-20 |  | 1
FALSE | 4A7V8048A1 | 4490 | 6994675 | TRANE | 4TTV8048A1 | AC | Split System: Air-Cooled Condensing Unit, Coil with Blower | 4A7V8048A1 |  | 4NXCD063BC3 | 12 | 17 | Yes | Yes | 2015-03-20 |  | 0
FALSE | 4A7V8048A1 | 4490 | 6751303 | TRANE | 4TTV8048A1 | AC | Split System: Air-Cooled Condensing Unit, Coil with Blower | 4A7V8048A1 |  | 4TXCC008CC3 | 12.2 | 18 | Yes | Yes | 2015-03-20 |  | 0
FALSE | 4A7V8048A1 | 4490 | 6751301 | TRANE | 4TTV8048A1 | AC | Split System: Air-Cooled Condensing Unit, Coil with Blower | 4A7V8048A1 |  | 4TXCC008CC3 | 12.5 | 18 | Yes | Yes | 2015-03-20 |  | 1
FALSE | 4A7V8048A1 | 4490 | 6751302 | TRANE | 4TTV8048A1 | AC | Split System: Air-Cooled Condensing Unit, Coil with Blower | 4A7V8048A1 |  | 4TXCC008CC3 | 12.2 | 18 | Yes | Yes | 2015-03-20 |  | 0
FALSE | 4A7V8048A1 | 4490 | 6751306 | TRANE | 4TTV8048A1 | AC | Split System: Air-Cooled Condensing Unit, Coil with Blower | 4A7V8048A1 |  | 4TXCD010CC3 | 12 | 18 | Yes | Yes | 2015-03-20 |  | 0
FALSE | 4A7V8048A1 | 4490 | 6751304 | TRANE | 4TTV8048A1 | AC | Split System: Air-Cooled Condensing Unit, Coil with Blower | 4A7V8048A1 |  | 4TXCD010CC3 | 12 | 18 | Yes | Yes | 2015-03-20 |  | 0
FALSE | 4A7V8048A1 | 4490 | 6751307 | TRANE | 4TTV8048A1 | AC | Split System: Air-Cooled Condensing Unit, Coil with Blower | 4A7V8048A1 |  | 4TXCD063BC3 | 13 | 18 | Yes | Yes | 2015-03-20 |  | 3
FALSE | 4A7V8048A1 | 4490 | 6751308 | TRANE | 4TTV8048A1 | AC | Split System: Air-Cooled Condensing Unit, Coil with Blower | 4A7V8048A1 |  | 4TXCD063BC3 | 13 | 18 | Yes | Yes | 2015-03-20 |  | 3
FALSE | 4A7V8048A1 | 4490 | 6751310 | TRANE | 4TTV8048A1 | AC | Split System: Air-Cooled Condensing Unit, Coil with Blower | 4A7V8048A1 |  | 4TXCD063BC3 | 13 | 18 | Yes | Yes | 2015-03-20 |  | 3
FALSE | 4A7V8048A1 | 4490 | 6751309 | TRANE | 4TTV8048A1 | AC | Split System: Air-Cooled Condensing Unit, Coil with Blower | 4A7V8048A1 |  | 4TXCD063BC3 | 12.5 | 18 | Yes | Yes | 2015-03-20 |  | 1
FALSE | 4A7V8048A1 | 4490 | 7159579 | TRANE | 4TTV8048A1 | AC | Split System: Air-Cooled Condensing Unit, Coil with Blower | 4A7V8048A1 |  | 4TXFH054CC3 | 12.2 | 18 | Yes | Yes | 2015-03-20 |  | 0
FALSE | 4A7V8048A1 | 4490 | 7159580 | TRANE | 4TTV8048A1 | AC | Split System: Air-Cooled Condensing Unit, Coil with Blower | 4A7V8048A1 |  | 4TXFH054CC3 | 12.5 | 18 | Yes | Yes | 2015-03-20 |  | 1
FALSE | 4A7V8048A1 | 4490 | 7159581 | TRANE | 4TTV8048A1 | AC | Split System: Air-Cooled Condensing Unit, Coil with Blower | 4A7V8048A1 |  | 4TXFH054CC3 | 12.2 | 18 | Yes | Yes | 2015-03-20 |  | 0
FALSE | 4A7V8048A1 | 4490 | 7039509 | TRANE | 4TTV8048A1 | AC | Split System: Air-Cooled Condensing Unit, Coil with Blower | 4A7V8048A1 |  | 4TXFH054CC3 | 12 | 18 | Yes | Yes | 2015-03-20 |  | 0
FALSE | 4A7V8048A1 | 4490 | 6873356 | TRANE | 4TTV8048A1 | AC | Split System: Air-Cooled Condensing Unit, Coil with Blower | 4A7V8048A1 |  | 4TXFH063CZ3 | 12.5 | 18 | Yes | Yes | 2015-03-20 |  | 1
FALSE | 4A7V8048A1 | 4490 | 6873355 | TRANE | 4TTV8048A1 | AC | Split System: Air-Cooled Condensing Unit, Coil with Blower | 4A7V8048A1 |  | 4TXFH063CZ3 | 12.5 | 18 | Yes | Yes | 2015-03-20 |  | 1
FALSE | 4A7V8048A1 | 4490 | 6751312 | TRANE | 4TTV8048A1 | AC | Split System: Air-Cooled Condensing Unit, Coil with Blower | 4A7V8048A1 |  | 4TXFH063CZ3 | 12.5 | 18 | Yes | Yes | 2015-03-20 |  | 1
FALSE | 4A7V8048A1 | 4490 | 7039510 | TRANE | 4TTV8048A1 | AC | Split System: Air-Cooled Condensing Unit, Coil with Blower | 4A7V8048A1 |  | 4TXFH063CZ3 | 12.5 | 18 | Yes | Yes | 2015-03-20 |  | 1
FALSE | 4A7V8048A1 | 4490 | 6751313 | TRANE | 4TTV8048A1 | AC | Split System: Air-Cooled Condensing Unit, Coil with Blower | 4A7V8048A1 |  | 4TXFH063CZ3 | 12 | 18 | Yes | Yes | 2015-03-20 |  | 0
FALSE | 4A7V8048A1 | 4490 | 6751315 | TRANE | 4TTV8048A1 | AC | Split System: Air-Cooled Condensing Unit, Coil with Blower | 4A7V8048A1 |  | 4TXFH063CZ3 | 12 | 18 | Yes | Yes | 2015-03-20 |  | 0
FALSE | 4A7V8048A1 | 4490 | 6751311 | TRANE | 4TTV8048A1 | AC | Split System: Air-Cooled Condensing Unit, Coil with Blower | 4A7V8048A1 |  | 4TXFH063CZ3 | 12.5 | 18 | Yes | Yes | 2015-03-20 |  | 1
FALSE | 4A7V8048A1 | 4490 | 6751299 | TRANE | 4TTV8048A1 | AC | Split System: Air-Cooled Condensing Unit, Coil with Blower | 4A7V8048A1 |  | *AM8C0C42V31 | 13 | 18 | Yes | Yes | 2015-03-20 |  | 3
TRUE | 4A7V8048A1 | 4490 | 6746983 | TRANE | 4TTV8048A1 | AC | Split System: Air-Cooled Condensing Unit, Coil with Blower | 4A7V8048A1 |  | *AM8C0C48V41 | 13 | 18 | Yes | Yes | 2015-03-20 |  | 3
FALSE | 4A7V8048A1 | 4490 | 6751300 | TRANE | 4TTV8048A1 | AC | Split System: Air-Cooled Condensing Unit, Coil with Blower | 4A7V8048A1 |  | *AM8C0C60V51 | 13 | 18 | Yes | Yes | 2015-03-20 |  | 3
FALSE | 4A7V8036A1 | 4485 | 7091977 | TRANE | 4TTV8036A1 | AC | Split System: Air-Cooled Condensing Unit, Coil with Blower | 4A7V8036A1 |  | 4TXCB004CC3 | 12.5 | 18 | Yes | Yes | 2015-03-20 |  | 1
FALSE | 4A7V8036A1 | 4485 | 6751286 | TRANE | 4TTV8036A1 | AC | Split System: Air-Cooled Condensing Unit, Coil with Blower | 4A7V8036A1 |  | 4TXCB004CC3 | 12.5 | 18 | Yes | Yes | 2015-03-20 |  | 1
FALSE | 4A7V8036A1 | 4485 | 6751285 | TRANE | 4TTV8036A1 | AC | Split System: Air-Cooled Condensing Unit, Coil with Blower | 4A7V8036A1 |  | 4TXCB004CC3 | 12.5 | 18 | Yes | Yes | 2015-03-20 |  | 1
FALSE | 4A7V8036A1 | 4485 | 6751284 | TRANE | 4TTV8036A1 | AC | Split System: Air-Cooled Condensing Unit, Coil with Blower | 4A7V8036A1 |  | 4TXCB004CC3 | 12.2 | 18 | Yes | Yes | 2015-03-20 |  | 0
FALSE | 4A7V8036A1 | 4485 | 6751287 | TRANE | 4TTV8036A1 | AC | Split System: Air-Cooled Condensing Unit, Coil with Blower | 4A7V8036A1 |  | 4TXCC007CC3 | 12.5 | 18 | Yes | Yes | 2015-03-20 |  | 1
FALSE | 4A7V8036A1 | 4485 | 6751290 | TRANE | 4TTV8036A1 | AC | Split System: Air-Cooled Condensing Unit, Coil with Blower | 4A7V8036A1 |  | 4TXCC007CC3 | 12.5 | 18 | Yes | Yes | 2015-03-20 |  | 1
FALSE | 4A7V8036A1 | 4485 | 6751288 | TRANE | 4TTV8036A1 | AC | Split System: Air-Cooled Condensing Unit, Coil with Blower | 4A7V8036A1 |  | 4TXCC007CC3 | 12.2 | 18 | Yes | Yes | 2015-03-20 |  | 0
FALSE | 4A7V8036A1 | 4485 | 6751289 | TRANE | 4TTV8036A1 | AC | Split System: Air-Cooled Condensing Unit, Coil with Blower | 4A7V8036A1 |  | 4TXCC007CC3 | 12.5 | 18 | Yes | Yes | 2015-03-20 |  | 1
FALSE | 4A7V8036A1 | 4485 | 7162716 | TRANE | 4TTV8036A1 | AC | Split System: Air-Cooled Condensing Unit, Coil with Blower | 4A7V8036A1 |  | 4TXFH036CZ3 | 12.5 | 18 | Yes | Yes | 2015-03-20 |  | 1
FALSE | 4A7V8036A1 | 4485 | 6751298 | TRANE | 4TTV8036A1 | AC | Split System: Air-Cooled Condensing Unit, Coil with Blower | 4A7V8036A1 |  | 4TXFH036CZ3 | 12.5 | 18 | Yes | Yes | 2015-03-20 |  | 1
FALSE | 4A7V8036A1 | 4485 | 6751291 | TRANE | 4TTV8036A1 | AC | Split System: Air-Cooled Condensing Unit, Coil with Blower | 4A7V8036A1 |  | 4TXFH036CZ3 | 12.5 | 18 | Yes | Yes | 2015-03-20 |  | 1
FALSE | 4A7V8036A1 | 4485 | 6751292 | TRANE | 4TTV8036A1 | AC | Split System: Air-Cooled Condensing Unit, Coil with Blower | 4A7V8036A1 |  | 4TXFH036CZ3 | 12.5 | 18 | Yes | Yes | 2015-03-20 |  | 1
FALSE | 4A7V8036A1 | 4485 | 6751293 | TRANE | 4TTV8036A1 | AC | Split System: Air-Cooled Condensing Unit, Coil with Blower | 4A7V8036A1 |  | 4TXFH036CZ3 | 13 | 18 | Yes | Yes | 2015-03-20 |  | 3
FALSE | 4A7V8036A1 | 4485 | 6751294 | TRANE | 4TTV8036A1 | AC | Split System: Air-Cooled Condensing Unit, Coil with Blower | 4A7V8036A1 |  | 4TXFH036CZ3 | 12.5 | 18 | Yes | Yes | 2015-03-20 |  | 1
FALSE | 4A7V8036A1 | 4485 | 6751295 | TRANE | 4TTV8036A1 | AC | Split System: Air-Cooled Condensing Unit, Coil with Blower | 4A7V8036A1 |  | 4TXFH036CZ3 | 12.5 | 18 | Yes | Yes | 2015-03-20 |  | 1
FALSE | 4A7V8036A1 | 4485 | 6751296 | TRANE | 4TTV8036A1 | AC | Split System: Air-Cooled Condensing Unit, Coil with Blower | 4A7V8036A1 |  | 4TXFH036CZ3 | 12.5 | 18 | Yes | Yes | 2015-03-20 |  | 1
FALSE | 4A7V8036A1 | 4485 | 6751297 | TRANE | 4TTV8036A1 | AC | Split System: Air-Cooled Condensing Unit, Coil with Blower | 4A7V8036A1 |  | 4TXFH036CZ3 | 12.2 | 18 | Yes | Yes | 2015-03-20 |  | 0
FALSE | 4A7V8036A1 | 4485 | 7159577 | TRANE | 4TTV8036A1 | AC | Split System: Air-Cooled Condensing Unit, Coil with Blower | 4A7V8036A1 |  | 4TXFH041CC3 | 12.5 | 18 | Yes | Yes | 2015-03-20 |  | 1
FALSE | 4A7V8036A1 | 4485 | 7159578 | TRANE | 4TTV8036A1 | AC | Split System: Air-Cooled Condensing Unit, Coil with Blower | 4A7V8036A1 |  | 4TXFH041CC3 | 13 | 18 | Yes | Yes | 2015-03-20 |  | 3
FALSE | 4A7V8036A1 | 4485 | 6751282 | TRANE | 4TTV8036A1 | AC | Split System: Air-Cooled Condensing Unit, Coil with Blower | 4A7V8036A1 |  | *AM8C0B30V21 | 13 | 18 | Yes | Yes | 2015-03-20 |  | 3
TRUE | 4A7V8036A1 | 4485 | 6746982 | TRANE | 4TTV8036A1 | AC | Split System: Air-Cooled Condensing Unit, Coil with Blower | 4A7V8036A1 |  | *AM8C0C36V31 | 13 | 18 | Yes | Yes | 2015-03-20 |  | 3
FALSE | 4A7V8036A1 | 4485 | 6751283 | TRANE | 4TTV8036A1 | AC | Split System: Air-Cooled Condensing Unit, Coil with Blower | 4A7V8036A1 |  | *AM8C0C42V31 | 13 | 18 | Yes | Yes | 2015-03-20 |  | 3
FALSE | 4A7V8037A1 | 4845 | 7549264 | TRANE | 4TTV8037A1 | AC | Split System: Air-Cooled Condensing Unit, Coil with Blower | 4A7V8037A1 |  | 4NXCB004AS3 | 13 | 18 | Yes | Yes | 2015-03-20 |  | 3
FALSE | 4A7V8037A1 | 4845 | 7549267 | TRANE | 4TTV8037A1 | AC | Split System: Air-Cooled Condensing Unit, Coil with Blower | 4A7V8037A1 |  | 4NXCB004AS3 | 13 | 18 | Yes | Yes | 2015-03-20 |  | 3
FALSE | 4A7V8037A1 | 4845 | 7549266 | TRANE | 4TTV8037A1 | AC | Split System: Air-Cooled Condensing Unit, Coil with Blower | 4A7V8037A1 |  | 4NXCB004AS3 | 13 | 18 | Yes | Yes | 2015-03-20 |  | 3
FALSE | 4A7V8037A1 | 4845 | 7549265 | TRANE | 4TTV8037A1 | AC | Split System: Air-Cooled Condensing Unit, Coil with Blower | 4A7V8037A1 |  | 4NXCB004AS3 | 12.5 | 18 | Yes | Yes | 2015-03-20 |  | 1
FALSE | 4A7V8037A1 | 4845 | 7549268 | TRANE | 4TTV8037A1 | AC | Split System: Air-Cooled Condensing Unit, Coil with Blower | 4A7V8037A1 |  | 4NXCB004AS3+HORIZ-RT | 13 | 18 | Yes | Yes | 2015-03-20 |  | 3
FALSE | 4A7V8037A1 | 4845 | 7549270 | TRANE | 4TTV8037A1 | AC | Split System: Air-Cooled Condensing Unit, Coil with Blower | 4A7V8037A1 |  | 4NXCB004AS3+HORIZ-RT | 13 | 18 | Yes | Yes | 2015-03-20 |  | 3
FALSE | 4A7V8037A1 | 4845 | 7549269 | TRANE | 4TTV8037A1 | AC | Split System: Air-Cooled Condensing Unit, Coil with Blower | 4A7V8037A1 |  | 4NXCB004AS3+HORIZ-RT | 13 | 18 | Yes | Yes | 2015-03-20 |  | 3
FALSE | 4A7V8037A1 | 4845 | 7549271 | TRANE | 4TTV8037A1 | AC | Split System: Air-Cooled Condensing Unit, Coil with Blower | 4A7V8037A1 |  | 4NXCC005AS3 | 13.5 | 18 | Yes | Yes | 2015-03-20 |  | 3
FALSE | 4A7V8037A1 | 4845 | 7549272 | TRANE | 4TTV8037A1 | AC | Split System: Air-Cooled Condensing Unit, Coil with Blower | 4A7V8037A1 |  | 4NXCC005AS3 | 13 | 18 | Yes | Yes | 2015-03-20 |  | 3
FALSE | 4A7V8037A1 | 4845 | 7549276 | TRANE | 4TTV8037A1 | AC | Split System: Air-Cooled Condensing Unit, Coil with Blower | 4A7V8037A1 |  | 4NXCC005AS3+HORIZ-RT | 13.5 | 18 | Yes | Yes | 2015-03-20 |  | 3
FALSE | 4A7V8037A1 | 4845 | 7549275 | TRANE | 4TTV8037A1 | AC | Split System: Air-Cooled Condensing Unit, Coil with Blower | 4A7V8037A1 |  | 4NXCC005AS3+HORIZ-RT | 13.5 | 18 | Yes | Yes | 2015-03-20 |  | 3
FALSE | 4A7V8037A1 | 4845 | 7549274 | TRANE | 4TTV8037A1 | AC | Split System: Air-Cooled Condensing Unit, Coil with Blower | 4A7V8037A1 |  | 4NXCC005AS3+HORIZ-RT | 13.5 | 18 | Yes | Yes | 2015-03-20 |  | 3
FALSE | 4A7V8037A1 | 4845 | 7549273 | TRANE | 4TTV8037A1 | AC | Split System: Air-Cooled Condensing Unit, Coil with Blower | 4A7V8037A1 |  | 4NXCC005AS3+HORIZ-RT | 13.5 | 18 | Yes | Yes | 2015-03-20 |  | 3
FALSE | 4A7V8037A1 | 4845 | 7549277 | TRANE | 4TTV8037A1 | AC | Split System: Air-Cooled Condensing Unit, Coil with Blower | 4A7V8037A1 |  | 4NXCC005AS3+HORIZ-RT | 13.5 | 18 | Yes | Yes | 2015-03-20 |  | 3
FALSE | 4A7V8037A1 | 4845 | 7549282 | TRANE | 4TTV8037A1 | AC | Split System: Air-Cooled Condensing Unit, Coil with Blower | 4A7V8037A1 |  | 4TXCB004CC3 | 13 | 18 | Yes | Yes | 2015-03-20 |  | 3
FALSE | 4A7V8037A1 | 4845 | 7549281 | TRANE | 4TTV8037A1 | AC | Split System: Air-Cooled Condensing Unit, Coil with Blower | 4A7V8037A1 |  | 4TXCB004CC3 | 13 | 18 | Yes | Yes | 2015-03-20 |  | 3
FALSE | 4A7V8037A1 | 4845 | 7549280 | TRANE | 4TTV8037A1 | AC | Split System: Air-Cooled Condensing Unit, Coil with Blower | 4A7V8037A1 |  | 4TXCB004CC3 | 13 | 18 | Yes | Yes | 2015-03-20 |  | 3
FALSE | 4A7V8037A1 | 4845 | 7549284 | TRANE | 4TTV8037A1 | AC | Split System: Air-Cooled Condensing Unit, Coil with Blower | 4A7V8037A1 |  | 4TXCB004CC3 | 13 | 18 | Yes | Yes | 2015-03-20 |  | 3
FALSE | 4A7V8037A1 | 4845 | 7549279 | TRANE | 4TTV8037A1 | AC | Split System: Air-Cooled Condensing Unit, Coil with Blower | 4A7V8037A1 |  | 4TXCB004CC3 | 13 | 18 | Yes | Yes | 2015-03-20 |  | 3
FALSE | 4A7V8037A1 | 4845 | 7549290 | TRANE | 4TTV8037A1 | AC | Split System: Air-Cooled Condensing Unit, Coil with Blower | 4A7V8037A1 |  | 4TXCC007CC3 | 13.5 | 18 | Yes | Yes | 2015-03-20 |  | 3
FALSE | 4A7V8037A1 | 4845 | 7549289 | TRANE | 4TTV8037A1 | AC | Split System: Air-Cooled Condensing Unit, Coil with Blower | 4A7V8037A1 |  | 4TXCC007CC3 | 13 | 18 | Yes | Yes | 2015-03-20 |  | 3
FALSE | 4A7V8037A1 | 4845 | 7549285 | TRANE | 4TTV8037A1 | AC | Split System: Air-Cooled Condensing Unit, Coil with Blower | 4A7V8037A1 |  | 4TXCC007CC3 | 13.5 | 18 | Yes | Yes | 2015-03-20 |  | 3
FALSE | 4A7V8037A1 | 4845 | 7549286 | TRANE | 4TTV8037A1 | AC | Split System: Air-Cooled Condensing Unit, Coil with Blower | 4A7V8037A1 |  | 4TXCC007CC3 | 13.5 | 18 | Yes | Yes | 2015-03-20 |  | 3
FALSE | 4A7V8037A1 | 4845 | 7549287 | TRANE | 4TTV8037A1 | AC | Split System: Air-Cooled Condensing Unit, Coil with Blower | 4A7V8037A1 |  | 4TXCC007CC3 | 13 | 18 | Yes | Yes | 2015-03-20 |  | 3
FALSE | 4A7V8037A1 | 4845 | 7549288 | TRANE | 4TTV8037A1 | AC | Split System: Air-Cooled Condensing Unit, Coil with Blower | 4A7V8037A1 |  | 4TXCC007CC3 | 13.5 | 18 | Yes | Yes | 2015-03-20 |  | 3
FALSE | 4A7V8037A1 | 4845 | 7549301 | TRANE | 4TTV8037A1 | AC | Split System: Air-Cooled Condensing Unit, Coil with Blower | 4A7V8037A1 |  | 4TXFH036CZ3 | 13.5 | 18 | Yes | Yes | 2015-03-20 |  | 3
FALSE | 4A7V8037A1 | 4845 | 7549302 | TRANE | 4TTV8037A1 | AC | Split System: Air-Cooled Condensing Unit, Coil with Blower | 4A7V8037A1 |  | 4TXFH036CZ3 | 13.5 | 18 | Yes | Yes | 2015-03-20 |  | 3
FALSE | 4A7V0061A1 | 4846 | 7549142 | AMERICAN STANDARD | 4A7V0061A1 | AC | Split System: Air-Cooled Condensing Unit, Coil with Blower | 4A7V0061A1 |  | 4TXCD010CC3 | 12 | 18 | Yes | Yes | 2015-03-20 |  | 0
FALSE | 4A7V0061A1 | 4846 | 7549139 | AMERICAN STANDARD | 4A7V0061A1 | AC | Split System: Air-Cooled Condensing Unit, Coil with Blower | 4A7V0061A1 |  | 4TXCD010CC3 | 12 | 18 | Yes | Yes | 2015-03-20 |  | 0
FALSE | 4A7V0061A1 | 4846 | 7549145 | AMERICAN STANDARD | 4A7V0061A1 | AC | Split System: Air-Cooled Condensing Unit, Coil with Blower | 4A7V0061A1 |  | 4TXFH063CZ3 | 12.5 | 19 | Yes | Yes | 2015-03-20 |  | 1
FALSE | 4A7V0061A1 | 4846 | 7549144 | AMERICAN STANDARD | 4A7V0061A1 | AC | Split System: Air-Cooled Condensing Unit, Coil with Blower | 4A7V0061A1 |  | 4TXFH063CZ3 | 12.5 | 19 | Yes | Yes | 2015-03-20 |  | 1
FALSE | 4A7V0061A1 | 4846 | 7549147 | AMERICAN STANDARD | 4A7V0061A1 | AC | Split System: Air-Cooled Condensing Unit, Coil with Blower | 4A7V0061A1 |  | 4TXFH063CZ3 | 12.5 | 19 | Yes | Yes | 2015-03-20 |  | 1
TRUE | 4A7V0061A1 | 4846 | 7549129 | AMERICAN STANDARD | 4A7V0061A1 | AC | Split System: Air-Cooled Condensing Unit, Coil with Blower | 4A7V0061A1 |  | *AM8C0C60V51 | 13 | 19.75 | Yes | Yes | 2015-03-20 |  | 3
FALSE | 4A7V8037A1 | 4845 | 7549222 | TRANE | 4TTV0036B1 | AC | Split System: Air-Cooled Condensing Unit, Coil with Blower | 4A7V0036B1 |  | 4TXCC007CC3 | 13 | 20 | Yes | Yes | 2015-03-20 |  | 3
FALSE | 4A7V8037A1 | 4845 | 7549221 | TRANE | 4TTV0036B1 | AC | Split System: Air-Cooled Condensing Unit, Coil with Blower | 4A7V0036B1 |  | 4TXCC007CC3 | 13 | 20.5 | Yes | Yes | 2015-03-20 |  | 3
FALSE | 4A7V8037A1 | 4845 | 7549219 | TRANE | 4TTV0036B1 | AC | Split System: Air-Cooled Condensing Unit, Coil with Blower | 4A7V0036B1 |  | 4TXCC007CC3 | 13 | 19 | Yes | Yes | 2015-03-20 |  | 3
FALSE | 4A7V8037A1 | 4845 | 7549224 | TRANE | 4TTV0036B1 | AC | Split System: Air-Cooled Condensing Unit, Coil with Blower | 4A7V0036B1 |  | 4TXCC007CC3 | 13 | 20 | Yes | Yes | 2015-03-20 |  | 3
FALSE | 4A7V8037A1 | 4845 | 7549225 | TRANE | 4TTV0036B1 | AC | Split System: Air-Cooled Condensing Unit, Coil with Blower | 4A7V0036B1 |  | 4TXFH036CZ3 | 13 | 20.5 | Yes | Yes | 2015-03-20 |  | 3
FALSE | 4A7V8037A1 | 4845 | 7549231 | TRANE | 4TTV0036B1 | AC | Split System: Air-Cooled Condensing Unit, Coil with Blower | 4A7V0036B1 |  | 4TXFH036CZ3 | 13 | 20.5 | Yes | Yes | 2015-03-20 |  | 3
FALSE | 4A7V8037A1 | 4845 | 7549236 | TRANE | 4TTV0036B1 | AC | Split System: Air-Cooled Condensing Unit, Coil with Blower | 4A7V0036B1 |  | 4TXFH036CZ3 | 13 | 20.5 | Yes | Yes | 2015-03-20 |  | 3
FALSE | 4A7V8037A1 | 4845 | 7549227 | TRANE | 4TTV0036B1 | AC | Split System: Air-Cooled Condensing Unit, Coil with Blower | 4A7V0036B1 |  | 4TXFH036CZ3 | 13 | 21 | Yes | Yes | 2015-03-20 |  | 3
FALSE | 4A7V8037A1 | 4845 | 7549230 | TRANE | 4TTV0036B1 | AC | Split System: Air-Cooled Condensing Unit, Coil with Blower | 4A7V0036B1 |  | 4TXFH036CZ3 | 13.5 | 20 | Yes | Yes | 2015-03-20 |  | 3
FALSE | 4A7V8037A1 | 4845 | 7549234 | TRANE | 4TTV0036B1 | AC | Split System: Air-Cooled Condensing Unit, Coil with Blower | 4A7V0036B1 |  | 4TXFH036CZ3 | 13 | 20 | Yes | Yes | 2015-03-20 |  | 3
FALSE | 4A7V8037A1 | 4845 | 7549238 | TRANE | 4TTV0036B1 | AC | Split System: Air-Cooled Condensing Unit, Coil with Blower | 4A7V0036B1 |  | 4TXFH041CC3 | 13 | 20.5 | Yes | Yes | 2015-03-20 |  | 3
FALSE | 4A7V8037A1 | 4845 | 7549196 | TRANE | 4TTV0036B1 | AC | Split System: Air-Cooled Condensing Unit, Coil with Blower | 4A7V0036B1 |  | *AM8C0C36V31 | 13.75 | 21.05 | Yes | Yes | 2015-03-20 |  | 3
FALSE | 4A7V0048A1 | 4450 | 7066829 | TRANE | 4TTV0048A1 | AC | Split System: Air-Cooled Condensing Unit, Coil with Blower | 4A7V0048A1 |  | 4NXCC008AS3+HORIZ-RT | 12 | 19.5 | Yes | Yes | 2015-03-20 |  | 0
FALSE | 4A7V0048A1 | 4450 | 7066830 | TRANE | 4TTV0048A1 | AC | Split System: Air-Cooled Condensing Unit, Coil with Blower | 4A7V0048A1 |  | 4NXCC008AS3+HORIZ-RT | 12.5 | 19.75 | Yes | Yes | 2015-03-20 |  | 1
FALSE | 4A7V0048A1 | 4450 | 7035734 | TRANE | 4TTV0048A1 | AC | Split System: Air-Cooled Condensing Unit, Coil with Blower | 4A7V0048A1 |  | 4NXCD009AS3 | 13 | 19.5 | Yes | Yes | 2015-03-20 |  | 3
FALSE | 4A7V0048A1 | 4450 | 6994682 | TRANE | 4TTV0048A1 | AC | Split System: Air-Cooled Condensing Unit, Coil with Blower | 4A7V0048A1 |  | 4NXCD063BC3 | 13 | 19.5 | Yes | Yes | 2015-03-20 |  | 3
FALSE | 4A7V0048A1 | 4450 | 6994669 | TRANE | 4TTV0048A1 | AC | Split System: Air-Cooled Condensing Unit, Coil with Blower | 4A7V0048A1 |  | 4NXCD063BC3 | 12.2 | 18.5 | Yes | Yes | 2015-03-20 |  | 0
FALSE | 4A7V0048A1 | 4450 | 6751250 | TRANE | 4TTV0048A1 | AC | Split System: Air-Cooled Condensing Unit, Coil with Blower | 4A7V0048A1 |  | 4TXCC008CC3 | 12.5 | 19.25 | Yes | Yes | 2015-03-20 |  | 1
FALSE | 4A7V0048A1 | 4450 | 6751248 | TRANE | 4TTV0048A1 | AC | Split System: Air-Cooled Condensing Unit, Coil with Blower | 4A7V0048A1 |  | 4TXCC008CC3 | 12.5 | 18.5 | Yes | Yes | 2015-03-20 |  | 1
FALSE | 4A7V0048A1 | 4450 | 7819184 | TRANE | 4TTV0048A1 | AC | Split System: Air-Cooled Condensing Unit, Coil with Blower | 4A7V0048A1 |  | 4TXCC008CC3 | 12 | 18.5 | Yes | Yes | 2015-03-20 |  | 0
FALSE | 4A7V0048A1 | 4450 | 6751254 | TRANE | 4TTV0048A1 | AC | Split System: Air-Cooled Condensing Unit, Coil with Blower | 4A7V0048A1 |  | 4TXCD063BC3 | 13 | 20 | Yes | Yes | 2015-03-20 |  | 3
FALSE | 4A7V0048A1 | 4450 | 6751255 | TRANE | 4TTV0048A1 | AC | Split System: Air-Cooled Condensing Unit, Coil with Blower | 4A7V0048A1 |  | 4TXCD063BC3 | 13 | 20 | Yes | Yes | 2015-03-20 |  | 3
FALSE | 4A7V0048A1 | 4450 | 6835184 | TRANE | 4TTV0048A1 | AC | Split System: Air-Cooled Condensing Unit, Coil with Blower | 4A7V0048A1 |  | 4TXFH063CZ3 | 12.5 | 19.5 | Yes | Yes | 2015-03-20 |  | 1
FALSE | 4A7V0048A1 | 4450 | 6751262 | TRANE | 4TTV0048A1 | AC | Split System: Air-Cooled Condensing Unit, Coil with Blower | 4A7V0048A1 |  | 4TXFH063CZ3 | 12.5 | 19.5 | Yes | Yes | 2015-03-20 |  | 1
FALSE | 4A7V0048A1 | 4450 | 6751246 | TRANE | 4TTV0048A1 | AC | Split System: Air-Cooled Condensing Unit, Coil with Blower | 4A7V0048A1 |  | *AM8C0C42V31 | 13 | 20 | Yes | Yes | 2015-03-20 |  | 3
TRUE | 4A7V0048A1 | 4450 | 6743256 | TRANE | 4TTV0048A1 | AC | Split System: Air-Cooled Condensing Unit, Coil with Blower | 4A7V0048A1 |  | *AM8C0C48V41 | 13 | 20 | Yes | Yes | 2015-03-20 |  | 3
FALSE | 4A7V0060A1 | 4452 | 7066831 | TRANE | 4TTV0060A1 | AC | Split System: Air-Cooled Condensing Unit, Coil with Blower | 4A7V0060A1 |  | 4NXCD009AS3+HORIZ-RT | 12.5 | 19.5 | Yes | Yes | 2015-03-20 |  | 1
FALSE | 4A7V0060A1 | 4452 | 6994671 | TRANE | 4TTV0060A1 | AC | Split System: Air-Cooled Condensing Unit, Coil with Blower | 4A7V0060A1 |  | 4NXCD063BC3 | 12.2 | 19 | Yes | Yes | 2015-03-20 |  | 0
FALSE | 4A7V0060A1 | 4452 | 6994670 | TRANE | 4TTV0060A1 | AC | Split System: Air-Cooled Condensing Unit, Coil with Blower | 4A7V0060A1 |  | 4NXCD063BC3 | 12.2 | 19 | Yes | Yes | 2015-03-20 |  | 0
FALSE | 4A7V0060A1 | 4452 | 6751264 | TRANE | 4TTV0060A1 | AC | Split System: Air-Cooled Condensing Unit, Coil with Blower | 4A7V0060A1 |  | 4TXCD010CC3 | 12 | 18.25 | Yes | Yes | 2015-03-20 |  | 0
FALSE | 4A7V0060A1 | 4452 | 6751267 | TRANE | 4TTV0060A1 | AC | Split System: Air-Cooled Condensing Unit, Coil with Blower | 4A7V0060A1 |  | 4TXCD063BC3 | 12.5 | 19.25 | Yes | Yes | 2015-03-20 |  | 1
FALSE | 4A7V0060A1 | 4452 | 6751273 | TRANE | 4TTV0060A1 | AC | Split System: Air-Cooled Condensing Unit, Coil with Blower | 4A7V0060A1 |  | 4TXFH063CZ3 | 12.2 | 19 | Yes | Yes | 2015-03-20 |  | 0
TRUE | 4A7V0060A1 | 4452 | 6743257 | TRANE | 4TTV0060A1 | AC | Split System: Air-Cooled Condensing Unit, Coil with Blower | 4A7V0060A1 |  | *AM8C0C60V51 | 12.75 | 19 | Yes | Yes | 2015-03-20 |  | 1
FALSE | 4A7V0061A1 | 4846 | 7549242 | TRANE | 4TTV0061A1 | AC | Split System: Air-Cooled Condensing Unit, Coil with Blower | 4A7V0061A1 |  | 4NXCD009AS3 | 12.5 | 19 | Yes | Yes | 2015-03-20 |  | 1
FALSE | 4A7V0061A1 | 4846 | 7549245 | TRANE | 4TTV0061A1 | AC | Split System: Air-Cooled Condensing Unit, Coil with Blower | 4A7V0061A1 |  | 4NXCD009AS3+HORIZ-RT | 12.5 | 19 | Yes | Yes | 2015-03-20 |  | 1
FALSE | 4A7V8037A1 | 4845 | 7549204 | TRANE | 4TTV0036B1 | AC | Split System: Air-Cooled Condensing Unit, Coil with Blower | 4A7V0036B1 |  | 4NXCB004AS3+HORIZ-RT | 13 | 20.5 | Yes | Yes | 2015-03-20 |  | 3
FALSE | 4A7V8037A1 | 4845 | 7549206 | TRANE | 4TTV0036B1 | AC | Split System: Air-Cooled Condensing Unit, Coil with Blower | 4A7V0036B1 |  | 4NXCC005AS3 | 13.5 | 21 | Yes | Yes | 2015-03-20 |  | 3
FALSE | 4A7V8037A1 | 4845 | 7549205 | TRANE | 4TTV0036B1 | AC | Split System: Air-Cooled Condensing Unit, Coil with Blower | 4A7V0036B1 |  | 4NXCC005AS3 | 13 | 18.5 | Yes | Yes | 2015-03-20 |  | 3
FALSE | 4A7V8037A1 | 4845 | 7549218 | TRANE | 4TTV0036B1 | AC | Split System: Air-Cooled Condensing Unit, Coil with Blower | 4A7V0036B1 |  | 4TXCB004CC3 | 13 | 20 | Yes | Yes | 2015-03-20 |  | 3
FALSE | 4A7V8037A1 | 4845 | 7549215 | TRANE | 4TTV0036B1 | AC | Split System: Air-Cooled Condensing Unit, Coil with Blower | 4A7V0036B1 |  | 4TXCB004CC3 | 13 | 19 | Yes | Yes | 2015-03-20 |  | 3
FALSE | 4A7V8037A1 | 4845 | 7549214 | TRANE | 4TTV0036B1 | AC | Split System: Air-Cooled Condensing Unit, Coil with Blower | 4A7V0036B1 |  | 4TXCB004CC3 | 13 | 19 | Yes | Yes | 2015-03-20 |  | 3
FALSE | 4A7V8037A1 | 4845 | 7549223 | TRANE | 4TTV0036B1 | AC | Split System: Air-Cooled Condensing Unit, Coil with Blower | 4A7V0036B1 |  | 4TXCC007CC3 | 13 | 20.5 | Yes | Yes | 2015-03-20 |  | 3
TRUE | 4A7V0024A1 | 4446 | 6743101 | AMERICAN STANDARD | 4A7V0024A1 | AC | Split System: Air-Cooled Condensing Unit, Coil with Blower | 4A7V0024A1 |  | *AM8C0B30V21 | 14 | 20 | Yes | Yes | 2015-03-20 |  | 3
TRUE | 4A7V0036A1 | 4448 | 6743102 | AMERICAN STANDARD | 4A7V0036A1 | AC | Split System: Air-Cooled Condensing Unit, Coil with Blower | 4A7V0036A1 |  | *AM8C0C36V31 | 13.5 | 20 | Yes | Yes | 2015-03-20 |  | 3
FALSE | 4A7V8037A1 | 4845 | 7549088 | AMERICAN STANDARD | 4A7V0036B1 | AC | Split System: Air-Cooled Condensing Unit, Coil with Blower | 4A7V0036B1 |  | 4NXCB004AS3 | 12.5 | 19 | Yes | Yes | 2015-03-20 |  | 1
FALSE | 4A7V8037A1 | 4845 | 7549093 | AMERICAN STANDARD | 4A7V0036B1 | AC | Split System: Air-Cooled Condensing Unit, Coil with Blower | 4A7V0036B1 |  | 4NXCB004AS3+HORIZ-RT | 13 | 20.5 | Yes | Yes | 2015-03-20 |  | 3
FALSE | 4A7V8037A1 | 4845 | 7549095 | AMERICAN STANDARD | 4A7V0036B1 | AC | Split System: Air-Cooled Condensing Unit, Coil with Blower | 4A7V0036B1 |  | 4NXCC005AS3 | 13.5 | 21 | Yes | Yes | 2015-03-20 |  | 3
FALSE | 4A7V8037A1 | 4845 | 7549094 | AMERICAN STANDARD | 4A7V0036B1 | AC | Split System: Air-Cooled Condensing Unit, Coil with Blower | 4A7V0036B1 |  | 4NXCC005AS3 | 13 | 18.5 | Yes | Yes | 2015-03-20 |  | 3
FALSE | 4A7V8037A1 | 4845 | 7549107 | AMERICAN STANDARD | 4A7V0036B1 | AC | Split System: Air-Cooled Condensing Unit, Coil with Blower | 4A7V0036B1 |  | 4TXCB004CC3 | 13 | 20 | Yes | Yes | 2015-03-20 |  | 3
FALSE | 4A7V8037A1 | 4845 | 7549104 | AMERICAN STANDARD | 4A7V0036B1 | AC | Split System: Air-Cooled Condensing Unit, Coil with Blower | 4A7V0036B1 |  | 4TXCB004CC3 | 13 | 19 | Yes | Yes | 2015-03-20 |  | 3
FALSE | 4A7V8037A1 | 4845 | 7549103 | AMERICAN STANDARD | 4A7V0036B1 | AC | Split System: Air-Cooled Condensing Unit, Coil with Blower | 4A7V0036B1 |  | 4TXCB004CC3 | 13 | 19 | Yes | Yes | 2015-03-20 |  | 3
FALSE | 4A7V8037A1 | 4845 | 7549112 | AMERICAN STANDARD | 4A7V0036B1 | AC | Split System: Air-Cooled Condensing Unit, Coil with Blower | 4A7V0036B1 |  | 4TXCC007CC3 | 13 | 20.5 | Yes | Yes | 2015-03-20 |  | 3
TRUE | 4A7V8024A1 | 4577 | 6746981 | TRANE | 4TTV8024A1 | AC | Split System: Air-Cooled Condensing Unit, Coil with Blower | 4A7V8024A1 |  | *AM8C0B30V21 | 13 | 18 | Yes | Yes | 2015-03-20 |  | 3
FALSE | 4A7V8024A1 | 4577 | 6751275 | TRANE | 4TTV8024A1 | AC | Split System: Air-Cooled Condensing Unit, Coil with Blower | 4A7V8024A1 |  | *AM8C0C36V31 | 13 | 18 | Yes | Yes | 2015-03-20 |  | 3
FALSE | 4A7V8036A1 | 4485 | 7125563 | TRANE | 4TTV8036A1 | AC | Split System: Air-Cooled Condensing Unit, Coil with Blower | 4A7V8036A1 |  | 4NXCB004AS3 | 12.5 | 18 | Yes | Yes | 2015-03-20 |  | 1
FALSE | 4A7V8036A1 | 4485 | 7035739 | TRANE | 4TTV8036A1 | AC | Split System: Air-Cooled Condensing Unit, Coil with Blower | 4A7V8036A1 |  | 4NXCB004AS3 | 12.5 | 18 | Yes | Yes | 2015-03-20 |  | 1
FALSE | 4A7V8036A1 | 4485 | 7066836 | TRANE | 4TTV8036A1 | AC | Split System: Air-Cooled Condensing Unit, Coil with Blower | 4A7V8036A1 |  | 4NXCB004AS3+HORIZ-RT | 12.5 | 18 | Yes | Yes | 2015-03-20 |  | 1
FALSE | 4A7V0024A1 | 4446 | 6751221 | TRANE | 4TTV0024A1 | AC | Split System: Air-Cooled Condensing Unit, Coil with Blower | 4A7V0024A1 |  | 4TXFH024CZ3 | 12.2 | 17.25 | Yes | Yes | 2015-03-20 |  | 0
FALSE | 4A7V0024A1 | 4446 | 6751224 | TRANE | 4TTV0024A1 | AC | Split System: Air-Cooled Condensing Unit, Coil with Blower | 4A7V0024A1 |  | 4TXFH024CZ3 | 12.5 | 17 | Yes | Yes | 2015-03-20 |  | 1
TRUE | 4A7V0024A1 | 4446 | 6743254 | TRANE | 4TTV0024A1 | AC | Split System: Air-Cooled Condensing Unit, Coil with Blower | 4A7V0024A1 |  | *AM8C0B30V21 | 14 | 20 | Yes | Yes | 2015-03-20 |  | 3
FALSE | 4A7V0036A1 | 4448 | 7125556 | TRANE | 4TTV0036A1 | AC | Split System: Air-Cooled Condensing Unit, Coil with Blower | 4A7V0036A1 |  | 4NXCB004AS3 | 12.5 | 20 | Yes | Yes | 2015-03-20 |  | 1
FALSE | 4A7V0036A1 | 4448 | 7035727 | TRANE | 4TTV0036A1 | AC | Split System: Air-Cooled Condensing Unit, Coil with Blower | 4A7V0036A1 |  | 4NXCB004AS3 | 12.5 | 20 | Yes | Yes | 2015-03-20 |  | 1
FALSE | 4A7V0036A1 | 4448 | 7066821 | TRANE | 4TTV0036A1 | AC | Split System: Air-Cooled Condensing Unit, Coil with Blower | 4A7V0036A1 |  | 4NXCB004AS3+HORIZ-RT | 12.5 | 20 | Yes | Yes | 2015-03-20 |  | 1
FALSE | 4A7V0036A1 | 4448 | 7066822 | TRANE | 4TTV0036A1 | AC | Split System: Air-Cooled Condensing Unit, Coil with Blower | 4A7V0036A1 |  | 4NXCB004AS3+HORIZ-RT | 12.5 | 20 | Yes | Yes | 2015-03-20 |  | 1
FALSE | 4A7V0036A1 | 4448 | 7035729 | TRANE | 4TTV0036A1 | AC | Split System: Air-Cooled Condensing Unit, Coil with Blower | 4A7V0036A1 |  | 4NXCC005AS3 | 13 | 20 | Yes | Yes | 2015-03-20 |  | 3
FALSE | 4A7V0036A1 | 4448 | 7066826 | TRANE | 4TTV0036A1 | AC | Split System: Air-Cooled Condensing Unit, Coil with Blower | 4A7V0036A1 |  | 4NXCC005AS3+HORIZ-RT | 13 | 20 | Yes | Yes | 2015-03-20 |  | 3
FALSE | 4A7V0036A1 | 4448 | 7066825 | TRANE | 4TTV0036A1 | AC | Split System: Air-Cooled Condensing Unit, Coil with Blower | 4A7V0036A1 |  | 4NXCC005AS3+HORIZ-RT | 13 | 20 | Yes | Yes | 2015-03-20 |  | 3
FALSE | 4A7V0036A1 | 4448 | 7066827 | TRANE | 4TTV0036A1 | AC | Split System: Air-Cooled Condensing Unit, Coil with Blower | 4A7V0036A1 |  | 4NXCC005AS3+HORIZ-RT | 13 | 20.25 | Yes | Yes | 2015-03-20 |  | 3
FALSE | 4A7V0036A1 | 4448 | 6751232 | TRANE | 4TTV0036A1 | AC | Split System: Air-Cooled Condensing Unit, Coil with Blower | 4A7V0036A1 |  | 4TXCC007CC3 | 12.5 | 19.5 | Yes | Yes | 2015-03-20 |  | 1
FALSE | 4A7V0036A1 | 4448 | 6751231 | TRANE | 4TTV0036A1 | AC | Split System: Air-Cooled Condensing Unit, Coil with Blower | 4A7V0036A1 |  | 4TXCC007CC3 | 13 | 20 | Yes | Yes | 2015-03-20 |  | 3
FALSE | 4A7V0036A1 | 4448 | 6751235 | TRANE | 4TTV0036A1 | AC | Split System: Air-Cooled Condensing Unit, Coil with Blower | 4A7V0036A1 |  | 4TXCC007CC3 | 12.2 | 18.5 | Yes | Yes | 2015-03-20 |  | 0
FALSE | 4A7V0036A1 | 4448 | 6751234 | TRANE | 4TTV0036A1 | AC | Split System: Air-Cooled Condensing Unit, Coil with Blower | 4A7V0036A1 |  | 4TXCC007CC3 | 12.5 | 19 | Yes | Yes | 2015-03-20 |  | 1
FALSE | 4A7V0036A1 | 4448 | 6751237 | TRANE | 4TTV0036A1 | AC | Split System: Air-Cooled Condensing Unit, Coil with Blower | 4A7V0036A1 |  | 4TXFH036CZ3 | 12.5 | 20 | Yes | Yes | 2015-03-20 |  | 1
FALSE | 4A7V0036A1 | 4448 | 6751243 | TRANE | 4TTV0036A1 | AC | Split System: Air-Cooled Condensing Unit, Coil with Blower | 4A7V0036A1 |  | 4TXFH036CZ3 | 13 | 20 | Yes | Yes | 2015-03-20 |  | 3
FALSE | 4A7V0036A1 | 4448 | 6751245 | TRANE | 4TTV0036A1 | AC | Split System: Air-Cooled Condensing Unit, Coil with Blower | 4A7V0036A1 |  | 4TXFH036CZ3 | 12.5 | 18.75 | Yes | Yes | 2015-03-20 |  | 1
FALSE | 4A7V0036A1 | 4448 | 6751242 | TRANE | 4TTV0036A1 | AC | Split System: Air-Cooled Condensing Unit, Coil with Blower | 4A7V0036A1 |  | 4TXFH036CZ3 | 12.5 | 19.25 | Yes | Yes | 2015-03-20 |  | 1
FALSE | 4A7V0036A1 | 4448 | 6751225 | TRANE | 4TTV0036A1 | AC | Split System: Air-Cooled Condensing Unit, Coil with Blower | 4A7V0036A1 |  | *AM8C0B30V21 | 13 | 20 | Yes | Yes | 2015-03-20 |  | 3
TRUE | 4A7V0036A1 | 4448 | 6743255 | TRANE | 4TTV0036A1 | AC | Split System: Air-Cooled Condensing Unit, Coil with Blower | 4A7V0036A1 |  | *AM8C0C36V31 | 13.5 | 20 | Yes | Yes | 2015-03-20 |  | 3
FALSE | 4A7V8037A1 | 4845 | 7549199 | TRANE | 4TTV0036B1 | AC | Split System: Air-Cooled Condensing Unit, Coil with Blower | 4A7V0036B1 |  | 4NXCB004AS3 | 12.5 | 19 | Yes | Yes | 2015-03-20 |  | 1
TRUE | CZH04812 | 4591 | 7030452 | COLEMAN BY JOHNSON CONTROLS | AC8B048F4 | AC | Split System: Air-Cooled Condensing Unit, Coil with Blower | CZH04812 |  | FC/MC62D+MV20D+TXV | 13 | 17 | Yes | Yes | 2015-03-30 |  | 2
TRUE | CZH06012 | 4592 | 7030822 | COLEMAN BY JOHNSON CONTROLS | AC8B060F4 | AC | Split System: Air-Cooled Condensing Unit, Coil with Blower | CZH06012 |  | FC/MC62D+MV20D+TXV | 12 | 16 | Yes | Yes | 2015-03-30 |  | 0
TRUE | CZH04812 | 4591 | 7033236 | FRASER-JOHNSTON BY JOHNSON CONTROLS | AL8B048F4 | AC | Split System: Air-Cooled Condensing Unit, Coil with Blower | CZH04812 |  | FC/MC62D+MV20D+TXV | 13 | 17 | Yes | Yes | 2015-03-30 |  | 2
TRUE | CZH06012 | 4592 | 7033759 | FRASER-JOHNSTON BY JOHNSON CONTROLS | AL8B060F4 | AC | Split System: Air-Cooled Condensing Unit, Coil with Blower | CZH06012 |  | FC/MC62D+MV20D+TXV | 12 | 16 | Yes | Yes | 2015-03-30 |  | 0
TRUE | CZH04812 | 4591 | 7031761 | LUXAIRE BY JOHNSON CONTROLS | AL8B048F4 | AC | Split System: Air-Cooled Condensing Unit, Coil with Blower | CZH04812 |  | FC/MC62D+MV20D+TXV | 13 | 17 | Yes | Yes | 2015-03-30 |  | 2
TRUE | CZH06012 | 4592 | 7032287 | LUXAIRE BY JOHNSON CONTROLS | AL8B060F4 | AC | Split System: Air-Cooled Condensing Unit, Coil with Blower | CZH06012 |  | FC/MC62D+MV20D+TXV | 12 | 16 | Yes | Yes | 2015-03-30 |  | 0
FALSE | SL18XC1-024-230A** | 4990 | 8110418 | LENNOX INDUSTRIES, INC. | SL18XC1-024-230A** | AC | Split System: Air-Cooled Condensing Unit, Coil with Blower | SL18XC1-024-230A** |  | C33-38+TDR+TXV | 15 | 18 | Yes | Yes | 2015-09-01 |  | 3
FALSE | SL18XC1-024-230A** | 4990 | 8110419 | LENNOX INDUSTRIES, INC. | SL18XC1-024-230A** | AC | Split System: Air-Cooled Condensing Unit, Coil with Blower | SL18XC1-024-230A** |  | C33-38+TDR+TXV | 15 | 18 | Yes | Yes | 2015-09-01 |  | 3
FALSE | SL18XC1-024-230A** | 4990 | 8110420 | LENNOX INDUSTRIES, INC. | SL18XC1-024-230A** | AC | Split System: Air-Cooled Condensing Unit, Coil with Blower | SL18XC1-024-230A** |  | C33-38+TDR+TXV | 15 | 18 | Yes | Yes | 2015-09-01 |  | 3
FALSE | SL18XC1-024-230A** | 4990 | 8110421 | LENNOX INDUSTRIES, INC. | SL18XC1-024-230A** | AC | Split System: Air-Cooled Condensing Unit, Coil with Blower | SL18XC1-024-230A** |  | C33-38+TDR+TXV | 15 | 18 | Yes | Yes | 2015-09-01 |  | 3
FALSE | SL18XC1-024-230A** | 4990 | 8110424 | LENNOX INDUSTRIES, INC. | SL18XC1-024-230A** | AC | Split System: Air-Cooled Condensing Unit, Coil with Blower | SL18XC1-024-230A** |  | CBX27UH-030-230*+TDR | 15 | 18 | Yes | Yes | 2015-09-01 |  | 3
FALSE | SL18XC1-024-230A** | 4990 | 8110429 | LENNOX INDUSTRIES, INC. | SL18XC1-024-230A** | AC | Split System: Air-Cooled Condensing Unit, Coil with Blower | SL18XC1-024-230A** |  | CBX32MV-036*+TDR | 15 | 18 | Yes | Yes | 2015-09-01 |  | 3
FALSE | SL18XC1-024-230A** | 4990 | 8110430 | LENNOX INDUSTRIES, INC. | SL18XC1-024-230A** | AC | Split System: Air-Cooled Condensing Unit, Coil with Blower | SL18XC1-024-230A** |  | CBX40UHV-024*+TDR | 15 | 18 | Yes | Yes | 2015-09-01 |  | 3
FALSE | SL18XC1-024-230A** | 4990 | 8110431 | LENNOX INDUSTRIES, INC. | SL18XC1-024-230A** | AC | Split System: Air-Cooled Condensing Unit, Coil with Blower | SL18XC1-024-230A** |  | CBX40UHV-030*+TDR | 15 | 18 | Yes | Yes | 2015-09-01 |  | 3
FALSE | SL18XC1-024-230A** | 4990 | 8110432 | LENNOX INDUSTRIES, INC. | SL18XC1-024-230A** | AC | Split System: Air-Cooled Condensing Unit, Coil with Blower | SL18XC1-024-230A** |  | CBX40UHV-036*+TDR | 15 | 18 | Yes | Yes | 2015-09-01 |  | 3
FALSE | SL18XC1-024-230A** | 4990 | 8110468 | LENNOX INDUSTRIES, INC. | SL18XC1-024-230A** | AC | Split System: Air-Cooled Condensing Unit, Coil with Blower | SL18XC1-024-230A** |  | CH33-31B+TDR+TXV | 15 | 18 | Yes | Yes | 2015-09-01 |  | 3
FALSE | SL18XC1-024-230A** | 4990 | 8110469 | LENNOX INDUSTRIES, INC. | SL18XC1-024-230A** | AC | Split System: Air-Cooled Condensing Unit, Coil with Blower | SL18XC1-024-230A** |  | CH33-31B+TDR+TXV | 15 | 18 | Yes | Yes | 2015-09-01 |  | 3
FALSE | SL18XC1-024-230A** | 4990 | 8110470 | LENNOX INDUSTRIES, INC. | SL18XC1-024-230A** | AC | Split System: Air-Cooled Condensing Unit, Coil with Blower | SL18XC1-024-230A** |  | CH33-31B+TDR+TXV | 15 | 18 | Yes | Yes | 2015-09-01 |  | 3
FALSE | SL18XC1-024-230A** | 4990 | 8110471 | LENNOX INDUSTRIES, INC. | SL18XC1-024-230A** | AC | Split System: Air-Cooled Condensing Unit, Coil with Blower | SL18XC1-024-230A** |  | CH33-31B+TDR+TXV | 15 | 18 | Yes | Yes | 2015-09-01 |  | 3
FALSE | SL18XC1-024-230A** | 4990 | 8110472 | LENNOX INDUSTRIES, INC. | SL18XC1-024-230A** | AC | Split System: Air-Cooled Condensing Unit, Coil with Blower | SL18XC1-024-230A** |  | CH33-31B+TDR+TXV | 15 | 18 | Yes | Yes | 2015-09-01 |  | 3
FALSE | SL18XC1-024-230A** | 4990 | 8110473 | LENNOX INDUSTRIES, INC. | SL18XC1-024-230A** | AC | Split System: Air-Cooled Condensing Unit, Coil with Blower | SL18XC1-024-230A** |  | CH33-31B+TDR+TXV | 15 | 18 | Yes | Yes | 2015-09-01 |  | 3
FALSE | SL18XC1-024-230A** | 4990 | 8110474 | LENNOX INDUSTRIES, INC. | SL18XC1-024-230A** | AC | Split System: Air-Cooled Condensing Unit, Coil with Blower | SL18XC1-024-230A** |  | CH33-31B+TDR+TXV | 15 | 18 | Yes | Yes | 2015-09-01 |  | 3
FALSE | SL18XC1-024-230A** | 4990 | 8110475 | LENNOX INDUSTRIES, INC. | SL18XC1-024-230A** | AC | Split System: Air-Cooled Condensing Unit, Coil with Blower | SL18XC1-024-230A** |  | CH33-31B+TDR+TXV | 15 | 18 | Yes | Yes | 2015-09-01 |  | 3
FALSE | SL18XC1-024-230A** | 4990 | 8110491 | LENNOX INDUSTRIES, INC. | SL18XC1-024-230A** | AC | Split System: Air-Cooled Condensing Unit, Coil with Blower | SL18XC1-024-230A** |  | CH33-36+TDR+TXV | 15 | 18 | Yes | Yes | 2015-09-01 |  | 3
FALSE | XC20-024-230A** | 4979 | 8085675 | LENNOX INDUSTRIES, INC. | XC20-024-230A** | AC | Split System: Air-Cooled Condensing Unit, Coil with Blower | XC20-024-230A** |  | C33-38A*+TDR+TXV | 14.5 | 20 | Yes | Yes | 2015-04-28 |  | 3
FALSE | XC20-024-230A** | 4979 | 8085677 | LENNOX INDUSTRIES, INC. | XC20-024-230A** | AC | Split System: Air-Cooled Condensing Unit, Coil with Blower | XC20-024-230A** |  | C33-38A*+TDR+TXV | 14.5 | 20 | Yes | Yes | 2015-04-28 |  | 3
FALSE | XC20-024-230A** | 4979 | 8085679 | LENNOX INDUSTRIES, INC. | XC20-024-230A** | AC | Split System: Air-Cooled Condensing Unit, Coil with Blower | XC20-024-230A** |  | C33-38A*+TDR+TXV | 14.5 | 20 | Yes | Yes | 2015-04-28 |  | 3
FALSE | XC20-024-230A** | 4979 | 8085680 | LENNOX INDUSTRIES, INC. | XC20-024-230A** | AC | Split System: Air-Cooled Condensing Unit, Coil with Blower | XC20-024-230A** |  | C33-38B+TDR+TXV | 14.5 | 20 | Yes | Yes | 2015-04-28 |  | 3
FALSE | XC20-024-230A** | 4979 | 8085682 | LENNOX INDUSTRIES, INC. | XC20-024-230A** | AC | Split System: Air-Cooled Condensing Unit, Coil with Blower | XC20-024-230A** |  | C33-38B+TDR+TXV | 14.5 | 20 | Yes | Yes | 2015-04-28 |  | 3
FALSE | XC20-024-230A** | 4979 | 8085683 | LENNOX INDUSTRIES, INC. | XC20-024-230A** | AC | Split System: Air-Cooled Condensing Unit, Coil with Blower | XC20-024-230A** |  | C33-38B+TDR+TXV | 14.5 | 20 | Yes | Yes | 2015-04-28 |  | 3
FALSE | XC20-024-230A** | 4979 | 8085685 | LENNOX INDUSTRIES, INC. | XC20-024-230A** | AC | Split System: Air-Cooled Condensing Unit, Coil with Blower | XC20-024-230A** |  | C33-38B+TDR+TXV | 14.5 | 20 | Yes | Yes | 2015-04-28 |  | 3
FALSE | XC20-024-230A** | 4979 | 8085688 | LENNOX INDUSTRIES, INC. | XC20-024-230A** | AC | Split System: Air-Cooled Condensing Unit, Coil with Blower | XC20-024-230A** |  | CBX32MV-036*+TDR | 14.5 | 20 | Yes | Yes | 2015-04-28 |  | 3
FALSE | XC20-024-230A** | 4979 | 8085666 | LENNOX INDUSTRIES, INC. | XC20-024-230A** | AC | Split System: Air-Cooled Condensing Unit, Coil with Blower | XC20-024-230A** |  | C33-31B*+TDR+TXV | 14.5 | 20 | Yes | Yes | 2015-04-28 |  | 3
FALSE | XC20-024-230A** | 4979 | 8085667 | LENNOX INDUSTRIES, INC. | XC20-024-230A** | AC | Split System: Air-Cooled Condensing Unit, Coil with Blower | XC20-024-230A** |  | C33-31B*+TDR+TXV | 14.5 | 20 | Yes | Yes | 2015-04-28 |  | 3
FALSE | XC20-024-230A** | 4979 | 8085669 | LENNOX INDUSTRIES, INC. | XC20-024-230A** | AC | Split System: Air-Cooled Condensing Unit, Coil with Blower | XC20-024-230A** |  | C33-31B*+TDR+TXV | 14.5 | 20 | Yes | Yes | 2015-04-28 |  | 3
FALSE | XC20-024-230A** | 4979 | 8085702 | LENNOX INDUSTRIES, INC. | XC20-024-230A** | AC | Split System: Air-Cooled Condensing Unit, Coil with Blower | XC20-024-230A** |  | CH33-31B+TDR+TXV | 14.5 | 20 | Yes | Yes | 2015-04-28 |  | 3
FALSE | XC20-024-230A** | 4979 | 8085704 | LENNOX INDUSTRIES, INC. | XC20-024-230A** | AC | Split System: Air-Cooled Condensing Unit, Coil with Blower | XC20-024-230A** |  | CH33-31B+TDR+TXV | 14.5 | 20 | Yes | Yes | 2015-04-28 |  | 3
FALSE | XC20-024-230A** | 4979 | 8085706 | LENNOX INDUSTRIES, INC. | XC20-024-230A** | AC | Split System: Air-Cooled Condensing Unit, Coil with Blower | XC20-024-230A** |  | CH33-31B+TDR+TXV | 14.5 | 20 | Yes | Yes | 2015-04-28 |  | 3
FALSE | XC20-024-230A** | 4979 | 8085707 | LENNOX INDUSTRIES, INC. | XC20-024-230A** | AC | Split System: Air-Cooled Condensing Unit, Coil with Blower | XC20-024-230A** |  | CH33-31B+TDR+TXV | 14.5 | 20 | Yes | Yes | 2015-04-28 |  | 3
FALSE | XC20-024-230A** | 4979 | 8085661 | LENNOX INDUSTRIES, INC. | XC20-024-230A** | AC | Split System: Air-Cooled Condensing Unit, Coil with Blower | XC20-024-230A** |  | C33-31A*+TDR+TXV | 14.5 | 20 | Yes | Yes | 2015-04-28 |  | 3
FALSE | XC20-024-230A** | 4979 | 8085713 | LENNOX INDUSTRIES, INC. | XC20-024-230A** | AC | Split System: Air-Cooled Condensing Unit, Coil with Blower | XC20-024-230A** |  | CH33-42B*+TDR+TXV | 14.5 | 20 | Yes | Yes | 2015-04-28 |  | 3
FALSE | XC20-024-230A** | 4979 | 8085717 | LENNOX INDUSTRIES, INC. | XC20-024-230A** | AC | Split System: Air-Cooled Condensing Unit, Coil with Blower | XC20-024-230A** |  | CH33-43C+TDR+TXV | 14.5 | 20 | Yes | Yes | 2015-04-28 |  | 3
FALSE | XC20-024-230A** | 4979 | 8085659 | LENNOX INDUSTRIES, INC. | XC20-024-230A** | AC | Split System: Air-Cooled Condensing Unit, Coil with Blower | XC20-024-230A** |  | C33-31A*+TDR+TXV | 14 | 20 | Yes | Yes | 2015-04-28 |  | 3
FALSE | XC20-024-230A** | 4979 | 8085752 | LENNOX INDUSTRIES, INC. | XC20-024-230A** | AC | Split System: Air-Cooled Condensing Unit, Coil with Blower | XC20-024-230A** |  | CX34-36+TDR | 14 | 20 | Yes | Yes | 2015-04-28 |  | 3
FALSE | XC20-024-230A** | 4979 | 8085744 | LENNOX INDUSTRIES, INC. | XC20-024-230A** | AC | Split System: Air-Cooled Condensing Unit, Coil with Blower | XC20-024-230A** |  | CX34-31A*+TDR | 14 | 20 | Yes | Yes | 2015-04-28 |  | 3
FALSE | XC20-024-230A** | 4979 | 8085656 | LENNOX INDUSTRIES, INC. | XC20-024-230A** | AC | Split System: Air-Cooled Condensing Unit, Coil with Blower | XC20-024-230A** |  | C33-31A*+TDR+TXV | 14 | 20 | Yes | Yes | 2015-04-28 |  | 3
FALSE | XC20-024-230A** | 4979 | 8085658 | LENNOX INDUSTRIES, INC. | XC20-024-230A** | AC | Split System: Air-Cooled Condensing Unit, Coil with Blower | XC20-024-230A** |  | C33-31A*+TDR+TXV | 14 | 20 | Yes | Yes | 2015-04-28 |  | 3
FALSE | XC20-024-230A** | 4979 | 8085746 | LENNOX INDUSTRIES, INC. | XC20-024-230A** | AC | Split System: Air-Cooled Condensing Unit, Coil with Blower | XC20-024-230A** |  | CX34-31B*+TDR | 14 | 20 | Yes | Yes | 2015-04-28 |  | 3
FALSE | XC20-024-230A** | 4979 | 8085730 | LENNOX INDUSTRIES, INC. | XC20-024-230A** | AC | Split System: Air-Cooled Condensing Unit, Coil with Blower | XC20-024-230A** |  | CR33-48B*+TDR+TXV | 14 | 20 | Yes | Yes | 2015-04-28 |  | 3
FALSE | XC20-024-230A** | 4979 | 8085731 | LENNOX INDUSTRIES, INC. | XC20-024-230A** | AC | Split System: Air-Cooled Condensing Unit, Coil with Blower | XC20-024-230A** |  | CR33-48B*+TDR+TXV | 14 | 20 | Yes | Yes | 2015-04-28 |  | 3
FALSE | XC20-024-230A** | 4979 | 8085733 | LENNOX INDUSTRIES, INC. | XC20-024-230A** | AC | Split System: Air-Cooled Condensing Unit, Coil with Blower | XC20-024-230A** |  | CR33-48B*+TDR+TXV | 14 | 20 | Yes | Yes | 2015-04-28 |  | 3
FALSE | XC20-036-230A** | 4980 | 8086455 | LENNOX INDUSTRIES, INC. | XC20-036-230A** | AC | Split System: Air-Cooled Condensing Unit, Coil with Blower | XC20-036-230A** |  | CH33-48C+TDR+TXV | 13.5 | 20 | Yes | Yes | 2015-04-28 |  | 3
FALSE | XC20-036-230A** | 4980 | 8086456 | LENNOX INDUSTRIES, INC. | XC20-036-230A** | AC | Split System: Air-Cooled Condensing Unit, Coil with Blower | XC20-036-230A** |  | CH33-48C+TDR+TXV | 13.5 | 20 | Yes | Yes | 2015-04-28 |  | 3
FALSE | XC20-036-230A** | 4980 | 8086457 | LENNOX INDUSTRIES, INC. | XC20-036-230A** | AC | Split System: Air-Cooled Condensing Unit, Coil with Blower | XC20-036-230A** |  | CH33-48C+TDR+TXV | 13.5 | 20 | Yes | Yes | 2015-04-28 |  | 3
FALSE | XC20-036-230A** | 4980 | 8086458 | LENNOX INDUSTRIES, INC. | XC20-036-230A** | AC | Split System: Air-Cooled Condensing Unit, Coil with Blower | XC20-036-230A** |  | CR33-48+TDR+TXV | 13 | 20 | Yes | Yes | 2015-04-28 |  | 3
FALSE | XC20-036-230A** | 4980 | 8086459 | LENNOX INDUSTRIES, INC. | XC20-036-230A** | AC | Split System: Air-Cooled Condensing Unit, Coil with Blower | XC20-036-230A** |  | CR33-48+TDR+TXV | 13 | 20 | Yes | Yes | 2015-04-28 |  | 3
FALSE | XC20-036-230A** | 4980 | 8086460 | LENNOX INDUSTRIES, INC. | XC20-036-230A** | AC | Split System: Air-Cooled Condensing Unit, Coil with Blower | XC20-036-230A** |  | CR33-48+TDR+TXV | 13 | 20 | Yes | Yes | 2015-04-28 |  | 3
FALSE | XC20-036-230A** | 4980 | 8086461 | LENNOX INDUSTRIES, INC. | XC20-036-230A** | AC | Split System: Air-Cooled Condensing Unit, Coil with Blower | XC20-036-230A** |  | CR33-48+TDR+TXV | 13 | 20 | Yes | Yes | 2015-04-28 |  | 3
FALSE | XC20-036-230A** | 4980 | 8086462 | LENNOX INDUSTRIES, INC. | XC20-036-230A** | AC | Split System: Air-Cooled Condensing Unit, Coil with Blower | XC20-036-230A** |  | CR33-48+TDR+TXV | 13 | 20 | Yes | Yes | 2015-04-28 |  | 3
FALSE | XC20-036-230A** | 4980 | 8086463 | LENNOX INDUSTRIES, INC. | XC20-036-230A** | AC | Split System: Air-Cooled Condensing Unit, Coil with Blower | XC20-036-230A** |  | CR33-48+TDR+TXV | 13 | 20 | Yes | Yes | 2015-04-28 |  | 3
FALSE | XC20-036-230A** | 4980 | 8086483 | LENNOX INDUSTRIES, INC. | XC20-036-230A** | AC | Split System: Air-Cooled Condensing Unit, Coil with Blower | XC20-036-230A** |  | CX34-43+TDR | 14 | 20 | Yes | Yes | 2015-04-28 |  | 3
FALSE | XC20-036-230A** | 4980 | 8086484 | LENNOX INDUSTRIES, INC. | XC20-036-230A** | AC | Split System: Air-Cooled Condensing Unit, Coil with Blower | XC20-036-230A** |  | CX34-43+TDR | 14 | 20 | Yes | Yes | 2015-04-28 |  | 3
FALSE | XC20-036-230A** | 4980 | 8086485 | LENNOX INDUSTRIES, INC. | XC20-036-230A** | AC | Split System: Air-Cooled Condensing Unit, Coil with Blower | XC20-036-230A** |  | CX34-43+TDR | 13.5 | 20 | Yes | Yes | 2015-04-28 |  | 3
FALSE | XC20-036-230A** | 4980 | 8086486 | LENNOX INDUSTRIES, INC. | XC20-036-230A** | AC | Split System: Air-Cooled Condensing Unit, Coil with Blower | XC20-036-230A** |  | CX34-43+TDR | 14 | 20 | Yes | Yes | 2015-04-28 |  | 3
FALSE | XC20-036-230A** | 4980 | 8086487 | LENNOX INDUSTRIES, INC. | XC20-036-230A** | AC | Split System: Air-Cooled Condensing Unit, Coil with Blower | XC20-036-230A** |  | CX34-43+TDR | 14 | 20 | Yes | Yes | 2015-04-28 |  | 3
FALSE | XC20-036-230A** | 4980 | 8086488 | LENNOX INDUSTRIES, INC. | XC20-036-230A** | AC | Split System: Air-Cooled Condensing Unit, Coil with Blower | XC20-036-230A** |  | CX34-44/48C+TDR | 13.5 | 20 | Yes | Yes | 2015-04-28 |  | 3
FALSE | XC20-036-230A** | 4980 | 8086489 | LENNOX INDUSTRIES, INC. | XC20-036-230A** | AC | Split System: Air-Cooled Condensing Unit, Coil with Blower | XC20-036-230A** |  | CX34-44/48*+TDR | 13 | 20 | Yes | Yes | 2015-04-28 |  | 3
FALSE | XC20-036-230A** | 4980 | 8086490 | LENNOX INDUSTRIES, INC. | XC20-036-230A** | AC | Split System: Air-Cooled Condensing Unit, Coil with Blower | XC20-036-230A** |  | CX34-44/48*+TDR | 13 | 20 | Yes | Yes | 2015-04-28 |  | 3
FALSE | XC20-036-230A** | 4980 | 8086491 | LENNOX INDUSTRIES, INC. | XC20-036-230A** | AC | Split System: Air-Cooled Condensing Unit, Coil with Blower | XC20-036-230A** |  | CX34-44/48*+TDR | 13.5 | 20 | Yes | Yes | 2015-04-28 |  | 3
FALSE | XC20-036-230A** | 4980 | 8086492 | LENNOX INDUSTRIES, INC. | XC20-036-230A** | AC | Split System: Air-Cooled Condensing Unit, Coil with Blower | XC20-036-230A** |  | CX34-44/48*+TDR | 13.5 | 20 | Yes | Yes | 2015-04-28 |  | 3
FALSE | XC20-036-230A** | 4980 | 8086493 | LENNOX INDUSTRIES, INC. | XC20-036-230A** | AC | Split System: Air-Cooled Condensing Unit, Coil with Blower | XC20-036-230A** |  | CX34-44/48*+TDR | 13.5 | 20 | Yes | Yes | 2015-04-28 |  | 3
FALSE | XC20-036-230A** | 4980 | 8086494 | LENNOX INDUSTRIES, INC. | XC20-036-230A** | AC | Split System: Air-Cooled Condensing Unit, Coil with Blower | XC20-036-230A** |  | CX34-44/48*+TDR | 13 | 20 | Yes | Yes | 2015-04-28 |  | 3
FALSE | XC20-036-230A** | 4980 | 8086495 | LENNOX INDUSTRIES, INC. | XC20-036-230A** | AC | Split System: Air-Cooled Condensing Unit, Coil with Blower | XC20-036-230A** |  | CX34-44/48*+TDR | 13.5 | 20 | Yes | Yes | 2015-04-28 |  | 3
FALSE | XC20-036-230A** | 4980 | 8086496 | LENNOX INDUSTRIES, INC. | XC20-036-230A** | AC | Split System: Air-Cooled Condensing Unit, Coil with Blower | XC20-036-230A** |  | CX34-44/48*+TDR | 13.5 | 20 | Yes | Yes | 2015-04-28 |  | 3
FALSE | XC20-036-230A** | 4980 | 8086497 | LENNOX INDUSTRIES, INC. | XC20-036-230A** | AC | Split System: Air-Cooled Condensing Unit, Coil with Blower | XC20-036-230A** |  | CX34-44/48C+TDR | 13.5 | 20 | Yes | Yes | 2015-04-28 |  | 3
FALSE | XC20-036-230A** | 4980 | 8086498 | LENNOX INDUSTRIES, INC. | XC20-036-230A** | AC | Split System: Air-Cooled Condensing Unit, Coil with Blower | XC20-036-230A** |  | CX34-50/60C+TDR | 13.5 | 20 | Yes | Yes | 2015-04-28 |  | 3
FALSE | XC20-036-230A** | 4980 | 8086499 | LENNOX INDUSTRIES, INC. | XC20-036-230A** | AC | Split System: Air-Cooled Condensing Unit, Coil with Blower | XC20-036-230A** |  | CX34-50/60C+TDR | 13.5 | 20 | Yes | Yes | 2015-04-28 |  | 3
FALSE | XC20-036-230A** | 4980 | 8086500 | LENNOX INDUSTRIES, INC. | XC20-036-230A** | AC | Split System: Air-Cooled Condensing Unit, Coil with Blower | XC20-036-230A** |  | CX34-50/60C+TDR | 13.5 | 20 | Yes | Yes | 2015-04-28 |  | 3
FALSE | XC20-036-230A** | 4980 | 8100012 | LENNOX INDUSTRIES, INC. | XC20-036-230A** | AC | Split System: Air-Cooled Condensing Unit, Coil with Blower | XC20-036-230A** |  | C33-36+TDR+TXV | 13 | 20 | Yes | Yes | 2015-04-28 |  | 3
FALSE | XC20-036-230A** | 4980 | 8100014 | LENNOX INDUSTRIES, INC. | XC20-036-230A** | AC | Split System: Air-Cooled Condensing Unit, Coil with Blower | XC20-036-230A** |  | C33-38+TDR+TXV | 13 | 20 | Yes | Yes | 2015-04-28 |  | 3
FALSE | XC20-036-230A** | 4980 | 8100016 | LENNOX INDUSTRIES, INC. | XC20-036-230A** | AC | Split System: Air-Cooled Condensing Unit, Coil with Blower | XC20-036-230A** |  | C33-38+TDR+TXV | 13 | 20 | Yes | Yes | 2015-04-28 |  | 3
FALSE | XC20-036-230A** | 4980 | 8100018 | LENNOX INDUSTRIES, INC. | XC20-036-230A** | AC | Split System: Air-Cooled Condensing Unit, Coil with Blower | XC20-036-230A** |  | C33-38+TDR+TXV | 13 | 20 | Yes | Yes | 2015-04-28 |  | 3
FALSE | XC20-036-230A** | 4980 | 8100020 | LENNOX INDUSTRIES, INC. | XC20-036-230A** | AC | Split System: Air-Cooled Condensing Unit, Coil with Blower | XC20-036-230A** |  | C33-38+TDR+TXV | 13 | 20 | Yes | Yes | 2015-04-28 |  | 3
FALSE | XC20-036-230A** | 4980 | 8100021 | LENNOX INDUSTRIES, INC. | XC20-036-230A** | AC | Split System: Air-Cooled Condensing Unit, Coil with Blower | XC20-036-230A** |  | C33-38+TDR+TXV | 13.5 | 20 | Yes | Yes | 2015-04-28 |  | 3
FALSE | XC20-036-230A** | 4980 | 8100023 | LENNOX INDUSTRIES, INC. | XC20-036-230A** | AC | Split System: Air-Cooled Condensing Unit, Coil with Blower | XC20-036-230A** |  | C33-38+TDR+TXV | 13.5 | 20 | Yes | Yes | 2015-04-28 |  | 3
FALSE | XC20-036-230A** | 4980 | 8100025 | LENNOX INDUSTRIES, INC. | XC20-036-230A** | AC | Split System: Air-Cooled Condensing Unit, Coil with Blower | XC20-036-230A** |  | C33-38+TDR+TXV | 13.5 | 20 | Yes | Yes | 2015-04-28 |  | 3
FALSE | XC20-036-230A** | 4980 | 8100027 | LENNOX INDUSTRIES, INC. | XC20-036-230A** | AC | Split System: Air-Cooled Condensing Unit, Coil with Blower | XC20-036-230A** |  | C33-38+TDR+TXV | 13 | 20 | Yes | Yes | 2015-04-28 |  | 3
FALSE | XC20-036-230A** | 4980 | 8100028 | LENNOX INDUSTRIES, INC. | XC20-036-230A** | AC | Split System: Air-Cooled Condensing Unit, Coil with Blower | XC20-036-230A** |  | C33-43B+TDR+TXV | 13 | 20 | Yes | Yes | 2015-04-28 |  | 3
FALSE | XC20-036-230A** | 4980 | 8100030 | LENNOX INDUSTRIES, INC. | XC20-036-230A** | AC | Split System: Air-Cooled Condensing Unit, Coil with Blower | XC20-036-230A** |  | C33-43B+TDR+TXV | 13 | 20 | Yes | Yes | 2015-04-28 |  | 3
FALSE | XC20-036-230A** | 4980 | 8100032 | LENNOX INDUSTRIES, INC. | XC20-036-230A** | AC | Split System: Air-Cooled Condensing Unit, Coil with Blower | XC20-036-230A** |  | C33-43B+TDR+TXV | 14 | 20 | Yes | Yes | 2015-04-28 |  | 3
FALSE | XC20-036-230A** | 4980 | 8100034 | LENNOX INDUSTRIES, INC. | XC20-036-230A** | AC | Split System: Air-Cooled Condensing Unit, Coil with Blower | XC20-036-230A** |  | C33-43B+TDR+TXV | 14 | 20 | Yes | Yes | 2015-04-28 |  | 3
FALSE | XC20-036-230A** | 4980 | 8100036 | LENNOX INDUSTRIES, INC. | XC20-036-230A** | AC | Split System: Air-Cooled Condensing Unit, Coil with Blower | XC20-036-230A** |  | C33-43B+TDR+TXV | 14 | 20 | Yes | Yes | 2015-04-28 |  | 3
FALSE | XC20-036-230A** | 4980 | 8100038 | LENNOX INDUSTRIES, INC. | XC20-036-230A** | AC | Split System: Air-Cooled Condensing Unit, Coil with Blower | XC20-036-230A** |  | C33-43B+TDR+TXV | 13.5 | 20 | Yes | Yes | 2015-04-28 |  | 3
FALSE | XC20-036-230A** | 4980 | 8100040 | LENNOX INDUSTRIES, INC. | XC20-036-230A** | AC | Split System: Air-Cooled Condensing Unit, Coil with Blower | XC20-036-230A** |  | C33-43C+TDR+TXV | 13.5 | 20 | Yes | Yes | 2015-04-28 |  | 3
FALSE | XC20-036-230A** | 4980 | 8100042 | LENNOX INDUSTRIES, INC. | XC20-036-230A** | AC | Split System: Air-Cooled Condensing Unit, Coil with Blower | XC20-036-230A** |  | C33-43C+TDR+TXV | 14 | 20 | Yes | Yes | 2015-04-28 |  | 3
FALSE | XC20-036-230A** | 4980 | 8100044 | LENNOX INDUSTRIES, INC. | XC20-036-230A** | AC | Split System: Air-Cooled Condensing Unit, Coil with Blower | XC20-036-230A** |  | C33-43C+TDR+TXV | 14 | 20 | Yes | Yes | 2015-04-28 |  | 3
FALSE | XC20-036-230A** | 4980 | 8100080 | LENNOX INDUSTRIES, INC. | XC20-036-230A** | AC | Split System: Air-Cooled Condensing Unit, Coil with Blower | XC20-036-230A** |  | C33-50/60C+TDR+TXV | 13.5 | 20 | Yes | Yes | 2015-04-28 |  | 3
FALSE | XC20-036-230A** | 4980 | 8100081 | LENNOX INDUSTRIES, INC. | XC20-036-230A** | AC | Split System: Air-Cooled Condensing Unit, Coil with Blower | XC20-036-230A** |  | C33-50/60C+TDR+TXV | 13.5 | 20 | Yes | Yes | 2015-04-28 |  | 3
FALSE | XC20-036-230A** | 4980 | 8100083 | LENNOX INDUSTRIES, INC. | XC20-036-230A** | AC | Split System: Air-Cooled Condensing Unit, Coil with Blower | XC20-036-230A** |  | C33-50/60C+TDR+TXV | 13.5 | 20 | Yes | Yes | 2015-04-28 |  | 3
TRUE | XC20-036-230A** | 4980 | 8100085 | LENNOX INDUSTRIES, INC. | XC20-036-230A** | AC | Split System: Air-Cooled Condensing Unit, Coil with Blower | XC20-036-230A** |  | CBX32MV-036*+TDR | 13 | 20 | Yes | Yes | 2015-04-28 |  | 3
FALSE | XC20-036-230A** | 4980 | 8100087 | LENNOX INDUSTRIES, INC. | XC20-036-230A** | AC | Split System: Air-Cooled Condensing Unit, Coil with Blower | XC20-036-230A** |  | CBX40UHV-036*+TDR | 13.5 | 20 | Yes | Yes | 2015-04-28 |  | 3
FALSE | XC20-036-230A** | 4980 | 8100088 | LENNOX INDUSTRIES, INC. | XC20-036-230A** | AC | Split System: Air-Cooled Condensing Unit, Coil with Blower | XC20-036-230A** |  | CH23-51+TDR+TXV | 13 | 20 | Yes | Yes | 2015-04-28 |  | 3
FALSE | XC20-036-230A** | 4980 | 8100090 | LENNOX INDUSTRIES, INC. | XC20-036-230A** | AC | Split System: Air-Cooled Condensing Unit, Coil with Blower | XC20-036-230A** |  | CH23-51+TDR+TXV | 13 | 20 | Yes | Yes | 2015-04-28 |  | 3
FALSE | XC20-036-230A** | 4980 | 8100092 | LENNOX INDUSTRIES, INC. | XC20-036-230A** | AC | Split System: Air-Cooled Condensing Unit, Coil with Blower | XC20-036-230A** |  | CH23-51+TDR+TXV | 13 | 20 | Yes | Yes | 2015-04-28 |  | 3
FALSE | XC20-036-230A** | 4980 | 8100094 | LENNOX INDUSTRIES, INC. | XC20-036-230A** | AC | Split System: Air-Cooled Condensing Unit, Coil with Blower | XC20-036-230A** |  | CH23-51+TDR+TXV | 13 | 20 | Yes | Yes | 2015-04-28 |  | 3
FALSE | XC20-036-230A** | 4980 | 8100096 | LENNOX INDUSTRIES, INC. | XC20-036-230A** | AC | Split System: Air-Cooled Condensing Unit, Coil with Blower | XC20-036-230A** |  | CH23-51+TDR+TXV | 13 | 20 | Yes | Yes | 2015-04-28 |  | 3
FALSE | XC20-036-230A** | 4980 | 8100098 | LENNOX INDUSTRIES, INC. | XC20-036-230A** | AC | Split System: Air-Cooled Condensing Unit, Coil with Blower | XC20-036-230A** |  | CH23-51+TDR+TXV | 13 | 20 | Yes | Yes | 2015-04-28 |  | 3
FALSE | XC20-036-230A** | 4980 | 8100099 | LENNOX INDUSTRIES, INC. | XC20-036-230A** | AC | Split System: Air-Cooled Condensing Unit, Coil with Blower | XC20-036-230A** |  | CH23-51+TDR+TXV | 13 | 20 | Yes | Yes | 2015-04-28 |  | 3
FALSE | XC20-036-230A** | 4980 | 8100101 | LENNOX INDUSTRIES, INC. | XC20-036-230A** | AC | Split System: Air-Cooled Condensing Unit, Coil with Blower | XC20-036-230A** |  | CH23-51+TDR+TXV | 13 | 20 | Yes | Yes | 2015-04-28 |  | 3
FALSE | XC20-036-230A** | 4980 | 8100103 | LENNOX INDUSTRIES, INC. | XC20-036-230A** | AC | Split System: Air-Cooled Condensing Unit, Coil with Blower | XC20-036-230A** |  | CH23-51+TDR+TXV | 13 | 20 | Yes | Yes | 2015-04-28 |  | 3
FALSE | XC20-036-230A** | 4980 | 8100105 | LENNOX INDUSTRIES, INC. | XC20-036-230A** | AC | Split System: Air-Cooled Condensing Unit, Coil with Blower | XC20-036-230A** |  | CH23-51+TDR+TXV | 13 | 20 | Yes | Yes | 2015-04-28 |  | 3
FALSE | XC20-036-230A** | 4980 | 8100107 | LENNOX INDUSTRIES, INC. | XC20-036-230A** | AC | Split System: Air-Cooled Condensing Unit, Coil with Blower | XC20-036-230A** |  | CH33-42+TDR+TXV | 13 | 20 | Yes | Yes | 2015-04-28 |  | 3
FALSE | XC20-036-230A** | 4980 | 8100109 | LENNOX INDUSTRIES, INC. | XC20-036-230A** | AC | Split System: Air-Cooled Condensing Unit, Coil with Blower | XC20-036-230A** |  | CH33-42+TDR+TXV | 13 | 20 | Yes | Yes | 2015-04-28 |  | 3
FALSE | XC20-036-230A** | 4980 | 8100110 | LENNOX INDUSTRIES, INC. | XC20-036-230A** | AC | Split System: Air-Cooled Condensing Unit, Coil with Blower | XC20-036-230A** |  | CH33-42+TDR+TXV | 13.5 | 20 | Yes | Yes | 2015-04-28 |  | 3
FALSE | XC20-048-230A** | 4977 | 8086389 | LENNOX INDUSTRIES, INC. | XC20-048-230A** | AC | Split System: Air-Cooled Condensing Unit, Coil with Blower | XC20-048-230A** |  | CH33-62D+TDR+TXV | 13 | 19.5 | Yes | Yes | 2015-04-28 |  | 3
FALSE | XC20-048-230A** | 4977 | 8086395 | LENNOX INDUSTRIES, INC. | XC20-048-230A** | AC | Split System: Air-Cooled Condensing Unit, Coil with Blower | XC20-048-230A** |  | CH35-51C+TDR+TXV | 13 | 19.5 | Yes | Yes | 2015-04-28 |  | 3
FALSE | XC20-048-230A** | 4977 | 8086401 | LENNOX INDUSTRIES, INC. | XC20-048-230A** | AC | Split System: Air-Cooled Condensing Unit, Coil with Blower | XC20-048-230A** |  | CH35-60D+TDR+TXV | 13 | 19.5 | Yes | Yes | 2015-04-28 |  | 3
FALSE | XC20-048-230A** | 4977 | 8086441 | LENNOX INDUSTRIES, INC. | XC20-048-230A** | AC | Split System: Air-Cooled Condensing Unit, Coil with Blower | XC20-048-230A** |  | CX34-49C*+TDR | 13 | 19 | Yes | Yes | 2015-04-28 |  | 3
FALSE | XC20-048-230A** | 4977 | 8086349 | LENNOX INDUSTRIES, INC. | XC20-048-230A** | AC | Split System: Air-Cooled Condensing Unit, Coil with Blower | XC20-048-230A** |  | C33-49C*+TDR+TXV | 13 | 19 | Yes | Yes | 2015-04-28 |  | 3
FALSE | XC20-060-230A** | 4978 | 8086258 | LENNOX INDUSTRIES, INC. | XC20-060-230A** | AC | Split System: Air-Cooled Condensing Unit, Coil with Blower | XC20-060-230A** |  | C33-49+TDR+TXV | 13 | 19 | Yes | Yes | 2015-04-28 |  | 3
FALSE | XC20-060-230A** | 4978 | 8086263 | LENNOX INDUSTRIES, INC. | XC20-060-230A** | AC | Split System: Air-Cooled Condensing Unit, Coil with Blower | XC20-060-230A** |  | C33-60D+TDR+TXV | 13 | 19 | Yes | Yes | 2015-04-28 |  | 3
FALSE | XC20-060-230A** | 4978 | 8086267 | LENNOX INDUSTRIES, INC. | XC20-060-230A** | AC | Split System: Air-Cooled Condensing Unit, Coil with Blower | XC20-060-230A** |  | C33-62C+TDR+TXV | 13 | 19 | Yes | Yes | 2015-04-28 |  | 3
FALSE | XC20-060-230A** | 4978 | 8086268 | LENNOX INDUSTRIES, INC. | XC20-060-230A** | AC | Split System: Air-Cooled Condensing Unit, Coil with Blower | XC20-060-230A** |  | C33-62C+TDR+TXV | 13 | 19 | Yes | Yes | 2015-04-28 |  | 3
FALSE | XC20-060-230A** | 4978 | 8086270 | LENNOX INDUSTRIES, INC. | XC20-060-230A** | AC | Split System: Air-Cooled Condensing Unit, Coil with Blower | XC20-060-230A** |  | C33-62C+TDR+TXV | 13 | 19 | Yes | Yes | 2015-04-28 |  | 3
FALSE | XC20-060-230A** | 4978 | 8086271 | LENNOX INDUSTRIES, INC. | XC20-060-230A** | AC | Split System: Air-Cooled Condensing Unit, Coil with Blower | XC20-060-230A** |  | C33-62D+TDR+TXV | 13 | 19 | Yes | Yes | 2015-04-28 |  | 3
FALSE | XC20-060-230A** | 4978 | 8086272 | LENNOX INDUSTRIES, INC. | XC20-060-230A** | AC | Split System: Air-Cooled Condensing Unit, Coil with Blower | XC20-060-230A** |  | C33-62D+TDR+TXV | 13 | 19 | Yes | Yes | 2015-04-28 |  | 3
FALSE | XC20-060-230A** | 4978 | 8086273 | LENNOX INDUSTRIES, INC. | XC20-060-230A** | AC | Split System: Air-Cooled Condensing Unit, Coil with Blower | XC20-060-230A** |  | C33-62D+TDR+TXV | 13 | 19 | Yes | Yes | 2015-04-28 |  | 3
TRUE | XC20-060-230A** | 4978 | 8086274 | LENNOX INDUSTRIES, INC. | XC20-060-230A** | AC | Split System: Air-Cooled Condensing Unit, Coil with Blower | XC20-060-230A** |  | CBX32MV-060*+TDR | 13 | 19 | Yes | Yes | 2015-04-28 |  | 3
FALSE | XC20-060-230A** | 4978 | 8086275 | LENNOX INDUSTRIES, INC. | XC20-060-230A** | AC | Split System: Air-Cooled Condensing Unit, Coil with Blower | XC20-060-230A** |  | CBX40UHV-060*+TDR | 13 | 19 | Yes | Yes | 2015-04-28 |  | 3
FALSE | XC20-060-230A** | 4978 | 8086292 | LENNOX INDUSTRIES, INC. | XC20-060-230A** | AC | Split System: Air-Cooled Condensing Unit, Coil with Blower | XC20-060-230A** |  | CH33-62D+TDR+TXV | 13 | 19 | Yes | Yes | 2015-04-28 |  | 3
FALSE | XC20-060-230A** | 4978 | 8086300 | LENNOX INDUSTRIES, INC. | XC20-060-230A** | AC | Split System: Air-Cooled Condensing Unit, Coil with Blower | XC20-060-230A** |  | CH35-60D+TDR+TXV | 13 | 19 | Yes | Yes | 2015-04-28 |  | 3
FALSE | XC20-060-230A** | 4978 | 8086301 | LENNOX INDUSTRIES, INC. | XC20-060-230A** | AC | Split System: Air-Cooled Condensing Unit, Coil with Blower | XC20-060-230A** |  | CH35-60D+TDR+TXV | 13 | 19 | Yes | Yes | 2015-04-28 |  | 3
FALSE | XC21-024-230-10 | 2324 | 7164919 | LENNOX INDUSTRIES, INC. | XC21-024-230-10 | AC | Split System: Air-Cooled Condensing Unit, Coil with Blower | XC21-024-230-10 |  | CH35-24B+TDR+TXV | 14 | 19 | Yes | Yes | 2015-04-28 |  | 3
FALSE | XC21-024-230-10 | 2324 | 7164921 | LENNOX INDUSTRIES, INC. | XC21-024-230-10 | AC | Split System: Air-Cooled Condensing Unit, Coil with Blower | XC21-024-230-10 |  | CH35-30A+TDR+TXV | 14 | 19 | Yes | Yes | 2015-04-28 |  | 3
FALSE | XC21-024-230-10 | 2324 | 7164923 | LENNOX INDUSTRIES, INC. | XC21-024-230-10 | AC | Split System: Air-Cooled Condensing Unit, Coil with Blower | XC21-024-230-10 |  | CH35-30B+TDR+TXV | 14 | 19 | Yes | Yes | 2015-04-28 |  | 3
FALSE | XC21-024-230-10 | 2324 | 7164924 | LENNOX INDUSTRIES, INC. | XC21-024-230-10 | AC | Split System: Air-Cooled Condensing Unit, Coil with Blower | XC21-024-230-10 |  | CH35-30B+TDR+TXV | 14 | 19 | Yes | Yes | 2015-04-28 |  | 3
FALSE | XC21-024-230-10 | 2324 | 7164925 | LENNOX INDUSTRIES, INC. | XC21-024-230-10 | AC | Split System: Air-Cooled Condensing Unit, Coil with Blower | XC21-024-230-10 |  | CH35-30B+TDR+TXV | 14 | 19 | Yes | Yes | 2015-04-28 |  | 3
FALSE | XC21-024-230-10 | 2324 | 7164926 | LENNOX INDUSTRIES, INC. | XC21-024-230-10 | AC | Split System: Air-Cooled Condensing Unit, Coil with Blower | XC21-024-230-10 |  | CH35-30B+TDR+TXV | 14 | 19 | Yes | Yes | 2015-04-28 |  | 3
FALSE | XC21-024-230-10 | 2324 | 5992601 | LENNOX INDUSTRIES, INC. | XC21-024-230-10 | AC | Split System: Air-Cooled Condensing Unit, Coil with Blower | XC21-024-230-10 |  | CX34-30+TDR | 14 | 19 | Yes | Yes | 2015-04-28 |  | 3
FALSE | XC21-024-230-10 | 2324 | 5992602 | LENNOX INDUSTRIES, INC. | XC21-024-230-10 | AC | Split System: Air-Cooled Condensing Unit, Coil with Blower | XC21-024-230-10 |  | C33-30+TDR+TXV | 14 | 19 | Yes | Yes | 2015-04-28 |  | 3
FALSE | XC21-024-230-10 | 2324 | 5992594 | LENNOX INDUSTRIES, INC. | XC21-024-230-10 | AC | Split System: Air-Cooled Condensing Unit, Coil with Blower | XC21-024-230-10 |  | CH33-36+TDR+TXV | 14 | 19 | Yes | Yes | 2015-04-28 |  | 3
FALSE | XC21-024-230-10 | 2324 | 5992595 | LENNOX INDUSTRIES, INC. | XC21-024-230-10 | AC | Split System: Air-Cooled Condensing Unit, Coil with Blower | XC21-024-230-10 |  | CX34-30+TDR | 14 | 19 | Yes | Yes | 2015-04-28 |  | 3
FALSE | XC21-024-230-10 | 2324 | 5992596 | LENNOX INDUSTRIES, INC. | XC21-024-230-10 | AC | Split System: Air-Cooled Condensing Unit, Coil with Blower | XC21-024-230-10 |  | C33-30+TDR+TXV | 14 | 19 | Yes | Yes | 2015-04-28 |  | 3
FALSE | XC21-024-230-10 | 2324 | 5992590 | LENNOX INDUSTRIES, INC. | XC21-024-230-10 | AC | Split System: Air-Cooled Condensing Unit, Coil with Blower | XC21-024-230-10 |  | CH33-19+TDR+TXV | 14 | 19 | Yes | Yes | 2015-04-28 |  | 3
FALSE | XC21-024-230-10 | 2324 | 5992591 | LENNOX INDUSTRIES, INC. | XC21-024-230-10 | AC | Split System: Air-Cooled Condensing Unit, Coil with Blower | XC21-024-230-10 |  | CH33-24/30+TDR+TXV | 14 | 19 | Yes | Yes | 2015-04-28 |  | 3
FALSE | XC21-024-230-10 | 2324 | 5992574 | LENNOX INDUSTRIES, INC. | XC21-024-230-10 | AC | Split System: Air-Cooled Condensing Unit, Coil with Blower | XC21-024-230-10 |  | CX34-18/24+TDR | 13.5 | 19 | Yes | Yes | 2015-04-28 |  | 3
FALSE | XC21-024-230-10 | 2324 | 5992575 | LENNOX INDUSTRIES, INC. | XC21-024-230-10 | AC | Split System: Air-Cooled Condensing Unit, Coil with Blower | XC21-024-230-10 |  | C33-24+TDR+TXV | 13.5 | 19 | Yes | Yes | 2015-04-28 |  | 3
FALSE | XC21-024-230-10 | 2324 | 5992578 | LENNOX INDUSTRIES, INC. | XC21-024-230-10 | AC | Split System: Air-Cooled Condensing Unit, Coil with Blower | XC21-024-230-10 |  | CX34-30+TDR | 14 | 19 | Yes | Yes | 2015-04-28 |  | 3
FALSE | XC21-024-230-10 | 2324 | 5992579 | LENNOX INDUSTRIES, INC. | XC21-024-230-10 | AC | Split System: Air-Cooled Condensing Unit, Coil with Blower | XC21-024-230-10 |  | C33-30+TDR+TXV | 14 | 19 | Yes | Yes | 2015-04-28 |  | 3
FALSE | XC21-024-230-10 | 2324 | 5992556 | LENNOX INDUSTRIES, INC. | XC21-024-230-10 | AC | Split System: Air-Cooled Condensing Unit, Coil with Blower | XC21-024-230-10 |  | CH23-41+TDR+TXV | 14 | 19 | Yes | Yes | 2015-04-28 |  | 3
FALSE | XC21-024-230-10 | 2324 | 7165559 | LENNOX INDUSTRIES, INC. | XC21-024-230-10 | AC | Split System: Air-Cooled Condensing Unit, Coil with Blower | XC21-024-230-10 |  | CH35-18A+TDR+TXV | 14 | 20 | Yes | Yes | 2015-04-28 |  | 3
FALSE | XC21-024-230-10 | 2324 | 7165560 | LENNOX INDUSTRIES, INC. | XC21-024-230-10 | AC | Split System: Air-Cooled Condensing Unit, Coil with Blower | XC21-024-230-10 |  | CH35-18A+TDR+TXV | 14 | 20 | Yes | Yes | 2015-04-28 |  | 3
FALSE | XC21-024-230-10 | 2324 | 7165561 | LENNOX INDUSTRIES, INC. | XC21-024-230-10 | AC | Split System: Air-Cooled Condensing Unit, Coil with Blower | XC21-024-230-10 |  | CH35-24A+TDR+TXV | 14 | 20 | Yes | Yes | 2015-04-28 |  | 3
FALSE | XC21-024-230-10 | 2324 | 7165562 | LENNOX INDUSTRIES, INC. | XC21-024-230-10 | AC | Split System: Air-Cooled Condensing Unit, Coil with Blower | XC21-024-230-10 |  | CH35-24A+TDR+TXV | 14 | 20 | Yes | Yes | 2015-04-28 |  | 3
FALSE | XC21-024-230-10 | 2324 | 7165563 | LENNOX INDUSTRIES, INC. | XC21-024-230-10 | AC | Split System: Air-Cooled Condensing Unit, Coil with Blower | XC21-024-230-10 |  | CH35-24B+TDR+TXV | 15 | 20 | Yes | Yes | 2015-04-28 |  | 3
FALSE | XC21-024-230-10 | 2324 | 7165564 | LENNOX INDUSTRIES, INC. | XC21-024-230-10 | AC | Split System: Air-Cooled Condensing Unit, Coil with Blower | XC21-024-230-10 |  | CH35-24B+TDR+TXV | 14 | 20 | Yes | Yes | 2015-04-28 |  | 3
FALSE | XC21-024-230-10 | 2324 | 7165565 | LENNOX INDUSTRIES, INC. | XC21-024-230-10 | AC | Split System: Air-Cooled Condensing Unit, Coil with Blower | XC21-024-230-10 |  | CH35-30A+TDR+TXV | 14 | 20 | Yes | Yes | 2015-04-28 |  | 3
FALSE | XC21-024-230-10 | 2324 | 7165566 | LENNOX INDUSTRIES, INC. | XC21-024-230-10 | AC | Split System: Air-Cooled Condensing Unit, Coil with Blower | XC21-024-230-10 |  | CH35-30A+TDR+TXV | 14 | 20 | Yes | Yes | 2015-04-28 |  | 3
FALSE | XC21-024-230-10 | 2324 | 7165567 | LENNOX INDUSTRIES, INC. | XC21-024-230-10 | AC | Split System: Air-Cooled Condensing Unit, Coil with Blower | XC21-024-230-10 |  | CH35-30B+TDR+TXV | 15 | 20 | Yes | Yes | 2015-04-28 |  | 3
TRUE | XC21-024-230-10 | 2324 | 5992378 | LENNOX INDUSTRIES, INC. | XC21-024-230-10 | AC | Split System: Air-Cooled Condensing Unit, Coil with Blower | XC21-024-230-10 |  | CX34-31+TDR | 14.5 | 20 | Yes | Yes | 2015-04-28 |  | 3
FALSE | XC21-024-230-10 | 2324 | 5992385 | LENNOX INDUSTRIES, INC. | XC21-024-230-10 | AC | Split System: Air-Cooled Condensing Unit, Coil with Blower | XC21-024-230-10 |  | CX34-25+TDR | 15 | 20 | Yes | Yes | 2015-04-28 |  | 3
FALSE | XC21-024-230-10 | 2324 | 5992386 | LENNOX INDUSTRIES, INC. | XC21-024-230-10 | AC | Split System: Air-Cooled Condensing Unit, Coil with Blower | XC21-024-230-10 |  | C33-25+TDR+TXV | 15 | 20 | Yes | Yes | 2015-04-28 |  | 3
FALSE | XC21-024-230-10 | 2324 | 5992387 | LENNOX INDUSTRIES, INC. | XC21-024-230-10 | AC | Split System: Air-Cooled Condensing Unit, Coil with Blower | XC21-024-230-10 |  | CX34-25+TDR | 14 | 20 | Yes | Yes | 2015-04-28 |  | 3
FALSE | XC21-024-230-10 | 2324 | 5992388 | LENNOX INDUSTRIES, INC. | XC21-024-230-10 | AC | Split System: Air-Cooled Condensing Unit, Coil with Blower | XC21-024-230-10 |  | C33-25+TDR+TXV | 14 | 20 | Yes | Yes | 2015-04-28 |  | 3
FALSE | XC21-024-230-10 | 2324 | 5992420 | LENNOX INDUSTRIES, INC. | XC21-024-230-10 | AC | Split System: Air-Cooled Condensing Unit, Coil with Blower | XC21-024-230-10 |  | CR33-30/36+TDR+TXV | 14 | 20 | Yes | Yes | 2015-04-28 |  | 3
FALSE | XC21-024-230-10 | 2324 | 5992421 | LENNOX INDUSTRIES, INC. | XC21-024-230-10 | AC | Split System: Air-Cooled Condensing Unit, Coil with Blower | XC21-024-230-10 |  | CR33-30/36+TDR+TXV | 14 | 20 | Yes | Yes | 2015-04-28 |  | 3
FALSE | XC21-024-230-10 | 2324 | 5992411 | LENNOX INDUSTRIES, INC. | XC21-024-230-10 | AC | Split System: Air-Cooled Condensing Unit, Coil with Blower | XC21-024-230-10 |  | CX34-38+TDR | 15 | 20 | Yes | Yes | 2015-04-28 |  | 3
FALSE | XC21-024-230-10 | 2324 | 5992412 | LENNOX INDUSTRIES, INC. | XC21-024-230-10 | AC | Split System: Air-Cooled Condensing Unit, Coil with Blower | XC21-024-230-10 |  | C33-31+TDR+TXV | 15 | 20 | Yes | Yes | 2015-04-28 |  | 3
FALSE | XC21-036-230-10 | 2332 | 5991520 | LENNOX INDUSTRIES, INC. | XC21-036-230-10 | AC | Split System: Air-Cooled Condensing Unit, Coil with Blower | XC21-036-230-10 |  | CR33-30/36+TDR+TXV | 13 | 18 | Yes | Yes | 2015-04-28 |  | 3
FALSE | XC21-036-230-10 | 2332 | 5991521 | LENNOX INDUSTRIES, INC. | XC21-036-230-10 | AC | Split System: Air-Cooled Condensing Unit, Coil with Blower | XC21-036-230-10 |  | CR33-30/36+TDR+TXV | 13 | 18 | Yes | Yes | 2015-04-28 |  | 3
FALSE | XC21-036-230-10 | 2332 | 5991522 | LENNOX INDUSTRIES, INC. | XC21-036-230-10 | AC | Split System: Air-Cooled Condensing Unit, Coil with Blower | XC21-036-230-10 |  | CR33-30/36+TDR+TXV | 13.5 | 18 | Yes | Yes | 2015-04-28 |  | 3
FALSE | XC21-036-230-10 | 2332 | 5991523 | LENNOX INDUSTRIES, INC. | XC21-036-230-10 | AC | Split System: Air-Cooled Condensing Unit, Coil with Blower | XC21-036-230-10 |  | CR33-48+TDR+TXV | 13.5 | 18 | Yes | Yes | 2015-04-28 |  | 3
FALSE | XC21-036-230-10 | 2332 | 5991524 | LENNOX INDUSTRIES, INC. | XC21-036-230-10 | AC | Split System: Air-Cooled Condensing Unit, Coil with Blower | XC21-036-230-10 |  | CR33-48+TDR+TXV | 13.5 | 18 | Yes | Yes | 2015-04-28 |  | 3
FALSE | XC21-036-230-10 | 2332 | 5991525 | LENNOX INDUSTRIES, INC. | XC21-036-230-10 | AC | Split System: Air-Cooled Condensing Unit, Coil with Blower | XC21-036-230-10 |  | CR33-48+TDR+TXV | 13.5 | 18 | Yes | Yes | 2015-04-28 |  | 3
FALSE | XC21-036-230-10 | 2332 | 5991527 | LENNOX INDUSTRIES, INC. | XC21-036-230-10 | AC | Split System: Air-Cooled Condensing Unit, Coil with Blower | XC21-036-230-10 |  | CR33-50/60+TDR+TXV | 13.5 | 18 | Yes | Yes | 2015-04-28 |  | 3
FALSE | XC21-036-230-10 | 2332 | 5991531 | LENNOX INDUSTRIES, INC. | XC21-036-230-10 | AC | Split System: Air-Cooled Condensing Unit, Coil with Blower | XC21-036-230-10 |  | CH23-41+TDR+TXV | 13 | 18 | Yes | Yes | 2015-04-28 |  | 3
FALSE | XC21-036-230-10 | 2332 | 5991532 | LENNOX INDUSTRIES, INC. | XC21-036-230-10 | AC | Split System: Air-Cooled Condensing Unit, Coil with Blower | XC21-036-230-10 |  | CH23-41+TDR+TXV | 13.5 | 18 | Yes | Yes | 2015-04-28 |  | 3
FALSE | XC21-036-230-10 | 2332 | 5991533 | LENNOX INDUSTRIES, INC. | XC21-036-230-10 | AC | Split System: Air-Cooled Condensing Unit, Coil with Blower | XC21-036-230-10 |  | CH23-41+TDR+TXV | 13.5 | 18 | Yes | Yes | 2015-04-28 |  | 3
FALSE | XC21-036-230-10 | 2332 | 5991534 | LENNOX INDUSTRIES, INC. | XC21-036-230-10 | AC | Split System: Air-Cooled Condensing Unit, Coil with Blower | XC21-036-230-10 |  | CH23-41+TDR+TXV | 13.5 | 18 | Yes | Yes | 2015-04-28 |  | 3
FALSE | XC21-036-230-10 | 2332 | 5991535 | LENNOX INDUSTRIES, INC. | XC21-036-230-10 | AC | Split System: Air-Cooled Condensing Unit, Coil with Blower | XC21-036-230-10 |  | CH23-41+TDR+TXV | 13.5 | 18 | Yes | Yes | 2015-04-28 |  | 3
FALSE | XC21-036-230-10 | 2332 | 5991536 | LENNOX INDUSTRIES, INC. | XC21-036-230-10 | AC | Split System: Air-Cooled Condensing Unit, Coil with Blower | XC21-036-230-10 |  | CH23-51+TDR+TXV | 13 | 18 | Yes | Yes | 2015-04-28 |  | 3
FALSE | XC21-036-230-10 | 2332 | 5991537 | LENNOX INDUSTRIES, INC. | XC21-036-230-10 | AC | Split System: Air-Cooled Condensing Unit, Coil with Blower | XC21-036-230-10 |  | CH23-51+TDR+TXV | 13.5 | 18 | Yes | Yes | 2015-04-28 |  | 3
FALSE | XC21-036-230-10 | 2332 | 5991538 | LENNOX INDUSTRIES, INC. | XC21-036-230-10 | AC | Split System: Air-Cooled Condensing Unit, Coil with Blower | XC21-036-230-10 |  | CH23-51+TDR+TXV | 13.5 | 18 | Yes | Yes | 2015-04-28 |  | 3
FALSE | XC21-036-230-10 | 2332 | 5991539 | LENNOX INDUSTRIES, INC. | XC21-036-230-10 | AC | Split System: Air-Cooled Condensing Unit, Coil with Blower | XC21-036-230-10 |  | CH23-51+TDR+TXV | 13.5 | 18 | Yes | Yes | 2015-04-28 |  | 3
FALSE | XC21-036-230-10 | 2332 | 5991540 | LENNOX INDUSTRIES, INC. | XC21-036-230-10 | AC | Split System: Air-Cooled Condensing Unit, Coil with Blower | XC21-036-230-10 |  | CH23-51+TDR+TXV | 13.5 | 18 | Yes | Yes | 2015-04-28 |  | 3
FALSE | XC21-036-230-10 | 2332 | 5991541 | LENNOX INDUSTRIES, INC. | XC21-036-230-10 | AC | Split System: Air-Cooled Condensing Unit, Coil with Blower | XC21-036-230-10 |  | CH33-36+TDR+TXV | 13.5 | 18 | Yes | Yes | 2015-04-28 |  | 3
FALSE | XC21-036-230-10 | 2332 | 5991590 | LENNOX INDUSTRIES, INC. | XC21-036-230-10 | AC | Split System: Air-Cooled Condensing Unit, Coil with Blower | XC21-036-230-10 |  | CX34-36+TDR | 13 | 18 | Yes | Yes | 2015-04-28 |  | 3
FALSE | XC21-036-230-10 | 2332 | 5991591 | LENNOX INDUSTRIES, INC. | XC21-036-230-10 | AC | Split System: Air-Cooled Condensing Unit, Coil with Blower | XC21-036-230-10 |  | C33-36+TDR+TXV | 13 | 18 | Yes | Yes | 2015-04-28 |  | 3
FALSE | XC21-036-230-10 | 2332 | 5991592 | LENNOX INDUSTRIES, INC. | XC21-036-230-10 | AC | Split System: Air-Cooled Condensing Unit, Coil with Blower | XC21-036-230-10 |  | CX34-38+TDR | 13.5 | 18 | Yes | Yes | 2015-04-28 |  | 3
FALSE | XC21-036-230-10 | 2332 | 5991593 | LENNOX INDUSTRIES, INC. | XC21-036-230-10 | AC | Split System: Air-Cooled Condensing Unit, Coil with Blower | XC21-036-230-10 |  | C33-38+TDR+TXV | 13.5 | 18 | Yes | Yes | 2015-04-28 |  | 3
FALSE | XC21-036-230-10 | 2332 | 5991594 | LENNOX INDUSTRIES, INC. | XC21-036-230-10 | AC | Split System: Air-Cooled Condensing Unit, Coil with Blower | XC21-036-230-10 |  | CX34-42+TDR | 13 | 18 | Yes | Yes | 2015-04-28 |  | 3
FALSE | XC21-036-230-10 | 2332 | 5991595 | LENNOX INDUSTRIES, INC. | XC21-036-230-10 | AC | Split System: Air-Cooled Condensing Unit, Coil with Blower | XC21-036-230-10 |  | C33-42+TDR+TXV | 13 | 18 | Yes | Yes | 2015-04-28 |  | 3
FALSE | XC21-036-230-10 | 2332 | 5991616 | LENNOX INDUSTRIES, INC. | XC21-036-230-10 | AC | Split System: Air-Cooled Condensing Unit, Coil with Blower | XC21-036-230-10 |  | CH33-36+TDR+TXV | 13 | 18 | Yes | Yes | 2015-04-28 |  | 3
FALSE | XC21-036-230-10 | 2332 | 5991617 | LENNOX INDUSTRIES, INC. | XC21-036-230-10 | AC | Split System: Air-Cooled Condensing Unit, Coil with Blower | XC21-036-230-10 |  | CH33-42+TDR+TXV | 13 | 18 | Yes | Yes | 2015-04-28 |  | 3
FALSE | XC21-036-230-10 | 2332 | 5991618 | LENNOX INDUSTRIES, INC. | XC21-036-230-10 | AC | Split System: Air-Cooled Condensing Unit, Coil with Blower | XC21-036-230-10 |  | CH33-43+TDR+TXV | 13.5 | 18 | Yes | Yes | 2015-04-28 |  | 3
FALSE | XC21-036-230-10 | 2332 | 5991619 | LENNOX INDUSTRIES, INC. | XC21-036-230-10 | AC | Split System: Air-Cooled Condensing Unit, Coil with Blower | XC21-036-230-10 |  | CH33-44/48+TDR+TXV | 13 | 18 | Yes | Yes | 2015-04-28 |  | 3
FALSE | XC21-036-230-10 | 2332 | 5991620 | LENNOX INDUSTRIES, INC. | XC21-036-230-10 | AC | Split System: Air-Cooled Condensing Unit, Coil with Blower | XC21-036-230-10 |  | CX34-36+TDR | 13 | 18 | Yes | Yes | 2015-04-28 |  | 3
FALSE | XC21-036-230-10 | 2332 | 5991621 | LENNOX INDUSTRIES, INC. | XC21-036-230-10 | AC | Split System: Air-Cooled Condensing Unit, Coil with Blower | XC21-036-230-10 |  | C33-36+TDR+TXV | 13 | 18 | Yes | Yes | 2015-04-28 |  | 3
FALSE | XC21-036-230-10 | 2332 | 5991622 | LENNOX INDUSTRIES, INC. | XC21-036-230-10 | AC | Split System: Air-Cooled Condensing Unit, Coil with Blower | XC21-036-230-10 |  | CX34-38+TDR | 13.5 | 18 | Yes | Yes | 2015-04-28 |  | 3
FALSE | XC21-036-230-10 | 2332 | 5991623 | LENNOX INDUSTRIES, INC. | XC21-036-230-10 | AC | Split System: Air-Cooled Condensing Unit, Coil with Blower | XC21-036-230-10 |  | C33-38+TDR+TXV | 13.5 | 18 | Yes | Yes | 2015-04-28 |  | 3
FALSE | XC21-036-230-10 | 2332 | 5991624 | LENNOX INDUSTRIES, INC. | XC21-036-230-10 | AC | Split System: Air-Cooled Condensing Unit, Coil with Blower | XC21-036-230-10 |  | CX34-43+TDR | 13.5 | 18 | Yes | Yes | 2015-04-28 |  | 3
FALSE | XC21-036-230-10 | 2332 | 5991625 | LENNOX INDUSTRIES, INC. | XC21-036-230-10 | AC | Split System: Air-Cooled Condensing Unit, Coil with Blower | XC21-036-230-10 |  | C33-43+TDR+TXV | 13.5 | 18 | Yes | Yes | 2015-04-28 |  | 3
FALSE | XC21-036-230-10 | 2332 | 5991626 | LENNOX INDUSTRIES, INC. | XC21-036-230-10 | AC | Split System: Air-Cooled Condensing Unit, Coil with Blower | XC21-036-230-10 |  | CX34-44/48+TDR | 13 | 18 | Yes | Yes | 2015-04-28 |  | 3
FALSE | XC21-036-230-10 | 2332 | 5991627 | LENNOX INDUSTRIES, INC. | XC21-036-230-10 | AC | Split System: Air-Cooled Condensing Unit, Coil with Blower | XC21-036-230-10 |  | C33-48+TDR+TXV | 13 | 18 | Yes | Yes | 2015-04-28 |  | 3
FALSE | XC21-036-230-10 | 2332 | 5991953 | LENNOX INDUSTRIES, INC. | XC21-036-230-10 | AC | Split System: Air-Cooled Condensing Unit, Coil with Blower | XC21-036-230-10 |  | CX34-36+TDR | 13 | 18 | Yes | Yes | 2015-04-28 |  | 3
FALSE | XC21-036-230-10 | 2332 | 5991954 | LENNOX INDUSTRIES, INC. | XC21-036-230-10 | AC | Split System: Air-Cooled Condensing Unit, Coil with Blower | XC21-036-230-10 |  | C33-38+TDR+TXV | 13 | 18 | Yes | Yes | 2015-04-28 |  | 3
FALSE | XC21-048-230-10 | 2339 | 7109972 | LENNOX INDUSTRIES, INC. | XC21-048-230-10 | AC | Split System: Air-Cooled Condensing Unit, Coil with Blower | XC21-048-230-10 |  | C33-62C+TDR+TXV | 13.5 | 18 | Yes | Yes | 2015-04-28 |  | 3
FALSE | XC21-048-230-10 | 2339 | 7109977 | LENNOX INDUSTRIES, INC. | XC21-048-230-10 | AC | Split System: Air-Cooled Condensing Unit, Coil with Blower | XC21-048-230-10 |  | CX34-62C+TDR | 13.5 | 18 | Yes | Yes | 2015-04-28 |  | 3
FALSE | XC21-048-230-10 | 2339 | 7109983 | LENNOX INDUSTRIES, INC. | XC21-048-230-10 | AC | Split System: Air-Cooled Condensing Unit, Coil with Blower | XC21-048-230-10 |  | C33-62C+TDR+TXV | 13.5 | 18 | Yes | Yes | 2015-04-28 |  | 3
FALSE | XC21-048-230-10 | 2339 | 5991001 | LENNOX INDUSTRIES, INC. | XC21-048-230-10 | AC | Split System: Air-Cooled Condensing Unit, Coil with Blower | XC21-048-230-10 |  | CX34-62C+TDR | 13 | 18 | Yes | Yes | 2015-04-28 |  | 3
FALSE | XC21-048-230-10 | 2339 | 5991002 | LENNOX INDUSTRIES, INC. | XC21-048-230-10 | AC | Split System: Air-Cooled Condensing Unit, Coil with Blower | XC21-048-230-10 |  | C33-62C+TDR+TXV | 13 | 18 | Yes | Yes | 2015-04-28 |  | 3
FALSE | XC21-048-230-10 | 2339 | 5991003 | LENNOX INDUSTRIES, INC. | XC21-048-230-10 | AC | Split System: Air-Cooled Condensing Unit, Coil with Blower | XC21-048-230-10 |  | CX34-62C+TDR | 13 | 18 | Yes | Yes | 2015-04-28 |  | 3
FALSE | XC21-048-230-10 | 2339 | 5991004 | LENNOX INDUSTRIES, INC. | XC21-048-230-10 | AC | Split System: Air-Cooled Condensing Unit, Coil with Blower | XC21-048-230-10 |  | C33-62C+TDR+TXV | 13 | 18 | Yes | Yes | 2015-04-28 |  | 3
FALSE | XC21-048-230-10 | 2339 | 5991011 | LENNOX INDUSTRIES, INC. | XC21-048-230-10 | AC | Split System: Air-Cooled Condensing Unit, Coil with Blower | XC21-048-230-10 |  | C33-62C+TDR+TXV | 13 | 18 | Yes | Yes | 2015-04-28 |  | 3
FALSE | XC21-048-230-10 | 2339 | 7109988 | LENNOX INDUSTRIES, INC. | XC21-048-230-10 | AC | Split System: Air-Cooled Condensing Unit, Coil with Blower | XC21-048-230-10 |  | CX34-62C+TDR | 13.5 | 18 | Yes | Yes | 2015-04-28 |  | 3
FALSE | XC21-048-230-10 | 2339 | 5991012 | LENNOX INDUSTRIES, INC. | XC21-048-230-10 | AC | Split System: Air-Cooled Condensing Unit, Coil with Blower | XC21-048-230-10 |  | CX34-62C+TDR | 13 | 18 | Yes | Yes | 2015-04-28 |  | 3
FALSE | XC21-048-230-10 | 2339 | 5991016 | LENNOX INDUSTRIES, INC. | XC21-048-230-10 | AC | Split System: Air-Cooled Condensing Unit, Coil with Blower | XC21-048-230-10 |  | CH23-68+TDR+TXV | 13 | 18 | Yes | Yes | 2015-04-28 |  | 3
FALSE | XC21-048-230-10 | 2339 | 5991028 | LENNOX INDUSTRIES, INC. | XC21-048-230-10 | AC | Split System: Air-Cooled Condensing Unit, Coil with Blower | XC21-048-230-10 |  | C33-62C+TDR+TXV | 13 | 18 | Yes | Yes | 2015-04-28 |  | 3
FALSE | XC21-048-230-10 | 2339 | 5991029 | LENNOX INDUSTRIES, INC. | XC21-048-230-10 | AC | Split System: Air-Cooled Condensing Unit, Coil with Blower | XC21-048-230-10 |  | CX34-62C+TDR | 13 | 18 | Yes | Yes | 2015-04-28 |  | 3
FALSE | XC21-048-230-10 | 2339 | 5991033 | LENNOX INDUSTRIES, INC. | XC21-048-230-10 | AC | Split System: Air-Cooled Condensing Unit, Coil with Blower | XC21-048-230-10 |  | CH23-68+TDR+TXV | 13 | 18 | Yes | Yes | 2015-04-28 |  | 3
FALSE | XC21-048-230-10 | 2339 | 5991046 | LENNOX INDUSTRIES, INC. | XC21-048-230-10 | AC | Split System: Air-Cooled Condensing Unit, Coil with Blower | XC21-048-230-10 |  | C33-62C+TDR+TXV | 13 | 18 | Yes | Yes | 2015-04-28 |  | 3
FALSE | XC21-048-230-10 | 2339 | 5991047 | LENNOX INDUSTRIES, INC. | XC21-048-230-10 | AC | Split System: Air-Cooled Condensing Unit, Coil with Blower | XC21-048-230-10 |  | CX34-62C+TDR | 13.5 | 18 | Yes | Yes | 2015-04-28 |  | 3
FALSE | XC21-048-230-10 | 2339 | 5991199 | LENNOX INDUSTRIES, INC. | XC21-048-230-10 | AC | Split System: Air-Cooled Condensing Unit, Coil with Blower | XC21-048-230-10 |  | CH23-68+TDR+TXV | 13 | 18 | Yes | Yes | 2015-04-28 |  | 3
FALSE | XC21-048-230-10 | 2339 | 5991200 | LENNOX INDUSTRIES, INC. | XC21-048-230-10 | AC | Split System: Air-Cooled Condensing Unit, Coil with Blower | XC21-048-230-10 |  | CH23-68+TDR+TXV | 13 | 18 | Yes | Yes | 2015-04-28 |  | 3
FALSE | XC21-048-230-10 | 2339 | 5991212 | LENNOX INDUSTRIES, INC. | XC21-048-230-10 | AC | Split System: Air-Cooled Condensing Unit, Coil with Blower | XC21-048-230-10 |  | CH23-68+TDR+TXV | 13 | 18 | Yes | Yes | 2015-04-28 |  | 3
FALSE | XC21-048-230-10 | 2339 | 5991213 | LENNOX INDUSTRIES, INC. | XC21-048-230-10 | AC | Split System: Air-Cooled Condensing Unit, Coil with Blower | XC21-048-230-10 |  | CH23-68+TDR+TXV | 13.5 | 18 | Yes | Yes | 2015-04-28 |  | 3
FALSE | XC21-048-230-10 | 2339 | 5991214 | LENNOX INDUSTRIES, INC. | XC21-048-230-10 | AC | Split System: Air-Cooled Condensing Unit, Coil with Blower | XC21-048-230-10 |  | CH23-68+TDR+TXV | 13.5 | 18 | Yes | Yes | 2015-04-28 |  | 3
FALSE | XC21-048-230-10 | 2339 | 5991256 | LENNOX INDUSTRIES, INC. | XC21-048-230-10 | AC | Split System: Air-Cooled Condensing Unit, Coil with Blower | XC21-048-230-10 |  | CR33-50/60+TDR+TXV | 13 | 18 | Yes | Yes | 2015-04-28 |  | 3
FALSE | XC21-048-230-10 | 2339 | 5991257 | LENNOX INDUSTRIES, INC. | XC21-048-230-10 | AC | Split System: Air-Cooled Condensing Unit, Coil with Blower | XC21-048-230-10 |  | CR33-50/60+TDR+TXV | 13 | 18 | Yes | Yes | 2015-04-28 |  | 3
FALSE | XC21-048-230-10 | 2339 | 5991261 | LENNOX INDUSTRIES, INC. | XC21-048-230-10 | AC | Split System: Air-Cooled Condensing Unit, Coil with Blower | XC21-048-230-10 |  | CBX27UH-048-230*+TDR | 13 | 18 | Yes | Yes | 2015-04-28 |  | 3
FALSE | XC21-048-230-10 | 2339 | 5991262 | LENNOX INDUSTRIES, INC. | XC21-048-230-10 | AC | Split System: Air-Cooled Condensing Unit, Coil with Blower | XC21-048-230-10 |  | CBX27UH-060-230*+TDR | 13 | 18 | Yes | Yes | 2015-04-28 |  | 3
FALSE | XC21-048-230-10 | 2339 | 5991265 | LENNOX INDUSTRIES, INC. | XC21-048-230-10 | AC | Split System: Air-Cooled Condensing Unit, Coil with Blower | XC21-048-230-10 |  | CBX32MV-048*+TDR | 13 | 18 | Yes | Yes | 2015-04-28 |  | 3
FALSE | XC21-048-230-10 | 2339 | 5991266 | LENNOX INDUSTRIES, INC. | XC21-048-230-10 | AC | Split System: Air-Cooled Condensing Unit, Coil with Blower | XC21-048-230-10 |  | CBX32MV-060*+TDR | 13 | 18 | Yes | Yes | 2015-04-28 |  | 3
FALSE | XC21-048-230-10 | 2339 | 5991276 | LENNOX INDUSTRIES, INC. | XC21-048-230-10 | AC | Split System: Air-Cooled Condensing Unit, Coil with Blower | XC21-048-230-10 |  | CX34-62C+TDR | 13.5 | 18 | Yes | Yes | 2015-04-28 |  | 3
FALSE | XC21-048-230-10 | 2339 | 5991277 | LENNOX INDUSTRIES, INC. | XC21-048-230-10 | AC | Split System: Air-Cooled Condensing Unit, Coil with Blower | XC21-048-230-10 |  | C33-62C+TDR+TXV | 13.5 | 18 | Yes | Yes | 2015-04-28 |  | 3
FALSE | XC21-048-230-10 | 2339 | 5991280 | LENNOX INDUSTRIES, INC. | XC21-048-230-10 | AC | Split System: Air-Cooled Condensing Unit, Coil with Blower | XC21-048-230-10 |  | CH23-68+TDR+TXV | 13.5 | 18 | Yes | Yes | 2015-04-28 |  | 3
FALSE | XC21-048-230-10 | 2339 | 5991292 | LENNOX INDUSTRIES, INC. | XC21-048-230-10 | AC | Split System: Air-Cooled Condensing Unit, Coil with Blower | XC21-048-230-10 |  | CX34-62C+TDR | 13.5 | 18 | Yes | Yes | 2015-04-28 |  | 3
FALSE | XC21-048-230-10 | 2339 | 5991293 | LENNOX INDUSTRIES, INC. | XC21-048-230-10 | AC | Split System: Air-Cooled Condensing Unit, Coil with Blower | XC21-048-230-10 |  | C33-62C+TDR+TXV | 13.5 | 18 | Yes | Yes | 2015-04-28 |  | 3
FALSE | XC21-048-230-10 | 2339 | 5991296 | LENNOX INDUSTRIES, INC. | XC21-048-230-10 | AC | Split System: Air-Cooled Condensing Unit, Coil with Blower | XC21-048-230-10 |  | CH23-68+TDR+TXV | 13 | 18 | Yes | Yes | 2015-04-28 |  | 3
FALSE | XC21-048-230-10 | 2339 | 5991304 | LENNOX INDUSTRIES, INC. | XC21-048-230-10 | AC | Split System: Air-Cooled Condensing Unit, Coil with Blower | XC21-048-230-10 |  | C33-62D+TDR+TXV | 13 | 18 | Yes | Yes | 2015-04-28 |  | 3
FALSE | XC25-024-230-02 | 4606 | 7042731 | LENNOX INDUSTRIES, INC. | XC25-024-230-02 | AC | Split System: Air-Cooled Condensing Unit, Coil with Blower | XC25-024-230-02 |  | CH23-51+TDR+TXV | 15.5 | 24 | Yes | Yes | 2015-04-28 |  | 3
FALSE | XC25-024-230-02 | 4606 | 7042686 | LENNOX INDUSTRIES, INC. | XC25-024-230-02 | AC | Split System: Air-Cooled Condensing Unit, Coil with Blower | XC25-024-230-02 |  | CR33-48B*+TDR+TXV | 16 | 24 | Yes | Yes | 2015-04-28 |  | 3
FALSE | XC25-024-230-02 | 4606 | 7042687 | LENNOX INDUSTRIES, INC. | XC25-024-230-02 | AC | Split System: Air-Cooled Condensing Unit, Coil with Blower | XC25-024-230-02 |  | CR33-48C*+TDR+TXV | 16 | 24 | Yes | Yes | 2015-04-28 |  | 3
FALSE | XC25-024-230-02 | 4606 | 7042683 | LENNOX INDUSTRIES, INC. | XC25-024-230-02 | AC | Split System: Air-Cooled Condensing Unit, Coil with Blower | XC25-024-230-02 |  | CR33-48B*+TDR+TXV | 16 | 24 | Yes | Yes | 2015-04-28 |  | 3
FALSE | XC25-024-230-02 | 4606 | 7042692 | LENNOX INDUSTRIES, INC. | XC25-024-230-02 | AC | Split System: Air-Cooled Condensing Unit, Coil with Blower | XC25-024-230-02 |  | CH33-42B*+TDR+TXV | 16 | 24 | Yes | Yes | 2015-04-28 |  | 3
FALSE | XC25-024-230-02 | 4606 | 7042693 | LENNOX INDUSTRIES, INC. | XC25-024-230-02 | AC | Split System: Air-Cooled Condensing Unit, Coil with Blower | XC25-024-230-02 |  | CH33-42B*+TDR+TXV | 16 | 24.5 | Yes | Yes | 2015-04-28 |  | 3
FALSE | XC25-024-230-02 | 4606 | 7042674 | LENNOX INDUSTRIES, INC. | XC25-024-230-02 | AC | Split System: Air-Cooled Condensing Unit, Coil with Blower | XC25-024-230-02 |  | CX34-38A*+TDR | 16 | 24.5 | Yes | Yes | 2015-04-28 |  | 3
FALSE | XC25-024-230-02 | 4606 | 7042676 | LENNOX INDUSTRIES, INC. | XC25-024-230-02 | AC | Split System: Air-Cooled Condensing Unit, Coil with Blower | XC25-024-230-02 |  | CX34-38A*+TDR | 16 | 24.5 | Yes | Yes | 2015-04-28 |  | 3
FALSE | XC25-024-230-02 | 4606 | 7042679 | LENNOX INDUSTRIES, INC. | XC25-024-230-02 | AC | Split System: Air-Cooled Condensing Unit, Coil with Blower | XC25-024-230-02 |  | CX34-38B*+TDR | 16 | 24.5 | Yes | Yes | 2015-04-28 |  | 3
FALSE | XC25-024-230-02 | 4606 | 7042695 | LENNOX INDUSTRIES, INC. | XC25-024-230-02 | AC | Split System: Air-Cooled Condensing Unit, Coil with Blower | XC25-024-230-02 |  | CH33-42B*+TDR+TXV | 16 | 24.5 | Yes | Yes | 2015-04-28 |  | 3
FALSE | XC25-024-230-02 | 4606 | 7042730 | LENNOX INDUSTRIES, INC. | XC25-024-230-02 | AC | Split System: Air-Cooled Condensing Unit, Coil with Blower | XC25-024-230-02 |  | CH23-51+TDR+TXV | 16 | 24.5 | Yes | Yes | 2015-04-28 |  | 3
FALSE | XC25-024-230-02 | 4606 | 7042734 | LENNOX INDUSTRIES, INC. | XC25-024-230-02 | AC | Split System: Air-Cooled Condensing Unit, Coil with Blower | XC25-024-230-02 |  | CH33-19+TDR+TXV | 15.5 | 24.5 | Yes | Yes | 2015-04-28 |  | 3
FALSE | XC25-024-230-02 | 4606 | 7042647 | LENNOX INDUSTRIES, INC. | XC25-024-230-02 | AC | Split System: Air-Cooled Condensing Unit, Coil with Blower | XC25-024-230-02 |  | C33-31A*+TDR+TXV | 16 | 24.5 | Yes | Yes | 2015-04-28 |  | 3
FALSE | XC25-024-230-02 | 4606 | 7042645 | LENNOX INDUSTRIES, INC. | XC25-024-230-02 | AC | Split System: Air-Cooled Condensing Unit, Coil with Blower | XC25-024-230-02 |  | CBX32MV-024/030*+TDR | 16 | 24.5 | Yes | Yes | 2015-04-28 |  | 3
FALSE | XC25-024-230-02 | 4606 | 7042656 | LENNOX INDUSTRIES, INC. | XC25-024-230-02 | AC | Split System: Air-Cooled Condensing Unit, Coil with Blower | XC25-024-230-02 |  | C33-38A*+TDR+TXV | 16 | 24.5 | Yes | Yes | 2015-04-28 |  | 3
FALSE | XC25-024-230-02 | 4606 | 7042658 | LENNOX INDUSTRIES, INC. | XC25-024-230-02 | AC | Split System: Air-Cooled Condensing Unit, Coil with Blower | XC25-024-230-02 |  | C33-38A*+TDR+TXV | 16 | 24.5 | Yes | Yes | 2015-04-28 |  | 3
FALSE | XC25-024-230-02 | 4606 | 7042661 | LENNOX INDUSTRIES, INC. | XC25-024-230-02 | AC | Split System: Air-Cooled Condensing Unit, Coil with Blower | XC25-024-230-02 |  | C33-38B+TDR+TXV | 16 | 24.5 | Yes | Yes | 2015-04-28 |  | 3
FALSE | XC25-024-230-02 | 4606 | 7042665 | LENNOX INDUSTRIES, INC. | XC25-024-230-02 | AC | Split System: Air-Cooled Condensing Unit, Coil with Blower | XC25-024-230-02 |  | CX34-31A*+TDR | 16 | 24.5 | Yes | Yes | 2015-04-28 |  | 3
FALSE | XC25-024-230-02 | 4606 | 7042688 | LENNOX INDUSTRIES, INC. | XC25-024-230-02 | AC | Split System: Air-Cooled Condensing Unit, Coil with Blower | XC25-024-230-02 |  | CH33-31B+TDR+TXV | 16 | 25 | Yes | Yes | 2015-04-28 |  | 3
FALSE | XC25-024-230-02 | 4606 | 7042689 | LENNOX INDUSTRIES, INC. | XC25-024-230-02 | AC | Split System: Air-Cooled Condensing Unit, Coil with Blower | XC25-024-230-02 |  | CH33-31B+TDR+TXV | 16 | 25.5 | Yes | Yes | 2015-04-28 |  | 3
FALSE | XC25-024-230-02 | 4606 | 7042677 | LENNOX INDUSTRIES, INC. | XC25-024-230-02 | AC | Split System: Air-Cooled Condensing Unit, Coil with Blower | XC25-024-230-02 |  | CX34-38A*+TDR | 16.5 | 25.5 | Yes | Yes | 2015-04-28 |  | 3
FALSE | XC25-024-230-02 | 4606 | 7042680 | LENNOX INDUSTRIES, INC. | XC25-024-230-02 | AC | Split System: Air-Cooled Condensing Unit, Coil with Blower | XC25-024-230-02 |  | CX34-38B*+TDR | 16 | 25.5 | Yes | Yes | 2015-04-28 |  | 3
FALSE | XC25-024-230-02 | 4606 | 7042681 | LENNOX INDUSTRIES, INC. | XC25-024-230-02 | AC | Split System: Air-Cooled Condensing Unit, Coil with Blower | XC25-024-230-02 |  | CX34-38B*+TDR | 16.5 | 25.5 | Yes | Yes | 2015-04-28 |  | 3
FALSE | XC25-024-230-02 | 4606 | 7042682 | LENNOX INDUSTRIES, INC. | XC25-024-230-02 | AC | Split System: Air-Cooled Condensing Unit, Coil with Blower | XC25-024-230-02 |  | CX34-38B*+TDR | 16 | 25.5 | Yes | Yes | 2015-04-28 |  | 3
FALSE | XC25-024-230-02 | 4606 | 7042691 | LENNOX INDUSTRIES, INC. | XC25-024-230-02 | AC | Split System: Air-Cooled Condensing Unit, Coil with Blower | XC25-024-230-02 |  | CH33-31B+TDR+TXV | 16 | 25.5 | Yes | Yes | 2015-04-28 |  | 3
FALSE | XC25-024-230-02 | 4606 | 7295828 | LENNOX INDUSTRIES, INC. | XC25-024-230-02 | AC | Split System: Air-Cooled Condensing Unit, Coil with Blower | XC25-024-230-02 |  | CH35-30B+TDR+TXV | 16 | 25.5 | Yes | Yes | 2015-04-28 |  | 3
FALSE | XC25-024-230-02 | 4606 | 7042650 | LENNOX INDUSTRIES, INC. | XC25-024-230-02 | AC | Split System: Air-Cooled Condensing Unit, Coil with Blower | XC25-024-230-02 |  | C33-31A*+TDR+TXV | 16.5 | 25.5 | Yes | Yes | 2015-04-28 |  | 3
FALSE | XC25-024-230-02 | 4606 | 7042651 | LENNOX INDUSTRIES, INC. | XC25-024-230-02 | AC | Split System: Air-Cooled Condensing Unit, Coil with Blower | XC25-024-230-02 |  | C33-31A*+TDR+TXV | 16 | 25.5 | Yes | Yes | 2015-04-28 |  | 3
FALSE | XC25-024-230-02 | 4606 | 7042653 | LENNOX INDUSTRIES, INC. | XC25-024-230-02 | AC | Split System: Air-Cooled Condensing Unit, Coil with Blower | XC25-024-230-02 |  | C33-31B*+TDR+TXV | 16 | 25.5 | Yes | Yes | 2015-04-28 |  | 3
FALSE | XC25-024-230-02 | 4606 | 7042646 | LENNOX INDUSTRIES, INC. | XC25-024-230-02 | AC | Split System: Air-Cooled Condensing Unit, Coil with Blower | XC25-024-230-02 |  | CBX32MV-036*+TDR | 16.5 | 25.5 | Yes | Yes | 2015-04-28 |  | 3
FALSE | XC25-024-230-02 | 4606 | 7042655 | LENNOX INDUSTRIES, INC. | XC25-024-230-02 | AC | Split System: Air-Cooled Condensing Unit, Coil with Blower | XC25-024-230-02 |  | C33-31B*+TDR+TXV | 16 | 25.5 | Yes | Yes | 2015-04-28 |  | 3
FALSE | XC25-024-230-02 | 4606 | 7042659 | LENNOX INDUSTRIES, INC. | XC25-024-230-02 | AC | Split System: Air-Cooled Condensing Unit, Coil with Blower | XC25-024-230-02 |  | C33-38A*+TDR+TXV | 16.5 | 25.5 | Yes | Yes | 2015-04-28 |  | 3
FALSE | XC25-024-230-02 | 4606 | 7042662 | LENNOX INDUSTRIES, INC. | XC25-024-230-02 | AC | Split System: Air-Cooled Condensing Unit, Coil with Blower | XC25-024-230-02 |  | C33-38B+TDR+TXV | 16 | 25.5 | Yes | Yes | 2015-04-28 |  | 3
FALSE | XC25-024-230-02 | 4606 | 7042663 | LENNOX INDUSTRIES, INC. | XC25-024-230-02 | AC | Split System: Air-Cooled Condensing Unit, Coil with Blower | XC25-024-230-02 |  | C33-38B+TDR+TXV | 16.5 | 25.5 | Yes | Yes | 2015-04-28 |  | 3
FALSE | XC25-024-230-02 | 4606 | 7042664 | LENNOX INDUSTRIES, INC. | XC25-024-230-02 | AC | Split System: Air-Cooled Condensing Unit, Coil with Blower | XC25-024-230-02 |  | C33-38B+TDR+TXV | 16 | 25.5 | Yes | Yes | 2015-04-28 |  | 3
FALSE | XC25-024-230-02 | 4606 | 7042673 | LENNOX INDUSTRIES, INC. | XC25-024-230-02 | AC | Split System: Air-Cooled Condensing Unit, Coil with Blower | XC25-024-230-02 |  | CX34-31B*+TDR | 16 | 25.5 | Yes | Yes | 2015-04-28 |  | 3
FALSE | XC25-036-230-** | 4249 | 5947367 | LENNOX INDUSTRIES, INC. | XC25-036-230-** | AC | Split System: Air-Cooled Condensing Unit, Coil with Blower | XC25-036-230-** |  | CH33-43+TDR+TXV | 14.5 | 23 | Yes | Yes | 2015-04-28 |  | 3
FALSE | XC25-036-230-** | 4249 | 5947365 | LENNOX INDUSTRIES, INC. | XC25-036-230-** | AC | Split System: Air-Cooled Condensing Unit, Coil with Blower | XC25-036-230-** |  | CH33-43+TDR+TXV | 14.5 | 23 | Yes | Yes | 2015-04-28 |  | 3
FALSE | XC25-036-230-** | 4249 | 5947370 | LENNOX INDUSTRIES, INC. | XC25-036-230-** | AC | Split System: Air-Cooled Condensing Unit, Coil with Blower | XC25-036-230-** |  | CH33-44/48+TDR+TXV | 14.5 | 23 | Yes | Yes | 2015-04-28 |  | 3
FALSE | XC25-036-230-** | 4249 | 6332947 | LENNOX INDUSTRIES, INC. | XC25-036-230-** | AC | Split System: Air-Cooled Condensing Unit, Coil with Blower | XC25-036-230-** |  | CX34-44/48*+TDR | 14 | 23 | Yes | Yes | 2015-04-28 |  | 3
FALSE | XC25-036-230-** | 4249 | 7164593 | LENNOX INDUSTRIES, INC. | XC25-036-230-** | AC | Split System: Air-Cooled Condensing Unit, Coil with Blower | XC25-036-230-** |  | CH35-42C+TDR+TXV | 14 | 23 | Yes | Yes | 2015-04-28 |  | 3
FALSE | XC25-036-230-** | 4249 | 7164594 | LENNOX INDUSTRIES, INC. | XC25-036-230-** | AC | Split System: Air-Cooled Condensing Unit, Coil with Blower | XC25-036-230-** |  | CH35-42C+TDR+TXV | 14 | 23 | Yes | Yes | 2015-04-28 |  | 3
FALSE | XC25-036-230-** | 4249 | 7164595 | LENNOX INDUSTRIES, INC. | XC25-036-230-** | AC | Split System: Air-Cooled Condensing Unit, Coil with Blower | XC25-036-230-** |  | CH35-42C+TDR+TXV | 14 | 23 | Yes | Yes | 2015-04-28 |  | 3
FALSE | XC25-036-230-** | 4249 | 7164596 | LENNOX INDUSTRIES, INC. | XC25-036-230-** | AC | Split System: Air-Cooled Condensing Unit, Coil with Blower | XC25-036-230-** |  | CH35-42C+TDR+TXV | 14 | 23 | Yes | Yes | 2015-04-28 |  | 3
FALSE | XC25-036-230-** | 4249 | 7164601 | LENNOX INDUSTRIES, INC. | XC25-036-230-** | AC | Split System: Air-Cooled Condensing Unit, Coil with Blower | XC25-036-230-** |  | CH35-48B+TDR+TXV | 14 | 23 | Yes | Yes | 2015-04-28 |  | 3
FALSE | XC25-036-230-** | 4249 | 7164598 | LENNOX INDUSTRIES, INC. | XC25-036-230-** | AC | Split System: Air-Cooled Condensing Unit, Coil with Blower | XC25-036-230-** |  | CH35-48B+TDR+TXV | 14 | 23 | Yes | Yes | 2015-04-28 |  | 3
FALSE | XC25-036-230-** | 4249 | 7164599 | LENNOX INDUSTRIES, INC. | XC25-036-230-** | AC | Split System: Air-Cooled Condensing Unit, Coil with Blower | XC25-036-230-** |  | CH35-48B+TDR+TXV | 14 | 23 | Yes | Yes | 2015-04-28 |  | 3
FALSE | XC25-036-230-** | 4249 | 5947328 | LENNOX INDUSTRIES, INC. | XC25-036-230-** | AC | Split System: Air-Cooled Condensing Unit, Coil with Blower | XC25-036-230-** |  | CX34-43+TDR | 14.5 | 23 | Yes | Yes | 2015-04-28 |  | 3
FALSE | XC25-036-230-** | 4249 | 5947326 | LENNOX INDUSTRIES, INC. | XC25-036-230-** | AC | Split System: Air-Cooled Condensing Unit, Coil with Blower | XC25-036-230-** |  | CX34-43+TDR | 14 | 23 | Yes | Yes | 2015-04-28 |  | 3
FALSE | XC25-036-230-** | 4249 | 5947348 | LENNOX INDUSTRIES, INC. | XC25-036-230-** | AC | Split System: Air-Cooled Condensing Unit, Coil with Blower | XC25-036-230-** |  | CR33-48+TDR+TXV | 14 | 23 | Yes | Yes | 2015-04-28 |  | 3
FALSE | XC25-036-230-** | 4249 | 5947330 | LENNOX INDUSTRIES, INC. | XC25-036-230-** | AC | Split System: Air-Cooled Condensing Unit, Coil with Blower | XC25-036-230-** |  | CX34-43+TDR | 14.5 | 23 | Yes | Yes | 2015-04-28 |  | 3
FALSE | XC25-036-230-** | 4249 | 5947298 | LENNOX INDUSTRIES, INC. | XC25-036-230-** | AC | Split System: Air-Cooled Condensing Unit, Coil with Blower | XC25-036-230-** |  | C33-43B+TDR+TXV | 14 | 23 | Yes | Yes | 2015-04-28 |  | 3
FALSE | XC25-036-230-** | 4249 | 5947318 | LENNOX INDUSTRIES, INC. | XC25-036-230-** | AC | Split System: Air-Cooled Condensing Unit, Coil with Blower | XC25-036-230-** |  | CX34-38+TDR | 14 | 23 | Yes | Yes | 2015-04-28 |  | 3
FALSE | XC25-036-230-** | 4249 | 5947321 | LENNOX INDUSTRIES, INC. | XC25-036-230-** | AC | Split System: Air-Cooled Condensing Unit, Coil with Blower | XC25-036-230-** |  | CX34-38+TDR | 14 | 23 | Yes | Yes | 2015-04-28 |  | 3
FALSE | XC25-036-230-** | 4249 | 6332954 | LENNOX INDUSTRIES, INC. | XC25-036-230-** | AC | Split System: Air-Cooled Condensing Unit, Coil with Blower | XC25-036-230-** |  | CX34-44/48*+TDR | 14 | 22.5 | Yes | Yes | 2015-04-28 |  | 3
FALSE | XC25-036-230-** | 4249 | 5947371 | LENNOX INDUSTRIES, INC. | XC25-036-230-** | AC | Split System: Air-Cooled Condensing Unit, Coil with Blower | XC25-036-230-** |  | CH33-44/48+TDR+TXV | 14.5 | 22.5 | Yes | Yes | 2015-04-28 |  | 3
FALSE | XC25-036-230-** | 4249 | 5947372 | LENNOX INDUSTRIES, INC. | XC25-036-230-** | AC | Split System: Air-Cooled Condensing Unit, Coil with Blower | XC25-036-230-** |  | CH33-44/48+TDR+TXV | 14 | 22.5 | Yes | Yes | 2015-04-28 |  | 3
FALSE | XC25-036-230-** | 4249 | 5947373 | LENNOX INDUSTRIES, INC. | XC25-036-230-** | AC | Split System: Air-Cooled Condensing Unit, Coil with Blower | XC25-036-230-** |  | CH33-48+TDR+TXV | 14.5 | 22.5 | Yes | Yes | 2015-04-28 |  | 3
FALSE | XC25-036-230-** | 4249 | 5947374 | LENNOX INDUSTRIES, INC. | XC25-036-230-** | AC | Split System: Air-Cooled Condensing Unit, Coil with Blower | XC25-036-230-** |  | CH33-48+TDR+TXV | 14.5 | 22.5 | Yes | Yes | 2015-04-28 |  | 3
FALSE | XC25-036-230-** | 4249 | 5947375 | LENNOX INDUSTRIES, INC. | XC25-036-230-** | AC | Split System: Air-Cooled Condensing Unit, Coil with Blower | XC25-036-230-** |  | CH33-48+TDR+TXV | 14.5 | 22.5 | Yes | Yes | 2015-04-28 |  | 3
FALSE | XC25-036-230-** | 4249 | 5947376 | LENNOX INDUSTRIES, INC. | XC25-036-230-** | AC | Split System: Air-Cooled Condensing Unit, Coil with Blower | XC25-036-230-** |  | CH33-48+TDR+TXV | 14.5 | 22.5 | Yes | Yes | 2015-04-28 |  | 3
FALSE | XC25-036-230-** | 4249 | 6332945 | LENNOX INDUSTRIES, INC. | XC25-036-230-** | AC | Split System: Air-Cooled Condensing Unit, Coil with Blower | XC25-036-230-** |  | CX34-44/48*+TDR | 13.5 | 22.5 | Yes | Yes | 2015-04-28 |  | 3
FALSE | XC25-036-230-** | 4249 | 6332946 | LENNOX INDUSTRIES, INC. | XC25-036-230-** | AC | Split System: Air-Cooled Condensing Unit, Coil with Blower | XC25-036-230-** |  | CX34-44/48*+TDR | 13.5 | 22.5 | Yes | Yes | 2015-04-28 |  | 3
FALSE | XC25-036-230-** | 4249 | 5947347 | LENNOX INDUSTRIES, INC. | XC25-036-230-** | AC | Split System: Air-Cooled Condensing Unit, Coil with Blower | XC25-036-230-** |  | CR33-48+TDR+TXV | 14 | 22.5 | Yes | Yes | 2015-04-28 |  | 3
FALSE | XC25-036-230-** | 4249 | 5947363 | LENNOX INDUSTRIES, INC. | XC25-036-230-** | AC | Split System: Air-Cooled Condensing Unit, Coil with Blower | XC25-036-230-** |  | CH33-42+TDR+TXV | 13.5 | 22.5 | Yes | Yes | 2015-04-28 |  | 3
FALSE | XC25-036-230-** | 4249 | 5947368 | LENNOX INDUSTRIES, INC. | XC25-036-230-** | AC | Split System: Air-Cooled Condensing Unit, Coil with Blower | XC25-036-230-** |  | CH33-44/48+TDR+TXV | 14 | 22.5 | Yes | Yes | 2015-04-28 |  | 3
FALSE | XC25-036-230-** | 4249 | 5947369 | LENNOX INDUSTRIES, INC. | XC25-036-230-** | AC | Split System: Air-Cooled Condensing Unit, Coil with Blower | XC25-036-230-** |  | CH33-44/48+TDR+TXV | 14 | 22.5 | Yes | Yes | 2015-04-28 |  | 3
FALSE | XC25-036-230-** | 4249 | 5947352 | LENNOX INDUSTRIES, INC. | XC25-036-230-** | AC | Split System: Air-Cooled Condensing Unit, Coil with Blower | XC25-036-230-** |  | CH23-51+TDR+TXV | 14 | 22.5 | Yes | Yes | 2015-04-28 |  | 3
FALSE | XC25-036-230-** | 4249 | 5947355 | LENNOX INDUSTRIES, INC. | XC25-036-230-** | AC | Split System: Air-Cooled Condensing Unit, Coil with Blower | XC25-036-230-** |  | CH23-51+TDR+TXV | 14 | 22.5 | Yes | Yes | 2015-04-28 |  | 3
FALSE | XC25-036-230-** | 4249 | 5947357 | LENNOX INDUSTRIES, INC. | XC25-036-230-** | AC | Split System: Air-Cooled Condensing Unit, Coil with Blower | XC25-036-230-** |  | CH23-51+TDR+TXV | 14 | 22.5 | Yes | Yes | 2015-04-28 |  | 3
FALSE | XC25-036-230-** | 4249 | 5947360 | LENNOX INDUSTRIES, INC. | XC25-036-230-** | AC | Split System: Air-Cooled Condensing Unit, Coil with Blower | XC25-036-230-** |  | CH33-42+TDR+TXV | 13.5 | 22.5 | Yes | Yes | 2015-04-28 |  | 3
FALSE | XC25-036-230-** | 4249 | 5947361 | LENNOX INDUSTRIES, INC. | XC25-036-230-** | AC | Split System: Air-Cooled Condensing Unit, Coil with Blower | XC25-036-230-** |  | CH33-42+TDR+TXV | 14 | 22.5 | Yes | Yes | 2015-04-28 |  | 3
FALSE | XC25-036-230-** | 4249 | 7164603 | LENNOX INDUSTRIES, INC. | XC25-036-230-** | AC | Split System: Air-Cooled Condensing Unit, Coil with Blower | XC25-036-230-** |  | CH35-48C+TDR+TXV | 14 | 22 | Yes | Yes | 2015-04-28 |  | 3
FALSE | XC25-036-230-** | 4249 | 7164604 | LENNOX INDUSTRIES, INC. | XC25-036-230-** | AC | Split System: Air-Cooled Condensing Unit, Coil with Blower | XC25-036-230-** |  | CH35-48C+TDR+TXV | 14 | 22 | Yes | Yes | 2015-04-28 |  | 3
FALSE | XC25-036-230-** | 4249 | 7164606 | LENNOX INDUSTRIES, INC. | XC25-036-230-** | AC | Split System: Air-Cooled Condensing Unit, Coil with Blower | XC25-036-230-** |  | CH35-48C+TDR+TXV | 14 | 22 | Yes | Yes | 2015-04-28 |  | 3
FALSE | XC25-036-230-** | 4249 | 5947350 | LENNOX INDUSTRIES, INC. | XC25-036-230-** | AC | Split System: Air-Cooled Condensing Unit, Coil with Blower | XC25-036-230-** |  | CH23-51+TDR+TXV | 13.5 | 22 | Yes | Yes | 2015-04-28 |  | 3
FALSE | XC25-036-230-** | 4249 | 5947351 | LENNOX INDUSTRIES, INC. | XC25-036-230-** | AC | Split System: Air-Cooled Condensing Unit, Coil with Blower | XC25-036-230-** |  | CH23-51+TDR+TXV | 13.5 | 22 | Yes | Yes | 2015-04-28 |  | 3
FALSE | XC25-036-230-** | 4249 | 5947346 | LENNOX INDUSTRIES, INC. | XC25-036-230-** | AC | Split System: Air-Cooled Condensing Unit, Coil with Blower | XC25-036-230-** |  | CR33-48+TDR+TXV | 14 | 22 | Yes | Yes | 2015-04-28 |  | 3
FALSE | XC25-036-230-** | 4249 | 5947344 | LENNOX INDUSTRIES, INC. | XC25-036-230-** | AC | Split System: Air-Cooled Condensing Unit, Coil with Blower | XC25-036-230-** |  | CR33-48+TDR+TXV | 14 | 22 | Yes | Yes | 2015-04-28 |  | 3
FALSE | XC25-036-230-** | 4249 | 5947311 | LENNOX INDUSTRIES, INC. | XC25-036-230-** | AC | Split System: Air-Cooled Condensing Unit, Coil with Blower | XC25-036-230-** |  | C33-48+TDR+TXV | 14 | 22 | Yes | Yes | 2015-04-28 |  | 3
FALSE | XC25-036-230-** | 4249 | 5947309 | LENNOX INDUSTRIES, INC. | XC25-036-230-** | AC | Split System: Air-Cooled Condensing Unit, Coil with Blower | XC25-036-230-** |  | C33-48+TDR+TXV | 14 | 22 | Yes | Yes | 2015-04-28 |  | 3
FALSE | XC25-036-230-** | 4249 | 6108164 | LENNOX INDUSTRIES, INC. | XC25-036-230-** | AC | Split System: Air-Cooled Condensing Unit, Coil with Blower | XC25-036-230-** |  | CH23-51+TDR+TXV | 14 | 22 | Yes | Yes | 2015-04-28 |  | 3
FALSE | XC25-036-230-** | 4249 | 6108165 | LENNOX INDUSTRIES, INC. | XC25-036-230-** | AC | Split System: Air-Cooled Condensing Unit, Coil with Blower | XC25-036-230-** |  | CH33-42+TDR+TXV | 14 | 22 | Yes | Yes | 2015-04-28 |  | 3
FALSE | XC25-036-230-** | 4249 | 6108205 | LENNOX INDUSTRIES, INC. | XC25-036-230-** | AC | Split System: Air-Cooled Condensing Unit, Coil with Blower | XC25-036-230-** |  | CR33-48+TDR+TXV | 14 | 22 | Yes | Yes | 2015-04-28 |  | 3
FALSE | XC25-036-230-** | 4249 | 5947345 | LENNOX INDUSTRIES, INC. | XC25-036-230-** | AC | Split System: Air-Cooled Condensing Unit, Coil with Blower | XC25-036-230-** |  | CR33-48+TDR+TXV | 13.5 | 21.5 | Yes | Yes | 2015-04-28 |  | 3
FALSE | XC25-036-230-** | 4249 | 7150145 | LENNOX INDUSTRIES, INC. | XC25-036-230-** | AC | Split System: Air-Cooled Condensing Unit, Coil with Blower | XC25-036-230-** |  | C33-48+TDR+TXV | 14 | 21 | Yes | Yes | 2015-04-28 |  | 3
FALSE | XC25-036-230-** | 4249 | 7150146 | LENNOX INDUSTRIES, INC. | XC25-036-230-** | AC | Split System: Air-Cooled Condensing Unit, Coil with Blower | XC25-036-230-** |  | CX34-44/48C+TDR | 14 | 21 | Yes | Yes | 2015-04-28 |  | 3
TRUE | XC25-048-230-** | 4210 | 5947377 | LENNOX INDUSTRIES, INC. | XC25-048-230-** | AC | Split System: Air-Cooled Condensing Unit, Coil with Blower | XC25-048-230-** |  | CBX40UHV-048*+TDR | 13.5 | 21 | Yes | Yes | 2015-04-28 |  | 3
FALSE | XC25-048-230-** | 4210 | 5947378 | LENNOX INDUSTRIES, INC. | XC25-048-230-** | AC | Split System: Air-Cooled Condensing Unit, Coil with Blower | XC25-048-230-** |  | CBX40UHV-060*+TDR | 13.5 | 20.5 | Yes | Yes | 2015-04-28 |  | 3
FALSE | XC25-048-230-** | 4210 | 5947379 | LENNOX INDUSTRIES, INC. | XC25-048-230-** | AC | Split System: Air-Cooled Condensing Unit, Coil with Blower | XC25-048-230-** |  | CBX32MV-048*+TDR | 13.5 | 20.5 | Yes | Yes | 2015-04-28 |  | 3
FALSE | XC25-048-230-** | 4210 | 5947479 | LENNOX INDUSTRIES, INC. | XC25-048-230-** | AC | Split System: Air-Cooled Condensing Unit, Coil with Blower | XC25-048-230-** |  | CH33-50/60C+TDR+TXV | 13 | 20.5 | Yes | Yes | 2015-04-28 |  | 3
FALSE | XC25-048-230-** | 4210 | 5948134 | LENNOX INDUSTRIES, INC. | XC25-048-230-** | AC | Split System: Air-Cooled Condensing Unit, Coil with Blower | XC25-048-230-** |  | CR33-60+TDR | 13.5 | 20.5 | Yes | Yes | 2015-04-28 |  | 3
FALSE | XC25-048-230-** | 4210 | 5948135 | LENNOX INDUSTRIES, INC. | XC25-048-230-** | AC | Split System: Air-Cooled Condensing Unit, Coil with Blower | XC25-048-230-** |  | CR33-60+TDR | 13 | 20 | Yes | Yes | 2015-04-28 |  | 3
FALSE | XC25-048-230-** | 4210 | 5948136 | LENNOX INDUSTRIES, INC. | XC25-048-230-** | AC | Split System: Air-Cooled Condensing Unit, Coil with Blower | XC25-048-230-** |  | CR33-60+TDR | 13 | 20 | Yes | Yes | 2015-04-28 |  | 3
FALSE | XC25-048-230-** | 4210 | 5948137 | LENNOX INDUSTRIES, INC. | XC25-048-230-** | AC | Split System: Air-Cooled Condensing Unit, Coil with Blower | XC25-048-230-** |  | CR33-60+TDR | 13 | 20 | Yes | Yes | 2015-04-28 |  | 3
FALSE | XC25-048-230-** | 4210 | 5947480 | LENNOX INDUSTRIES, INC. | XC25-048-230-** | AC | Split System: Air-Cooled Condensing Unit, Coil with Blower | XC25-048-230-** |  | CH33-50/60C+TDR+TXV | 13 | 20 | Yes | Yes | 2015-04-28 |  | 3
FALSE | XC25-048-230-** | 4210 | 5947481 | LENNOX INDUSTRIES, INC. | XC25-048-230-** | AC | Split System: Air-Cooled Condensing Unit, Coil with Blower | XC25-048-230-** |  | CH33-50/60C+TDR+TXV | 13 | 20 | Yes | Yes | 2015-04-28 |  | 3
FALSE | XC25-048-230-** | 4210 | 5947482 | LENNOX INDUSTRIES, INC. | XC25-048-230-** | AC | Split System: Air-Cooled Condensing Unit, Coil with Blower | XC25-048-230-** |  | CH33-60D+TDR+TXV | 13 | 20 | Yes | Yes | 2015-04-28 |  | 3
FALSE | XC25-048-230-** | 4210 | 5947483 | LENNOX INDUSTRIES, INC. | XC25-048-230-** | AC | Split System: Air-Cooled Condensing Unit, Coil with Blower | XC25-048-230-** |  | CH33-60D+TDR+TXV | 13.5 | 20 | Yes | Yes | 2015-04-28 |  | 3
FALSE | XC25-048-230-** | 4210 | 5947484 | LENNOX INDUSTRIES, INC. | XC25-048-230-** | AC | Split System: Air-Cooled Condensing Unit, Coil with Blower | XC25-048-230-** |  | CH33-60D+TDR+TXV | 13 | 20 | Yes | Yes | 2015-04-28 |  | 3
FALSE | XC25-048-230-** | 4210 | 5947485 | LENNOX INDUSTRIES, INC. | XC25-048-230-** | AC | Split System: Air-Cooled Condensing Unit, Coil with Blower | XC25-048-230-** |  | CH33-62D+TDR+TXV | 13.5 | 20 | Yes | Yes | 2015-04-28 |  | 3
FALSE | XC25-048-230-** | 4210 | 5947486 | LENNOX INDUSTRIES, INC. | XC25-048-230-** | AC | Split System: Air-Cooled Condensing Unit, Coil with Blower | XC25-048-230-** |  | CH33-62D+TDR+TXV | 13.5 | 20 | Yes | Yes | 2015-04-28 |  | 3
FALSE | XC25-048-230-** | 4210 | 5947487 | LENNOX INDUSTRIES, INC. | XC25-048-230-** | AC | Split System: Air-Cooled Condensing Unit, Coil with Blower | XC25-048-230-** |  | CH33-62D+TDR+TXV | 13.5 | 20 | Yes | Yes | 2015-04-28 |  | 3
FALSE | XC25-048-230-** | 4210 | 5948131 | LENNOX INDUSTRIES, INC. | XC25-048-230-** | AC | Split System: Air-Cooled Condensing Unit, Coil with Blower | XC25-048-230-** |  | CR33-60+TDR | 13 | 20 | Yes | Yes | 2015-04-28 |  | 3
FALSE | XC25-048-230-** | 4210 | 5948132 | LENNOX INDUSTRIES, INC. | XC25-048-230-** | AC | Split System: Air-Cooled Condensing Unit, Coil with Blower | XC25-048-230-** |  | CR33-60+TDR | 13 | 20 | Yes | Yes | 2015-04-28 |  | 3
FALSE | XC25-048-230-** | 4210 | 5948133 | LENNOX INDUSTRIES, INC. | XC25-048-230-** | AC | Split System: Air-Cooled Condensing Unit, Coil with Blower | XC25-048-230-** |  | CR33-60+TDR | 13.5 | 20 | Yes | Yes | 2015-04-28 |  | 3
FALSE | XC25-048-230-** | 4210 | 7164581 | LENNOX INDUSTRIES, INC. | XC25-048-230-** | AC | Split System: Air-Cooled Condensing Unit, Coil with Blower | XC25-048-230-** |  | CH35-51C+TDR+TXV | 13 | 20 | Yes | Yes | 2015-04-28 |  | 3
FALSE | XC25-048-230-** | 4210 | 7164582 | LENNOX INDUSTRIES, INC. | XC25-048-230-** | AC | Split System: Air-Cooled Condensing Unit, Coil with Blower | XC25-048-230-** |  | CH35-51C+TDR+TXV | 13 | 20 | Yes | Yes | 2015-04-28 |  | 3
FALSE | XC25-048-230-** | 4210 | 5947448 | LENNOX INDUSTRIES, INC. | XC25-048-230-** | AC | Split System: Air-Cooled Condensing Unit, Coil with Blower | XC25-048-230-** |  | CX34-50/60C+TDR | 13 | 20 | Yes | Yes | 2015-04-28 |  | 3
FALSE | XC25-048-230-** | 4210 | 5947449 | LENNOX INDUSTRIES, INC. | XC25-048-230-** | AC | Split System: Air-Cooled Condensing Unit, Coil with Blower | XC25-048-230-** |  | CX34-50/60C+TDR | 13 | 20 | Yes | Yes | 2015-04-28 |  | 3
FALSE | XC25-048-230-** | 4210 | 5947450 | LENNOX INDUSTRIES, INC. | XC25-048-230-** | AC | Split System: Air-Cooled Condensing Unit, Coil with Blower | XC25-048-230-** |  | CX34-50/60C+TDR | 13 | 20 | Yes | Yes | 2015-04-28 |  | 3
FALSE | XC25-048-230-** | 4210 | 5947452 | LENNOX INDUSTRIES, INC. | XC25-048-230-** | AC | Split System: Air-Cooled Condensing Unit, Coil with Blower | XC25-048-230-** |  | CX34-50/60C+TDR | 13 | 20 | Yes | Yes | 2015-04-28 |  | 3
FALSE | XC25-048-230-** | 4210 | 5947454 | LENNOX INDUSTRIES, INC. | XC25-048-230-** | AC | Split System: Air-Cooled Condensing Unit, Coil with Blower | XC25-048-230-** |  | CX34-50/60C+TDR | 13 | 20 | Yes | Yes | 2015-04-28 |  | 3
FALSE | XC25-048-230-** | 4210 | 5947455 | LENNOX INDUSTRIES, INC. | XC25-048-230-** | AC | Split System: Air-Cooled Condensing Unit, Coil with Blower | XC25-048-230-** |  | CX34-50/60C+TDR | 13 | 20 | Yes | Yes | 2015-04-28 |  | 3
FALSE | XC25-048-230-** | 4210 | 5947457 | LENNOX INDUSTRIES, INC. | XC25-048-230-** | AC | Split System: Air-Cooled Condensing Unit, Coil with Blower | XC25-048-230-** |  | CR33-50/60+TDR+TXV | 13 | 20 | Yes | Yes | 2015-04-28 |  | 3
FALSE | XC25-048-230-** | 4210 | 5947458 | LENNOX INDUSTRIES, INC. | XC25-048-230-** | AC | Split System: Air-Cooled Condensing Unit, Coil with Blower | XC25-048-230-** |  | CR33-50/60+TDR+TXV | 13 | 20 | Yes | Yes | 2015-04-28 |  | 3
FALSE | XC25-048-230-** | 4210 | 5947459 | LENNOX INDUSTRIES, INC. | XC25-048-230-** | AC | Split System: Air-Cooled Condensing Unit, Coil with Blower | XC25-048-230-** |  | CR33-50/60+TDR+TXV | 13.5 | 20 | Yes | Yes | 2015-04-28 |  | 3
FALSE | XC25-048-230-** | 4210 | 6108206 | LENNOX INDUSTRIES, INC. | XC25-048-230-** | AC | Split System: Air-Cooled Condensing Unit, Coil with Blower | XC25-048-230-** |  | CR33-50/60+TDR+TXV | 13.5 | 20 | Yes | Yes | 2015-04-28 |  | 3
FALSE | XC25-048-230-** | 4210 | 6108202 | LENNOX INDUSTRIES, INC. | XC25-048-230-** | AC | Split System: Air-Cooled Condensing Unit, Coil with Blower | XC25-048-230-** |  | CR33-60+TDR | 13.5 | 20 | Yes | Yes | 2015-04-28 |  | 3
FALSE | XC25-048-230-** | 4210 | 5947410 | LENNOX INDUSTRIES, INC. | XC25-048-230-** | AC | Split System: Air-Cooled Condensing Unit, Coil with Blower | XC25-048-230-** |  | C33-50/60C+TDR+TXV | 13 | 20 | Yes | Yes | 2015-04-28 |  | 3
FALSE | XC25-048-230-** | 4210 | 5947411 | LENNOX INDUSTRIES, INC. | XC25-048-230-** | AC | Split System: Air-Cooled Condensing Unit, Coil with Blower | XC25-048-230-** |  | C33-50/60C+TDR+TXV | 13 | 20 | Yes | Yes | 2015-04-28 |  | 3
FALSE | XC25-048-230-** | 4210 | 5947412 | LENNOX INDUSTRIES, INC. | XC25-048-230-** | AC | Split System: Air-Cooled Condensing Unit, Coil with Blower | XC25-048-230-** |  | C33-50/60C+TDR+TXV | 13 | 20 | Yes | Yes | 2015-04-28 |  | 3
FALSE | XC25-048-230-** | 4210 | 5947416 | LENNOX INDUSTRIES, INC. | XC25-048-230-** | AC | Split System: Air-Cooled Condensing Unit, Coil with Blower | XC25-048-230-** |  | C33-50/60C+TDR+TXV | 13 | 20 | Yes | Yes | 2015-04-28 |  | 3
FALSE | XC25-048-230-** | 4210 | 5947417 | LENNOX INDUSTRIES, INC. | XC25-048-230-** | AC | Split System: Air-Cooled Condensing Unit, Coil with Blower | XC25-048-230-** |  | C33-50/60C+TDR+TXV | 13 | 20 | Yes | Yes | 2015-04-28 |  | 3
FALSE | XC25-048-230-** | 4210 | 5947414 | LENNOX INDUSTRIES, INC. | XC25-048-230-** | AC | Split System: Air-Cooled Condensing Unit, Coil with Blower | XC25-048-230-** |  | C33-50/60C+TDR+TXV | 13 | 20 | Yes | Yes | 2015-04-28 |  | 3
FALSE | XC25-048-230-** | 4210 | 8086945 | LENNOX INDUSTRIES, INC. | XC25-048-230-** | AC | Split System: Air-Cooled Condensing Unit, Coil with Blower | XC25-048-230-** |  | CH33-48C+TDR+TXV | 13 | 20 | Yes | Yes | 2015-04-28 |  | 3
FALSE | XC25-048-230-** | 4210 | 5947393 | LENNOX INDUSTRIES, INC. | XC25-048-230-** | AC | Split System: Air-Cooled Condensing Unit, Coil with Blower | XC25-048-230-** |  | C33-43C+TDR+TXV | 13 | 19.5 | Yes | Yes | 2015-04-28 |  | 3
FALSE | XC25-048-230-** | 4210 | 5947456 | LENNOX INDUSTRIES, INC. | XC25-048-230-** | AC | Split System: Air-Cooled Condensing Unit, Coil with Blower | XC25-048-230-** |  | CX34-50/60C+TDR | 13 | 19.5 | Yes | Yes | 2015-04-28 |  | 3
FALSE | XC25-048-230-** | 4210 | 5947453 | LENNOX INDUSTRIES, INC. | XC25-048-230-** | AC | Split System: Air-Cooled Condensing Unit, Coil with Blower | XC25-048-230-** |  | CX34-50/60C+TDR | 13 | 19.5 | Yes | Yes | 2015-04-28 |  | 3
FALSE | XC25-048-230-** | 4210 | 5947435 | LENNOX INDUSTRIES, INC. | XC25-048-230-** | AC | Split System: Air-Cooled Condensing Unit, Coil with Blower | XC25-048-230-** |  | CX34-43C+TDR | 13 | 19.5 | Yes | Yes | 2015-04-28 |  | 3
FALSE | XC25-048-230-** | 4210 | 5947451 | LENNOX INDUSTRIES, INC. | XC25-048-230-** | AC | Split System: Air-Cooled Condensing Unit, Coil with Blower | XC25-048-230-** |  | CX34-50/60C+TDR | 13 | 19.5 | Yes | Yes | 2015-04-28 |  | 3
FALSE | XC25-048-230-** | 4210 | 5947431 | LENNOX INDUSTRIES, INC. | XC25-048-230-** | AC | Split System: Air-Cooled Condensing Unit, Coil with Blower | XC25-048-230-** |  | CX34-43C+TDR | 13 | 19.5 | Yes | Yes | 2015-04-28 |  | 3
FALSE | XC25-048-230-** | 4210 | 6332960 | LENNOX INDUSTRIES, INC. | XC25-048-230-** | AC | Split System: Air-Cooled Condensing Unit, Coil with Blower | XC25-048-230-** |  | CX34-44/48*+TDR | 13 | 19.5 | Yes | Yes | 2015-04-28 |  | 3
FALSE | XC25-048-230-** | 4210 | 6332965 | LENNOX INDUSTRIES, INC. | XC25-048-230-** | AC | Split System: Air-Cooled Condensing Unit, Coil with Blower | XC25-048-230-** |  | CX34-44/48*+TDR | 13 | 19.5 | Yes | Yes | 2015-04-28 |  | 3
FALSE | XC25-048-230-** | 4210 | 5947432 | LENNOX INDUSTRIES, INC. | XC25-048-230-** | AC | Split System: Air-Cooled Condensing Unit, Coil with Blower | XC25-048-230-** |  | CX34-43C+TDR | 13 | 19 | Yes | Yes | 2015-04-28 |  | 3
FALSE | XC25-048-230-** | 4210 | 5947433 | LENNOX INDUSTRIES, INC. | XC25-048-230-** | AC | Split System: Air-Cooled Condensing Unit, Coil with Blower | XC25-048-230-** |  | CX34-43C+TDR | 13.5 | 19 | Yes | Yes | 2015-04-28 |  | 3
FALSE | XC25-048-230-** | 4210 | 5947434 | LENNOX INDUSTRIES, INC. | XC25-048-230-** | AC | Split System: Air-Cooled Condensing Unit, Coil with Blower | XC25-048-230-** |  | CX34-43C+TDR | 13 | 19 | Yes | Yes | 2015-04-28 |  | 3
FALSE | XC25-048-230-** | 4210 | 5947436 | LENNOX INDUSTRIES, INC. | XC25-048-230-** | AC | Split System: Air-Cooled Condensing Unit, Coil with Blower | XC25-048-230-** |  | CX34-43C+TDR | 13 | 19 | Yes | Yes | 2015-04-28 |  | 3
FALSE | XC25-048-230-** | 4210 | 5947437 | LENNOX INDUSTRIES, INC. | XC25-048-230-** | AC | Split System: Air-Cooled Condensing Unit, Coil with Blower | XC25-048-230-** |  | CX34-43C+TDR | 13 | 19 | Yes | Yes | 2015-04-28 |  | 3
FALSE | XC25-048-230-** | 4210 | 5947394 | LENNOX INDUSTRIES, INC. | XC25-048-230-** | AC | Split System: Air-Cooled Condensing Unit, Coil with Blower | XC25-048-230-** |  | C33-43C+TDR+TXV | 13 | 19 | Yes | Yes | 2015-04-28 |  | 3
FALSE | XC25-048-230-** | 4210 | 5947395 | LENNOX INDUSTRIES, INC. | XC25-048-230-** | AC | Split System: Air-Cooled Condensing Unit, Coil with Blower | XC25-048-230-** |  | C33-43C+TDR+TXV | 13.5 | 19 | Yes | Yes | 2015-04-28 |  | 3
FALSE | XC25-048-230-** | 4210 | 5947396 | LENNOX INDUSTRIES, INC. | XC25-048-230-** | AC | Split System: Air-Cooled Condensing Unit, Coil with Blower | XC25-048-230-** |  | C33-43C+TDR+TXV | 13 | 19 | Yes | Yes | 2015-04-28 |  | 3
FALSE | XC25-048-230-** | 4210 | 5947398 | LENNOX INDUSTRIES, INC. | XC25-048-230-** | AC | Split System: Air-Cooled Condensing Unit, Coil with Blower | XC25-048-230-** |  | C33-43C+TDR+TXV | 13 | 19 | Yes | Yes | 2015-04-28 |  | 3
FALSE | XC25-048-230-** | 4210 | 5947399 | LENNOX INDUSTRIES, INC. | XC25-048-230-** | AC | Split System: Air-Cooled Condensing Unit, Coil with Blower | XC25-048-230-** |  | C33-43C+TDR+TXV | 13 | 19 | Yes | Yes | 2015-04-28 |  | 3
FALSE | XC25-048-230-** | 4210 | 5947383 | LENNOX INDUSTRIES, INC. | XC25-048-230-** | AC | Split System: Air-Cooled Condensing Unit, Coil with Blower | XC25-048-230-** |  | C33-49C*+TDR+TXV | 13.5 | 19 | Yes | Yes | 2015-04-28 |  | 3
FALSE | XC25-048-230-** | 4210 | 5947384 | LENNOX INDUSTRIES, INC. | XC25-048-230-** | AC | Split System: Air-Cooled Condensing Unit, Coil with Blower | XC25-048-230-** |  | C33-49C*+TDR+TXV | 13 | 19 | Yes | Yes | 2015-04-28 |  | 3
FALSE | XC25-048-230-** | 4210 | 5947385 | LENNOX INDUSTRIES, INC. | XC25-048-230-** | AC | Split System: Air-Cooled Condensing Unit, Coil with Blower | XC25-048-230-** |  | C33-49C*+TDR+TXV | 13.5 | 19 | Yes | Yes | 2015-04-28 |  | 3
FALSE | XC25-048-230-** | 4210 | 6108174 | LENNOX INDUSTRIES, INC. | XC25-048-230-** | AC | Split System: Air-Cooled Condensing Unit, Coil with Blower | XC25-048-230-** |  | C33-43B+TDR+TXV | 13 | 19 | Yes | Yes | 2015-04-28 |  | 3
FALSE | XC25-048-230-** | 4210 | 6108175 | LENNOX INDUSTRIES, INC. | XC25-048-230-** | AC | Split System: Air-Cooled Condensing Unit, Coil with Blower | XC25-048-230-** |  | C33-43C+TDR+TXV | 13.5 | 19 | Yes | Yes | 2015-04-28 |  | 3
FALSE | XC25-048-230-** | 4210 | 6108176 | LENNOX INDUSTRIES, INC. | XC25-048-230-** | AC | Split System: Air-Cooled Condensing Unit, Coil with Blower | XC25-048-230-** |  | C33-43C+TDR+TXV | 13 | 19 | Yes | Yes | 2015-04-28 |  | 3
FALSE | XC25-048-230-** | 4210 | 6108172 | LENNOX INDUSTRIES, INC. | XC25-048-230-** | AC | Split System: Air-Cooled Condensing Unit, Coil with Blower | XC25-048-230-** |  | C33-49C*+TDR+TXV | 13.5 | 19 | Yes | Yes | 2015-04-28 |  | 3
FALSE | XC25-048-230-** | 4210 | 6108179 | LENNOX INDUSTRIES, INC. | XC25-048-230-** | AC | Split System: Air-Cooled Condensing Unit, Coil with Blower | XC25-048-230-** |  | CX34-49C*+TDR | 13.5 | 19 | Yes | Yes | 2015-04-28 |  | 3
FALSE | XC25-048-230-** | 4210 | 6108181 | LENNOX INDUSTRIES, INC. | XC25-048-230-** | AC | Split System: Air-Cooled Condensing Unit, Coil with Blower | XC25-048-230-** |  | CX34-43B+TDR | 13 | 19 | Yes | Yes | 2015-04-28 |  | 3
FALSE | XC25-048-230-** | 4210 | 6108182 | LENNOX INDUSTRIES, INC. | XC25-048-230-** | AC | Split System: Air-Cooled Condensing Unit, Coil with Blower | XC25-048-230-** |  | CX34-43C+TDR | 13.5 | 19 | Yes | Yes | 2015-04-28 |  | 3
FALSE | XC25-048-230-** | 4210 | 6108183 | LENNOX INDUSTRIES, INC. | XC25-048-230-** | AC | Split System: Air-Cooled Condensing Unit, Coil with Blower | XC25-048-230-** |  | CX34-43C+TDR | 13 | 19 | Yes | Yes | 2015-04-28 |  | 3
FALSE | XC25-048-230-** | 4210 | 6108180 | LENNOX INDUSTRIES, INC. | XC25-048-230-** | AC | Split System: Air-Cooled Condensing Unit, Coil with Blower | XC25-048-230-** |  | CX34-49C*+TDR | 13.5 | 18.5 | Yes | Yes | 2015-04-28 |  | 3
FALSE | XC25-048-230-** | 4210 | 6108173 | LENNOX INDUSTRIES, INC. | XC25-048-230-** | AC | Split System: Air-Cooled Condensing Unit, Coil with Blower | XC25-048-230-** |  | C33-49C*+TDR+TXV | 13.5 | 18.5 | Yes | Yes | 2015-04-28 |  | 3
FALSE | XC25-048-230-** | 4210 | 5947386 | LENNOX INDUSTRIES, INC. | XC25-048-230-** | AC | Split System: Air-Cooled Condensing Unit, Coil with Blower | XC25-048-230-** |  | C33-49C*+TDR+TXV | 13.5 | 18.5 | Yes | Yes | 2015-04-28 |  | 3
FALSE | XC25-048-230-** | 4210 | 5947424 | LENNOX INDUSTRIES, INC. | XC25-048-230-** | AC | Split System: Air-Cooled Condensing Unit, Coil with Blower | XC25-048-230-** |  | CX34-49C*+TDR | 13.5 | 18.5 | Yes | Yes | 2015-04-28 |  | 3
FALSE | GSX160301F* | 4362 | 7365818 | GOODMAN MANUFACTURING CO., LP. | GSX160301F* | AC | Year-Round Air-Conditioner, Remote Air-Cooled Condensing Unit | GSX160301F* |  | CA*F3743*6D*+TXV | 13 | 16 | Yes | Yes | 2015-05-13 |  | 2
FALSE | GSX160301F* | 4362 | 5983489 | GOODMAN MANUFACTURING CO., LP. | GSX160301F* | AC | Year-Round Air-Conditioner, Remote Air-Cooled Condensing Unit | GSX160301F* |  | CA*F3743*6D*+TXV | 13 | 16 | Yes | Yes | 2015-05-13 |  | 2
FALSE | GSX160301F* | 4362 | 7355187 | GOODMAN MANUFACTURING CO., LP. | GSX160301F* | AC | Year-Round Air-Conditioner, Remote Air-Cooled Condensing Unit | GSX160301F* |  | CA*F4860*6D*+TXV | 13 | 16 | Yes | Yes | 2015-05-13 |  | 2
FALSE | GSX160301F* | 4362 | 7355334 | GOODMAN MANUFACTURING CO., LP. | GSX160301F* | AC | Year-Round Air-Conditioner, Remote Air-Cooled Condensing Unit | GSX160301F* |  | CA*F4860*6D*+TXV | 13 | 16 | Yes | Yes | 2015-05-13 |  | 2
FALSE | GSX160361F* | 4297 | 7355744 | GOODMAN MANUFACTURING CO., LP. | GSX160361F* | AC | Year-Round Air-Conditioner, Remote Air-Cooled Condensing Unit | GSX160361F* |  | CA*F4961*6D*+TXV | 13 | 16 | Yes | Yes | 2015-05-13 |  | 2
FALSE | GSX160361F* | 4297 | 7355346 | GOODMAN MANUFACTURING CO., LP. | GSX160361F* | AC | Year-Round Air-Conditioner, Remote Air-Cooled Condensing Unit | GSX160361F* |  | CA*F4961*6D*+TXV | 13 | 16 | Yes | Yes | 2015-05-13 |  | 2
FALSE | GSX160361F* | 4297 | 7355791 | GOODMAN MANUFACTURING CO., LP. | GSX160361F* | AC | Year-Round Air-Conditioner, Remote Air-Cooled Condensing Unit | GSX160361F* |  | CA*F4961*6D*+TXV | 13 | 16 | Yes | Yes | 2015-05-13 |  | 2
FALSE | GSX160421F* | 4366 | 5753049 | GOODMAN MANUFACTURING CO., LP. | GSX160421F* | AC | Year-Round Air-Conditioner, Remote Air-Cooled Condensing Unit | GSX160421F* |  | CA*F4961*6D*+TXV | 13 | 16 | Yes | Yes | 2015-05-13 |  | 2
FALSE | GSX160421F* | 4366 | 7355210 | GOODMAN MANUFACTURING CO., LP. | GSX160421F* | AC | Year-Round Air-Conditioner, Remote Air-Cooled Condensing Unit | GSX160421F* |  | CA*F4961*6D*+TXV | 13 | 16 | Yes | Yes | 2015-05-13 |  | 2
FALSE | GSX160421F* | 4366 | 7355824 | GOODMAN MANUFACTURING CO., LP. | GSX160421F* | AC | Year-Round Air-Conditioner, Remote Air-Cooled Condensing Unit | GSX160421F* |  | CA*F4961*6D*+TXV | 13 | 16 | Yes | Yes | 2015-05-13 |  | 2
FALSE | GSX160421F* | 4366 | 7355357 | GOODMAN MANUFACTURING CO., LP. | GSX160421F* | AC | Year-Round Air-Conditioner, Remote Air-Cooled Condensing Unit | GSX160421F* |  | CA*F4961*6D*+TXV | 13 | 16 | Yes | Yes | 2015-05-13 |  | 2
FALSE | GSX160481F* | 4299 | 5753055 | GOODMAN MANUFACTURING CO., LP. | GSX160481F* | AC | Year-Round Air-Conditioner, Remote Air-Cooled Condensing Unit | GSX160481F* |  | CA*F4961*6D*+TXV | 13 | 16 | Yes | Yes | 2015-05-13 |  | 2
FALSE | GSX160481F* | 4299 | 7365880 | GOODMAN MANUFACTURING CO., LP. | GSX160481F* | AC | Year-Round Air-Conditioner, Remote Air-Cooled Condensing Unit | GSX160481F* |  | CA*F4961*6D*+TXV | 13 | 16 | Yes | Yes | 2015-05-13 |  | 2
FALSE | GSX160481F* | 4299 | 7355227 | GOODMAN MANUFACTURING CO., LP. | GSX160481F* | AC | Year-Round Air-Conditioner, Remote Air-Cooled Condensing Unit | GSX160481F* |  | CA*F4961*6D*+TXV | 13 | 16 | Yes | Yes | 2015-05-13 |  | 2
FALSE | GSX160481F* | 4299 | 7355374 | GOODMAN MANUFACTURING CO., LP. | GSX160481F* | AC | Year-Round Air-Conditioner, Remote Air-Cooled Condensing Unit | GSX160481F* |  | CA*F4961*6D*+TXV | 13 | 16 | Yes | Yes | 2015-05-13 |  | 2
FALSE | GSX160181F* | 4288 | 7361678 | AMANA HEATING AND AIR CONDITIONING | ASX160181F* | AC | Year-Round Air-Conditioner, Remote Air-Cooled Condensing Unit | GSX160181F* |  | CA*F3636*6D*+TXV | 13 | 16 | Yes | Yes | 2015-05-19 |  | 2
FALSE | GSX160181F* | 4288 | 7361688 | AMANA HEATING AND AIR CONDITIONING | ASX160181F* | AC | Year-Round Air-Conditioner, Remote Air-Cooled Condensing Unit | GSX160181F* |  | CA*F3636*6D*+TXV | 13 | 16 | Yes | Yes | 2015-05-19 |  | 2
FALSE | GSX160181F* | 4288 | 7361698 | AMANA HEATING AND AIR CONDITIONING | ASX160181F* | AC | Year-Round Air-Conditioner, Remote Air-Cooled Condensing Unit | GSX160181F* |  | CA*F3636*6D*+TXV | 13 | 16 | Yes | Yes | 2015-05-19 |  | 2
FALSE | GSX160241F* | 4332 | 7361708 | AMANA HEATING AND AIR CONDITIONING | ASX160241F* | AC | Year-Round Air-Conditioner, Remote Air-Cooled Condensing Unit | GSX160241F* |  | CA*F3636*6D*+TXV | 13 | 16 | Yes | Yes | 2015-05-19 |  | 2
FALSE | GSX160241F* | 4332 | 7361719 | AMANA HEATING AND AIR CONDITIONING | ASX160241F* | AC | Year-Round Air-Conditioner, Remote Air-Cooled Condensing Unit | GSX160241F* |  | CA*F3636*6D*+TXV | 13 | 16 | Yes | Yes | 2015-05-19 |  | 2
FALSE | GSX160241F* | 4332 | 7361730 | AMANA HEATING AND AIR CONDITIONING | ASX160241F* | AC | Year-Round Air-Conditioner, Remote Air-Cooled Condensing Unit | GSX160241F* |  | CA*F3636*6D*+TXV | 13 | 16 | Yes | Yes | 2015-05-19 |  | 2
FALSE | GSX160241F* | 4332 | 7361741 | AMANA HEATING AND AIR CONDITIONING | ASX160241F* | AC | Year-Round Air-Conditioner, Remote Air-Cooled Condensing Unit | GSX160241F* |  | CA*F3636*6D*+TXV | 13 | 16 | Yes | Yes | 2015-05-19 |  | 2
FALSE | GSX160301F* | 4362 | 7361788 | AMANA HEATING AND AIR CONDITIONING | ASX160301F* | AC | Year-Round Air-Conditioner, Remote Air-Cooled Condensing Unit | GSX160301F* |  | CA*F4860*6D*+TXV | 13 | 16 | Yes | Yes | 2015-05-19 |  | 2
FALSE | GSX160361F* | 4297 | 7361813 | AMANA HEATING AND AIR CONDITIONING | ASX160361F* | AC | Year-Round Air-Conditioner, Remote Air-Cooled Condensing Unit | GSX160361F* |  | CA*F4961*6D*+TXV | 13 | 16 | Yes | Yes | 2015-05-19 |  | 2
FALSE | GSX160421F* | 4366 | 7361853 | AMANA HEATING AND AIR CONDITIONING | ASX160421F* | AC | Year-Round Air-Conditioner, Remote Air-Cooled Condensing Unit | GSX160421F* |  | CA*F4961*6D*+TXV | 13 | 16 | Yes | Yes | 2015-05-19 |  | 2
FALSE | GSX160481F* | 4299 | 7361870 | AMANA HEATING AND AIR CONDITIONING | ASX160481F* | AC | Year-Round Air-Conditioner, Remote Air-Cooled Condensing Unit | GSX160481F* |  | CA*F4961*6D*+TXV | 13 | 16 | Yes | Yes | 2015-05-19 |  | 2
FALSE | GSX160481F* | 4299 | 7362704 | DAIKIN MANUFACTURING COMPANY, L.P. | DX16SA0481A* | AC | Year-Round Air-Conditioner, Remote Air-Cooled Condensing Unit | GSX160481F* |  | CA*F4961*6D*+TXV | 13 | 16 | Yes | Yes | 2015-05-19 |  | 2
FALSE | GSX160181F* | 4288 | 7362734 | DAIKIN MANUFACTURING COMPANY, L.P. | DX16SA0181A* | AC | Year-Round Air-Conditioner, Remote Air-Cooled Condensing Unit | GSX160181F* |  | CA*F3636*6D*+TXV | 13 | 16 | Yes | Yes | 2015-05-19 |  | 2
FALSE | GSX160181F* | 4288 | 7362744 | DAIKIN MANUFACTURING COMPANY, L.P. | DX16SA0181A* | AC | Year-Round Air-Conditioner, Remote Air-Cooled Condensing Unit | GSX160181F* |  | CA*F3636*6D*+TXV | 13 | 16 | Yes | Yes | 2015-05-19 |  | 2
FALSE | GSX160241F* | 4332 | 7362754 | DAIKIN MANUFACTURING COMPANY, L.P. | DX16SA0241A* | AC | Year-Round Air-Conditioner, Remote Air-Cooled Condensing Unit | GSX160241F* |  | CA*F3636*6D*+TXV | 13 | 16 | Yes | Yes | 2015-05-19 |  | 2
FALSE | GSX160241F* | 4332 | 7362765 | DAIKIN MANUFACTURING COMPANY, L.P. | DX16SA0241A* | AC | Year-Round Air-Conditioner, Remote Air-Cooled Condensing Unit | GSX160241F* |  | CA*F3636*6D*+TXV | 13 | 16 | Yes | Yes | 2015-05-19 |  | 2
FALSE | GSX160241F* | 4332 | 7362776 | DAIKIN MANUFACTURING COMPANY, L.P. | DX16SA0241A* | AC | Year-Round Air-Conditioner, Remote Air-Cooled Condensing Unit | GSX160241F* |  | CA*F3636*6D*+TXV | 13 | 16 | Yes | Yes | 2015-05-19 |  | 2
FALSE | GSX160301F* | 4362 | 7362811 | DAIKIN MANUFACTURING COMPANY, L.P. | DX16SA0301A* | AC | Year-Round Air-Conditioner, Remote Air-Cooled Condensing Unit | GSX160301F* |  | CA*F4860*6D*+TXV | 13 | 16 | Yes | Yes | 2015-05-19 |  | 2
FALSE | GSX160361F* | 4297 | 7362823 | DAIKIN MANUFACTURING COMPANY, L.P. | DX16SA0361A* | AC | Year-Round Air-Conditioner, Remote Air-Cooled Condensing Unit | GSX160361F* |  | CA*F4961*6D*+TXV | 13 | 16 | Yes | Yes | 2015-05-19 |  | 2
FALSE | GSX160361F* | 4297 | 7362836 | DAIKIN MANUFACTURING COMPANY, L.P. | DX16SA0361A* | AC | Year-Round Air-Conditioner, Remote Air-Cooled Condensing Unit | GSX160361F* |  | CA*F4961*6D*+TXV | 13 | 16 | Yes | Yes | 2015-05-19 |  | 2
FALSE | GSX160421F* | 4366 | 7362868 | DAIKIN MANUFACTURING COMPANY, L.P. | DX16SA0421A* | AC | Year-Round Air-Conditioner, Remote Air-Cooled Condensing Unit | GSX160421F* |  | CA*F4961*6D*+TXV | 13 | 16 | Yes | Yes | 2015-05-19 |  | 2
FALSE | GSX160421F* | 4366 | 7362876 | DAIKIN MANUFACTURING COMPANY, L.P. | DX16SA0421A* | AC | Year-Round Air-Conditioner, Remote Air-Cooled Condensing Unit | GSX160421F* |  | CA*F4961*6D*+TXV | 13 | 16 | Yes | Yes | 2015-05-19 |  | 2
FALSE | GSX160481F* | 4299 | 7362893 | DAIKIN MANUFACTURING COMPANY, L.P. | DX16SA0481A* | AC | Year-Round Air-Conditioner, Remote Air-Cooled Condensing Unit | GSX160481F* |  | CA*F4961*6D*+TXV | 13 | 16 | Yes | Yes | 2015-05-19 |  | 2
FALSE | GSX160181F* | 4288 | 7367930 | DAIKIN MANUFACTURING COMPANY, L.P. | DX16SA0181A* | AC | Year-Round Air-Conditioner, Remote Air-Cooled Condensing Unit | GSX160181F* |  | CA*F3636*6D*+TXV | 13 | 16 | Yes | Yes | 2015-05-19 |  | 2
FALSE | GSX160181F* | 4288 | 7367937 | DAIKIN MANUFACTURING COMPANY, L.P. | DX16SA0181A* | AC | Year-Round Air-Conditioner, Remote Air-Cooled Condensing Unit | GSX160181F* |  | CA*F3636*6D*+TXV | 13 | 16 | Yes | Yes | 2015-05-19 |  | 2
FALSE | GSX160181F* | 4288 | 7367944 | DAIKIN MANUFACTURING COMPANY, L.P. | DX16SA0181A* | AC | Year-Round Air-Conditioner, Remote Air-Cooled Condensing Unit | GSX160181F* |  | CA*F3636*6D*+TXV | 13 | 16 | Yes | Yes | 2015-05-19 |  | 2
FALSE | GSX160241F* | 4332 | 7367956 | DAIKIN MANUFACTURING COMPANY, L.P. | DX16SA0241A* | AC | Year-Round Air-Conditioner, Remote Air-Cooled Condensing Unit | GSX160241F* |  | CA*F3636*6D*+TXV | 13 | 16 | Yes | Yes | 2015-05-19 |  | 2
FALSE | GSX160241F* | 4332 | 7367962 | DAIKIN MANUFACTURING COMPANY, L.P. | DX16SA0241A* | AC | Year-Round Air-Conditioner, Remote Air-Cooled Condensing Unit | GSX160241F* |  | CA*F3636*6D*+TXV | 13 | 16 | Yes | Yes | 2015-05-19 |  | 2
FALSE | GSX160241F* | 4332 | 7367971 | DAIKIN MANUFACTURING COMPANY, L.P. | DX16SA0241A* | AC | Year-Round Air-Conditioner, Remote Air-Cooled Condensing Unit | GSX160241F* |  | CA*F3636*6D*+TXV | 13 | 16 | Yes | Yes | 2015-05-19 |  | 2
FALSE | GSX160301F* | 4362 | 7368009 | DAIKIN MANUFACTURING COMPANY, L.P. | DX16SA0301A* | AC | Year-Round Air-Conditioner, Remote Air-Cooled Condensing Unit | GSX160301F* |  | CA*F3743*6D*+TXV | 13 | 16 | Yes | Yes | 2015-05-19 |  | 2
FALSE | GSX160481F* | 4299 | 7368071 | DAIKIN MANUFACTURING COMPANY, L.P. | DX16SA0481A* | AC | Year-Round Air-Conditioner, Remote Air-Cooled Condensing Unit | GSX160481F* |  | CA*F4961*6D*+TXV | 13 | 16 | Yes | Yes | 2015-05-19 |  | 2
FALSE | GSX160301F* | 4362 | 7367681 | AMANA HEATING AND AIR CONDITIONING | ASX160301F* | AC | Year-Round Air-Conditioner, Remote Air-Cooled Condensing Unit | GSX160301F* |  | CA*F3743*6D*+TXV | 13 | 16 | Yes | Yes | 2015-05-19 |  | 2
FALSE | GSX160481F* | 4299 | 7367743 | AMANA HEATING AND AIR CONDITIONING | ASX160481F* | AC | Year-Round Air-Conditioner, Remote Air-Cooled Condensing Unit | GSX160481F* |  | CA*F4961*6D*+TXV | 13 | 16 | Yes | Yes | 2015-05-19 |  | 2
FALSE | GSX160181F* | 4288 | 6526483 | DAIKIN MANUFACTURING COMPANY, L.P. | DX16SA0181A* | AC | Year-Round Air-Conditioner, Remote Air-Cooled Condensing Unit | GSX160181F* |  | CA*F3636*6D*+TXV | 13 | 16 | Yes | Yes | 2015-05-19 |  | 2
FALSE | GSX160181F* | 4288 | 6526490 | DAIKIN MANUFACTURING COMPANY, L.P. | DX16SA0181A* | AC | Year-Round Air-Conditioner, Remote Air-Cooled Condensing Unit | GSX160181F* |  | CA*F3636*6D*+TXV | 13 | 16 | Yes | Yes | 2015-05-19 |  | 2
FALSE | GSX160241F* | 4332 | 6526738 | DAIKIN MANUFACTURING COMPANY, L.P. | DX16SA0241A* | AC | Year-Round Air-Conditioner, Remote Air-Cooled Condensing Unit | GSX160241F* |  | CA*F3636*6D*+TXV | 13 | 16 | Yes | Yes | 2015-05-19 |  | 2
FALSE | GSX160301F* | 4362 | 6527110 | DAIKIN MANUFACTURING COMPANY, L.P. | DX16SA0301A* | AC | Year-Round Air-Conditioner, Remote Air-Cooled Condensing Unit | GSX160301F* |  | CA*F3743*6D*+TXV | 13 | 16 | Yes | Yes | 2015-05-19 |  | 2
FALSE | GSX160421F* | 4366 | 6527803 | DAIKIN MANUFACTURING COMPANY, L.P. | DX16SA0421A* | AC | Year-Round Air-Conditioner, Remote Air-Cooled Condensing Unit | GSX160421F* |  | CA*F4961*6D*+TXV | 13 | 16 | Yes | Yes | 2015-05-19 |  | 2
FALSE | GSX160481F* | 4299 | 6528060 | DAIKIN MANUFACTURING COMPANY, L.P. | DX16SA0481A* | AC | Year-Round Air-Conditioner, Remote Air-Cooled Condensing Unit | GSX160481F* |  | CA*F4961*6D*+TXV | 13 | 16 | Yes | Yes | 2015-05-19 |  | 2
FALSE | GSX160181F* | 4288 | 7362500 | DAIKIN MANUFACTURING COMPANY, L.P. | DX16SA0181A* | AC | Year-Round Air-Conditioner, Remote Air-Cooled Condensing Unit | GSX160181F* |  | CA*F3636*6D*+TXV | 13 | 16 | Yes | Yes | 2015-05-19 |  | 2
FALSE | GSX160181F* | 4288 | 7362510 | DAIKIN MANUFACTURING COMPANY, L.P. | DX16SA0181A* | AC | Year-Round Air-Conditioner, Remote Air-Cooled Condensing Unit | GSX160181F* |  | CA*F3636*6D*+TXV | 13 | 16 | Yes | Yes | 2015-05-19 |  | 2
FALSE | GSX160181F* | 4288 | 7362520 | DAIKIN MANUFACTURING COMPANY, L.P. | DX16SA0181A* | AC | Year-Round Air-Conditioner, Remote Air-Cooled Condensing Unit | GSX160181F* |  | CA*F3636*6D*+TXV | 13 | 16 | Yes | Yes | 2015-05-19 |  | 2
FALSE | GSX160241F* | 4332 | 7362530 | DAIKIN MANUFACTURING COMPANY, L.P. | DX16SA0241A* | AC | Year-Round Air-Conditioner, Remote Air-Cooled Condensing Unit | GSX160241F* |  | CA*F3636*6D*+TXV | 13 | 16 | Yes | Yes | 2015-05-19 |  | 2
FALSE | GSX160241F* | 4332 | 7362541 | DAIKIN MANUFACTURING COMPANY, L.P. | DX16SA0241A* | AC | Year-Round Air-Conditioner, Remote Air-Cooled Condensing Unit | GSX160241F* |  | CA*F3636*6D*+TXV | 13 | 16 | Yes | Yes | 2015-05-19 |  | 2
FALSE | GSX160241F* | 4332 | 7362558 | DAIKIN MANUFACTURING COMPANY, L.P. | DX16SA0241A* | AC | Year-Round Air-Conditioner, Remote Air-Cooled Condensing Unit | GSX160241F* |  | CA*F3636*6D*+TXV | 13 | 16 | Yes | Yes | 2015-05-19 |  | 2
FALSE | GSX160241F* | 4332 | 7362572 | DAIKIN MANUFACTURING COMPANY, L.P. | DX16SA0241A* | AC | Year-Round Air-Conditioner, Remote Air-Cooled Condensing Unit | GSX160241F* |  | CA*F3636*6D*+TXV | 13 | 16 | Yes | Yes | 2015-05-19 |  | 2
FALSE | GSX160301F* | 4362 | 7362622 | DAIKIN MANUFACTURING COMPANY, L.P. | DX16SA0301A* | AC | Year-Round Air-Conditioner, Remote Air-Cooled Condensing Unit | GSX160301F* |  | CA*F4860*6D*+TXV | 13 | 16 | Yes | Yes | 2015-05-19 |  | 2
FALSE | GSX160361F* | 4297 | 7362647 | DAIKIN MANUFACTURING COMPANY, L.P. | DX16SA0361A* | AC | Year-Round Air-Conditioner, Remote Air-Cooled Condensing Unit | GSX160361F* |  | CA*F4961*6D*+TXV | 13 | 16 | Yes | Yes | 2015-05-19 |  | 2
FALSE | GSX160421F* | 4366 | 7362687 | DAIKIN MANUFACTURING COMPANY, L.P. | DX16SA0421A* | AC | Year-Round Air-Conditioner, Remote Air-Cooled Condensing Unit | GSX160421F* |  | CA*F4961*6D*+TXV | 13 | 16 | Yes | Yes | 2015-05-19 |  | 2
FALSE | S4BE-018KA | 2679 | 5530440 | NORDYNE, LLC. | S4BE-018KA | AC | Split System: Air-Cooled Condensing Unit, Coil with Blower | S4BE-018KA |  | B6EMMX24K-A | 12.5 | 15 | Yes | Yes | 2015-06-02 |  | 1
FALSE | S4BE-018KA | 2679 | 5530441 | NORDYNE, LLC. | S4BE-018KA | AC | Split System: Air-Cooled Condensing Unit, Coil with Blower | S4BE-018KA |  | B6EMMX24K-B | 12.5 | 15 | Yes | Yes | 2015-06-02 |  | 1
FALSE | S4QE-036KA | 2699 | 5531786 | NORDYNE, LLC. | S4BE-036KA | AC | Split System: Air-Cooled Condensing Unit, Coil with Blower | S4BE-036KA |  | C6B(A,H)-X36(C,U)-C | 12.5 | 15 | Yes | Yes | 2015-06-02 |  | 1
FALSE | S4QE-036KA | 2699 | 5531787 | NORDYNE, LLC. | S4BE-036KA | AC | Split System: Air-Cooled Condensing Unit, Coil with Blower | S4BE-036KA |  | C6B(A,H)-X36(C,U)-C | 12.5 | 15 | Yes | Yes | 2015-06-02 |  | 1
FALSE | S4QE-036KA | 2699 | 5531788 | NORDYNE, LLC. | S4BE-036KA | AC | Split System: Air-Cooled Condensing Unit, Coil with Blower | S4BE-036KA |  | C6B(A,H)-X36(C,U)-C | 12.5 | 15 | Yes | Yes | 2015-06-02 |  | 1
FALSE | S4BE-042KA | 2712 | 5531792 | NORDYNE, LLC. | S4BE-042KA | AC | Split System: Air-Cooled Condensing Unit, Coil with Blower | S4BE-042KA |  | C6B(A,H)-X42(C,U)-C | 12.5 | 15 | Yes | Yes | 2015-06-02 |  | 1
FALSE | S4BE-042KA | 2712 | 5531793 | NORDYNE, LLC. | S4BE-042KA | AC | Split System: Air-Cooled Condensing Unit, Coil with Blower | S4BE-042KA |  | C6B(A,H)-X42(C,U)-C | 12.5 | 15 | Yes | Yes | 2015-06-02 |  | 1
FALSE | S4BE-042KA | 2712 | 5531794 | NORDYNE, LLC. | S4BE-042KA | AC | Split System: Air-Cooled Condensing Unit, Coil with Blower | S4BE-042KA |  | C6B(A,H)-X42(C,U)-C | 12.5 | 15 | Yes | Yes | 2015-06-02 |  | 1
FALSE | S4BE-018KA | 2679 | 5531801 | NORDYNE, LLC. | S4BE-018KA | AC | Split System: Air-Cooled Condensing Unit, Coil with Blower | S4BE-018KA |  | C7B(A,H)M01824(C,U)-A+TXV | 12.5 | 15 | Yes | Yes | 2015-06-02 |  | 1
FALSE | S4BE-018KA | 2679 | 5531802 | NORDYNE, LLC. | S4BE-018KA | AC | Split System: Air-Cooled Condensing Unit, Coil with Blower | S4BE-018KA |  | C7B(A,H)M01824(C,U)-A+TXV | 12.5 | 15 | Yes | Yes | 2015-06-02 |  | 1
FALSE | S4BE-018KA | 2679 | 5531803 | NORDYNE, LLC. | S4BE-018KA | AC | Split System: Air-Cooled Condensing Unit, Coil with Blower | S4BE-018KA |  | C7B(A,H)M01824(C,U)-A+TXV | 12.5 | 15 | Yes | Yes | 2015-06-02 |  | 1
FALSE | S4BE-018KA | 2679 | 5531804 | NORDYNE, LLC. | S4BE-018KA | AC | Split System: Air-Cooled Condensing Unit, Coil with Blower | S4BE-018KA |  | C7B(A,H)M01824(C,U)-B+TXV | 12.5 | 15 | Yes | Yes | 2015-06-02 |  | 1
FALSE | S4BE-018KA | 2679 | 5531805 | NORDYNE, LLC. | S4BE-018KA | AC | Split System: Air-Cooled Condensing Unit, Coil with Blower | S4BE-018KA |  | C7B(A,H)M01824(C,U)-B+TXV | 12.5 | 15 | Yes | Yes | 2015-06-02 |  | 1
FALSE | S4BE-018KA | 2679 | 5531806 | NORDYNE, LLC. | S4BE-018KA | AC | Split System: Air-Cooled Condensing Unit, Coil with Blower | S4BE-018KA |  | C7B(A,H)M01824(C,U)-B+TXV | 12.5 | 15 | Yes | Yes | 2015-06-02 |  | 1
FALSE | S4BE-018KA | 2679 | 5531807 | NORDYNE, LLC. | S4BE-018KA | AC | Split System: Air-Cooled Condensing Unit, Coil with Blower | S4BE-018KA |  | C7B(A,H)M01824(C,U)-B+TXV | 12.5 | 15 | Yes | Yes | 2015-06-02 |  | 1
FALSE | S4QE-024KA | 2681 | 5531808 | NORDYNE, LLC. | S4BE-024KA | AC | Split System: Air-Cooled Condensing Unit, Coil with Blower | S4BE-024KA |  | C7B(A,H)M01824(C,U)-A+TXV | 12.5 | 15 | Yes | Yes | 2015-06-02 |  | 1
FALSE | S4QE-024KA | 2681 | 5531809 | NORDYNE, LLC. | S4BE-024KA | AC | Split System: Air-Cooled Condensing Unit, Coil with Blower | S4BE-024KA |  | C7B(A,H)M01824(C,U)-A+TXV | 12.5 | 15 | Yes | Yes | 2015-06-02 |  | 1
FALSE | S4QE-024KA | 2681 | 5531810 | NORDYNE, LLC. | S4BE-024KA | AC | Split System: Air-Cooled Condensing Unit, Coil with Blower | S4BE-024KA |  | C7B(A,H)M01824(C,U)-B+TXV | 12.5 | 15 | Yes | Yes | 2015-06-02 |  | 1
FALSE | S4QE-024KA | 2681 | 5531811 | NORDYNE, LLC. | S4BE-024KA | AC | Split System: Air-Cooled Condensing Unit, Coil with Blower | S4BE-024KA |  | C7B(A,H)M01824(C,U)-B+TXV | 12.5 | 15 | Yes | Yes | 2015-06-02 |  | 1
FALSE | S4QE-024KA | 2681 | 5531812 | NORDYNE, LLC. | S4BE-024KA | AC | Split System: Air-Cooled Condensing Unit, Coil with Blower | S4BE-024KA |  | C7B(A,H)M01824(C,U)-B+TXV | 12.5 | 15 | Yes | Yes | 2015-06-02 |  | 1
FALSE | S4QE-024KA | 2681 | 5531813 | NORDYNE, LLC. | S4BE-024KA | AC | Split System: Air-Cooled Condensing Unit, Coil with Blower | S4BE-024KA |  | C7B(A,H)M01824(C,U)-B+TXV | 12.5 | 15 | Yes | Yes | 2015-06-02 |  | 1
FALSE | S4QE-024KA | 2681 | 5531814 | NORDYNE, LLC. | S4BE-024KA | AC | Split System: Air-Cooled Condensing Unit, Coil with Blower | S4BE-024KA |  | C7B(A,H)M030(C,U)-C+TXV | 12.5 | 15 | Yes | Yes | 2015-06-02 |  | 1
FALSE | S4QE-036KA | 2699 | 5531833 | NORDYNE, LLC. | S4BE-036KA | AC | Split System: Air-Cooled Condensing Unit, Coil with Blower | S4BE-036KA |  | C7B(A,H)M03648(C,U)-C+TXV | 12.5 | 15 | Yes | Yes | 2015-06-02 |  | 1
FALSE | S4QE-036KA | 2699 | 5531834 | NORDYNE, LLC. | S4BE-036KA | AC | Split System: Air-Cooled Condensing Unit, Coil with Blower | S4BE-036KA |  | C7B(A,H)M03648(C,U)-C+TXV | 12.5 | 15 | Yes | Yes | 2015-06-02 |  | 1
FALSE | S4QE-036KA | 2699 | 5531835 | NORDYNE, LLC. | S4BE-036KA | AC | Split System: Air-Cooled Condensing Unit, Coil with Blower | S4BE-036KA |  | C7B(A,H)M03648(C,U)-C+TXV | 12.5 | 15 | Yes | Yes | 2015-06-02 |  | 1
FALSE | S4BE-042KA | 2712 | 5531840 | NORDYNE, LLC. | S4BE-042KA | AC | Split System: Air-Cooled Condensing Unit, Coil with Blower | S4BE-042KA |  | C7B(A,H)M03648(C,U)-C+TXV | 12.5 | 15 | Yes | Yes | 2015-06-02 |  | 1
FALSE | S4BE-042KA | 2712 | 5531841 | NORDYNE, LLC. | S4BE-042KA | AC | Split System: Air-Cooled Condensing Unit, Coil with Blower | S4BE-042KA |  | C7B(A,H)M03648(C,U)-C+TXV | 12.5 | 15 | Yes | Yes | 2015-06-02 |  | 1
FALSE | S4BE-042KA | 2712 | 5531842 | NORDYNE, LLC. | S4BE-042KA | AC | Split System: Air-Cooled Condensing Unit, Coil with Blower | S4BE-042KA |  | C7B(A,H)M03648(C,U)-C+TXV | 12.5 | 15 | Yes | Yes | 2015-06-02 |  | 1
FALSE | S4BE-042KA | 2712 | 5531843 | NORDYNE, LLC. | S4BE-042KA | AC | Split System: Air-Cooled Condensing Unit, Coil with Blower | S4BE-042KA |  | C7B(A,H)M03648(C,U)-C+TXV | 12.5 | 15 | Yes | Yes | 2015-06-02 |  | 1
FALSE | S4BE-048KA | 2717 | 5531844 | NORDYNE, LLC. | S4BE-048KA | AC | Split System: Air-Cooled Condensing Unit, Coil with Blower | S4BE-048KA |  | C7B(A,H)M048(C,U)-C+TXV | 12 | 15 | Yes | Yes | 2015-06-02 |  | 0
FALSE | S4BE-048KA | 2717 | 5531845 | NORDYNE, LLC. | S4BE-048KA | AC | Split System: Air-Cooled Condensing Unit, Coil with Blower | S4BE-048KA |  | C7B(A,H)M048(C,U)-C+TXV | 12 | 15 | Yes | Yes | 2015-06-02 |  | 0
FALSE | S4BE-048KA | 2717 | 5531846 | NORDYNE, LLC. | S4BE-048KA | AC | Split System: Air-Cooled Condensing Unit, Coil with Blower | S4BE-048KA |  | C7B(A,H)M048(C,U)-C+TXV | 12 | 15 | Yes | Yes | 2015-06-02 |  | 0
FALSE | S4BE-048KA | 2717 | 5531847 | NORDYNE, LLC. | S4BE-048KA | AC | Split System: Air-Cooled Condensing Unit, Coil with Blower | S4BE-048KA |  | C7B(A,H)M048(C,U)-C+TXV | 12 | 15 | Yes | Yes | 2015-06-02 |  | 0
FALSE | S4BE-048KA | 2717 | 5531848 | NORDYNE, LLC. | S4BE-048KA | AC | Split System: Air-Cooled Condensing Unit, Coil with Blower | S4BE-048KA |  | C7B(A,H)M048(C,U)-D+TXV | 12 | 15 | Yes | Yes | 2015-06-02 |  | 0
FALSE | S4BE-048KA | 2717 | 5531849 | NORDYNE, LLC. | S4BE-048KA | AC | Split System: Air-Cooled Condensing Unit, Coil with Blower | S4BE-048KA |  | C7B(A,H)M048(C,U)-D+TXV | 12 | 15 | Yes | Yes | 2015-06-02 |  | 0
FALSE | S4BE-048KA | 2717 | 5531850 | NORDYNE, LLC. | S4BE-048KA | AC | Split System: Air-Cooled Condensing Unit, Coil with Blower | S4BE-048KA |  | C7B(A,H)M048(C,U)-D+TXV | 12 | 15 | Yes | Yes | 2015-06-02 |  | 0
FALSE | S4BE-018KA | 2679 | 5531863 | NORDYNE, LLC. | S4BE-018KA | AC | Split System: Air-Cooled Condensing Unit, Coil with Blower | S4BE-018KA |  | C6B(A,H)-X24(C,U)-B | 12.5 | 15 | Yes | Yes | 2015-06-02 |  | 1
FALSE | S4BE-018KA | 2679 | 5531864 | NORDYNE, LLC. | S4BE-018KA | AC | Split System: Air-Cooled Condensing Unit, Coil with Blower | S4BE-018KA |  | C6B(A,H)-X24(C,U)-B | 12.5 | 15 | Yes | Yes | 2015-06-02 |  | 1
FALSE | S4BE-018KA | 2679 | 5531865 | NORDYNE, LLC. | S4BE-018KA | AC | Split System: Air-Cooled Condensing Unit, Coil with Blower | S4BE-018KA |  | C6B(A,H)-X24(C,U)-B | 12.5 | 15 | Yes | Yes | 2015-06-02 |  | 1
TRUE | S4BF-048KC | 2750 | 5536886 | NORDYNE, LLC. | S4BF-048KC | AC | Split System: Air-Cooled Condensing Unit, Coil with Blower | S4BF-048KC |  | B6VMAX48K-C | 13 | 16 | Yes | Yes | 2015-06-02 |  | 2
FALSE | S4BF-024KB | 2733 | 5536888 | NORDYNE, LLC. | S4BF-024KB | AC | Split System: Air-Cooled Condensing Unit, Coil with Blower | S4BF-024KB |  | C6B(A,H)-X24(C,U)-B | 13 | 16 | Yes | Yes | 2015-06-02 |  | 2
FALSE | S4BF-036KB | 2740 | 5536889 | NORDYNE, LLC. | S4BF-036KB | AC | Split System: Air-Cooled Condensing Unit, Coil with Blower | S4BF-036KB |  | C6B(A,H)-X37(C,U)-C | 13 | 16 | Yes | Yes | 2015-06-02 |  | 2
FALSE | S4BF-036KB | 2740 | 5548432 | NORDYNE, LLC. | S4BF-036KB | AC | Split System: Air-Cooled Condensing Unit, Coil with Blower | S4BF-036KB |  | C6B(A,H)-X36(C,U)-B | 12.5 | 15 | Yes | Yes | 2015-06-02 |  | 1
FALSE | S4BF-036KB | 2740 | 5548433 | NORDYNE, LLC. | S4BF-036KB | AC | Split System: Air-Cooled Condensing Unit, Coil with Blower | S4BF-036KB |  | C6B(A,H)-X36(C,U)-B | 12.5 | 15 | Yes | Yes | 2015-06-02 |  | 1
FALSE | S4BF-036KB | 2740 | 5548434 | NORDYNE, LLC. | S4BF-036KB | AC | Split System: Air-Cooled Condensing Unit, Coil with Blower | S4BF-036KB |  | C6B(A,H)-X36(C,U)-B | 12.5 | 15 | Yes | Yes | 2015-06-02 |  | 1
FALSE | S4BF-036KB | 2740 | 5548435 | NORDYNE, LLC. | S4BF-036KB | AC | Split System: Air-Cooled Condensing Unit, Coil with Blower | S4BF-036KB |  | C6B(A,H)-X36(C,U)-B | 12.5 | 15 | Yes | Yes | 2015-06-02 |  | 1
FALSE | S4BF-036KB | 2740 | 5548436 | NORDYNE, LLC. | S4BF-036KB | AC | Split System: Air-Cooled Condensing Unit, Coil with Blower | S4BF-036KB |  | C6B(A,H)-X36(C,U)-B | 12.5 | 15 | Yes | Yes | 2015-06-02 |  | 1
FALSE | S4BF-036KB | 2740 | 5548437 | NORDYNE, LLC. | S4BF-036KB | AC | Split System: Air-Cooled Condensing Unit, Coil with Blower | S4BF-036KB |  | C6B(A,H)-X36(C,U)-C | 13 | 16 | Yes | Yes | 2015-06-02 |  | 2
FALSE | S4BF-036KB | 2740 | 5548438 | NORDYNE, LLC. | S4BF-036KB | AC | Split System: Air-Cooled Condensing Unit, Coil with Blower | S4BF-036KB |  | C6B(A,H)-X36(C,U)-C | 13 | 16 | Yes | Yes | 2015-06-02 |  | 2
FALSE | S4BF-036KB | 2740 | 5548439 | NORDYNE, LLC. | S4BF-036KB | AC | Split System: Air-Cooled Condensing Unit, Coil with Blower | S4BF-036KB |  | C6B(A,H)-X36(C,U)-C | 13 | 16 | Yes | Yes | 2015-06-02 |  | 2
FALSE | S4BF-036KB | 2740 | 5548440 | NORDYNE, LLC. | S4BF-036KB | AC | Split System: Air-Cooled Condensing Unit, Coil with Blower | S4BF-036KB |  | C6B(A,H)-X36(C,U)-C | 13 | 16 | Yes | Yes | 2015-06-02 |  | 2
FALSE | S4BF-036KB | 2740 | 5548441 | NORDYNE, LLC. | S4BF-036KB | AC | Split System: Air-Cooled Condensing Unit, Coil with Blower | S4BF-036KB |  | C6B(A,H)-X36(C,U)-C | 13 | 16 | Yes | Yes | 2015-06-02 |  | 2
FALSE | S4BF-036KB | 2740 | 5548442 | NORDYNE, LLC. | S4BF-036KB | AC | Split System: Air-Cooled Condensing Unit, Coil with Blower | S4BF-036KB |  | C6B(A,H)-X36(C,U)-C | 13 | 16 | Yes | Yes | 2015-06-02 |  | 2
FALSE | S4BF-036KB | 2740 | 5548443 | NORDYNE, LLC. | S4BF-036KB | AC | Split System: Air-Cooled Condensing Unit, Coil with Blower | S4BF-036KB |  | C6B(A,H)-X37(C,U)-C | 13 | 16 | Yes | Yes | 2015-06-02 |  | 2
FALSE | S4BF-036KB | 2740 | 5548444 | NORDYNE, LLC. | S4BF-036KB | AC | Split System: Air-Cooled Condensing Unit, Coil with Blower | S4BF-036KB |  | C6B(A,H)-X37(C,U)-C | 13 | 16 | Yes | Yes | 2015-06-02 |  | 2
FALSE | S4BF-036KB | 2740 | 5548445 | NORDYNE, LLC. | S4BF-036KB | AC | Split System: Air-Cooled Condensing Unit, Coil with Blower | S4BF-036KB |  | C6B(A,H)-X37(C,U)-C | 13 | 16 | Yes | Yes | 2015-06-02 |  | 2
FALSE | S4BF-036KB | 2740 | 5548446 | NORDYNE, LLC. | S4BF-036KB | AC | Split System: Air-Cooled Condensing Unit, Coil with Blower | S4BF-036KB |  | C6B(A,H)-X37(C,U)-C | 13 | 16 | Yes | Yes | 2015-06-02 |  | 2
FALSE | S4BF-036KB | 2740 | 5548447 | NORDYNE, LLC. | S4BF-036KB | AC | Split System: Air-Cooled Condensing Unit, Coil with Blower | S4BF-036KB |  | C6B(A,H)-X37(C,U)-C | 13 | 16 | Yes | Yes | 2015-06-02 |  | 2
FALSE | S4BF-048KC | 2750 | 5548457 | NORDYNE, LLC. | S4BF-048KC | AC | Split System: Air-Cooled Condensing Unit, Coil with Blower | S4BF-048KC |  | C6B(A,H)-X48(C,U)-C | 12.5 | 16 | Yes | Yes | 2015-06-02 |  | 1
FALSE | S4BF-048KC | 2750 | 5548458 | NORDYNE, LLC. | S4BF-048KC | AC | Split System: Air-Cooled Condensing Unit, Coil with Blower | S4BF-048KC |  | C6B(A,H)-X48(C,U)-C | 12.5 | 16 | Yes | Yes | 2015-06-02 |  | 1
FALSE | S4BF-048KC | 2750 | 5548459 | NORDYNE, LLC. | S4BF-048KC | AC | Split System: Air-Cooled Condensing Unit, Coil with Blower | S4BF-048KC |  | C6B(A,H)-X48(C,U)-C | 12.5 | 16 | Yes | Yes | 2015-06-02 |  | 1
FALSE | S4BF-048KC | 2750 | 5548460 | NORDYNE, LLC. | S4BF-048KC | AC | Split System: Air-Cooled Condensing Unit, Coil with Blower | S4BF-048KC |  | C6B(A,H)-X48(C,U)-C | 12.5 | 16 | Yes | Yes | 2015-06-02 |  | 1
FALSE | S6BF-030K | 2690 | 5548649 | NORDYNE, LLC. | S6BF-030K | AC | Split System: Air-Cooled Condensing Unit, Coil with Blower | S6BF-030K |  | C7B(A,H)M03036(C,U)-B+TXV | 12.5 | 15 | Yes | Yes | 2015-06-02 |  | 1
FALSE | S6BF-036K | 2702 | 5548650 | NORDYNE, LLC. | S6BF-036K | AC | Split System: Air-Cooled Condensing Unit, Coil with Blower | S6BF-036K |  | C7B(A,H)M03642(C,U)-B+TXV | 13 | 16 | Yes | Yes | 2015-06-02 |  | 2
FALSE | S6BF-036K | 2702 | 5548651 | NORDYNE, LLC. | S6BF-036K | AC | Split System: Air-Cooled Condensing Unit, Coil with Blower | S6BF-036K |  | C7B(A,H)M03642(C,U)-B+TXV | 13 | 16 | Yes | Yes | 2015-06-02 |  | 2
FALSE | S6BF-036K | 2702 | 5548652 | NORDYNE, LLC. | S6BF-036K | AC | Split System: Air-Cooled Condensing Unit, Coil with Blower | S6BF-036K |  | C7B(A,H)M03642(C,U)-B+TXV | 13 | 16 | Yes | Yes | 2015-06-02 |  | 2
FALSE | S6BF-036K | 2702 | 5548653 | NORDYNE, LLC. | S6BF-036K | AC | Split System: Air-Cooled Condensing Unit, Coil with Blower | S6BF-036K |  | C7B(A,H)M03648(C,U)-C+TXV | 13 | 16 | Yes | Yes | 2015-06-02 |  | 2
FALSE | S6BF-036K | 2702 | 5548654 | NORDYNE, LLC. | S6BF-036K | AC | Split System: Air-Cooled Condensing Unit, Coil with Blower | S6BF-036K |  | C7B(A,H)M03648(C,U)-C+TXV | 13 | 16 | Yes | Yes | 2015-06-02 |  | 2
FALSE | S6BF-036K | 2702 | 5548655 | NORDYNE, LLC. | S6BF-036K | AC | Split System: Air-Cooled Condensing Unit, Coil with Blower | S6BF-036K |  | C7B(A,H)M03648(C,U)-C+TXV | 13 | 16 | Yes | Yes | 2015-06-02 |  | 2
FALSE | S6BF-024K | 2682 | 5549670 | NORDYNE, LLC. | S6BF-024K | AC | Split System: Air-Cooled Condensing Unit, Coil with Blower | S6BF-024K |  | B6EMMX24K-A | 13 | 16 | Yes | Yes | 2015-06-02 |  | 2
FALSE | S6BF-024K | 2682 | 5549671 | NORDYNE, LLC. | S6BF-024K | AC | Split System: Air-Cooled Condensing Unit, Coil with Blower | S6BF-024K |  | B6EMMX24K-B | 13 | 16 | Yes | Yes | 2015-06-02 |  | 2
FALSE | S6BF-030K | 2690 | 5549672 | NORDYNE, LLC. | S6BF-030K | AC | Split System: Air-Cooled Condensing Unit, Coil with Blower | S6BF-030K |  | B6EMMX30K-A | 13 | 16 | Yes | Yes | 2015-06-02 |  | 2
FALSE | S6BF-030K | 2690 | 5549673 | NORDYNE, LLC. | S6BF-030K | AC | Split System: Air-Cooled Condensing Unit, Coil with Blower | S6BF-030K |  | B6EMMX30K-B | 13 | 16 | Yes | Yes | 2015-06-02 |  | 2
FALSE | S6BF-036K | 2702 | 5549674 | NORDYNE, LLC. | S6BF-036K | AC | Split System: Air-Cooled Condensing Unit, Coil with Blower | S6BF-036K |  | B6EMMX36K-B | 13 | 16 | Yes | Yes | 2015-06-02 |  | 2
FALSE | S6BF-024K | 2682 | 5549676 | NORDYNE, LLC. | S6BF-024K | AC | Split System: Air-Cooled Condensing Unit, Coil with Blower | S6BF-024K |  | B6VMAX24K-B | 13 | 16 | Yes | Yes | 2015-06-02 |  | 2
FALSE | S6BF-030K | 2690 | 5549677 | NORDYNE, LLC. | S6BF-030K | AC | Split System: Air-Cooled Condensing Unit, Coil with Blower | S6BF-030K |  | B6VMAX30K-A | 13 | 16 | Yes | Yes | 2015-06-02 |  | 2
FALSE | S6BF-030K | 2690 | 5549678 | NORDYNE, LLC. | S6BF-030K | AC | Split System: Air-Cooled Condensing Unit, Coil with Blower | S6BF-030K |  | B6VMAX30K-B | 13 | 16 | Yes | Yes | 2015-06-02 |  | 2
FALSE | S6BF-036K | 2702 | 5549679 | NORDYNE, LLC. | S6BF-036K | AC | Split System: Air-Cooled Condensing Unit, Coil with Blower | S6BF-036K |  | B6VMAX36K-B | 13 | 16 | Yes | Yes | 2015-06-02 |  | 2
FALSE | S6QF-048K | 4466 | 6750999 | NORDYNE, LLC. | S6BF-048K | AC | Split System: Air-Cooled Condensing Unit, Coil with Blower | S6BF-048K |  | C7B(A,H)M048(C,U)-D+TXV | 13 | 16 | Yes | Yes | 2015-06-02 |  | 2
FALSE | S6QF-048K | 4466 | 6751000 | NORDYNE, LLC. | S6BF-048K | AC | Split System: Air-Cooled Condensing Unit, Coil with Blower | S6BF-048K |  | C7B(A,H)M048(C,U)-D+TXV | 13 | 16 | Yes | Yes | 2015-06-02 |  | 2
TRUE | S4BF-060KC | 4468 | 6751001 | NORDYNE, LLC. | S4BF-060KC | AC | Split System: Air-Cooled Condensing Unit, Coil with Blower | S4BF-060KC |  | B6VMAX60K-C | 12.5 | 16 | Yes | Yes | 2015-06-02 |  | 1
FALSE | S4BF-060KC | 4468 | 6751002 | NORDYNE, LLC. | S4BF-060KC | AC | Split System: Air-Cooled Condensing Unit, Coil with Blower | S4BF-060KC |  | C6B(A,H)-X60(C,U)-C | 13 | 16 | Yes | Yes | 2015-06-02 |  | 2
FALSE | S4BF-060KC | 4468 | 6751003 | NORDYNE, LLC. | S4BF-060KC | AC | Split System: Air-Cooled Condensing Unit, Coil with Blower | S4BF-060KC |  | C6B(A,H)-X60(C,U)-C | 13 | 16 | Yes | Yes | 2015-06-02 |  | 2
FALSE | S4BF-060KC | 4468 | 6751004 | NORDYNE, LLC. | S4BF-060KC | AC | Split System: Air-Cooled Condensing Unit, Coil with Blower | S4BF-060KC |  | C6B(A,H)-X60(C,U)-C | 13 | 16 | Yes | Yes | 2015-06-02 |  | 2
FALSE | S4BF-060KC | 4468 | 6751005 | NORDYNE, LLC. | S4BF-060KC | AC | Split System: Air-Cooled Condensing Unit, Coil with Blower | S4BF-060KC |  | C6B(A,H)-X60(C,U)-C | 13 | 16 | Yes | Yes | 2015-06-02 |  | 2
FALSE | S4BF-060KC | 4468 | 6751006 | NORDYNE, LLC. | S4BF-060KC | AC | Split System: Air-Cooled Condensing Unit, Coil with Blower | S4BF-060KC |  | C6B(A,H)-X60(C,U)-C | 13 | 16 | Yes | Yes | 2015-06-02 |  | 2
FALSE | S4BF-060KC | 4468 | 6751007 | NORDYNE, LLC. | S4BF-060KC | AC | Split System: Air-Cooled Condensing Unit, Coil with Blower | S4BF-060KC |  | C6B(A,H)-X60(C,U)-C | 12.5 | 16 | Yes | Yes | 2015-06-02 |  | 1
FALSE | S6QF-048K | 4466 | 6751024 | NORDYNE, LLC. | S6BF-048K | AC | Split System: Air-Cooled Condensing Unit, Coil with Blower | S6BF-048K |  | B6EMMX48K-C | 13 | 16 | Yes | Yes | 2015-06-02 |  | 2
FALSE | S6QF-048K | 4466 | 6751025 | NORDYNE, LLC. | S6BF-048K | AC | Split System: Air-Cooled Condensing Unit, Coil with Blower | S6BF-048K |  | B6VMAX48K-C | 13 | 16 | Yes | Yes | 2015-06-02 |  | 2
FALSE | S6QF-042K | 4506 | 6751662 | NORDYNE, LLC. | JS6BF-042K | AC | Split System: Air-Cooled Condensing Unit, Coil with Blower | S6BF-042K |  | B6EMMX48K-C | 13 | 16 | Yes | Yes | 2015-06-02 |  | 2
FALSE | S6QF-042K | 4506 | 6751663 | NORDYNE, LLC. | JS6BF-042K | AC | Split System: Air-Cooled Condensing Unit, Coil with Blower | S6BF-042K |  | B6VMAX48K-C | 13 | 16 | Yes | Yes | 2015-06-02 |  | 2
FALSE | S6QF-048K | 4466 | 6751664 | NORDYNE, LLC. | JS6BF-048K | AC | Split System: Air-Cooled Condensing Unit, Coil Alone | S6BF-048K |  | C7B(A,H)M048(C,U)-C+TXV | 12 | 14.5 | Yes | Yes | 2015-06-02 |  | 0
FALSE | S6QF-048K | 4466 | 6751665 | NORDYNE, LLC. | JS6BF-048K | AC | Split System: Air-Cooled Condensing Unit, Coil with Blower | S6BF-048K |  | B6EMMX48K-C | 13 | 16 | Yes | Yes | 2015-06-02 |  | 2
FALSE | S6QF-048K | 4466 | 6751666 | NORDYNE, LLC. | JS6BF-048K | AC | Split System: Air-Cooled Condensing Unit, Coil with Blower | S6BF-048K |  | B6VMAX48K-C | 13 | 16 | Yes | Yes | 2015-06-02 |  | 2
FALSE | S6QF-042K | 4506 | 6751667 | NORDYNE, LLC. | JS6BF-042K | AC | Split System: Air-Cooled Condensing Unit, Coil with Blower | S6BF-042K |  | C7B(A,H)M03642(C,U)-B+TXV | 12.5 | 15.5 | Yes | Yes | 2015-06-02 |  | 1
FALSE | S6QF-042K | 4506 | 6751668 | NORDYNE, LLC. | JS6BF-042K | AC | Split System: Air-Cooled Condensing Unit, Coil with Blower | S6BF-042K |  | C7B(A,H)M03642(C,U)-B+TXV | 12.5 | 15.5 | Yes | Yes | 2015-06-02 |  | 1
FALSE | S6QF-042K | 4506 | 6751669 | NORDYNE, LLC. | JS6BF-042K | AC | Split System: Air-Cooled Condensing Unit, Coil with Blower | S6BF-042K |  | C7B(A,H)M03642(C,U)-B+TXV | 12.5 | 15.5 | Yes | Yes | 2015-06-02 |  | 1
FALSE | S6QF-042K | 4506 | 6751670 | NORDYNE, LLC. | JS6BF-042K | AC | Split System: Air-Cooled Condensing Unit, Coil with Blower | S6BF-042K |  | C7B(A,H)M03648(C,U)-C+TXV | 13 | 16 | Yes | Yes | 2015-06-02 |  | 2
FALSE | S6QF-042K | 4506 | 6751671 | NORDYNE, LLC. | JS6BF-042K | AC | Split System: Air-Cooled Condensing Unit, Coil with Blower | S6BF-042K |  | C7B(A,H)M03648(C,U)-C+TXV | 13 | 16 | Yes | Yes | 2015-06-02 |  | 2
FALSE | S6QF-042K | 4506 | 6751672 | NORDYNE, LLC. | JS6BF-042K | AC | Split System: Air-Cooled Condensing Unit, Coil with Blower | S6BF-042K |  | C7B(A,H)M03648(C,U)-C+TXV | 13 | 16 | Yes | Yes | 2015-06-02 |  | 2
FALSE | S6QF-042K | 4506 | 6751673 | NORDYNE, LLC. | JS6BF-042K | AC | Split System: Air-Cooled Condensing Unit, Coil with Blower | S6BF-042K |  | C7B(A,H)M048(C,U)-C+TXV | 13 | 16 | Yes | Yes | 2015-06-02 |  | 2
FALSE | S6QF-048K | 4466 | 6751674 | NORDYNE, LLC. | JS6BF-048K | AC | Split System: Air-Cooled Condensing Unit, Coil with Blower | S6BF-048K |  | C7B(A,H)M048(C,U)-C+TXV | 13 | 16 | Yes | Yes | 2015-06-02 |  | 2
FALSE | S6QF-048K | 4466 | 6751675 | NORDYNE, LLC. | JS6BF-048K | AC | Split System: Air-Cooled Condensing Unit, Coil with Blower | S6BF-048K |  | C7B(A,H)M048(C,U)-C+TXV | 13 | 16 | Yes | Yes | 2015-06-02 |  | 2
FALSE | S6QF-048K | 4466 | 6751676 | NORDYNE, LLC. | JS6BF-048K | AC | Split System: Air-Cooled Condensing Unit, Coil with Blower | S6BF-048K |  | C7B(A,H)M048(C,U)-C+TXV | 13 | 16 | Yes | Yes | 2015-06-02 |  | 2
FALSE | S6QF-048K | 4466 | 6751677 | NORDYNE, LLC. | JS6BF-048K | AC | Split System: Air-Cooled Condensing Unit, Coil with Blower | S6BF-048K |  | C7B(A,H)M048(C,U)-C+TXV | 13 | 16 | Yes | Yes | 2015-06-02 |  | 2
FALSE | S6QF-048K | 4466 | 6751678 | NORDYNE, LLC. | JS6BF-048K | AC | Split System: Air-Cooled Condensing Unit, Coil with Blower | S6BF-048K |  | C7B(A,H)M048(C,U)-D+TXV | 13 | 16 | Yes | Yes | 2015-06-02 |  | 2
FALSE | S6QF-048K | 4466 | 6751679 | NORDYNE, LLC. | JS6BF-048K | AC | Split System: Air-Cooled Condensing Unit, Coil with Blower | S6BF-048K |  | C7B(A,H)M048(C,U)-D+TXV | 13 | 16 | Yes | Yes | 2015-06-02 |  | 2
FALSE | S6QF-048K | 4466 | 6751680 | NORDYNE, LLC. | JS6BF-048K | AC | Split System: Air-Cooled Condensing Unit, Coil with Blower | S6BF-048K |  | C7B(A,H)M048(C,U)-D+TXV | 13 | 16 | Yes | Yes | 2015-06-02 |  | 2
FALSE | S4BE-060KA | 4508 | 6751693 | NORDYNE, LLC. | JS4BE-060KA | AC | Split System: Air-Cooled Condensing Unit, Coil with Blower | S4BE-060KA |  | C6B(A,H)-X60(C,U)-C | 12 | 15 | Yes | Yes | 2015-06-02 |  | 0
FALSE | S4BE-060KA | 4508 | 6751694 | NORDYNE, LLC. | JS4BE-060KA | AC | Split System: Air-Cooled Condensing Unit, Coil with Blower | S4BE-060KA |  | C6B(A,H)-X60(C,U)-C | 12 | 15 | Yes | Yes | 2015-06-02 |  | 0
FALSE | S4BF-060KC | 4468 | 6751750 | NORDYNE, LLC. | JS4BF-060KC | AC | Split System: Air-Cooled Condensing Unit, Coil with Blower | S4BF-060KC |  | C6B(A,H)-X60(C,U)-C | 13 | 16 | Yes | Yes | 2015-06-02 |  | 2
FALSE | S4BF-060KC | 4468 | 6751755 | NORDYNE, LLC. | JS4BF-060KC | AC | Split System: Air-Cooled Condensing Unit, Coil with Blower | S4BF-060KC |  | C6B(A,H)-X60(C,U)-D | 12 | 15 | Yes | Yes | 2015-06-02 |  | 0
FALSE | S4BF-060KC | 4468 | 6751756 | NORDYNE, LLC. | JS4BF-060KC | AC | Split System: Air-Cooled Condensing Unit, Coil with Blower | S4BF-060KC |  | C6B(A,H)-X60(C,U)-D | 12 | 15 | Yes | Yes | 2015-06-02 |  | 0
FALSE | S4BF-060KC | 4468 | 6751757 | NORDYNE, LLC. | JS4BF-060KC | AC | Split System: Air-Cooled Condensing Unit, Coil with Blower | S4BF-060KC |  | C6B(A,H)-X60(C,U)-D | 12 | 15 | Yes | Yes | 2015-06-02 |  | 0
FALSE | S4BF-060KC | 4468 | 6751758 | NORDYNE, LLC. | JS4BF-060KC | AC | Split System: Air-Cooled Condensing Unit, Coil with Blower | S4BF-060KC |  | C6B(A,H)-X60(C,U)-D | 12 | 15 | Yes | Yes | 2015-06-02 |  | 0
FALSE | S4BE-060KA | 4508 | 6751979 | GIBSON | JS4BE-060KA | AC | Split System: Air-Cooled Condensing Unit, Coil with Blower | S4BE-060KA |  | C6B(A,H)-X60(C,U)-C | 12 | 15 | Yes | Yes | 2015-06-02 |  | 0
FALSE | S4BE-060KA | 4508 | 6751980 | GIBSON | JS4BE-060KA | AC | Split System: Air-Cooled Condensing Unit, Coil with Blower | S4BE-060KA |  | C6B(A,H)-X60(C,U)-C | 12 | 15 | Yes | Yes | 2015-06-02 |  | 0
FALSE | S4BE-060KA | 4508 | 6751981 | GIBSON | JS4BE-060KA | AC | Split System: Air-Cooled Condensing Unit, Coil with Blower | S4BE-060KA |  | C6B(A,H)-X60(C,U)-C | 12 | 15 | Yes | Yes | 2015-06-02 |  | 0
FALSE | S4BE-060KA | 4508 | 6751982 | GIBSON | JS4BE-060KA | AC | Split System: Air-Cooled Condensing Unit, Coil with Blower | S4BE-060KA |  | C7B(A,H)M060(C,U)-C+TXV | 12 | 15 | Yes | Yes | 2015-06-02 |  | 0
FALSE | S4BE-060KA | 4508 | 6751983 | GIBSON | JS4BE-060KA | AC | Split System: Air-Cooled Condensing Unit, Coil with Blower | S4BE-060KA |  | C7B(A,H)M060(C,U)-C+TXV | 12 | 15 | Yes | Yes | 2015-06-02 |  | 0
FALSE | S4BE-060KA | 4508 | 6751984 | GIBSON | JS4BE-060KA | AC | Split System: Air-Cooled Condensing Unit, Coil with Blower | S4BE-060KA |  | C7B(A,H)M060(C,U)-C+TXV | 12 | 15 | Yes | Yes | 2015-06-02 |  | 0
FALSE | S4BE-060KA | 4508 | 6751985 | GIBSON | JS4BE-060KA | AC | Split System: Air-Cooled Condensing Unit, Coil with Blower | S4BE-060KA |  | C7B(A,H)M060(C,U)-D+TXV | 12 | 14.5 | Yes | Yes | 2015-06-02 |  | 0
FALSE | S4BE-060KA | 4508 | 6751986 | GIBSON | JS4BE-060KA | AC | Split System: Air-Cooled Condensing Unit, Coil with Blower | S4BE-060KA |  | C7B(A,H)M060(C,U)-D+TXV | 12 | 14.5 | Yes | Yes | 2015-06-02 |  | 0
FALSE | S4BE-060KA | 4508 | 6751987 | GIBSON | JS4BE-060KA | AC | Split System: Air-Cooled Condensing Unit, Coil with Blower | S4BE-060KA |  | C7B(A,H)M060(C,U)-D+TXV | 12 | 14.5 | Yes | Yes | 2015-06-02 |  | 0
FALSE | S4BE-060KA | 4508 | 6751988 | GIBSON | JS4BE-060KA | AC | Split System: Air-Cooled Condensing Unit, Coil with Blower | S4BE-060KA |  | C6B(A,H)-X60(C,U)-C | 12 | 15 | Yes | Yes | 2015-06-02 |  | 0
FALSE | S4BE-060KA | 4508 | 6751989 | GIBSON | JS4BE-060KA | AC | Split System: Air-Cooled Condensing Unit, Coil with Blower | S4BE-060KA |  | C6B(A,H)-X60(C,U)-D | 12 | 14.5 | Yes | Yes | 2015-06-02 |  | 0
FALSE | S4BE-060KA | 4508 | 6751990 | GIBSON | JS4BE-060KA | AC | Split System: Air-Cooled Condensing Unit, Coil with Blower | S4BE-060KA |  | C6B(A,H)-X60(C,U)-D | 12 | 14.5 | Yes | Yes | 2015-06-02 |  | 0
FALSE | S4BE-060KA | 4508 | 6751991 | GIBSON | JS4BE-060KA | AC | Split System: Air-Cooled Condensing Unit, Coil with Blower | S4BE-060KA |  | C6B(A,H)-X60(C,U)-D | 12 | 14.5 | Yes | Yes | 2015-06-02 |  | 0
FALSE | S4BE-060KA | 4508 | 6751992 | GIBSON | JS4BE-060KA | AC | Split System: Air-Cooled Condensing Unit, Coil with Blower | S4BE-060KA |  | C7B(A,H)M060(C,U)-C+TXV | 12 | 15 | Yes | Yes | 2015-06-02 |  | 0
FALSE | S4BF-060KC | 4468 | 6751713 | NORDYNE, LLC. | JS4BF-060KC | AC | Split System: Air-Cooled Condensing Unit, Coil with Blower | S4BF-060KC |  | C6B(A,H)-X60(C,U)-C | 12.5 | 16 | Yes | Yes | 2015-06-02 |  | 1
FALSE | S4BF-060KC | 4468 | 6751719 | NORDYNE, LLC. | JS4BF-060KC | AC | Split System: Air-Cooled Condensing Unit, Coil with Blower | S4BF-060KC |  | C6B(A,H)-X60(C,U)-D | 12 | 15 | Yes | Yes | 2015-06-02 |  | 0
FALSE | S4BF-060KC | 4468 | 6751720 | NORDYNE, LLC. | JS4BF-060KC | AC | Split System: Air-Cooled Condensing Unit, Coil with Blower | S4BF-060KC |  | C6B(A,H)-X60(C,U)-D | 12 | 15 | Yes | Yes | 2015-06-02 |  | 0
FALSE | S4BF-060KC | 4468 | 6751721 | NORDYNE, LLC. | JS4BF-060KC | AC | Split System: Air-Cooled Condensing Unit, Coil with Blower | S4BF-060KC |  | C6B(A,H)-X60(C,U)-D | 12 | 15 | Yes | Yes | 2015-06-02 |  | 0
FALSE | S4BF-060KC | 4468 | 6751722 | NORDYNE, LLC. | JS4BF-060KC | AC | Split System: Air-Cooled Condensing Unit, Coil with Blower | S4BF-060KC |  | C6B(A,H)-X60(C,U)-D | 12 | 15 | Yes | Yes | 2015-06-02 |  | 0
FALSE | S4BF-060KC | 4468 | 6751723 | NORDYNE, LLC. | JS4BF-060KC | AC | Split System: Air-Cooled Condensing Unit, Coil with Blower | S4BF-060KC |  | C6B(A,H)-X60(C,U)-D | 12 | 15 | Yes | Yes | 2015-06-02 |  | 0
FALSE | S6QF-042K | 4506 | 6751729 | NORDYNE, LLC. | JS6BF-042K | AC | Split System: Air-Cooled Condensing Unit, Coil with Blower | S6BF-042K |  | C7B(A,H)M03642(C,U)-B+TXV | 12.5 | 15.5 | Yes | Yes | 2015-06-02 |  | 1
FALSE | S6QF-042K | 4506 | 6751730 | NORDYNE, LLC. | JS6BF-042K | AC | Split System: Air-Cooled Condensing Unit, Coil with Blower | S6BF-042K |  | C7B(A,H)M03642(C,U)-B+TXV | 12.5 | 15.5 | Yes | Yes | 2015-06-02 |  | 1
FALSE | S6QF-042K | 4506 | 6751731 | NORDYNE, LLC. | JS6BF-042K | AC | Split System: Air-Cooled Condensing Unit, Coil with Blower | S6BF-042K |  | C7B(A,H)M03648(C,U)-C+TXV | 13 | 16 | Yes | Yes | 2015-06-02 |  | 2
FALSE | S6QF-042K | 4506 | 6751732 | NORDYNE, LLC. | JS6BF-042K | AC | Split System: Air-Cooled Condensing Unit, Coil with Blower | S6BF-042K |  | C7B(A,H)M03648(C,U)-C+TXV | 13 | 16 | Yes | Yes | 2015-06-02 |  | 2
FALSE | S6QF-048K | 4466 | 6751733 | NORDYNE, LLC. | JS6BF-048K | AC | Split System: Air-Cooled Condensing Unit, Coil with Blower | S6BF-048K |  | C7B(A,H)M048(C,U)-C+TXV | 13 | 16 | Yes | Yes | 2015-06-02 |  | 2
FALSE | S6QF-048K | 4466 | 6751734 | NORDYNE, LLC. | JS6BF-048K | AC | Split System: Air-Cooled Condensing Unit, Coil with Blower | S6BF-048K |  | C7B(A,H)M048(C,U)-C+TXV | 13 | 16 | Yes | Yes | 2015-06-02 |  | 2
FALSE | S6QF-048K | 4466 | 6751735 | NORDYNE, LLC. | JS6BF-048K | AC | Split System: Air-Cooled Condensing Unit, Coil with Blower | S6BF-048K |  | C7B(A,H)M048(C,U)-D+TXV | 13 | 16 | Yes | Yes | 2015-06-02 |  | 2
FALSE | S6QF-048K | 4466 | 6751736 | NORDYNE, LLC. | JS6BF-048K | AC | Split System: Air-Cooled Condensing Unit, Coil with Blower | S6BF-048K |  | C7B(A,H)M048(C,U)-D+TXV | 13 | 16 | Yes | Yes | 2015-06-02 |  | 2
FALSE | S4BE-060KA | 4508 | 6751739 | NORDYNE, LLC. | JS4BE-060KA | AC | Split System: Air-Cooled Condensing Unit, Coil with Blower | S4BE-060KA |  | C6B(A,H)-X60(C,U)-C | 12 | 15 | Yes | Yes | 2015-06-02 |  | 0
FALSE | S4BE-060KA | 4508 | 6751740 | NORDYNE, LLC. | JS4BE-060KA | AC | Split System: Air-Cooled Condensing Unit, Coil with Blower | S4BE-060KA |  | C6B(A,H)-X60(C,U)-C | 12 | 15 | Yes | Yes | 2015-06-02 |  | 0
FALSE | S4BE-060KA | 4508 | 6751741 | NORDYNE, LLC. | JS4BE-060KA | AC | Split System: Air-Cooled Condensing Unit, Coil with Blower | S4BE-060KA |  | C7B(A,H)M060(C,U)-C+TXV | 12 | 15 | Yes | Yes | 2015-06-02 |  | 0
FALSE | S4BE-060KA | 4508 | 6751742 | NORDYNE, LLC. | JS4BE-060KA | AC | Split System: Air-Cooled Condensing Unit, Coil with Blower | S4BE-060KA |  | C7B(A,H)M060(C,U)-C+TXV | 12 | 15 | Yes | Yes | 2015-06-02 |  | 0
FALSE | S4BE-060KA | 4508 | 6751743 | NORDYNE, LLC. | JS4BE-060KA | AC | Split System: Air-Cooled Condensing Unit, Coil with Blower | S4BE-060KA |  | C7B(A,H)M060(C,U)-D+TXV | 12 | 14.5 | Yes | Yes | 2015-06-02 |  | 0
FALSE | S4BE-060KA | 4508 | 6751744 | NORDYNE, LLC. | JS4BE-060KA | AC | Split System: Air-Cooled Condensing Unit, Coil with Blower | S4BE-060KA |  | C7B(A,H)M060(C,U)-D+TXV | 12 | 14.5 | Yes | Yes | 2015-06-02 |  | 0
FALSE | S4BE-060KA | 4508 | 6751745 | NORDYNE, LLC. | JS4BE-060KA | AC | Split System: Air-Cooled Condensing Unit, Coil with Blower | S4BE-060KA |  | C6B(A,H)-X60(C,U)-D | 12 | 14.5 | Yes | Yes | 2015-06-02 |  | 0
FALSE | S4BE-060KA | 4508 | 6751746 | NORDYNE, LLC. | JS4BE-060KA | AC | Split System: Air-Cooled Condensing Unit, Coil with Blower | S4BE-060KA |  | C6B(A,H)-X60(C,U)-D | 12 | 14.5 | Yes | Yes | 2015-06-02 |  | 0
FALSE | S4BF-060KC | 4468 | 6751747 | NORDYNE, LLC. | JS4BF-060KC | AC | Split System: Air-Cooled Condensing Unit, Coil with Blower | S4BF-060KC |  | C6B(A,H)-X60(C,U)-C | 13 | 16 | Yes | Yes | 2015-06-02 |  | 2
FALSE | S4BF-060KC | 4468 | 6751748 | NORDYNE, LLC. | JS4BF-060KC | AC | Split System: Air-Cooled Condensing Unit, Coil with Blower | S4BF-060KC |  | C6B(A,H)-X60(C,U)-C | 13 | 16 | Yes | Yes | 2015-06-02 |  | 2
FALSE | S4BF-060KC | 4468 | 6751749 | NORDYNE, LLC. | JS4BF-060KC | AC | Split System: Air-Cooled Condensing Unit, Coil with Blower | S4BF-060KC |  | C6B(A,H)-X60(C,U)-C | 13 | 16 | Yes | Yes | 2015-06-02 |  | 2
FALSE | S4BE-060KA | 4508 | 6751995 | GIBSON | JS4BE-060KA | AC | Split System: Air-Cooled Condensing Unit, Coil with Blower | S4BE-060KA |  | C6B(A,H)-X60(C,U)-C | 12 | 15 | Yes | Yes | 2015-06-02 |  | 0
FALSE | S4BE-060KA | 4508 | 6751996 | GIBSON | JS4BE-060KA | AC | Split System: Air-Cooled Condensing Unit, Coil with Blower | S4BE-060KA |  | C6B(A,H)-X60(C,U)-C | 12 | 15 | Yes | Yes | 2015-06-02 |  | 0
FALSE | S4BE-060KA | 4508 | 6751997 | GIBSON | JS4BE-060KA | AC | Split System: Air-Cooled Condensing Unit, Coil with Blower | S4BE-060KA |  | C7B(A,H)M060(C,U)-C+TXV | 12 | 15 | Yes | Yes | 2015-06-02 |  | 0
FALSE | S4BE-060KA | 4508 | 6751998 | GIBSON | JS4BE-060KA | AC | Split System: Air-Cooled Condensing Unit, Coil with Blower | S4BE-060KA |  | C7B(A,H)M060(C,U)-C+TXV | 12 | 15 | Yes | Yes | 2015-06-02 |  | 0
FALSE | S4BE-060KA | 4508 | 6751999 | GIBSON | JS4BE-060KA | AC | Split System: Air-Cooled Condensing Unit, Coil with Blower | S4BE-060KA |  | C7B(A,H)M060(C,U)-D+TXV | 12 | 14.5 | Yes | Yes | 2015-06-02 |  | 0
FALSE | S4BE-060KA | 4508 | 6752000 | GIBSON | JS4BE-060KA | AC | Split System: Air-Cooled Condensing Unit, Coil with Blower | S4BE-060KA |  | C7B(A,H)M060(C,U)-D+TXV | 12 | 14.5 | Yes | Yes | 2015-06-02 |  | 0
FALSE | S4BE-060KA | 4508 | 6752001 | GIBSON | JS4BE-060KA | AC | Split System: Air-Cooled Condensing Unit, Coil with Blower | S4BE-060KA |  | C6B(A,H)-X60(C,U)-D | 12 | 14.5 | Yes | Yes | 2015-06-02 |  | 0
FALSE | S4BE-060KA | 4508 | 6752002 | GIBSON | JS4BE-060KA | AC | Split System: Air-Cooled Condensing Unit, Coil with Blower | S4BE-060KA |  | C6B(A,H)-X60(C,U)-D | 12 | 14.5 | Yes | Yes | 2015-06-02 |  | 0
TRUE | S4BF-060KC | 4468 | 6752003 | GIBSON | JS4BF-060KC | AC | Split System: Air-Cooled Condensing Unit, Coil with Blower | S4BF-060KC |  | B6VMAX60K-C | 12.5 | 16 | Yes | Yes | 2015-06-02 |  | 1
FALSE | S4BF-060KC | 4468 | 6752004 | GIBSON | JS4BF-060KC | AC | Split System: Air-Cooled Condensing Unit, Coil with Blower | S4BF-060KC |  | C6B(A,H)-X60(C,U)-C | 13 | 16 | Yes | Yes | 2015-06-02 |  | 2
FALSE | S4BF-060KC | 4468 | 6752005 | GIBSON | JS4BF-060KC | AC | Split System: Air-Cooled Condensing Unit, Coil with Blower | S4BF-060KC |  | C6B(A,H)-X60(C,U)-C | 13 | 16 | Yes | Yes | 2015-06-02 |  | 2
FALSE | S4BF-060KC | 4468 | 6752006 | GIBSON | JS4BF-060KC | AC | Split System: Air-Cooled Condensing Unit, Coil with Blower | S4BF-060KC |  | C6B(A,H)-X60(C,U)-C | 13 | 16 | Yes | Yes | 2015-06-02 |  | 2
FALSE | S4BF-060KC | 4468 | 6752007 | GIBSON | JS4BF-060KC | AC | Split System: Air-Cooled Condensing Unit, Coil with Blower | S4BF-060KC |  | C6B(A,H)-X60(C,U)-C | 13 | 16 | Yes | Yes | 2015-06-02 |  | 2
FALSE | S4BF-060KC | 4468 | 6752008 | GIBSON | JS4BF-060KC | AC | Split System: Air-Cooled Condensing Unit, Coil with Blower | S4BF-060KC |  | C6B(A,H)-X60(C,U)-C | 13 | 16 | Yes | Yes | 2015-06-02 |  | 2
FALSE | S4BF-060KC | 4468 | 6752009 | GIBSON | JS4BF-060KC | AC | Split System: Air-Cooled Condensing Unit, Coil with Blower | S4BF-060KC |  | C6B(A,H)-X60(C,U)-C | 12.5 | 16 | Yes | Yes | 2015-06-02 |  | 1
FALSE | S4BF-060KC | 4468 | 6752015 | GIBSON | JS4BF-060KC | AC | Split System: Air-Cooled Condensing Unit, Coil with Blower | S4BF-060KC |  | C6B(A,H)-X60(C,U)-D | 12 | 15 | Yes | Yes | 2015-06-02 |  | 0
FALSE | S4BF-060KC | 4468 | 6752016 | GIBSON | JS4BF-060KC | AC | Split System: Air-Cooled Condensing Unit, Coil with Blower | S4BF-060KC |  | C6B(A,H)-X60(C,U)-D | 12 | 15 | Yes | Yes | 2015-06-02 |  | 0
FALSE | S4BF-060KC | 4468 | 6752017 | GIBSON | JS4BF-060KC | AC | Split System: Air-Cooled Condensing Unit, Coil with Blower | S4BF-060KC |  | C6B(A,H)-X60(C,U)-D | 12 | 15 | Yes | Yes | 2015-06-02 |  | 0
FALSE | S4BF-060KC | 4468 | 6752018 | GIBSON | JS4BF-060KC | AC | Split System: Air-Cooled Condensing Unit, Coil with Blower | S4BF-060KC |  | C6B(A,H)-X60(C,U)-D | 12 | 15 | Yes | Yes | 2015-06-02 |  | 0
FALSE | S4BF-060KC | 4468 | 6752019 | GIBSON | JS4BF-060KC | AC | Split System: Air-Cooled Condensing Unit, Coil with Blower | S4BF-060KC |  | C6B(A,H)-X60(C,U)-D | 12 | 15 | Yes | Yes | 2015-06-02 |  | 0
FALSE | S4BF-060KC | 4468 | 6752025 | GIBSON | JS4BF-060KC | AC | Split System: Air-Cooled Condensing Unit, Coil with Blower | S4BF-060KC |  | C6B(A,H)-X60(C,U)-C | 13 | 16 | Yes | Yes | 2015-06-02 |  | 2
FALSE | S4BF-060KC | 4468 | 6752026 | GIBSON | JS4BF-060KC | AC | Split System: Air-Cooled Condensing Unit, Coil with Blower | S4BF-060KC |  | C6B(A,H)-X60(C,U)-C | 13 | 16 | Yes | Yes | 2015-06-02 |  | 2
FALSE | S4BF-060KC | 4468 | 6752027 | GIBSON | JS4BF-060KC | AC | Split System: Air-Cooled Condensing Unit, Coil with Blower | S4BF-060KC |  | C6B(A,H)-X60(C,U)-C | 13 | 16 | Yes | Yes | 2015-06-02 |  | 2
FALSE | S4BF-060KC | 4468 | 6752028 | GIBSON | JS4BF-060KC | AC | Split System: Air-Cooled Condensing Unit, Coil with Blower | S4BF-060KC |  | C6B(A,H)-X60(C,U)-C | 13 | 16 | Yes | Yes | 2015-06-02 |  | 2
FALSE | S4BF-060KC | 4468 | 6752033 | GIBSON | JS4BF-060KC | AC | Split System: Air-Cooled Condensing Unit, Coil with Blower | S4BF-060KC |  | C6B(A,H)-X60(C,U)-D | 12 | 15 | Yes | Yes | 2015-06-02 |  | 0
FALSE | S4BF-060KC | 4468 | 6752034 | GIBSON | JS4BF-060KC | AC | Split System: Air-Cooled Condensing Unit, Coil with Blower | S4BF-060KC |  | C6B(A,H)-X60(C,U)-D | 12 | 15 | Yes | Yes | 2015-06-02 |  | 0
FALSE | S4BF-060KC | 4468 | 6752035 | GIBSON | JS4BF-060KC | AC | Split System: Air-Cooled Condensing Unit, Coil with Blower | S4BF-060KC |  | C6B(A,H)-X60(C,U)-D | 12 | 15 | Yes | Yes | 2015-06-02 |  | 0
FALSE | S4BF-060KC | 4468 | 6752036 | GIBSON | JS4BF-060KC | AC | Split System: Air-Cooled Condensing Unit, Coil with Blower | S4BF-060KC |  | C6B(A,H)-X60(C,U)-D | 12 | 15 | Yes | Yes | 2015-06-02 |  | 0
FALSE | S4BE-060KA | 4508 | 6752204 | KELVINATOR | JS4BE-060KA | AC | Split System: Air-Cooled Condensing Unit, Coil with Blower | S4BE-060KA |  | C7B(A,H)M060(C,U)-D+TXV | 12 | 14.5 | Yes | Yes | 2015-06-02 |  | 0
FALSE | S4BE-060KA | 4508 | 6752205 | KELVINATOR | JS4BE-060KA | AC | Split System: Air-Cooled Condensing Unit, Coil with Blower | S4BE-060KA |  | C6B(A,H)-X60(C,U)-D | 12 | 14.5 | Yes | Yes | 2015-06-02 |  | 0
FALSE | S4BE-060KA | 4508 | 6752206 | KELVINATOR | JS4BE-060KA | AC | Split System: Air-Cooled Condensing Unit, Coil with Blower | S4BE-060KA |  | C6B(A,H)-X60(C,U)-D | 12 | 14.5 | Yes | Yes | 2015-06-02 |  | 0
TRUE | S4BF-060KC | 4468 | 6752207 | KELVINATOR | JS4BF-060KC | AC | Split System: Air-Cooled Condensing Unit, Coil with Blower | S4BF-060KC |  | B6VMAX60K-C | 12.5 | 16 | Yes | Yes | 2015-06-02 |  | 1
FALSE | S4BF-060KC | 4468 | 6752208 | KELVINATOR | JS4BF-060KC | AC | Split System: Air-Cooled Condensing Unit, Coil with Blower | S4BF-060KC |  | C6B(A,H)-X60(C,U)-C | 13 | 16 | Yes | Yes | 2015-06-02 |  | 2
FALSE | S4BF-060KC | 4468 | 6752209 | KELVINATOR | JS4BF-060KC | AC | Split System: Air-Cooled Condensing Unit, Coil with Blower | S4BF-060KC |  | C6B(A,H)-X60(C,U)-C | 13 | 16 | Yes | Yes | 2015-06-02 |  | 2
FALSE | S4BF-060KC | 4468 | 6752210 | KELVINATOR | JS4BF-060KC | AC | Split System: Air-Cooled Condensing Unit, Coil with Blower | S4BF-060KC |  | C6B(A,H)-X60(C,U)-C | 13 | 16 | Yes | Yes | 2015-06-02 |  | 2
FALSE | S4BF-060KC | 4468 | 6752211 | KELVINATOR | JS4BF-060KC | AC | Split System: Air-Cooled Condensing Unit, Coil with Blower | S4BF-060KC |  | C6B(A,H)-X60(C,U)-C | 13 | 16 | Yes | Yes | 2015-06-02 |  | 2
FALSE | S4BF-060KC | 4468 | 6752212 | KELVINATOR | JS4BF-060KC | AC | Split System: Air-Cooled Condensing Unit, Coil with Blower | S4BF-060KC |  | C6B(A,H)-X60(C,U)-C | 13 | 16 | Yes | Yes | 2015-06-02 |  | 2
FALSE | S4BF-060KC | 4468 | 6752213 | KELVINATOR | JS4BF-060KC | AC | Split System: Air-Cooled Condensing Unit, Coil with Blower | S4BF-060KC |  | C6B(A,H)-X60(C,U)-C | 12.5 | 16 | Yes | Yes | 2015-06-02 |  | 1
FALSE | S4BF-060KC | 4468 | 6752219 | KELVINATOR | JS4BF-060KC | AC | Split System: Air-Cooled Condensing Unit, Coil with Blower | S4BF-060KC |  | C6B(A,H)-X60(C,U)-D | 12 | 15 | Yes | Yes | 2015-06-02 |  | 0
FALSE | S4BF-060KC | 4468 | 6752220 | KELVINATOR | JS4BF-060KC | AC | Split System: Air-Cooled Condensing Unit, Coil with Blower | S4BF-060KC |  | C6B(A,H)-X60(C,U)-D | 12 | 15 | Yes | Yes | 2015-06-02 |  | 0
FALSE | S4BF-060KC | 4468 | 6752221 | KELVINATOR | JS4BF-060KC | AC | Split System: Air-Cooled Condensing Unit, Coil with Blower | S4BF-060KC |  | C6B(A,H)-X60(C,U)-D | 12 | 15 | Yes | Yes | 2015-06-02 |  | 0
FALSE | S4BF-060KC | 4468 | 6752222 | KELVINATOR | JS4BF-060KC | AC | Split System: Air-Cooled Condensing Unit, Coil with Blower | S4BF-060KC |  | C6B(A,H)-X60(C,U)-D | 12 | 15 | Yes | Yes | 2015-06-02 |  | 0
FALSE | S4BF-060KC | 4468 | 6752223 | KELVINATOR | JS4BF-060KC | AC | Split System: Air-Cooled Condensing Unit, Coil with Blower | S4BF-060KC |  | C6B(A,H)-X60(C,U)-D | 12 | 15 | Yes | Yes | 2015-06-02 |  | 0
FALSE | S4BF-060KC | 4468 | 6752229 | KELVINATOR | JS4BF-060KC | AC | Split System: Air-Cooled Condensing Unit, Coil with Blower | S4BF-060KC |  | C6B(A,H)-X60(C,U)-C | 13 | 16 | Yes | Yes | 2015-06-02 |  | 2
FALSE | S4BF-060KC | 4468 | 6752230 | KELVINATOR | JS4BF-060KC | AC | Split System: Air-Cooled Condensing Unit, Coil with Blower | S4BF-060KC |  | C6B(A,H)-X60(C,U)-C | 13 | 16 | Yes | Yes | 2015-06-02 |  | 2
FALSE | S4BF-060KC | 4468 | 6752231 | KELVINATOR | JS4BF-060KC | AC | Split System: Air-Cooled Condensing Unit, Coil with Blower | S4BF-060KC |  | C6B(A,H)-X60(C,U)-C | 13 | 16 | Yes | Yes | 2015-06-02 |  | 2
FALSE | S4BF-060KC | 4468 | 6752232 | KELVINATOR | JS4BF-060KC | AC | Split System: Air-Cooled Condensing Unit, Coil with Blower | S4BF-060KC |  | C6B(A,H)-X60(C,U)-C | 13 | 16 | Yes | Yes | 2015-06-02 |  | 2
FALSE | S6QF-042K | 4506 | 6752061 | GIBSON | JS6BF-042K | AC | Split System: Air-Cooled Condensing Unit, Coil with Blower | S6BF-042K |  | C7B(A,H)M03642(C,U)-B+TXV | 12.5 | 15.5 | Yes | Yes | 2015-06-02 |  | 1
FALSE | S6QF-042K | 4506 | 6752062 | GIBSON | JS6BF-042K | AC | Split System: Air-Cooled Condensing Unit, Coil with Blower | S6BF-042K |  | C7B(A,H)M03642(C,U)-B+TXV | 12.5 | 15.5 | Yes | Yes | 2015-06-02 |  | 1
FALSE | S6QF-042K | 4506 | 6752063 | GIBSON | JS6BF-042K | AC | Split System: Air-Cooled Condensing Unit, Coil with Blower | S6BF-042K |  | C7B(A,H)M03648(C,U)-C+TXV | 13 | 16 | Yes | Yes | 2015-06-02 |  | 2
FALSE | S6QF-042K | 4506 | 6752064 | GIBSON | JS6BF-042K | AC | Split System: Air-Cooled Condensing Unit, Coil with Blower | S6BF-042K |  | C7B(A,H)M03648(C,U)-C+TXV | 13 | 16 | Yes | Yes | 2015-06-02 |  | 2
FALSE | S6QF-048K | 4466 | 6752065 | GIBSON | JS6BF-048K | AC | Split System: Air-Cooled Condensing Unit, Coil with Blower | S6BF-048K |  | C7B(A,H)M048(C,U)-C+TXV | 13 | 16 | Yes | Yes | 2015-06-02 |  | 2
FALSE | S6QF-048K | 4466 | 6752066 | GIBSON | JS6BF-048K | AC | Split System: Air-Cooled Condensing Unit, Coil with Blower | S6BF-048K |  | C7B(A,H)M048(C,U)-C+TXV | 13 | 16 | Yes | Yes | 2015-06-02 |  | 2
FALSE | S6QF-048K | 4466 | 6752067 | GIBSON | JS6BF-048K | AC | Split System: Air-Cooled Condensing Unit, Coil with Blower | S6BF-048K |  | C7B(A,H)M048(C,U)-D+TXV | 13 | 16 | Yes | Yes | 2015-06-02 |  | 2
FALSE | S6QF-048K | 4466 | 6752068 | GIBSON | JS6BF-048K | AC | Split System: Air-Cooled Condensing Unit, Coil with Blower | S6BF-048K |  | C7B(A,H)M048(C,U)-D+TXV | 13 | 16 | Yes | Yes | 2015-06-02 |  | 2
FALSE | S4BE-060KA | 4508 | 6752183 | KELVINATOR | JS4BE-060KA | AC | Split System: Air-Cooled Condensing Unit, Coil with Blower | S4BE-060KA |  | C6B(A,H)-X60(C,U)-C | 12 | 15 | Yes | Yes | 2015-06-02 |  | 0
FALSE | S4BE-060KA | 4508 | 6752184 | KELVINATOR | JS4BE-060KA | AC | Split System: Air-Cooled Condensing Unit, Coil with Blower | S4BE-060KA |  | C6B(A,H)-X60(C,U)-C | 12 | 15 | Yes | Yes | 2015-06-02 |  | 0
FALSE | S4BE-060KA | 4508 | 6752185 | KELVINATOR | JS4BE-060KA | AC | Split System: Air-Cooled Condensing Unit, Coil with Blower | S4BE-060KA |  | C6B(A,H)-X60(C,U)-C | 12 | 15 | Yes | Yes | 2015-06-02 |  | 0
FALSE | S4BE-060KA | 4508 | 6752186 | KELVINATOR | JS4BE-060KA | AC | Split System: Air-Cooled Condensing Unit, Coil with Blower | S4BE-060KA |  | C7B(A,H)M060(C,U)-C+TXV | 12 | 15 | Yes | Yes | 2015-06-02 |  | 0
FALSE | S4BE-060KA | 4508 | 6752187 | KELVINATOR | JS4BE-060KA | AC | Split System: Air-Cooled Condensing Unit, Coil with Blower | S4BE-060KA |  | C7B(A,H)M060(C,U)-C+TXV | 12 | 15 | Yes | Yes | 2015-06-02 |  | 0
FALSE | S4BE-060KA | 4508 | 6752188 | KELVINATOR | JS4BE-060KA | AC | Split System: Air-Cooled Condensing Unit, Coil with Blower | S4BE-060KA |  | C7B(A,H)M060(C,U)-C+TXV | 12 | 15 | Yes | Yes | 2015-06-02 |  | 0
FALSE | S4BE-060KA | 4508 | 6752189 | KELVINATOR | JS4BE-060KA | AC | Split System: Air-Cooled Condensing Unit, Coil with Blower | S4BE-060KA |  | C7B(A,H)M060(C,U)-D+TXV | 12 | 14.5 | Yes | Yes | 2015-06-02 |  | 0
FALSE | S4BE-060KA | 4508 | 6752190 | KELVINATOR | JS4BE-060KA | AC | Split System: Air-Cooled Condensing Unit, Coil with Blower | S4BE-060KA |  | C7B(A,H)M060(C,U)-D+TXV | 12 | 14.5 | Yes | Yes | 2015-06-02 |  | 0
FALSE | S4BE-060KA | 4508 | 6752191 | KELVINATOR | JS4BE-060KA | AC | Split System: Air-Cooled Condensing Unit, Coil with Blower | S4BE-060KA |  | C7B(A,H)M060(C,U)-D+TXV | 12 | 14.5 | Yes | Yes | 2015-06-02 |  | 0
FALSE | S4BE-060KA | 4508 | 6752192 | KELVINATOR | JS4BE-060KA | AC | Split System: Air-Cooled Condensing Unit, Coil with Blower | S4BE-060KA |  | C6B(A,H)-X60(C,U)-C | 12 | 15 | Yes | Yes | 2015-06-02 |  | 0
FALSE | S4BE-060KA | 4508 | 6752193 | KELVINATOR | JS4BE-060KA | AC | Split System: Air-Cooled Condensing Unit, Coil with Blower | S4BE-060KA |  | C6B(A,H)-X60(C,U)-D | 12 | 14.5 | Yes | Yes | 2015-06-02 |  | 0
FALSE | S4BE-060KA | 4508 | 6752194 | KELVINATOR | JS4BE-060KA | AC | Split System: Air-Cooled Condensing Unit, Coil with Blower | S4BE-060KA |  | C6B(A,H)-X60(C,U)-D | 12 | 14.5 | Yes | Yes | 2015-06-02 |  | 0
FALSE | S4BE-060KA | 4508 | 6752195 | KELVINATOR | JS4BE-060KA | AC | Split System: Air-Cooled Condensing Unit, Coil with Blower | S4BE-060KA |  | C6B(A,H)-X60(C,U)-D | 12 | 14.5 | Yes | Yes | 2015-06-02 |  | 0
FALSE | S4BE-060KA | 4508 | 6752196 | KELVINATOR | JS4BE-060KA | AC | Split System: Air-Cooled Condensing Unit, Coil with Blower | S4BE-060KA |  | C7B(A,H)M060(C,U)-C+TXV | 12 | 15 | Yes | Yes | 2015-06-02 |  | 0
FALSE | S4BE-060KA | 4508 | 6752199 | KELVINATOR | JS4BE-060KA | AC | Split System: Air-Cooled Condensing Unit, Coil with Blower | S4BE-060KA |  | C6B(A,H)-X60(C,U)-C | 12 | 15 | Yes | Yes | 2015-06-02 |  | 0
FALSE | S4BE-060KA | 4508 | 6752200 | KELVINATOR | JS4BE-060KA | AC | Split System: Air-Cooled Condensing Unit, Coil with Blower | S4BE-060KA |  | C6B(A,H)-X60(C,U)-C | 12 | 15 | Yes | Yes | 2015-06-02 |  | 0
FALSE | S4BE-060KA | 4508 | 6752201 | KELVINATOR | JS4BE-060KA | AC | Split System: Air-Cooled Condensing Unit, Coil with Blower | S4BE-060KA |  | C7B(A,H)M060(C,U)-C+TXV | 12 | 15 | Yes | Yes | 2015-06-02 |  | 0
FALSE | S4BE-060KA | 4508 | 6752202 | KELVINATOR | JS4BE-060KA | AC | Split System: Air-Cooled Condensing Unit, Coil with Blower | S4BE-060KA |  | C7B(A,H)M060(C,U)-C+TXV | 12 | 15 | Yes | Yes | 2015-06-02 |  | 0
FALSE | S4BE-060KA | 4508 | 6752203 | KELVINATOR | JS4BE-060KA | AC | Split System: Air-Cooled Condensing Unit, Coil with Blower | S4BE-060KA |  | C7B(A,H)M060(C,U)-D+TXV | 12 | 14.5 | Yes | Yes | 2015-06-02 |  | 0
FALSE | S4BF-060KC | 4468 | 6752237 | KELVINATOR | JS4BF-060KC | AC | Split System: Air-Cooled Condensing Unit, Coil with Blower | S4BF-060KC |  | C6B(A,H)-X60(C,U)-D | 12 | 15 | Yes | Yes | 2015-06-02 |  | 0
FALSE | S4BF-060KC | 4468 | 6752238 | KELVINATOR | JS4BF-060KC | AC | Split System: Air-Cooled Condensing Unit, Coil with Blower | S4BF-060KC |  | C6B(A,H)-X60(C,U)-D | 12 | 15 | Yes | Yes | 2015-06-02 |  | 0
FALSE | S4BF-060KC | 4468 | 6752239 | KELVINATOR | JS4BF-060KC | AC | Split System: Air-Cooled Condensing Unit, Coil with Blower | S4BF-060KC |  | C6B(A,H)-X60(C,U)-D | 12 | 15 | Yes | Yes | 2015-06-02 |  | 0
FALSE | S4BF-060KC | 4468 | 6752240 | KELVINATOR | JS4BF-060KC | AC | Split System: Air-Cooled Condensing Unit, Coil with Blower | S4BF-060KC |  | C6B(A,H)-X60(C,U)-D | 12 | 15 | Yes | Yes | 2015-06-02 |  | 0
FALSE | S6QF-042K | 4506 | 6752246 | KELVINATOR | JS6BF-042K | AC | Split System: Air-Cooled Condensing Unit, Coil with Blower | S6BF-042K |  | B6EMMX48K-C | 13 | 16 | Yes | Yes | 2015-06-02 |  | 2
FALSE | S6QF-042K | 4506 | 6752247 | KELVINATOR | JS6BF-042K | AC | Split System: Air-Cooled Condensing Unit, Coil with Blower | S6BF-042K |  | B6VMAX48K-C | 13 | 16 | Yes | Yes | 2015-06-02 |  | 2
FALSE | S6QF-048K | 4466 | 6752248 | KELVINATOR | JS6BF-048K | AC | Split System: Air-Cooled Condensing Unit, Coil Alone | S6BF-048K |  | C7B(A,H)M048(C,U)-C+TXV | 12 | 14.5 | Yes | Yes | 2015-06-02 |  | 0
FALSE | S6QF-048K | 4466 | 6752249 | KELVINATOR | JS6BF-048K | AC | Split System: Air-Cooled Condensing Unit, Coil with Blower | S6BF-048K |  | B6EMMX48K-C | 13 | 16 | Yes | Yes | 2015-06-02 |  | 2
FALSE | S6QF-048K | 4466 | 6752250 | KELVINATOR | JS6BF-048K | AC | Split System: Air-Cooled Condensing Unit, Coil with Blower | S6BF-048K |  | B6VMAX48K-C | 13 | 16 | Yes | Yes | 2015-06-02 |  | 2
FALSE | S6QF-042K | 4506 | 6752251 | KELVINATOR | JS6BF-042K | AC | Split System: Air-Cooled Condensing Unit, Coil with Blower | S6BF-042K |  | C7B(A,H)M03642(C,U)-B+TXV | 12.5 | 15.5 | Yes | Yes | 2015-06-02 |  | 1
FALSE | S6QF-042K | 4506 | 6752252 | KELVINATOR | JS6BF-042K | AC | Split System: Air-Cooled Condensing Unit, Coil with Blower | S6BF-042K |  | C7B(A,H)M03642(C,U)-B+TXV | 12.5 | 15.5 | Yes | Yes | 2015-06-02 |  | 1
FALSE | S6QF-042K | 4506 | 6752253 | KELVINATOR | JS6BF-042K | AC | Split System: Air-Cooled Condensing Unit, Coil with Blower | S6BF-042K |  | C7B(A,H)M03642(C,U)-B+TXV | 12.5 | 15.5 | Yes | Yes | 2015-06-02 |  | 1
FALSE | S6QF-042K | 4506 | 6752254 | KELVINATOR | JS6BF-042K | AC | Split System: Air-Cooled Condensing Unit, Coil with Blower | S6BF-042K |  | C7B(A,H)M03648(C,U)-C+TXV | 13 | 16 | Yes | Yes | 2015-06-02 |  | 2
FALSE | S6QF-042K | 4506 | 6752255 | KELVINATOR | JS6BF-042K | AC | Split System: Air-Cooled Condensing Unit, Coil with Blower | S6BF-042K |  | C7B(A,H)M03648(C,U)-C+TXV | 13 | 16 | Yes | Yes | 2015-06-02 |  | 2
FALSE | S6QF-042K | 4506 | 6752256 | KELVINATOR | JS6BF-042K | AC | Split System: Air-Cooled Condensing Unit, Coil with Blower | S6BF-042K |  | C7B(A,H)M03648(C,U)-C+TXV | 13 | 16 | Yes | Yes | 2015-06-02 |  | 2
FALSE | S6QF-042K | 4506 | 6752257 | KELVINATOR | JS6BF-042K | AC | Split System: Air-Cooled Condensing Unit, Coil with Blower | S6BF-042K |  | C7B(A,H)M048(C,U)-C+TXV | 13 | 16 | Yes | Yes | 2015-06-02 |  | 2
FALSE | S6QF-048K | 4466 | 6752258 | KELVINATOR | JS6BF-048K | AC | Split System: Air-Cooled Condensing Unit, Coil with Blower | S6BF-048K |  | C7B(A,H)M048(C,U)-C+TXV | 13 | 16 | Yes | Yes | 2015-06-02 |  | 2
FALSE | S6QF-048K | 4466 | 6752259 | KELVINATOR | JS6BF-048K | AC | Split System: Air-Cooled Condensing Unit, Coil with Blower | S6BF-048K |  | C7B(A,H)M048(C,U)-C+TXV | 13 | 16 | Yes | Yes | 2015-06-02 |  | 2
FALSE | S6QF-048K | 4466 | 6752260 | KELVINATOR | JS6BF-048K | AC | Split System: Air-Cooled Condensing Unit, Coil with Blower | S6BF-048K |  | C7B(A,H)M048(C,U)-C+TXV | 13 | 16 | Yes | Yes | 2015-06-02 |  | 2
FALSE | S6QF-048K | 4466 | 6752261 | KELVINATOR | JS6BF-048K | AC | Split System: Air-Cooled Condensing Unit, Coil with Blower | S6BF-048K |  | C7B(A,H)M048(C,U)-C+TXV | 13 | 16 | Yes | Yes | 2015-06-02 |  | 2
FALSE | S6QF-048K | 4466 | 6752262 | KELVINATOR | JS6BF-048K | AC | Split System: Air-Cooled Condensing Unit, Coil with Blower | S6BF-048K |  | C7B(A,H)M048(C,U)-D+TXV | 13 | 16 | Yes | Yes | 2015-06-02 |  | 2
FALSE | S6QF-048K | 4466 | 6752263 | KELVINATOR | JS6BF-048K | AC | Split System: Air-Cooled Condensing Unit, Coil with Blower | S6BF-048K |  | C7B(A,H)M048(C,U)-D+TXV | 13 | 16 | Yes | Yes | 2015-06-02 |  | 2
FALSE | S6QF-048K | 4466 | 6752264 | KELVINATOR | JS6BF-048K | AC | Split System: Air-Cooled Condensing Unit, Coil with Blower | S6BF-048K |  | C7B(A,H)M048(C,U)-D+TXV | 13 | 16 | Yes | Yes | 2015-06-02 |  | 2
FALSE | S6QF-042K | 4506 | 6752265 | KELVINATOR | JS6BF-042K | AC | Split System: Air-Cooled Condensing Unit, Coil with Blower | S6BF-042K |  | C7B(A,H)M03642(C,U)-B+TXV | 12.5 | 15.5 | Yes | Yes | 2015-06-02 |  | 1
FALSE | S6QF-042K | 4506 | 6752266 | KELVINATOR | JS6BF-042K | AC | Split System: Air-Cooled Condensing Unit, Coil with Blower | S6BF-042K |  | C7B(A,H)M03642(C,U)-B+TXV | 12.5 | 15.5 | Yes | Yes | 2015-06-02 |  | 1
FALSE | S6QF-042K | 4506 | 6752267 | KELVINATOR | JS6BF-042K | AC | Split System: Air-Cooled Condensing Unit, Coil with Blower | S6BF-042K |  | C7B(A,H)M03648(C,U)-C+TXV | 13 | 16 | Yes | Yes | 2015-06-02 |  | 2
FALSE | S6QF-042K | 4506 | 6752344 | MAYTAG | MSA6BF042K | AC | Split System: Air-Cooled Condensing Unit, Coil with Blower | S6BF-042K |  | C7B(A,H)M03642(C,U)-B+TXV | 12.5 | 15.5 | Yes | Yes | 2015-06-02 |  | 1
FALSE | S6QF-042K | 4506 | 6752345 | MAYTAG | MSA6BF042K | AC | Split System: Air-Cooled Condensing Unit, Coil with Blower | S6BF-042K |  | C7B(A,H)M03642(C,U)-B+TXV | 12.5 | 15.5 | Yes | Yes | 2015-06-02 |  | 1
FALSE | S6QF-042K | 4506 | 6752346 | MAYTAG | MSA6BF042K | AC | Split System: Air-Cooled Condensing Unit, Coil with Blower | S6BF-042K |  | C7B(A,H)M03648(C,U)-C+TXV | 13 | 16 | Yes | Yes | 2015-06-02 |  | 2
FALSE | S6QF-042K | 4506 | 6752347 | MAYTAG | MSA6BF042K | AC | Split System: Air-Cooled Condensing Unit, Coil with Blower | S6BF-042K |  | C7B(A,H)M03648(C,U)-C+TXV | 13 | 16 | Yes | Yes | 2015-06-02 |  | 2
FALSE | S6QF-042K | 4506 | 6752348 | MAYTAG | MSA6BF042K | AC | Split System: Air-Cooled Condensing Unit, Coil with Blower | S6BF-042K |  | C7B(A,H)M048(C,U)-C+TXV | 13 | 16 | Yes | Yes | 2015-06-02 |  | 2
FALSE | S6QF-048K | 4466 | 6752349 | MAYTAG | MSA6BF048K | AC | Split System: Air-Cooled Condensing Unit, Coil with Blower | S6BF-048K |  | C7B(A,H)M048(C,U)-C+TXV | 13 | 16 | Yes | Yes | 2015-06-02 |  | 2
FALSE | S6QF-048K | 4466 | 6752350 | MAYTAG | MSA6BF048K | AC | Split System: Air-Cooled Condensing Unit, Coil with Blower | S6BF-048K |  | C7B(A,H)M048(C,U)-C+TXV | 13 | 16 | Yes | Yes | 2015-06-02 |  | 2
FALSE | S6QF-048K | 4466 | 6752351 | MAYTAG | MSA6BF048K | AC | Split System: Air-Cooled Condensing Unit, Coil with Blower | S6BF-048K |  | C7B(A,H)M048(C,U)-C+TXV | 13 | 16 | Yes | Yes | 2015-06-02 |  | 2
FALSE | S6QF-048K | 4466 | 6752352 | MAYTAG | MSA6BF048K | AC | Split System: Air-Cooled Condensing Unit, Coil with Blower | S6BF-048K |  | C7B(A,H)M048(C,U)-D+TXV | 13 | 16 | Yes | Yes | 2015-06-02 |  | 2
FALSE | S6QF-048K | 4466 | 6752353 | MAYTAG | MSA6BF048K | AC | Split System: Air-Cooled Condensing Unit, Coil with Blower | S6BF-048K |  | C7B(A,H)M048(C,U)-D+TXV | 13 | 16 | Yes | Yes | 2015-06-02 |  | 2
FALSE | S4BE-060KA | 4508 | 6752366 | NUTONE | JS4BE-060KA | AC | Split System: Air-Cooled Condensing Unit, Coil with Blower | S4BE-060KA |  | C6B(A,H)-X60(C,U)-C | 12 | 15 | Yes | Yes | 2015-06-02 |  | 0
FALSE | S4BE-060KA | 4508 | 6752367 | NUTONE | JS4BE-060KA | AC | Split System: Air-Cooled Condensing Unit, Coil with Blower | S4BE-060KA |  | C6B(A,H)-X60(C,U)-C | 12 | 15 | Yes | Yes | 2015-06-02 |  | 0
FALSE | S4BE-060KA | 4508 | 6752368 | NUTONE | JS4BE-060KA | AC | Split System: Air-Cooled Condensing Unit, Coil with Blower | S4BE-060KA |  | C6B(A,H)-X60(C,U)-C | 12 | 15 | Yes | Yes | 2015-06-02 |  | 0
FALSE | S4BE-060KA | 4508 | 6752369 | NUTONE | JS4BE-060KA | AC | Split System: Air-Cooled Condensing Unit, Coil with Blower | S4BE-060KA |  | C7B(A,H)M060(C,U)-C+TXV | 12 | 15 | Yes | Yes | 2015-06-02 |  | 0
FALSE | S4BE-060KA | 4508 | 6752370 | NUTONE | JS4BE-060KA | AC | Split System: Air-Cooled Condensing Unit, Coil with Blower | S4BE-060KA |  | C7B(A,H)M060(C,U)-C+TXV | 12 | 15 | Yes | Yes | 2015-06-02 |  | 0
FALSE | S4BE-060KA | 4508 | 6752371 | NUTONE | JS4BE-060KA | AC | Split System: Air-Cooled Condensing Unit, Coil with Blower | S4BE-060KA |  | C7B(A,H)M060(C,U)-C+TXV | 12 | 15 | Yes | Yes | 2015-06-02 |  | 0
FALSE | S4BE-060KA | 4508 | 6752372 | NUTONE | JS4BE-060KA | AC | Split System: Air-Cooled Condensing Unit, Coil with Blower | S4BE-060KA |  | C7B(A,H)M060(C,U)-D+TXV | 12 | 14.5 | Yes | Yes | 2015-06-02 |  | 0
FALSE | S4BE-060KA | 4508 | 6752373 | NUTONE | JS4BE-060KA | AC | Split System: Air-Cooled Condensing Unit, Coil with Blower | S4BE-060KA |  | C7B(A,H)M060(C,U)-D+TXV | 12 | 14.5 | Yes | Yes | 2015-06-02 |  | 0
FALSE | S4BE-060KA | 4508 | 6752374 | NUTONE | JS4BE-060KA | AC | Split System: Air-Cooled Condensing Unit, Coil with Blower | S4BE-060KA |  | C7B(A,H)M060(C,U)-D+TXV | 12 | 14.5 | Yes | Yes | 2015-06-02 |  | 0
FALSE | S4BE-060KA | 4508 | 6752300 | MAYTAG | MSA4BE060KA | AC | Split System: Air-Cooled Condensing Unit, Coil with Blower | S4BE-060KA |  | C7B(A,H)M060(C,U)-D+TXV | 12 | 14.5 | Yes | Yes | 2015-06-02 |  | 0
FALSE | S4BE-060KA | 4508 | 6752301 | MAYTAG | MSA4BE060KA | AC | Split System: Air-Cooled Condensing Unit, Coil with Blower | S4BE-060KA |  | C7B(A,H)M060(C,U)-D+TXV | 12 | 14.5 | Yes | Yes | 2015-06-02 |  | 0
FALSE | S4BE-060KA | 4508 | 6752302 | MAYTAG | MSA4BE060KA | AC | Split System: Air-Cooled Condensing Unit, Coil with Blower | S4BE-060KA |  | C6B(A,H)-X60(C,U)-D | 12 | 14.5 | Yes | Yes | 2015-06-02 |  | 0
FALSE | S4BE-060KA | 4508 | 6752303 | MAYTAG | MSA4BE060KA | AC | Split System: Air-Cooled Condensing Unit, Coil with Blower | S4BE-060KA |  | C6B(A,H)-X60(C,U)-D | 12 | 14.5 | Yes | Yes | 2015-06-02 |  | 0
TRUE | S4BF-060KC | 4468 | 6752304 | MAYTAG | MSA4BF060KC | AC | Split System: Air-Cooled Condensing Unit, Coil with Blower | S4BF-060KC |  | B6VMAX60K-C | 12.5 | 16 | Yes | Yes | 2015-06-02 |  | 1
FALSE | S4BF-060KC | 4468 | 6752305 | MAYTAG | MSA4BF060KC | AC | Split System: Air-Cooled Condensing Unit, Coil with Blower | S4BF-060KC |  | C6B(A,H)-X60(C,U)-C | 13 | 16 | Yes | Yes | 2015-06-02 |  | 2
FALSE | S4BF-060KC | 4468 | 6752306 | MAYTAG | MSA4BF060KC | AC | Split System: Air-Cooled Condensing Unit, Coil with Blower | S4BF-060KC |  | C6B(A,H)-X60(C,U)-C | 13 | 16 | Yes | Yes | 2015-06-02 |  | 2
FALSE | S4BF-060KC | 4468 | 6752307 | MAYTAG | MSA4BF060KC | AC | Split System: Air-Cooled Condensing Unit, Coil with Blower | S4BF-060KC |  | C6B(A,H)-X60(C,U)-C | 13 | 16 | Yes | Yes | 2015-06-02 |  | 2
FALSE | S4BF-060KC | 4468 | 6752308 | MAYTAG | MSA4BF060KC | AC | Split System: Air-Cooled Condensing Unit, Coil with Blower | S4BF-060KC |  | C6B(A,H)-X60(C,U)-C | 13 | 16 | Yes | Yes | 2015-06-02 |  | 2
FALSE | S4BF-060KC | 4468 | 6752309 | MAYTAG | MSA4BF060KC | AC | Split System: Air-Cooled Condensing Unit, Coil with Blower | S4BF-060KC |  | C6B(A,H)-X60(C,U)-C | 12.5 | 16 | Yes | Yes | 2015-06-02 |  | 1
FALSE | S4BF-060KC | 4468 | 6752314 | MAYTAG | MSA4BF060KC | AC | Split System: Air-Cooled Condensing Unit, Coil with Blower | S4BF-060KC |  | C6B(A,H)-X60(C,U)-D | 12 | 15 | Yes | Yes | 2015-06-02 |  | 0
FALSE | S4BF-060KC | 4468 | 6752315 | MAYTAG | MSA4BF060KC | AC | Split System: Air-Cooled Condensing Unit, Coil with Blower | S4BF-060KC |  | C6B(A,H)-X60(C,U)-D | 12 | 15 | Yes | Yes | 2015-06-02 |  | 0
FALSE | S4BF-060KC | 4468 | 6752316 | MAYTAG | MSA4BF060KC | AC | Split System: Air-Cooled Condensing Unit, Coil with Blower | S4BF-060KC |  | C6B(A,H)-X60(C,U)-D | 12 | 15 | Yes | Yes | 2015-06-02 |  | 0
FALSE | S4BF-060KC | 4468 | 6752317 | MAYTAG | MSA4BF060KC | AC | Split System: Air-Cooled Condensing Unit, Coil with Blower | S4BF-060KC |  | C6B(A,H)-X60(C,U)-D | 12 | 15 | Yes | Yes | 2015-06-02 |  | 0
FALSE | S4BF-060KC | 4468 | 6752322 | MAYTAG | MSA4BF060KC | AC | Split System: Air-Cooled Condensing Unit, Coil with Blower | S4BF-060KC |  | C6B(A,H)-X60(C,U)-C | 13 | 16 | Yes | Yes | 2015-06-02 |  | 2
FALSE | S4BF-060KC | 4468 | 6752323 | MAYTAG | MSA4BF060KC | AC | Split System: Air-Cooled Condensing Unit, Coil with Blower | S4BF-060KC |  | C6B(A,H)-X60(C,U)-C | 13 | 16 | Yes | Yes | 2015-06-02 |  | 2
FALSE | S4BF-060KC | 4468 | 6752324 | MAYTAG | MSA4BF060KC | AC | Split System: Air-Cooled Condensing Unit, Coil with Blower | S4BF-060KC |  | C6B(A,H)-X60(C,U)-C | 13 | 16 | Yes | Yes | 2015-06-02 |  | 2
FALSE | S4BF-060KC | 4468 | 6752325 | MAYTAG | MSA4BF060KC | AC | Split System: Air-Cooled Condensing Unit, Coil with Blower | S4BF-060KC |  | C6B(A,H)-X60(C,U)-C | 13 | 16 | Yes | Yes | 2015-06-02 |  | 2
FALSE | S4BF-060KC | 4468 | 6752330 | MAYTAG | MSA4BF060KC | AC | Split System: Air-Cooled Condensing Unit, Coil with Blower | S4BF-060KC |  | C6B(A,H)-X60(C,U)-D | 12 | 15 | Yes | Yes | 2015-06-02 |  | 0
FALSE | S4BF-060KC | 4468 | 6752331 | MAYTAG | MSA4BF060KC | AC | Split System: Air-Cooled Condensing Unit, Coil with Blower | S4BF-060KC |  | C6B(A,H)-X60(C,U)-D | 12 | 15 | Yes | Yes | 2015-06-02 |  | 0
FALSE | S4BF-060KC | 4468 | 6752332 | MAYTAG | MSA4BF060KC | AC | Split System: Air-Cooled Condensing Unit, Coil with Blower | S4BF-060KC |  | C6B(A,H)-X60(C,U)-D | 12 | 15 | Yes | Yes | 2015-06-02 |  | 0
FALSE | S4BF-060KC | 4468 | 6752333 | MAYTAG | MSA4BF060KC | AC | Split System: Air-Cooled Condensing Unit, Coil with Blower | S4BF-060KC |  | C6B(A,H)-X60(C,U)-D | 12 | 15 | Yes | Yes | 2015-06-02 |  | 0
FALSE | S6QF-042K | 4506 | 6752339 | MAYTAG | MSA6BF042K | AC | Split System: Air-Cooled Condensing Unit, Coil with Blower | S6BF-042K |  | B6EMMX48K-C | 13 | 16 | Yes | Yes | 2015-06-02 |  | 2
FALSE | S6QF-042K | 4506 | 6752340 | MAYTAG | MSA6BF042K | AC | Split System: Air-Cooled Condensing Unit, Coil with Blower | S6BF-042K |  | B6VMAX48K-C | 13 | 16 | Yes | Yes | 2015-06-02 |  | 2
FALSE | S6QF-048K | 4466 | 6752341 | MAYTAG | MSA6BF048K | AC | Split System: Air-Cooled Condensing Unit, Coil Alone | S6BF-048K |  | C7B(A,H)M048(C,U)-C+TXV | 12 | 14.5 | Yes | Yes | 2015-06-02 |  | 0
FALSE | S6QF-048K | 4466 | 6752342 | MAYTAG | MSA6BF048K | AC | Split System: Air-Cooled Condensing Unit, Coil with Blower | S6BF-048K |  | B6EMMX48K-C | 13 | 16 | Yes | Yes | 2015-06-02 |  | 2
FALSE | S6QF-048K | 4466 | 6752343 | MAYTAG | MSA6BF048K | AC | Split System: Air-Cooled Condensing Unit, Coil with Blower | S6BF-048K |  | B6VMAX48K-C | 13 | 16 | Yes | Yes | 2015-06-02 |  | 2
FALSE | S4BE-060KA | 4508 | 6752375 | NUTONE | JS4BE-060KA | AC | Split System: Air-Cooled Condensing Unit, Coil with Blower | S4BE-060KA |  | C6B(A,H)-X60(C,U)-C | 12 | 15 | Yes | Yes | 2015-06-02 |  | 0
FALSE | S4BE-060KA | 4508 | 6752376 | NUTONE | JS4BE-060KA | AC | Split System: Air-Cooled Condensing Unit, Coil with Blower | S4BE-060KA |  | C6B(A,H)-X60(C,U)-D | 12 | 14.5 | Yes | Yes | 2015-06-02 |  | 0
FALSE | S4BE-060KA | 4508 | 6752377 | NUTONE | JS4BE-060KA | AC | Split System: Air-Cooled Condensing Unit, Coil with Blower | S4BE-060KA |  | C6B(A,H)-X60(C,U)-D | 12 | 14.5 | Yes | Yes | 2015-06-02 |  | 0
FALSE | S4BE-060KA | 4508 | 6752378 | NUTONE | JS4BE-060KA | AC | Split System: Air-Cooled Condensing Unit, Coil with Blower | S4BE-060KA |  | C6B(A,H)-X60(C,U)-D | 12 | 14.5 | Yes | Yes | 2015-06-02 |  | 0
FALSE | S4BE-060KA | 4508 | 6752379 | NUTONE | JS4BE-060KA | AC | Split System: Air-Cooled Condensing Unit, Coil with Blower | S4BE-060KA |  | C7B(A,H)M060(C,U)-C+TXV | 12 | 15 | Yes | Yes | 2015-06-02 |  | 0
FALSE | S4BE-060KA | 4508 | 6752382 | NUTONE | JS4BE-060KA | AC | Split System: Air-Cooled Condensing Unit, Coil with Blower | S4BE-060KA |  | C6B(A,H)-X60(C,U)-C | 12 | 15 | Yes | Yes | 2015-06-02 |  | 0
FALSE | S4BE-060KA | 4508 | 6752383 | NUTONE | JS4BE-060KA | AC | Split System: Air-Cooled Condensing Unit, Coil with Blower | S4BE-060KA |  | C6B(A,H)-X60(C,U)-C | 12 | 15 | Yes | Yes | 2015-06-02 |  | 0
FALSE | S4BE-060KA | 4508 | 6752384 | NUTONE | JS4BE-060KA | AC | Split System: Air-Cooled Condensing Unit, Coil with Blower | S4BE-060KA |  | C7B(A,H)M060(C,U)-C+TXV | 12 | 15 | Yes | Yes | 2015-06-02 |  | 0
FALSE | S4BE-060KA | 4508 | 6752385 | NUTONE | JS4BE-060KA | AC | Split System: Air-Cooled Condensing Unit, Coil with Blower | S4BE-060KA |  | C7B(A,H)M060(C,U)-C+TXV | 12 | 15 | Yes | Yes | 2015-06-02 |  | 0
FALSE | S4BE-060KA | 4508 | 6752386 | NUTONE | JS4BE-060KA | AC | Split System: Air-Cooled Condensing Unit, Coil with Blower | S4BE-060KA |  | C7B(A,H)M060(C,U)-D+TXV | 12 | 14.5 | Yes | Yes | 2015-06-02 |  | 0
FALSE | S4BE-060KA | 4508 | 6752387 | NUTONE | JS4BE-060KA | AC | Split System: Air-Cooled Condensing Unit, Coil with Blower | S4BE-060KA |  | C7B(A,H)M060(C,U)-D+TXV | 12 | 14.5 | Yes | Yes | 2015-06-02 |  | 0
FALSE | S4BE-060KA | 4508 | 6752388 | NUTONE | JS4BE-060KA | AC | Split System: Air-Cooled Condensing Unit, Coil with Blower | S4BE-060KA |  | C6B(A,H)-X60(C,U)-D | 12 | 14.5 | Yes | Yes | 2015-06-02 |  | 0
FALSE | S4BE-060KA | 4508 | 6752389 | NUTONE | JS4BE-060KA | AC | Split System: Air-Cooled Condensing Unit, Coil with Blower | S4BE-060KA |  | C6B(A,H)-X60(C,U)-D | 12 | 14.5 | Yes | Yes | 2015-06-02 |  | 0
TRUE | S4BF-060KC | 4468 | 6752390 | NUTONE | JS4BF-060KC | AC | Split System: Air-Cooled Condensing Unit, Coil with Blower | S4BF-060KC |  | B6VMAX60K-C | 12.5 | 16 | Yes | Yes | 2015-06-02 |  | 1
FALSE | S4BF-060KC | 4468 | 6752391 | NUTONE | JS4BF-060KC | AC | Split System: Air-Cooled Condensing Unit, Coil with Blower | S4BF-060KC |  | C6B(A,H)-X60(C,U)-C | 13 | 16 | Yes | Yes | 2015-06-02 |  | 2
FALSE | S4BF-060KC | 4468 | 6752392 | NUTONE | JS4BF-060KC | AC | Split System: Air-Cooled Condensing Unit, Coil with Blower | S4BF-060KC |  | C6B(A,H)-X60(C,U)-C | 13 | 16 | Yes | Yes | 2015-06-02 |  | 2
FALSE | S4BF-060KC | 4468 | 6752393 | NUTONE | JS4BF-060KC | AC | Split System: Air-Cooled Condensing Unit, Coil with Blower | S4BF-060KC |  | C6B(A,H)-X60(C,U)-C | 13 | 16 | Yes | Yes | 2015-06-02 |  | 2
FALSE | S4BF-060KC | 4468 | 6752394 | NUTONE | JS4BF-060KC | AC | Split System: Air-Cooled Condensing Unit, Coil with Blower | S4BF-060KC |  | C6B(A,H)-X60(C,U)-C | 13 | 16 | Yes | Yes | 2015-06-02 |  | 2
FALSE | S4BF-060KC | 4468 | 6752395 | NUTONE | JS4BF-060KC | AC | Split System: Air-Cooled Condensing Unit, Coil with Blower | S4BF-060KC |  | C6B(A,H)-X60(C,U)-C | 13 | 16 | Yes | Yes | 2015-06-02 |  | 2
FALSE | S4BF-060KC | 4468 | 6752396 | NUTONE | JS4BF-060KC | AC | Split System: Air-Cooled Condensing Unit, Coil with Blower | S4BF-060KC |  | C6B(A,H)-X60(C,U)-C | 12.5 | 16 | Yes | Yes | 2015-06-02 |  | 1
FALSE | S4BF-060KC | 4468 | 6752402 | NUTONE | JS4BF-060KC | AC | Split System: Air-Cooled Condensing Unit, Coil with Blower | S4BF-060KC |  | C6B(A,H)-X60(C,U)-D | 12 | 15 | Yes | Yes | 2015-06-02 |  | 0
FALSE | S4BF-060KC | 4468 | 6752403 | NUTONE | JS4BF-060KC | AC | Split System: Air-Cooled Condensing Unit, Coil with Blower | S4BF-060KC |  | C6B(A,H)-X60(C,U)-D | 12 | 15 | Yes | Yes | 2015-06-02 |  | 0
FALSE | S4BF-060KC | 4468 | 6752404 | NUTONE | JS4BF-060KC | AC | Split System: Air-Cooled Condensing Unit, Coil with Blower | S4BF-060KC |  | C6B(A,H)-X60(C,U)-D | 12 | 15 | Yes | Yes | 2015-06-02 |  | 0
FALSE | S4BF-060KC | 4468 | 6752405 | NUTONE | JS4BF-060KC | AC | Split System: Air-Cooled Condensing Unit, Coil with Blower | S4BF-060KC |  | C6B(A,H)-X60(C,U)-D | 12 | 15 | Yes | Yes | 2015-06-02 |  | 0
FALSE | S4BF-060KC | 4468 | 6752406 | NUTONE | JS4BF-060KC | AC | Split System: Air-Cooled Condensing Unit, Coil with Blower | S4BF-060KC |  | C6B(A,H)-X60(C,U)-D | 12 | 15 | Yes | Yes | 2015-06-02 |  | 0
FALSE | S4BF-060KC | 4468 | 6752412 | NUTONE | JS4BF-060KC | AC | Split System: Air-Cooled Condensing Unit, Coil with Blower | S4BF-060KC |  | C6B(A,H)-X60(C,U)-C | 13 | 16 | Yes | Yes | 2015-06-02 |  | 2
FALSE | S4BF-060KC | 4468 | 6752413 | NUTONE | JS4BF-060KC | AC | Split System: Air-Cooled Condensing Unit, Coil with Blower | S4BF-060KC |  | C6B(A,H)-X60(C,U)-C | 13 | 16 | Yes | Yes | 2015-06-02 |  | 2
FALSE | S4BF-060KC | 4468 | 6752414 | NUTONE | JS4BF-060KC | AC | Split System: Air-Cooled Condensing Unit, Coil with Blower | S4BF-060KC |  | C6B(A,H)-X60(C,U)-C | 13 | 16 | Yes | Yes | 2015-06-02 |  | 2
FALSE | S4BF-060KC | 4468 | 6752415 | NUTONE | JS4BF-060KC | AC | Split System: Air-Cooled Condensing Unit, Coil with Blower | S4BF-060KC |  | C6B(A,H)-X60(C,U)-C | 13 | 16 | Yes | Yes | 2015-06-02 |  | 2
FALSE | S4BE-060KA | 4508 | 6752486 | PHILCO | JS4BE-060KA | AC | Split System: Air-Cooled Condensing Unit, Coil with Blower | S4BE-060KA |  | C7B(A,H)M060(C,U)-C+TXV | 12 | 15 | Yes | Yes | 2015-06-02 |  | 0
FALSE | S4BE-060KA | 4508 | 6752487 | PHILCO | JS4BE-060KA | AC | Split System: Air-Cooled Condensing Unit, Coil with Blower | S4BE-060KA |  | C7B(A,H)M060(C,U)-C+TXV | 12 | 15 | Yes | Yes | 2015-06-02 |  | 0
FALSE | S4BE-060KA | 4508 | 6752488 | PHILCO | JS4BE-060KA | AC | Split System: Air-Cooled Condensing Unit, Coil with Blower | S4BE-060KA |  | C7B(A,H)M060(C,U)-D+TXV | 12 | 14.5 | Yes | Yes | 2015-06-02 |  | 0
FALSE | S4BE-060KA | 4508 | 6752489 | PHILCO | JS4BE-060KA | AC | Split System: Air-Cooled Condensing Unit, Coil with Blower | S4BE-060KA |  | C7B(A,H)M060(C,U)-D+TXV | 12 | 14.5 | Yes | Yes | 2015-06-02 |  | 0
FALSE | S4BE-060KA | 4508 | 6752490 | PHILCO | JS4BE-060KA | AC | Split System: Air-Cooled Condensing Unit, Coil with Blower | S4BE-060KA |  | C6B(A,H)-X60(C,U)-D | 12 | 14.5 | Yes | Yes | 2015-06-02 |  | 0
FALSE | S4BE-060KA | 4508 | 6752491 | PHILCO | JS4BE-060KA | AC | Split System: Air-Cooled Condensing Unit, Coil with Blower | S4BE-060KA |  | C6B(A,H)-X60(C,U)-D | 12 | 14.5 | Yes | Yes | 2015-06-02 |  | 0
TRUE | S4BF-060KC | 4468 | 6752492 | PHILCO | JS4BF-060KC | AC | Split System: Air-Cooled Condensing Unit, Coil with Blower | S4BF-060KC |  | B6VMAX60K-C | 12.5 | 16 | Yes | Yes | 2015-06-02 |  | 1
FALSE | S4BF-060KC | 4468 | 6752493 | PHILCO | JS4BF-060KC | AC | Split System: Air-Cooled Condensing Unit, Coil with Blower | S4BF-060KC |  | C6B(A,H)-X60(C,U)-C | 13 | 16 | Yes | Yes | 2015-06-02 |  | 2
FALSE | S4BF-060KC | 4468 | 6752494 | PHILCO | JS4BF-060KC | AC | Split System: Air-Cooled Condensing Unit, Coil with Blower | S4BF-060KC |  | C6B(A,H)-X60(C,U)-C | 13 | 16 | Yes | Yes | 2015-06-02 |  | 2
FALSE | S4BF-060KC | 4468 | 6752495 | PHILCO | JS4BF-060KC | AC | Split System: Air-Cooled Condensing Unit, Coil with Blower | S4BF-060KC |  | C6B(A,H)-X60(C,U)-C | 13 | 16 | Yes | Yes | 2015-06-02 |  | 2
FALSE | S4BF-060KC | 4468 | 6752496 | PHILCO | JS4BF-060KC | AC | Split System: Air-Cooled Condensing Unit, Coil with Blower | S4BF-060KC |  | C6B(A,H)-X60(C,U)-C | 13 | 16 | Yes | Yes | 2015-06-02 |  | 2
FALSE | S4BF-060KC | 4468 | 6752497 | PHILCO | JS4BF-060KC | AC | Split System: Air-Cooled Condensing Unit, Coil with Blower | S4BF-060KC |  | C6B(A,H)-X60(C,U)-C | 13 | 16 | Yes | Yes | 2015-06-02 |  | 2
FALSE | S4BF-060KC | 4468 | 6752498 | PHILCO | JS4BF-060KC | AC | Split System: Air-Cooled Condensing Unit, Coil with Blower | S4BF-060KC |  | C6B(A,H)-X60(C,U)-C | 12.5 | 16 | Yes | Yes | 2015-06-02 |  | 1
FALSE | S4BF-060KC | 4468 | 6752504 | PHILCO | JS4BF-060KC | AC | Split System: Air-Cooled Condensing Unit, Coil with Blower | S4BF-060KC |  | C6B(A,H)-X60(C,U)-D | 12 | 15 | Yes | Yes | 2015-06-02 |  | 0
FALSE | S4BF-060KC | 4468 | 6752505 | PHILCO | JS4BF-060KC | AC | Split System: Air-Cooled Condensing Unit, Coil with Blower | S4BF-060KC |  | C6B(A,H)-X60(C,U)-D | 12 | 15 | Yes | Yes | 2015-06-02 |  | 0
FALSE | S4BF-060KC | 4468 | 6752506 | PHILCO | JS4BF-060KC | AC | Split System: Air-Cooled Condensing Unit, Coil with Blower | S4BF-060KC |  | C6B(A,H)-X60(C,U)-D | 12 | 15 | Yes | Yes | 2015-06-02 |  | 0
FALSE | S4BF-060KC | 4468 | 6752507 | PHILCO | JS4BF-060KC | AC | Split System: Air-Cooled Condensing Unit, Coil with Blower | S4BF-060KC |  | C6B(A,H)-X60(C,U)-D | 12 | 15 | Yes | Yes | 2015-06-02 |  | 0
FALSE | S4BF-060KC | 4468 | 6752508 | PHILCO | JS4BF-060KC | AC | Split System: Air-Cooled Condensing Unit, Coil with Blower | S4BF-060KC |  | C6B(A,H)-X60(C,U)-D | 12 | 15 | Yes | Yes | 2015-06-02 |  | 0
FALSE | S4BF-060KC | 4468 | 6752514 | PHILCO | JS4BF-060KC | AC | Split System: Air-Cooled Condensing Unit, Coil with Blower | S4BF-060KC |  | C6B(A,H)-X60(C,U)-C | 13 | 16 | Yes | Yes | 2015-06-02 |  | 2
FALSE | S6QF-048K | 4466 | 6752444 | NUTONE | JS6BF-048K | AC | Split System: Air-Cooled Condensing Unit, Coil with Blower | S6BF-048K |  | C7B(A,H)M048(C,U)-C+TXV | 13 | 16 | Yes | Yes | 2015-06-02 |  | 2
FALSE | S6QF-048K | 4466 | 6752445 | NUTONE | JS6BF-048K | AC | Split System: Air-Cooled Condensing Unit, Coil with Blower | S6BF-048K |  | C7B(A,H)M048(C,U)-D+TXV | 13 | 16 | Yes | Yes | 2015-06-02 |  | 2
FALSE | S6QF-048K | 4466 | 6752446 | NUTONE | JS6BF-048K | AC | Split System: Air-Cooled Condensing Unit, Coil with Blower | S6BF-048K |  | C7B(A,H)M048(C,U)-D+TXV | 13 | 16 | Yes | Yes | 2015-06-02 |  | 2
FALSE | S6QF-048K | 4466 | 6752447 | NUTONE | JS6BF-048K | AC | Split System: Air-Cooled Condensing Unit, Coil with Blower | S6BF-048K |  | C7B(A,H)M048(C,U)-D+TXV | 13 | 16 | Yes | Yes | 2015-06-02 |  | 2
FALSE | S6QF-042K | 4506 | 6752448 | NUTONE | JS6BF-042K | AC | Split System: Air-Cooled Condensing Unit, Coil with Blower | S6BF-042K |  | C7B(A,H)M03642(C,U)-B+TXV | 12.5 | 15.5 | Yes | Yes | 2015-06-02 |  | 1
FALSE | S6QF-042K | 4506 | 6752449 | NUTONE | JS6BF-042K | AC | Split System: Air-Cooled Condensing Unit, Coil with Blower | S6BF-042K |  | C7B(A,H)M03642(C,U)-B+TXV | 12.5 | 15.5 | Yes | Yes | 2015-06-02 |  | 1
FALSE | S6QF-042K | 4506 | 6752450 | NUTONE | JS6BF-042K | AC | Split System: Air-Cooled Condensing Unit, Coil with Blower | S6BF-042K |  | C7B(A,H)M03648(C,U)-C+TXV | 13 | 16 | Yes | Yes | 2015-06-02 |  | 2
FALSE | S6QF-042K | 4506 | 6752451 | NUTONE | JS6BF-042K | AC | Split System: Air-Cooled Condensing Unit, Coil with Blower | S6BF-042K |  | C7B(A,H)M03648(C,U)-C+TXV | 13 | 16 | Yes | Yes | 2015-06-02 |  | 2
FALSE | S6QF-048K | 4466 | 6752452 | NUTONE | JS6BF-048K | AC | Split System: Air-Cooled Condensing Unit, Coil with Blower | S6BF-048K |  | C7B(A,H)M048(C,U)-C+TXV | 13 | 16 | Yes | Yes | 2015-06-02 |  | 2
FALSE | S6QF-048K | 4466 | 6752453 | NUTONE | JS6BF-048K | AC | Split System: Air-Cooled Condensing Unit, Coil with Blower | S6BF-048K |  | C7B(A,H)M048(C,U)-C+TXV | 13 | 16 | Yes | Yes | 2015-06-02 |  | 2
FALSE | S6QF-048K | 4466 | 6752454 | NUTONE | JS6BF-048K | AC | Split System: Air-Cooled Condensing Unit, Coil with Blower | S6BF-048K |  | C7B(A,H)M048(C,U)-D+TXV | 13 | 16 | Yes | Yes | 2015-06-02 |  | 2
FALSE | S6QF-048K | 4466 | 6752455 | NUTONE | JS6BF-048K | AC | Split System: Air-Cooled Condensing Unit, Coil with Blower | S6BF-048K |  | C7B(A,H)M048(C,U)-D+TXV | 13 | 16 | Yes | Yes | 2015-06-02 |  | 2
FALSE | S4BE-060KA | 4508 | 6752468 | PHILCO | JS4BE-060KA | AC | Split System: Air-Cooled Condensing Unit, Coil with Blower | S4BE-060KA |  | C6B(A,H)-X60(C,U)-C | 12 | 15 | Yes | Yes | 2015-06-02 |  | 0
FALSE | S4BE-060KA | 4508 | 6752469 | PHILCO | JS4BE-060KA | AC | Split System: Air-Cooled Condensing Unit, Coil with Blower | S4BE-060KA |  | C6B(A,H)-X60(C,U)-C | 12 | 15 | Yes | Yes | 2015-06-02 |  | 0
FALSE | S4BE-060KA | 4508 | 6752470 | PHILCO | JS4BE-060KA | AC | Split System: Air-Cooled Condensing Unit, Coil with Blower | S4BE-060KA |  | C6B(A,H)-X60(C,U)-C | 12 | 15 | Yes | Yes | 2015-06-02 |  | 0
FALSE | S4BE-060KA | 4508 | 6752471 | PHILCO | JS4BE-060KA | AC | Split System: Air-Cooled Condensing Unit, Coil with Blower | S4BE-060KA |  | C7B(A,H)M060(C,U)-C+TXV | 12 | 15 | Yes | Yes | 2015-06-02 |  | 0
FALSE | S4BE-060KA | 4508 | 6752472 | PHILCO | JS4BE-060KA | AC | Split System: Air-Cooled Condensing Unit, Coil with Blower | S4BE-060KA |  | C7B(A,H)M060(C,U)-C+TXV | 12 | 15 | Yes | Yes | 2015-06-02 |  | 0
FALSE | S4BE-060KA | 4508 | 6752473 | PHILCO | JS4BE-060KA | AC | Split System: Air-Cooled Condensing Unit, Coil with Blower | S4BE-060KA |  | C7B(A,H)M060(C,U)-C+TXV | 12 | 15 | Yes | Yes | 2015-06-02 |  | 0
FALSE | S4BE-060KA | 4508 | 6752474 | PHILCO | JS4BE-060KA | AC | Split System: Air-Cooled Condensing Unit, Coil with Blower | S4BE-060KA |  | C7B(A,H)M060(C,U)-D+TXV | 12 | 14.5 | Yes | Yes | 2015-06-02 |  | 0
FALSE | S4BE-060KA | 4508 | 6752475 | PHILCO | JS4BE-060KA | AC | Split System: Air-Cooled Condensing Unit, Coil with Blower | S4BE-060KA |  | C7B(A,H)M060(C,U)-D+TXV | 12 | 14.5 | Yes | Yes | 2015-06-02 |  | 0
FALSE | S4BE-060KA | 4508 | 6752476 | PHILCO | JS4BE-060KA | AC | Split System: Air-Cooled Condensing Unit, Coil with Blower | S4BE-060KA |  | C7B(A,H)M060(C,U)-D+TXV | 12 | 14.5 | Yes | Yes | 2015-06-02 |  | 0
FALSE | S4BE-060KA | 4508 | 6752477 | PHILCO | JS4BE-060KA | AC | Split System: Air-Cooled Condensing Unit, Coil with Blower | S4BE-060KA |  | C6B(A,H)-X60(C,U)-C | 12 | 15 | Yes | Yes | 2015-06-02 |  | 0
FALSE | S4BE-060KA | 4508 | 6752478 | PHILCO | JS4BE-060KA | AC | Split System: Air-Cooled Condensing Unit, Coil with Blower | S4BE-060KA |  | C6B(A,H)-X60(C,U)-D | 12 | 14.5 | Yes | Yes | 2015-06-02 |  | 0
FALSE | S4BE-060KA | 4508 | 6752479 | PHILCO | JS4BE-060KA | AC | Split System: Air-Cooled Condensing Unit, Coil with Blower | S4BE-060KA |  | C6B(A,H)-X60(C,U)-D | 12 | 14.5 | Yes | Yes | 2015-06-02 |  | 0
FALSE | S4BE-060KA | 4508 | 6752480 | PHILCO | JS4BE-060KA | AC | Split System: Air-Cooled Condensing Unit, Coil with Blower | S4BE-060KA |  | C6B(A,H)-X60(C,U)-D | 12 | 14.5 | Yes | Yes | 2015-06-02 |  | 0
FALSE | S4BE-060KA | 4508 | 6752481 | PHILCO | JS4BE-060KA | AC | Split System: Air-Cooled Condensing Unit, Coil with Blower | S4BE-060KA |  | C7B(A,H)M060(C,U)-C+TXV | 12 | 15 | Yes | Yes | 2015-06-02 |  | 0
FALSE | S4BE-060KA | 4508 | 6752484 | PHILCO | JS4BE-060KA | AC | Split System: Air-Cooled Condensing Unit, Coil with Blower | S4BE-060KA |  | C6B(A,H)-X60(C,U)-C | 12 | 15 | Yes | Yes | 2015-06-02 |  | 0
FALSE | S4BE-060KA | 4508 | 6752485 | PHILCO | JS4BE-060KA | AC | Split System: Air-Cooled Condensing Unit, Coil with Blower | S4BE-060KA |  | C6B(A,H)-X60(C,U)-C | 12 | 15 | Yes | Yes | 2015-06-02 |  | 0
FALSE | S4BF-060KC | 4468 | 6752515 | PHILCO | JS4BF-060KC | AC | Split System: Air-Cooled Condensing Unit, Coil with Blower | S4BF-060KC |  | C6B(A,H)-X60(C,U)-C | 13 | 16 | Yes | Yes | 2015-06-02 |  | 2
FALSE | S4BF-060KC | 4468 | 6752516 | PHILCO | JS4BF-060KC | AC | Split System: Air-Cooled Condensing Unit, Coil with Blower | S4BF-060KC |  | C6B(A,H)-X60(C,U)-C | 13 | 16 | Yes | Yes | 2015-06-02 |  | 2
FALSE | S4BF-060KC | 4468 | 6752517 | PHILCO | JS4BF-060KC | AC | Split System: Air-Cooled Condensing Unit, Coil with Blower | S4BF-060KC |  | C6B(A,H)-X60(C,U)-C | 13 | 16 | Yes | Yes | 2015-06-02 |  | 2
FALSE | S4BF-060KC | 4468 | 6752522 | PHILCO | JS4BF-060KC | AC | Split System: Air-Cooled Condensing Unit, Coil with Blower | S4BF-060KC |  | C6B(A,H)-X60(C,U)-D | 12 | 15 | Yes | Yes | 2015-06-02 |  | 0
FALSE | S4BF-060KC | 4468 | 6752523 | PHILCO | JS4BF-060KC | AC | Split System: Air-Cooled Condensing Unit, Coil with Blower | S4BF-060KC |  | C6B(A,H)-X60(C,U)-D | 12 | 15 | Yes | Yes | 2015-06-02 |  | 0
FALSE | S4BF-060KC | 4468 | 6752524 | PHILCO | JS4BF-060KC | AC | Split System: Air-Cooled Condensing Unit, Coil with Blower | S4BF-060KC |  | C6B(A,H)-X60(C,U)-D | 12 | 15 | Yes | Yes | 2015-06-02 |  | 0
FALSE | S4BF-060KC | 4468 | 6752525 | PHILCO | JS4BF-060KC | AC | Split System: Air-Cooled Condensing Unit, Coil with Blower | S4BF-060KC |  | C6B(A,H)-X60(C,U)-D | 12 | 15 | Yes | Yes | 2015-06-02 |  | 0
FALSE | S6QF-042K | 4506 | 6752531 | PHILCO | JS6BF-042K | AC | Split System: Air-Cooled Condensing Unit, Coil with Blower | S6BF-042K |  | B6EMMX48K-C | 13 | 16 | Yes | Yes | 2015-06-02 |  | 2
FALSE | S6QF-042K | 4506 | 6752532 | PHILCO | JS6BF-042K | AC | Split System: Air-Cooled Condensing Unit, Coil with Blower | S6BF-042K |  | B6VMAX48K-C | 13 | 16 | Yes | Yes | 2015-06-02 |  | 2
FALSE | S6QF-048K | 4466 | 6752533 | PHILCO | JS6BF-048K | AC | Split System: Air-Cooled Condensing Unit, Coil Alone | S6BF-048K |  | C7B(A,H)M048(C,U)-C+TXV | 12 | 14.5 | Yes | Yes | 2015-06-02 |  | 0
FALSE | S6QF-048K | 4466 | 6752534 | PHILCO | JS6BF-048K | AC | Split System: Air-Cooled Condensing Unit, Coil with Blower | S6BF-048K |  | B6EMMX48K-C | 13 | 16 | Yes | Yes | 2015-06-02 |  | 2
FALSE | S6QF-048K | 4466 | 6752535 | PHILCO | JS6BF-048K | AC | Split System: Air-Cooled Condensing Unit, Coil with Blower | S6BF-048K |  | B6VMAX48K-C | 13 | 16 | Yes | Yes | 2015-06-02 |  | 2
FALSE | S6QF-042K | 4506 | 6752536 | PHILCO | JS6BF-042K | AC | Split System: Air-Cooled Condensing Unit, Coil with Blower | S6BF-042K |  | C7B(A,H)M03642(C,U)-B+TXV | 12.5 | 15.5 | Yes | Yes | 2015-06-02 |  | 1
FALSE | S6QF-042K | 4506 | 6752537 | PHILCO | JS6BF-042K | AC | Split System: Air-Cooled Condensing Unit, Coil with Blower | S6BF-042K |  | C7B(A,H)M03642(C,U)-B+TXV | 12.5 | 15.5 | Yes | Yes | 2015-06-02 |  | 1
FALSE | S6QF-042K | 4506 | 6752538 | PHILCO | JS6BF-042K | AC | Split System: Air-Cooled Condensing Unit, Coil with Blower | S6BF-042K |  | C7B(A,H)M03642(C,U)-B+TXV | 12.5 | 15.5 | Yes | Yes | 2015-06-02 |  | 1
FALSE | S6QF-042K | 4506 | 6752539 | PHILCO | JS6BF-042K | AC | Split System: Air-Cooled Condensing Unit, Coil with Blower | S6BF-042K |  | C7B(A,H)M03648(C,U)-C+TXV | 13 | 16 | Yes | Yes | 2015-06-02 |  | 2
FALSE | S6QF-042K | 4506 | 6752540 | PHILCO | JS6BF-042K | AC | Split System: Air-Cooled Condensing Unit, Coil with Blower | S6BF-042K |  | C7B(A,H)M03648(C,U)-C+TXV | 13 | 16 | Yes | Yes | 2015-06-02 |  | 2
FALSE | S6QF-042K | 4506 | 6752541 | PHILCO | JS6BF-042K | AC | Split System: Air-Cooled Condensing Unit, Coil with Blower | S6BF-042K |  | C7B(A,H)M03648(C,U)-C+TXV | 13 | 16 | Yes | Yes | 2015-06-02 |  | 2
FALSE | S6QF-042K | 4506 | 6752542 | PHILCO | JS6BF-042K | AC | Split System: Air-Cooled Condensing Unit, Coil with Blower | S6BF-042K |  | C7B(A,H)M048(C,U)-C+TXV | 13 | 16 | Yes | Yes | 2015-06-02 |  | 2
FALSE | S6QF-048K | 4466 | 6752543 | PHILCO | JS6BF-048K | AC | Split System: Air-Cooled Condensing Unit, Coil with Blower | S6BF-048K |  | C7B(A,H)M048(C,U)-C+TXV | 13 | 16 | Yes | Yes | 2015-06-02 |  | 2
FALSE | S6QF-048K | 4466 | 6752544 | PHILCO | JS6BF-048K | AC | Split System: Air-Cooled Condensing Unit, Coil with Blower | S6BF-048K |  | C7B(A,H)M048(C,U)-C+TXV | 13 | 16 | Yes | Yes | 2015-06-02 |  | 2
FALSE | S6QF-048K | 4466 | 6752545 | PHILCO | JS6BF-048K | AC | Split System: Air-Cooled Condensing Unit, Coil with Blower | S6BF-048K |  | C7B(A,H)M048(C,U)-C+TXV | 13 | 16 | Yes | Yes | 2015-06-02 |  | 2
FALSE | S6QF-048K | 4466 | 6752546 | PHILCO | JS6BF-048K | AC | Split System: Air-Cooled Condensing Unit, Coil with Blower | S6BF-048K |  | C7B(A,H)M048(C,U)-C+TXV | 13 | 16 | Yes | Yes | 2015-06-02 |  | 2
FALSE | S6QF-048K | 4466 | 6752547 | PHILCO | JS6BF-048K | AC | Split System: Air-Cooled Condensing Unit, Coil with Blower | S6BF-048K |  | C7B(A,H)M048(C,U)-D+TXV | 13 | 16 | Yes | Yes | 2015-06-02 |  | 2
FALSE | S6QF-048K | 4466 | 6752548 | PHILCO | JS6BF-048K | AC | Split System: Air-Cooled Condensing Unit, Coil with Blower | S6BF-048K |  | C7B(A,H)M048(C,U)-D+TXV | 13 | 16 | Yes | Yes | 2015-06-02 |  | 2
FALSE | S6QF-048K | 4466 | 6752549 | PHILCO | JS6BF-048K | AC | Split System: Air-Cooled Condensing Unit, Coil with Blower | S6BF-048K |  | C7B(A,H)M048(C,U)-D+TXV | 13 | 16 | Yes | Yes | 2015-06-02 |  | 2
FALSE | S6QF-042K | 4506 | 6752550 | PHILCO | JS6BF-042K | AC | Split System: Air-Cooled Condensing Unit, Coil with Blower | S6BF-042K |  | C7B(A,H)M03642(C,U)-B+TXV | 12.5 | 15.5 | Yes | Yes | 2015-06-02 |  | 1
FALSE | S6QF-042K | 4506 | 6752551 | PHILCO | JS6BF-042K | AC | Split System: Air-Cooled Condensing Unit, Coil with Blower | S6BF-042K |  | C7B(A,H)M03642(C,U)-B+TXV | 12.5 | 15.5 | Yes | Yes | 2015-06-02 |  | 1
FALSE | S4BE-060KA | 4508 | 6758000 | MILLER | DS4BE-060KA | AC | Split System: Air-Cooled Condensing Unit, Coil with Blower | S4BE-060KA |  | C6B(A,H)-X60(C,U)-D | 12 | 14.5 | Yes | Yes | 2015-06-02 |  | 0
FALSE | S4BE-060KA | 4508 | 6758001 | MILLER | DS4BE-060KA | AC | Split System: Air-Cooled Condensing Unit, Coil with Blower | S4BE-060KA |  | C7B(A,H)M060(C,U)-C+TXV | 12 | 15 | Yes | Yes | 2015-06-02 |  | 0
TRUE | S4BF-060KC | 4468 | 6758002 | BROAN | DS4BF-060KC | AC | Split System: Air-Cooled Condensing Unit, Coil with Blower | S4BF-060KC |  | B6VMAX60K-C | 12.5 | 16 | Yes | Yes | 2015-06-02 |  | 1
FALSE | S4BF-060KC | 4468 | 6758003 | BROAN | DS4BF-060KC | AC | Split System: Air-Cooled Condensing Unit, Coil with Blower | S4BF-060KC |  | C6B(A,H)-X60(C,U)-C | 13 | 16 | Yes | Yes | 2015-06-02 |  | 2
FALSE | S4BF-060KC | 4468 | 6758004 | BROAN | DS4BF-060KC | AC | Split System: Air-Cooled Condensing Unit, Coil with Blower | S4BF-060KC |  | C6B(A,H)-X60(C,U)-C | 13 | 16 | Yes | Yes | 2015-06-02 |  | 2
FALSE | S4BF-060KC | 4468 | 6758005 | BROAN | DS4BF-060KC | AC | Split System: Air-Cooled Condensing Unit, Coil with Blower | S4BF-060KC |  | C6B(A,H)-X60(C,U)-C | 13 | 16 | Yes | Yes | 2015-06-02 |  | 2
FALSE | S4BF-060KC | 4468 | 6758006 | BROAN | DS4BF-060KC | AC | Split System: Air-Cooled Condensing Unit, Coil with Blower | S4BF-060KC |  | C6B(A,H)-X60(C,U)-C | 13 | 16 | Yes | Yes | 2015-06-02 |  | 2
FALSE | S4BF-060KC | 4468 | 6758007 | BROAN | DS4BF-060KC | AC | Split System: Air-Cooled Condensing Unit, Coil with Blower | S4BF-060KC |  | C6B(A,H)-X60(C,U)-C | 13 | 16 | Yes | Yes | 2015-06-02 |  | 2
FALSE | S4BF-060KC | 4468 | 6758008 | BROAN | DS4BF-060KC | AC | Split System: Air-Cooled Condensing Unit, Coil with Blower | S4BF-060KC |  | C6B(A,H)-X60(C,U)-C | 12.5 | 16 | Yes | Yes | 2015-06-02 |  | 1
FALSE | S4BF-060KC | 4468 | 6758014 | BROAN | DS4BF-060KC | AC | Split System: Air-Cooled Condensing Unit, Coil with Blower | S4BF-060KC |  | C6B(A,H)-X60(C,U)-D | 12 | 15 | Yes | Yes | 2015-06-02 |  | 0
FALSE | S4BF-060KC | 4468 | 6758015 | BROAN | DS4BF-060KC | AC | Split System: Air-Cooled Condensing Unit, Coil with Blower | S4BF-060KC |  | C6B(A,H)-X60(C,U)-D | 12 | 15 | Yes | Yes | 2015-06-02 |  | 0
FALSE | S4BF-060KC | 4468 | 6758016 | BROAN | DS4BF-060KC | AC | Split System: Air-Cooled Condensing Unit, Coil with Blower | S4BF-060KC |  | C6B(A,H)-X60(C,U)-D | 12 | 15 | Yes | Yes | 2015-06-02 |  | 0
FALSE | S4BF-060KC | 4468 | 6758017 | BROAN | DS4BF-060KC | AC | Split System: Air-Cooled Condensing Unit, Coil with Blower | S4BF-060KC |  | C6B(A,H)-X60(C,U)-D | 12 | 15 | Yes | Yes | 2015-06-02 |  | 0
FALSE | S4BF-060KC | 4468 | 6758018 | BROAN | DS4BF-060KC | AC | Split System: Air-Cooled Condensing Unit, Coil with Blower | S4BF-060KC |  | C6B(A,H)-X60(C,U)-D | 12 | 15 | Yes | Yes | 2015-06-02 |  | 0
TRUE | S4BF-060KC | 4468 | 6758024 | INTERTHERM | DS4BF-060KC | AC | Split System: Air-Cooled Condensing Unit, Coil with Blower | S4BF-060KC |  | B6VMAX60K-C | 12.5 | 16 | Yes | Yes | 2015-06-02 |  | 1
FALSE | S4BF-060KC | 4468 | 6758025 | INTERTHERM | DS4BF-060KC | AC | Split System: Air-Cooled Condensing Unit, Coil with Blower | S4BF-060KC |  | C6B(A,H)-X60(C,U)-C | 13 | 16 | Yes | Yes | 2015-06-02 |  | 2
FALSE | S4BF-060KC | 4468 | 6758026 | INTERTHERM | DS4BF-060KC | AC | Split System: Air-Cooled Condensing Unit, Coil with Blower | S4BF-060KC |  | C6B(A,H)-X60(C,U)-C | 13 | 16 | Yes | Yes | 2015-06-02 |  | 2
FALSE | S4BF-060KC | 4468 | 6758027 | INTERTHERM | DS4BF-060KC | AC | Split System: Air-Cooled Condensing Unit, Coil with Blower | S4BF-060KC |  | C6B(A,H)-X60(C,U)-C | 13 | 16 | Yes | Yes | 2015-06-02 |  | 2
FALSE | S4BF-060KC | 4468 | 6758028 | INTERTHERM | DS4BF-060KC | AC | Split System: Air-Cooled Condensing Unit, Coil with Blower | S4BF-060KC |  | C6B(A,H)-X60(C,U)-C | 13 | 16 | Yes | Yes | 2015-06-02 |  | 2
FALSE | S4BE-060KA | 4508 | 6757949 | BROAN | DS4BE-060KA | AC | Split System: Air-Cooled Condensing Unit, Coil with Blower | S4BE-060KA |  | C7B(A,H)M060(C,U)-C+TXV | 12 | 15 | Yes | Yes | 2015-06-02 |  | 0
FALSE | S4BE-060KA | 4508 | 6757962 | INTERTHERM | DS4BE-060KA | AC | Split System: Air-Cooled Condensing Unit, Coil with Blower | S4BE-060KA |  | C6B(A,H)-X60(C,U)-C | 12 | 15 | Yes | Yes | 2015-06-02 |  | 0
FALSE | S4BE-060KA | 4508 | 6757963 | INTERTHERM | DS4BE-060KA | AC | Split System: Air-Cooled Condensing Unit, Coil with Blower | S4BE-060KA |  | C6B(A,H)-X60(C,U)-C | 12 | 15 | Yes | Yes | 2015-06-02 |  | 0
FALSE | S4BE-060KA | 4508 | 6757964 | INTERTHERM | DS4BE-060KA | AC | Split System: Air-Cooled Condensing Unit, Coil with Blower | S4BE-060KA |  | C6B(A,H)-X60(C,U)-C | 12 | 15 | Yes | Yes | 2015-06-02 |  | 0
FALSE | S4BE-060KA | 4508 | 6757965 | INTERTHERM | DS4BE-060KA | AC | Split System: Air-Cooled Condensing Unit, Coil with Blower | S4BE-060KA |  | C7B(A,H)M060(C,U)-C+TXV | 12 | 15 | Yes | Yes | 2015-06-02 |  | 0
FALSE | S4BE-060KA | 4508 | 6757966 | INTERTHERM | DS4BE-060KA | AC | Split System: Air-Cooled Condensing Unit, Coil with Blower | S4BE-060KA |  | C7B(A,H)M060(C,U)-C+TXV | 12 | 15 | Yes | Yes | 2015-06-02 |  | 0
FALSE | S4BE-060KA | 4508 | 6757967 | INTERTHERM | DS4BE-060KA | AC | Split System: Air-Cooled Condensing Unit, Coil with Blower | S4BE-060KA |  | C7B(A,H)M060(C,U)-C+TXV | 12 | 15 | Yes | Yes | 2015-06-02 |  | 0
FALSE | S4BE-060KA | 4508 | 6757968 | INTERTHERM | DS4BE-060KA | AC | Split System: Air-Cooled Condensing Unit, Coil with Blower | S4BE-060KA |  | C7B(A,H)M060(C,U)-D+TXV | 12 | 14.5 | Yes | Yes | 2015-06-02 |  | 0
FALSE | S4BE-060KA | 4508 | 6757969 | INTERTHERM | DS4BE-060KA | AC | Split System: Air-Cooled Condensing Unit, Coil with Blower | S4BE-060KA |  | C7B(A,H)M060(C,U)-D+TXV | 12 | 14.5 | Yes | Yes | 2015-06-02 |  | 0
FALSE | S4BE-060KA | 4508 | 6757970 | INTERTHERM | DS4BE-060KA | AC | Split System: Air-Cooled Condensing Unit, Coil with Blower | S4BE-060KA |  | C7B(A,H)M060(C,U)-D+TXV | 12 | 14.5 | Yes | Yes | 2015-06-02 |  | 0
FALSE | S4BE-060KA | 4508 | 6757971 | INTERTHERM | DS4BE-060KA | AC | Split System: Air-Cooled Condensing Unit, Coil with Blower | S4BE-060KA |  | C6B(A,H)-X60(C,U)-C | 12 | 15 | Yes | Yes | 2015-06-02 |  | 0
FALSE | S4BE-060KA | 4508 | 6757972 | INTERTHERM | DS4BE-060KA | AC | Split System: Air-Cooled Condensing Unit, Coil with Blower | S4BE-060KA |  | C6B(A,H)-X60(C,U)-D | 12 | 14.5 | Yes | Yes | 2015-06-02 |  | 0
FALSE | S4BE-060KA | 4508 | 6757973 | INTERTHERM | DS4BE-060KA | AC | Split System: Air-Cooled Condensing Unit, Coil with Blower | S4BE-060KA |  | C6B(A,H)-X60(C,U)-D | 12 | 14.5 | Yes | Yes | 2015-06-02 |  | 0
FALSE | S4BE-060KA | 4508 | 6757974 | INTERTHERM | DS4BE-060KA | AC | Split System: Air-Cooled Condensing Unit, Coil with Blower | S4BE-060KA |  | C6B(A,H)-X60(C,U)-D | 12 | 14.5 | Yes | Yes | 2015-06-02 |  | 0
FALSE | S4BE-060KA | 4508 | 6757975 | INTERTHERM | DS4BE-060KA | AC | Split System: Air-Cooled Condensing Unit, Coil with Blower | S4BE-060KA |  | C7B(A,H)M060(C,U)-C+TXV | 12 | 15 | Yes | Yes | 2015-06-02 |  | 0
FALSE | S4BE-060KA | 4508 | 6757988 | MILLER | DS4BE-060KA | AC | Split System: Air-Cooled Condensing Unit, Coil with Blower | S4BE-060KA |  | C6B(A,H)-X60(C,U)-C | 12 | 15 | Yes | Yes | 2015-06-02 |  | 0
FALSE | S4BE-060KA | 4508 | 6757989 | MILLER | DS4BE-060KA | AC | Split System: Air-Cooled Condensing Unit, Coil with Blower | S4BE-060KA |  | C6B(A,H)-X60(C,U)-C | 12 | 15 | Yes | Yes | 2015-06-02 |  | 0
FALSE | S4BE-060KA | 4508 | 6757990 | MILLER | DS4BE-060KA | AC | Split System: Air-Cooled Condensing Unit, Coil with Blower | S4BE-060KA |  | C6B(A,H)-X60(C,U)-C | 12 | 15 | Yes | Yes | 2015-06-02 |  | 0
FALSE | S4BE-060KA | 4508 | 6757991 | MILLER | DS4BE-060KA | AC | Split System: Air-Cooled Condensing Unit, Coil with Blower | S4BE-060KA |  | C7B(A,H)M060(C,U)-C+TXV | 12 | 15 | Yes | Yes | 2015-06-02 |  | 0
FALSE | S4BE-060KA | 4508 | 6757992 | MILLER | DS4BE-060KA | AC | Split System: Air-Cooled Condensing Unit, Coil with Blower | S4BE-060KA |  | C7B(A,H)M060(C,U)-C+TXV | 12 | 15 | Yes | Yes | 2015-06-02 |  | 0
FALSE | S4BE-060KA | 4508 | 6757993 | MILLER | DS4BE-060KA | AC | Split System: Air-Cooled Condensing Unit, Coil with Blower | S4BE-060KA |  | C7B(A,H)M060(C,U)-C+TXV | 12 | 15 | Yes | Yes | 2015-06-02 |  | 0
FALSE | S4BE-060KA | 4508 | 6757994 | MILLER | DS4BE-060KA | AC | Split System: Air-Cooled Condensing Unit, Coil with Blower | S4BE-060KA |  | C7B(A,H)M060(C,U)-D+TXV | 12 | 14.5 | Yes | Yes | 2015-06-02 |  | 0
FALSE | S4BE-060KA | 4508 | 6757995 | MILLER | DS4BE-060KA | AC | Split System: Air-Cooled Condensing Unit, Coil with Blower | S4BE-060KA |  | C7B(A,H)M060(C,U)-D+TXV | 12 | 14.5 | Yes | Yes | 2015-06-02 |  | 0
FALSE | S4BE-060KA | 4508 | 6757996 | MILLER | DS4BE-060KA | AC | Split System: Air-Cooled Condensing Unit, Coil with Blower | S4BE-060KA |  | C7B(A,H)M060(C,U)-D+TXV | 12 | 14.5 | Yes | Yes | 2015-06-02 |  | 0
FALSE | S4BE-060KA | 4508 | 6757997 | MILLER | DS4BE-060KA | AC | Split System: Air-Cooled Condensing Unit, Coil with Blower | S4BE-060KA |  | C6B(A,H)-X60(C,U)-C | 12 | 15 | Yes | Yes | 2015-06-02 |  | 0
FALSE | S4BE-060KA | 4508 | 6757998 | MILLER | DS4BE-060KA | AC | Split System: Air-Cooled Condensing Unit, Coil with Blower | S4BE-060KA |  | C6B(A,H)-X60(C,U)-D | 12 | 14.5 | Yes | Yes | 2015-06-02 |  | 0
FALSE | S4BE-060KA | 4508 | 6757999 | MILLER | DS4BE-060KA | AC | Split System: Air-Cooled Condensing Unit, Coil with Blower | S4BE-060KA |  | C6B(A,H)-X60(C,U)-D | 12 | 14.5 | Yes | Yes | 2015-06-02 |  | 0
FALSE | S4BF-060KC | 4468 | 6758029 | INTERTHERM | DS4BF-060KC | AC | Split System: Air-Cooled Condensing Unit, Coil with Blower | S4BF-060KC |  | C6B(A,H)-X60(C,U)-C | 13 | 16 | Yes | Yes | 2015-06-02 |  | 2
FALSE | S4BF-060KC | 4468 | 6758030 | INTERTHERM | DS4BF-060KC | AC | Split System: Air-Cooled Condensing Unit, Coil with Blower | S4BF-060KC |  | C6B(A,H)-X60(C,U)-C | 12.5 | 16 | Yes | Yes | 2015-06-02 |  | 1
FALSE | S4BF-060KC | 4468 | 6758036 | INTERTHERM | DS4BF-060KC | AC | Split System: Air-Cooled Condensing Unit, Coil with Blower | S4BF-060KC |  | C6B(A,H)-X60(C,U)-D | 12 | 15 | Yes | Yes | 2015-06-02 |  | 0
FALSE | S4BF-060KC | 4468 | 6758037 | INTERTHERM | DS4BF-060KC | AC | Split System: Air-Cooled Condensing Unit, Coil with Blower | S4BF-060KC |  | C6B(A,H)-X60(C,U)-D | 12 | 15 | Yes | Yes | 2015-06-02 |  | 0
FALSE | S4BF-060KC | 4468 | 6758038 | INTERTHERM | DS4BF-060KC | AC | Split System: Air-Cooled Condensing Unit, Coil with Blower | S4BF-060KC |  | C6B(A,H)-X60(C,U)-D | 12 | 15 | Yes | Yes | 2015-06-02 |  | 0
FALSE | S4BF-060KC | 4468 | 6758039 | INTERTHERM | DS4BF-060KC | AC | Split System: Air-Cooled Condensing Unit, Coil with Blower | S4BF-060KC |  | C6B(A,H)-X60(C,U)-D | 12 | 15 | Yes | Yes | 2015-06-02 |  | 0
FALSE | S4BF-060KC | 4468 | 6758040 | INTERTHERM | DS4BF-060KC | AC | Split System: Air-Cooled Condensing Unit, Coil with Blower | S4BF-060KC |  | C6B(A,H)-X60(C,U)-D | 12 | 15 | Yes | Yes | 2015-06-02 |  | 0
TRUE | S4BF-060KC | 4468 | 6758046 | MILLER | DS4BF-060KC | AC | Split System: Air-Cooled Condensing Unit, Coil with Blower | S4BF-060KC |  | B6VMAX60K-C | 12.5 | 16 | Yes | Yes | 2015-06-02 |  | 1
FALSE | S4BF-060KC | 4468 | 6758047 | MILLER | DS4BF-060KC | AC | Split System: Air-Cooled Condensing Unit, Coil with Blower | S4BF-060KC |  | C6B(A,H)-X60(C,U)-C | 13 | 16 | Yes | Yes | 2015-06-02 |  | 2
FALSE | S4BF-060KC | 4468 | 6758048 | MILLER | DS4BF-060KC | AC | Split System: Air-Cooled Condensing Unit, Coil with Blower | S4BF-060KC |  | C6B(A,H)-X60(C,U)-C | 13 | 16 | Yes | Yes | 2015-06-02 |  | 2
FALSE | S4BF-060KC | 4468 | 6758049 | MILLER | DS4BF-060KC | AC | Split System: Air-Cooled Condensing Unit, Coil with Blower | S4BF-060KC |  | C6B(A,H)-X60(C,U)-C | 13 | 16 | Yes | Yes | 2015-06-02 |  | 2
FALSE | S4BF-060KC | 4468 | 6758050 | MILLER | DS4BF-060KC | AC | Split System: Air-Cooled Condensing Unit, Coil with Blower | S4BF-060KC |  | C6B(A,H)-X60(C,U)-C | 13 | 16 | Yes | Yes | 2015-06-02 |  | 2
FALSE | S4BF-060KC | 4468 | 6758051 | MILLER | DS4BF-060KC | AC | Split System: Air-Cooled Condensing Unit, Coil with Blower | S4BF-060KC |  | C6B(A,H)-X60(C,U)-C | 13 | 16 | Yes | Yes | 2015-06-02 |  | 2
FALSE | S4BF-060KC | 4468 | 6758052 | MILLER | DS4BF-060KC | AC | Split System: Air-Cooled Condensing Unit, Coil with Blower | S4BF-060KC |  | C6B(A,H)-X60(C,U)-C | 12.5 | 16 | Yes | Yes | 2015-06-02 |  | 1
FALSE | S4BF-060KC | 4468 | 6758058 | MILLER | DS4BF-060KC | AC | Split System: Air-Cooled Condensing Unit, Coil with Blower | S4BF-060KC |  | C6B(A,H)-X60(C,U)-D | 12 | 15 | Yes | Yes | 2015-06-02 |  | 0
FALSE | S4BF-060KC | 4468 | 6758059 | MILLER | DS4BF-060KC | AC | Split System: Air-Cooled Condensing Unit, Coil with Blower | S4BF-060KC |  | C6B(A,H)-X60(C,U)-D | 12 | 15 | Yes | Yes | 2015-06-02 |  | 0
FALSE | S4BF-060KC | 4468 | 6758060 | MILLER | DS4BF-060KC | AC | Split System: Air-Cooled Condensing Unit, Coil with Blower | S4BF-060KC |  | C6B(A,H)-X60(C,U)-D | 12 | 15 | Yes | Yes | 2015-06-02 |  | 0
FALSE | S4BF-060KC | 4468 | 6758061 | MILLER | DS4BF-060KC | AC | Split System: Air-Cooled Condensing Unit, Coil with Blower | S4BF-060KC |  | C6B(A,H)-X60(C,U)-D | 12 | 15 | Yes | Yes | 2015-06-02 |  | 0
FALSE | S4BF-060KC | 4468 | 6758062 | MILLER | DS4BF-060KC | AC | Split System: Air-Cooled Condensing Unit, Coil with Blower | S4BF-060KC |  | C6B(A,H)-X60(C,U)-D | 12 | 15 | Yes | Yes | 2015-06-02 |  | 0
FALSE | S4BE-060KA | 4508 | 6758079 | AIRTEMP | VS4BE-060KA | AC | Split System: Air-Cooled Condensing Unit, Coil with Blower | S4BE-060KA |  | C6B(A,H)-X60(C,U)-C | 12 | 15 | Yes | Yes | 2015-06-02 |  | 0
FALSE | S4BE-060KA | 4508 | 6758080 | AIRTEMP | VS4BE-060KA | AC | Split System: Air-Cooled Condensing Unit, Coil with Blower | S4BE-060KA |  | C6B(A,H)-X60(C,U)-C | 12 | 15 | Yes | Yes | 2015-06-02 |  | 0
FALSE | S4BE-060KA | 4508 | 6758081 | AIRTEMP | VS4BE-060KA | AC | Split System: Air-Cooled Condensing Unit, Coil with Blower | S4BE-060KA |  | C7B(A,H)M060(C,U)-C+TXV | 12 | 15 | Yes | Yes | 2015-06-02 |  | 0
FALSE | S4BE-060KA | 4508 | 6758082 | AIRTEMP | VS4BE-060KA | AC | Split System: Air-Cooled Condensing Unit, Coil with Blower | S4BE-060KA |  | C7B(A,H)M060(C,U)-C+TXV | 12 | 15 | Yes | Yes | 2015-06-02 |  | 0
FALSE | S4BE-060KA | 4508 | 6758083 | AIRTEMP | VS4BE-060KA | AC | Split System: Air-Cooled Condensing Unit, Coil with Blower | S4BE-060KA |  | C7B(A,H)M060(C,U)-D+TXV | 12 | 14.5 | Yes | Yes | 2015-06-02 |  | 0
FALSE | S4BE-060KA | 4508 | 6758084 | AIRTEMP | VS4BE-060KA | AC | Split System: Air-Cooled Condensing Unit, Coil with Blower | S4BE-060KA |  | C7B(A,H)M060(C,U)-D+TXV | 12 | 14.5 | Yes | Yes | 2015-06-02 |  | 0
FALSE | S4BE-060KA | 4508 | 6758085 | AIRTEMP | VS4BE-060KA | AC | Split System: Air-Cooled Condensing Unit, Coil with Blower | S4BE-060KA |  | C6B(A,H)-X60(C,U)-C | 12 | 15 | Yes | Yes | 2015-06-02 |  | 0
FALSE | S4BE-060KA | 4508 | 6758086 | AIRTEMP | VS4BE-060KA | AC | Split System: Air-Cooled Condensing Unit, Coil with Blower | S4BE-060KA |  | C6B(A,H)-X60(C,U)-D | 12 | 14.5 | Yes | Yes | 2015-06-02 |  | 0
FALSE | S4BE-060KA | 4508 | 6758087 | AIRTEMP | VS4BE-060KA | AC | Split System: Air-Cooled Condensing Unit, Coil with Blower | S4BE-060KA |  | C6B(A,H)-X60(C,U)-D | 12 | 14.5 | Yes | Yes | 2015-06-02 |  | 0
FALSE | S6QF-042K | 4506 | 6943489 | NORDYNE, LLC. | S6BF-042K | AC | Split System: Air-Cooled Condensing Unit, Coil with Blower | S6BF-042K |  | B6VMMX48K-C | 13 | 16 | Yes | Yes | 2015-06-02 |  | 2
FALSE | S6QF-048K | 4466 | 6943490 | NORDYNE, LLC. | S6BF-048K | AC | Split System: Air-Cooled Condensing Unit, Coil with Blower | S6BF-048K |  | B6VMMX48K-C | 13 | 16 | Yes | Yes | 2015-06-02 |  | 2
FALSE | S4BE-018KA | 2679 | 6943799 | GIBSON | JS4BE-018KA | AC | Split System: Air-Cooled Condensing Unit, Coil with Blower | S4BE-018KA |  | B6VMMX24K-A | 12.5 | 15 | Yes | Yes | 2015-06-02 |  | 1
FALSE | S4BE-018KA | 2679 | 6943800 | GIBSON | JS4BE-018KA | AC | Split System: Air-Cooled Condensing Unit, Coil with Blower | S4BE-018KA |  | B6VMMX24K-B | 12.5 | 15 | Yes | Yes | 2015-06-02 |  | 1
FALSE | S4QE-024KA | 2681 | 6943801 | GIBSON | JS4BE-024KA | AC | Split System: Air-Cooled Condensing Unit, Coil with Blower | S4BE-024KA |  | B6VMMX24K-A | 12.5 | 15 | Yes | Yes | 2015-06-02 |  | 1
FALSE | S4QE-024KA | 2681 | 6943802 | GIBSON | JS4BE-024KA | AC | Split System: Air-Cooled Condensing Unit, Coil with Blower | S4BE-024KA |  | B6VMMX24K-B | 12.5 | 15 | Yes | Yes | 2015-06-02 |  | 1
FALSE | S4QE-030KA | 2694 | 6943803 | GIBSON | JS4BE-030KA | AC | Split System: Air-Cooled Condensing Unit, Coil with Blower | S4BE-030KA |  | B6VMMX30K-A | 12.5 | 15 | Yes | Yes | 2015-06-02 |  | 1
FALSE | S4QE-030KA | 2694 | 6943804 | GIBSON | JS4BE-030KA | AC | Split System: Air-Cooled Condensing Unit, Coil with Blower | S4BE-030KA |  | B6VMMX30K-B | 12.5 | 15 | Yes | Yes | 2015-06-02 |  | 1
FALSE | S4QE-036KA | 2699 | 6943805 | GIBSON | JS4BE-036KA | AC | Split System: Air-Cooled Condensing Unit, Coil with Blower | S4BE-036KA |  | B6VMMX36K-B | 12.5 | 15 | Yes | Yes | 2015-06-02 |  | 1
FALSE | S4BE-042KA | 2712 | 6943806 | GIBSON | JS4BE-042KA | AC | Split System: Air-Cooled Condensing Unit, Coil with Blower | S4BE-042KA |  | B6VMMX42K-B | 12.5 | 15 | Yes | Yes | 2015-06-02 |  | 1
FALSE | S4BE-048KA | 2717 | 6943807 | GIBSON | JS4BE-048KA | AC | Split System: Air-Cooled Condensing Unit, Coil with Blower | S4BE-048KA |  | B6VMMX48K-C | 12 | 15 | Yes | Yes | 2015-06-02 |  | 0
FALSE | S4BE-018KA | 2679 | 6943819 | PHILCO | JS4BE-018KA | AC | Split System: Air-Cooled Condensing Unit, Coil with Blower | S4BE-018KA |  | B6VMMX24K-A | 12.5 | 15 | Yes | Yes | 2015-06-02 |  | 1
FALSE | S4BE-018KA | 2679 | 6943820 | PHILCO | JS4BE-018KA | AC | Split System: Air-Cooled Condensing Unit, Coil with Blower | S4BE-018KA |  | B6VMMX24K-B | 12.5 | 15 | Yes | Yes | 2015-06-02 |  | 1
FALSE | S4QE-024KA | 2681 | 6943821 | PHILCO | JS4BE-024KA | AC | Split System: Air-Cooled Condensing Unit, Coil with Blower | S4BE-024KA |  | B6VMMX24K-A | 12.5 | 15 | Yes | Yes | 2015-06-02 |  | 1
FALSE | S4QE-024KA | 2681 | 6943822 | PHILCO | JS4BE-024KA | AC | Split System: Air-Cooled Condensing Unit, Coil with Blower | S4BE-024KA |  | B6VMMX24K-B | 12.5 | 15 | Yes | Yes | 2015-06-02 |  | 1
FALSE | S4QE-030KA | 2694 | 6943823 | PHILCO | JS4BE-030KA | AC | Split System: Air-Cooled Condensing Unit, Coil with Blower | S4BE-030KA |  | B6VMMX30K-A | 12.5 | 15 | Yes | Yes | 2015-06-02 |  | 1
FALSE | S4QE-030KA | 2694 | 6943824 | PHILCO | JS4BE-030KA | AC | Split System: Air-Cooled Condensing Unit, Coil with Blower | S4BE-030KA |  | B6VMMX30K-B | 12.5 | 15 | Yes | Yes | 2015-06-02 |  | 1
FALSE | S4QE-036KA | 2699 | 6943825 | PHILCO | JS4BE-036KA | AC | Split System: Air-Cooled Condensing Unit, Coil with Blower | S4BE-036KA |  | B6VMMX36K-B | 12.5 | 15 | Yes | Yes | 2015-06-02 |  | 1
FALSE | S4BE-042KA | 2712 | 6943826 | PHILCO | JS4BE-042KA | AC | Split System: Air-Cooled Condensing Unit, Coil with Blower | S4BE-042KA |  | B6VMMX42K-B | 12.5 | 15 | Yes | Yes | 2015-06-02 |  | 1
FALSE | S4BE-048KA | 2717 | 6943827 | PHILCO | JS4BE-048KA | AC | Split System: Air-Cooled Condensing Unit, Coil with Blower | S4BE-048KA |  | B6VMMX48K-C | 12 | 15 | Yes | Yes | 2015-06-02 |  | 0
FALSE | S4BE-018KA | 2679 | 6943829 | KELVINATOR | JS4BE-018KA | AC | Split System: Air-Cooled Condensing Unit, Coil with Blower | S4BE-018KA |  | B6VMMX24K-A | 12.5 | 15 | Yes | Yes | 2015-06-02 |  | 1
FALSE | S4BE-018KA | 2679 | 6943830 | KELVINATOR | JS4BE-018KA | AC | Split System: Air-Cooled Condensing Unit, Coil with Blower | S4BE-018KA |  | B6VMMX24K-B | 12.5 | 15 | Yes | Yes | 2015-06-02 |  | 1
FALSE | S4QE-024KA | 2681 | 6943831 | KELVINATOR | JS4BE-024KA | AC | Split System: Air-Cooled Condensing Unit, Coil with Blower | S4BE-024KA |  | B6VMMX24K-A | 12.5 | 15 | Yes | Yes | 2015-06-02 |  | 1
FALSE | S4QE-024KA | 2681 | 6943832 | KELVINATOR | JS4BE-024KA | AC | Split System: Air-Cooled Condensing Unit, Coil with Blower | S4BE-024KA |  | B6VMMX24K-B | 12.5 | 15 | Yes | Yes | 2015-06-02 |  | 1
FALSE | S4QE-030KA | 2694 | 6943833 | KELVINATOR | JS4BE-030KA | AC | Split System: Air-Cooled Condensing Unit, Coil with Blower | S4BE-030KA |  | B6VMMX30K-A | 12.5 | 15 | Yes | Yes | 2015-06-02 |  | 1
FALSE | S4QE-030KA | 2694 | 6943834 | KELVINATOR | JS4BE-030KA | AC | Split System: Air-Cooled Condensing Unit, Coil with Blower | S4BE-030KA |  | B6VMMX30K-B | 12.5 | 15 | Yes | Yes | 2015-06-02 |  | 1
FALSE | S4QE-036KA | 2699 | 6943835 | KELVINATOR | JS4BE-036KA | AC | Split System: Air-Cooled Condensing Unit, Coil with Blower | S4BE-036KA |  | B6VMMX36K-B | 12.5 | 15 | Yes | Yes | 2015-06-02 |  | 1
FALSE | S4BE-042KA | 2712 | 6943836 | KELVINATOR | JS4BE-042KA | AC | Split System: Air-Cooled Condensing Unit, Coil with Blower | S4BE-042KA |  | B6VMMX42K-B | 12.5 | 15 | Yes | Yes | 2015-06-02 |  | 1
FALSE | S4BE-048KA | 2717 | 6943837 | KELVINATOR | JS4BE-048KA | AC | Split System: Air-Cooled Condensing Unit, Coil with Blower | S4BE-048KA |  | B6VMMX48K-C | 12 | 15 | Yes | Yes | 2015-06-02 |  | 0
FALSE | S4BE-018KA | 2679 | 6943849 | NUTONE | JS4BE-018KA | AC | Split System: Air-Cooled Condensing Unit, Coil with Blower | S4BE-018KA |  | B6VMMX24K-A | 12.5 | 15 | Yes | Yes | 2015-06-02 |  | 1
FALSE | S4BE-018KA | 2679 | 6943850 | NUTONE | JS4BE-018KA | AC | Split System: Air-Cooled Condensing Unit, Coil with Blower | S4BE-018KA |  | B6VMMX24K-B | 12.5 | 15 | Yes | Yes | 2015-06-02 |  | 1
FALSE | S4QE-024KA | 2681 | 6943851 | NUTONE | JS4BE-024KA | AC | Split System: Air-Cooled Condensing Unit, Coil with Blower | S4BE-024KA |  | B6VMMX24K-A | 12.5 | 15 | Yes | Yes | 2015-06-02 |  | 1
FALSE | S4QE-024KA | 2681 | 6943852 | NUTONE | JS4BE-024KA | AC | Split System: Air-Cooled Condensing Unit, Coil with Blower | S4BE-024KA |  | B6VMMX24K-B | 12.5 | 15 | Yes | Yes | 2015-06-02 |  | 1
FALSE | S4QE-030KA | 2694 | 6943853 | NUTONE | JS4BE-030KA | AC | Split System: Air-Cooled Condensing Unit, Coil with Blower | S4BE-030KA |  | B6VMMX30K-A | 12.5 | 15 | Yes | Yes | 2015-06-02 |  | 1
FALSE | S4QE-030KA | 2694 | 6943854 | NUTONE | JS4BE-030KA | AC | Split System: Air-Cooled Condensing Unit, Coil with Blower | S4BE-030KA |  | B6VMMX30K-B | 12.5 | 15 | Yes | Yes | 2015-06-02 |  | 1
FALSE | S4QE-036KA | 2699 | 6943855 | NUTONE | JS4BE-036KA | AC | Split System: Air-Cooled Condensing Unit, Coil with Blower | S4BE-036KA |  | B6VMMX36K-B | 12.5 | 15 | Yes | Yes | 2015-06-02 |  | 1
FALSE | S4BE-042KA | 2712 | 6943856 | NUTONE | JS4BE-042KA | AC | Split System: Air-Cooled Condensing Unit, Coil with Blower | S4BE-042KA |  | B6VMMX42K-B | 12.5 | 15 | Yes | Yes | 2015-06-02 |  | 1
FALSE | S4BE-048KA | 2717 | 6943857 | NUTONE | JS4BE-048KA | AC | Split System: Air-Cooled Condensing Unit, Coil with Blower | S4BE-048KA |  | B6VMMX48K-C | 12 | 15 | Yes | Yes | 2015-06-02 |  | 0
FALSE | S4BE-018KA | 2679 | 6943869 | FRIGIDAIRE | ES4BE-018KA | AC | Split System: Air-Cooled Condensing Unit, Coil with Blower | S4BE-018KA |  | B6VMMX24K-A | 12.5 | 15 | Yes | Yes | 2015-06-02 |  | 1
FALSE | S4BE-018KA | 2679 | 6943870 | FRIGIDAIRE | ES4BE-018KA | AC | Split System: Air-Cooled Condensing Unit, Coil with Blower | S4BE-018KA |  | B6VMMX24K-B | 12.5 | 15 | Yes | Yes | 2015-06-02 |  | 1
FALSE | S4QE-024KA | 2681 | 6943871 | FRIGIDAIRE | ES4BE-024KA | AC | Split System: Air-Cooled Condensing Unit, Coil with Blower | S4BE-024KA |  | B6VMMX24K-A | 12.5 | 15 | Yes | Yes | 2015-06-02 |  | 1
FALSE | S4QE-024KA | 2681 | 6943872 | FRIGIDAIRE | ES4BE-024KA | AC | Split System: Air-Cooled Condensing Unit, Coil with Blower | S4BE-024KA |  | B6VMMX24K-B | 12.5 | 15 | Yes | Yes | 2015-06-02 |  | 1
FALSE | S4QE-030KA | 2694 | 6943873 | FRIGIDAIRE | ES4BE-030KA | AC | Split System: Air-Cooled Condensing Unit, Coil with Blower | S4BE-030KA |  | B6VMMX30K-A | 12.5 | 15 | Yes | Yes | 2015-06-02 |  | 1
FALSE | S4QE-030KA | 2694 | 6943874 | FRIGIDAIRE | ES4BE-030KA | AC | Split System: Air-Cooled Condensing Unit, Coil with Blower | S4BE-030KA |  | B6VMMX30K-B | 12.5 | 15 | Yes | Yes | 2015-06-02 |  | 1
FALSE | S4QE-036KA | 2699 | 6943875 | FRIGIDAIRE | ES4BE-036KA | AC | Split System: Air-Cooled Condensing Unit, Coil with Blower | S4BE-036KA |  | B6VMMX36K-B | 12.5 | 15 | Yes | Yes | 2015-06-02 |  | 1
FALSE | S4BE-042KA | 2712 | 6943926 | TAPPAN | FS4BE-042KA | AC | Split System: Air-Cooled Condensing Unit, Coil with Blower | S4BE-042KA |  | B6VMMX42K-B | 12.5 | 15 | Yes | Yes | 2015-06-02 |  | 1
FALSE | S4BE-048KA | 2717 | 6943927 | TAPPAN | FS4BE-048KA | AC | Split System: Air-Cooled Condensing Unit, Coil with Blower | S4BE-048KA |  | B6VMMX48K-C | 12 | 15 | Yes | Yes | 2015-06-02 |  | 0
FALSE | S4BE-018KA | 2679 | 6943929 | WESTINGHOUSE | FS4BE-018KA | AC | Split System: Air-Cooled Condensing Unit, Coil with Blower | S4BE-018KA |  | B6VMMX24K-A | 12.5 | 15 | Yes | Yes | 2015-06-02 |  | 1
FALSE | S4BE-018KA | 2679 | 6943930 | WESTINGHOUSE | FS4BE-018KA | AC | Split System: Air-Cooled Condensing Unit, Coil with Blower | S4BE-018KA |  | B6VMMX24K-B | 12.5 | 15 | Yes | Yes | 2015-06-02 |  | 1
FALSE | S4QE-024KA | 2681 | 6943931 | WESTINGHOUSE | FS4BE-024KA | AC | Split System: Air-Cooled Condensing Unit, Coil with Blower | S4BE-024KA |  | B6VMMX24K-A | 12.5 | 15 | Yes | Yes | 2015-06-02 |  | 1
FALSE | S4QE-024KA | 2681 | 6943932 | WESTINGHOUSE | FS4BE-024KA | AC | Split System: Air-Cooled Condensing Unit, Coil with Blower | S4BE-024KA |  | B6VMMX24K-B | 12.5 | 15 | Yes | Yes | 2015-06-02 |  | 1
FALSE | S4QE-030KA | 2694 | 6943933 | WESTINGHOUSE | FS4BE-030KA | AC | Split System: Air-Cooled Condensing Unit, Coil with Blower | S4BE-030KA |  | B6VMMX30K-A | 12.5 | 15 | Yes | Yes | 2015-06-02 |  | 1
FALSE | S4QE-030KA | 2694 | 6943934 | WESTINGHOUSE | FS4BE-030KA | AC | Split System: Air-Cooled Condensing Unit, Coil with Blower | S4BE-030KA |  | B6VMMX30K-B | 12.5 | 15 | Yes | Yes | 2015-06-02 |  | 1
FALSE | S4QE-036KA | 2699 | 6943935 | WESTINGHOUSE | FS4BE-036KA | AC | Split System: Air-Cooled Condensing Unit, Coil with Blower | S4BE-036KA |  | B6VMMX36K-B | 12.5 | 15 | Yes | Yes | 2015-06-02 |  | 1
FALSE | S4BE-042KA | 2712 | 6943936 | WESTINGHOUSE | FS4BE-042KA | AC | Split System: Air-Cooled Condensing Unit, Coil with Blower | S4BE-042KA |  | B6VMMX42K-B | 12.5 | 15 | Yes | Yes | 2015-06-02 |  | 1
FALSE | S4BE-048KA | 2717 | 6943937 | WESTINGHOUSE | FS4BE-048KA | AC | Split System: Air-Cooled Condensing Unit, Coil with Blower | S4BE-048KA |  | B6VMMX48K-C | 12 | 15 | Yes | Yes | 2015-06-02 |  | 0
FALSE | S4BE-018KA | 2679 | 6943939 | NUTONE | FS4BE-018KA | AC | Split System: Air-Cooled Condensing Unit, Coil with Blower | S4BE-018KA |  | B6VMMX24K-A | 12.5 | 15 | Yes | Yes | 2015-06-02 |  | 1
FALSE | S4BE-018KA | 2679 | 6943940 | NUTONE | FS4BE-018KA | AC | Split System: Air-Cooled Condensing Unit, Coil with Blower | S4BE-018KA |  | B6VMMX24K-B | 12.5 | 15 | Yes | Yes | 2015-06-02 |  | 1
FALSE | S4QE-024KA | 2681 | 6943941 | NUTONE | FS4BE-024KA | AC | Split System: Air-Cooled Condensing Unit, Coil with Blower | S4BE-024KA |  | B6VMMX24K-A | 12.5 | 15 | Yes | Yes | 2015-06-02 |  | 1
FALSE | S4QE-024KA | 2681 | 6943942 | NUTONE | FS4BE-024KA | AC | Split System: Air-Cooled Condensing Unit, Coil with Blower | S4BE-024KA |  | B6VMMX24K-B | 12.5 | 15 | Yes | Yes | 2015-06-02 |  | 1
FALSE | S4QE-030KA | 2694 | 6943943 | NUTONE | FS4BE-030KA | AC | Split System: Air-Cooled Condensing Unit, Coil with Blower | S4BE-030KA |  | B6VMMX30K-A | 12.5 | 15 | Yes | Yes | 2015-06-02 |  | 1
FALSE | S4QE-030KA | 2694 | 6943944 | NUTONE | FS4BE-030KA | AC | Split System: Air-Cooled Condensing Unit, Coil with Blower | S4BE-030KA |  | B6VMMX30K-B | 12.5 | 15 | Yes | Yes | 2015-06-02 |  | 1
FALSE | S4QE-036KA | 2699 | 6943945 | NUTONE | FS4BE-036KA | AC | Split System: Air-Cooled Condensing Unit, Coil with Blower | S4BE-036KA |  | B6VMMX36K-B | 12.5 | 15 | Yes | Yes | 2015-06-02 |  | 1
FALSE | S4BE-042KA | 2712 | 6943946 | NUTONE | FS4BE-042KA | AC | Split System: Air-Cooled Condensing Unit, Coil with Blower | S4BE-042KA |  | B6VMMX42K-B | 12.5 | 15 | Yes | Yes | 2015-06-02 |  | 1
FALSE | S4BE-048KA | 2717 | 6943947 | NUTONE | FS4BE-048KA | AC | Split System: Air-Cooled Condensing Unit, Coil with Blower | S4BE-048KA |  | B6VMMX48K-C | 12 | 15 | Yes | Yes | 2015-06-02 |  | 0
FALSE | S4BE-018KA | 2679 | 6943899 | NUTONE | ES4BE-018KA | AC | Split System: Air-Cooled Condensing Unit, Coil with Blower | S4BE-018KA |  | B6VMMX24K-A | 12.5 | 15 | Yes | Yes | 2015-06-02 |  | 1
FALSE | S4BE-018KA | 2679 | 6943900 | NUTONE | ES4BE-018KA | AC | Split System: Air-Cooled Condensing Unit, Coil with Blower | S4BE-018KA |  | B6VMMX24K-B | 12.5 | 15 | Yes | Yes | 2015-06-02 |  | 1
FALSE | S4QE-024KA | 2681 | 6943901 | NUTONE | ES4BE-024KA | AC | Split System: Air-Cooled Condensing Unit, Coil with Blower | S4BE-024KA |  | B6VMMX24K-A | 12.5 | 15 | Yes | Yes | 2015-06-02 |  | 1
FALSE | S4QE-024KA | 2681 | 6943902 | NUTONE | ES4BE-024KA | AC | Split System: Air-Cooled Condensing Unit, Coil with Blower | S4BE-024KA |  | B6VMMX24K-B | 12.5 | 15 | Yes | Yes | 2015-06-02 |  | 1
FALSE | S4QE-030KA | 2694 | 6943903 | NUTONE | ES4BE-030KA | AC | Split System: Air-Cooled Condensing Unit, Coil with Blower | S4BE-030KA |  | B6VMMX30K-A | 12.5 | 15 | Yes | Yes | 2015-06-02 |  | 1
FALSE | S4QE-030KA | 2694 | 6943904 | NUTONE | ES4BE-030KA | AC | Split System: Air-Cooled Condensing Unit, Coil with Blower | S4BE-030KA |  | B6VMMX30K-B | 12.5 | 15 | Yes | Yes | 2015-06-02 |  | 1
FALSE | S4QE-036KA | 2699 | 6943905 | NUTONE | ES4BE-036KA | AC | Split System: Air-Cooled Condensing Unit, Coil with Blower | S4BE-036KA |  | B6VMMX36K-B | 12.5 | 15 | Yes | Yes | 2015-06-02 |  | 1
FALSE | S4BE-042KA | 2712 | 6943906 | NUTONE | ES4BE-042KA | AC | Split System: Air-Cooled Condensing Unit, Coil with Blower | S4BE-042KA |  | B6VMMX42K-B | 12.5 | 15 | Yes | Yes | 2015-06-02 |  | 1
FALSE | S4BE-048KA | 2717 | 6943907 | NUTONE | ES4BE-048KA | AC | Split System: Air-Cooled Condensing Unit, Coil with Blower | S4BE-048KA |  | B6VMMX48K-C | 12 | 15 | Yes | Yes | 2015-06-02 |  | 0
FALSE | S4BE-018KA | 2679 | 6943909 | FRIGIDAIRE | FS4BE-018KA | AC | Split System: Air-Cooled Condensing Unit, Coil with Blower | S4BE-018KA |  | B6VMMX24K-A | 12.5 | 15 | Yes | Yes | 2015-06-02 |  | 1
FALSE | S4BE-018KA | 2679 | 6943910 | FRIGIDAIRE | FS4BE-018KA | AC | Split System: Air-Cooled Condensing Unit, Coil with Blower | S4BE-018KA |  | B6VMMX24K-B | 12.5 | 15 | Yes | Yes | 2015-06-02 |  | 1
FALSE | S4QE-024KA | 2681 | 6943911 | FRIGIDAIRE | FS4BE-024KA | AC | Split System: Air-Cooled Condensing Unit, Coil with Blower | S4BE-024KA |  | B6VMMX24K-A | 12.5 | 15 | Yes | Yes | 2015-06-02 |  | 1
FALSE | S4QE-024KA | 2681 | 6943912 | FRIGIDAIRE | FS4BE-024KA | AC | Split System: Air-Cooled Condensing Unit, Coil with Blower | S4BE-024KA |  | B6VMMX24K-B | 12.5 | 15 | Yes | Yes | 2015-06-02 |  | 1
FALSE | S4QE-030KA | 2694 | 6943913 | FRIGIDAIRE | FS4BE-030KA | AC | Split System: Air-Cooled Condensing Unit, Coil with Blower | S4BE-030KA |  | B6VMMX30K-A | 12.5 | 15 | Yes | Yes | 2015-06-02 |  | 1
FALSE | S4QE-030KA | 2694 | 6943914 | FRIGIDAIRE | FS4BE-030KA | AC | Split System: Air-Cooled Condensing Unit, Coil with Blower | S4BE-030KA |  | B6VMMX30K-B | 12.5 | 15 | Yes | Yes | 2015-06-02 |  | 1
FALSE | S4QE-036KA | 2699 | 6943915 | FRIGIDAIRE | FS4BE-036KA | AC | Split System: Air-Cooled Condensing Unit, Coil with Blower | S4BE-036KA |  | B6VMMX36K-B | 12.5 | 15 | Yes | Yes | 2015-06-02 |  | 1
FALSE | S4BE-042KA | 2712 | 6943916 | FRIGIDAIRE | FS4BE-042KA | AC | Split System: Air-Cooled Condensing Unit, Coil with Blower | S4BE-042KA |  | B6VMMX42K-B | 12.5 | 15 | Yes | Yes | 2015-06-02 |  | 1
FALSE | S4BE-048KA | 2717 | 6943917 | FRIGIDAIRE | FS4BE-048KA | AC | Split System: Air-Cooled Condensing Unit, Coil with Blower | S4BE-048KA |  | B6VMMX48K-C | 12 | 15 | Yes | Yes | 2015-06-02 |  | 0
FALSE | S4BE-018KA | 2679 | 6943919 | TAPPAN | FS4BE-018KA | AC | Split System: Air-Cooled Condensing Unit, Coil with Blower | S4BE-018KA |  | B6VMMX24K-A | 12.5 | 15 | Yes | Yes | 2015-06-02 |  | 1
FALSE | S4BE-018KA | 2679 | 6943920 | TAPPAN | FS4BE-018KA | AC | Split System: Air-Cooled Condensing Unit, Coil with Blower | S4BE-018KA |  | B6VMMX24K-B | 12.5 | 15 | Yes | Yes | 2015-06-02 |  | 1
FALSE | S4QE-024KA | 2681 | 6943921 | TAPPAN | FS4BE-024KA | AC | Split System: Air-Cooled Condensing Unit, Coil with Blower | S4BE-024KA |  | B6VMMX24K-A | 12.5 | 15 | Yes | Yes | 2015-06-02 |  | 1
FALSE | S4QE-024KA | 2681 | 6943922 | TAPPAN | FS4BE-024KA | AC | Split System: Air-Cooled Condensing Unit, Coil with Blower | S4BE-024KA |  | B6VMMX24K-B | 12.5 | 15 | Yes | Yes | 2015-06-02 |  | 1
FALSE | S4QE-030KA | 2694 | 6943923 | TAPPAN | FS4BE-030KA | AC | Split System: Air-Cooled Condensing Unit, Coil with Blower | S4BE-030KA |  | B6VMMX30K-A | 12.5 | 15 | Yes | Yes | 2015-06-02 |  | 1
FALSE | S4QE-030KA | 2694 | 6943924 | TAPPAN | FS4BE-030KA | AC | Split System: Air-Cooled Condensing Unit, Coil with Blower | S4BE-030KA |  | B6VMMX30K-B | 12.5 | 15 | Yes | Yes | 2015-06-02 |  | 1
FALSE | S4QE-036KA | 2699 | 6943925 | TAPPAN | FS4BE-036KA | AC | Split System: Air-Cooled Condensing Unit, Coil with Blower | S4BE-036KA |  | B6VMMX36K-B | 12.5 | 15 | Yes | Yes | 2015-06-02 |  | 1
FALSE | S4BE-018KA | 2679 | 6943949 | BROAN | FS4BE-018KA | AC | Split System: Air-Cooled Condensing Unit, Coil with Blower | S4BE-018KA |  | B6VMMX24K-A | 12.5 | 15 | Yes | Yes | 2015-06-02 |  | 1
FALSE | S4BE-018KA | 2679 | 6943950 | BROAN | FS4BE-018KA | AC | Split System: Air-Cooled Condensing Unit, Coil with Blower | S4BE-018KA |  | B6VMMX24K-B | 12.5 | 15 | Yes | Yes | 2015-06-02 |  | 1
FALSE | S4QE-024KA | 2681 | 6943951 | BROAN | FS4BE-024KA | AC | Split System: Air-Cooled Condensing Unit, Coil with Blower | S4BE-024KA |  | B6VMMX24K-A | 12.5 | 15 | Yes | Yes | 2015-06-02 |  | 1
FALSE | S4QE-024KA | 2681 | 6943952 | BROAN | FS4BE-024KA | AC | Split System: Air-Cooled Condensing Unit, Coil with Blower | S4BE-024KA |  | B6VMMX24K-B | 12.5 | 15 | Yes | Yes | 2015-06-02 |  | 1
FALSE | S4QE-030KA | 2694 | 6943953 | BROAN | FS4BE-030KA | AC | Split System: Air-Cooled Condensing Unit, Coil with Blower | S4BE-030KA |  | B6VMMX30K-A | 12.5 | 15 | Yes | Yes | 2015-06-02 |  | 1
FALSE | S4QE-030KA | 2694 | 6943954 | BROAN | FS4BE-030KA | AC | Split System: Air-Cooled Condensing Unit, Coil with Blower | S4BE-030KA |  | B6VMMX30K-B | 12.5 | 15 | Yes | Yes | 2015-06-02 |  | 1
FALSE | S4QE-036KA | 2699 | 6943955 | BROAN | FS4BE-036KA | AC | Split System: Air-Cooled Condensing Unit, Coil with Blower | S4BE-036KA |  | B6VMMX36K-B | 12.5 | 15 | Yes | Yes | 2015-06-02 |  | 1
FALSE | S4BE-042KA | 2712 | 6943956 | BROAN | FS4BE-042KA | AC | Split System: Air-Cooled Condensing Unit, Coil with Blower | S4BE-042KA |  | B6VMMX42K-B | 12.5 | 15 | Yes | Yes | 2015-06-02 |  | 1
FALSE | S4BE-048KA | 2717 | 6943957 | BROAN | FS4BE-048KA | AC | Split System: Air-Cooled Condensing Unit, Coil with Blower | S4BE-048KA |  | B6VMMX48K-C | 12 | 15 | Yes | Yes | 2015-06-02 |  | 0
FALSE | S4BE-018KA | 2679 | 6943959 | MAYTAG | MSA4BE018KA | AC | Split System: Air-Cooled Condensing Unit, Coil with Blower | S4BE-018KA |  | B6VMMX24K-A | 12.5 | 15 | Yes | Yes | 2015-06-02 |  | 1
FALSE | S4BE-018KA | 2679 | 6943960 | MAYTAG | MSA4BE018KA | AC | Split System: Air-Cooled Condensing Unit, Coil with Blower | S4BE-018KA |  | B6VMMX24K-B | 12.5 | 15 | Yes | Yes | 2015-06-02 |  | 1
FALSE | S4QE-024KA | 2681 | 6943961 | MAYTAG | MSA4BE024KA | AC | Split System: Air-Cooled Condensing Unit, Coil with Blower | S4BE-024KA |  | B6VMMX24K-A | 12.5 | 15 | Yes | Yes | 2015-06-02 |  | 1
FALSE | S4QE-024KA | 2681 | 6943962 | MAYTAG | MSA4BE024KA | AC | Split System: Air-Cooled Condensing Unit, Coil with Blower | S4BE-024KA |  | B6VMMX24K-B | 12.5 | 15 | Yes | Yes | 2015-06-02 |  | 1
FALSE | S4QE-030KA | 2694 | 6943963 | MAYTAG | MSA4BE030KA | AC | Split System: Air-Cooled Condensing Unit, Coil with Blower | S4BE-030KA |  | B6VMMX30K-A | 12.5 | 15 | Yes | Yes | 2015-06-02 |  | 1
FALSE | S4QE-030KA | 2694 | 6943964 | MAYTAG | MSA4BE030KA | AC | Split System: Air-Cooled Condensing Unit, Coil with Blower | S4BE-030KA |  | B6VMMX30K-B | 12.5 | 15 | Yes | Yes | 2015-06-02 |  | 1
FALSE | S4QE-036KA | 2699 | 6943965 | MAYTAG | MSA4BE036KA | AC | Split System: Air-Cooled Condensing Unit, Coil with Blower | S4BE-036KA |  | B6VMMX36K-B | 12.5 | 15 | Yes | Yes | 2015-06-02 |  | 1
FALSE | S4BE-042KA | 2712 | 6943966 | MAYTAG | MSA4BE042KA | AC | Split System: Air-Cooled Condensing Unit, Coil with Blower | S4BE-042KA |  | B6VMMX42K-B | 12.5 | 15 | Yes | Yes | 2015-06-02 |  | 1
FALSE | S4BE-048KA | 2717 | 6943967 | MAYTAG | MSA4BE048KA | AC | Split System: Air-Cooled Condensing Unit, Coil with Blower | S4BE-048KA |  | B6VMMX48K-C | 12 | 15 | Yes | Yes | 2015-06-02 |  | 0
FALSE | S4BE-018KA | 2679 | 6943969 | MAYTAG | CSA4BE018KA | AC | Split System: Air-Cooled Condensing Unit, Coil with Blower | S4BE-018KA |  | B6VMMX24K-A | 12.5 | 15 | Yes | Yes | 2015-06-02 |  | 1
FALSE | S4BE-018KA | 2679 | 6943970 | MAYTAG | CSA4BE018KA | AC | Split System: Air-Cooled Condensing Unit, Coil with Blower | S4BE-018KA |  | B6VMMX24K-B | 12.5 | 15 | Yes | Yes | 2015-06-02 |  | 1
FALSE | S4QE-024KA | 2681 | 6943971 | MAYTAG | CSA4BE024KA | AC | Split System: Air-Cooled Condensing Unit, Coil with Blower | S4BE-024KA |  | B6VMMX24K-A | 12.5 | 15 | Yes | Yes | 2015-06-02 |  | 1
FALSE | S4QE-024KA | 2681 | 6943972 | MAYTAG | CSA4BE024KA | AC | Split System: Air-Cooled Condensing Unit, Coil with Blower | S4BE-024KA |  | B6VMMX24K-B | 12.5 | 15 | Yes | Yes | 2015-06-02 |  | 1
FALSE | S4QE-030KA | 2694 | 6943973 | MAYTAG | CSA4BE030KA | AC | Split System: Air-Cooled Condensing Unit, Coil with Blower | S4BE-030KA |  | B6VMMX30K-A | 12.5 | 15 | Yes | Yes | 2015-06-02 |  | 1
FALSE | S4QE-030KA | 2694 | 6943974 | MAYTAG | CSA4BE030KA | AC | Split System: Air-Cooled Condensing Unit, Coil with Blower | S4BE-030KA |  | B6VMMX30K-B | 12.5 | 15 | Yes | Yes | 2015-06-02 |  | 1
FALSE | S4QE-036KA | 2699 | 6943975 | MAYTAG | CSA4BE036KA | AC | Split System: Air-Cooled Condensing Unit, Coil with Blower | S4BE-036KA |  | B6VMMX36K-B | 12.5 | 15 | Yes | Yes | 2015-06-02 |  | 1
FALSE | S4BE-042KA | 2712 | 6943976 | MAYTAG | CSA4BE042KA | AC | Split System: Air-Cooled Condensing Unit, Coil with Blower | S4BE-042KA |  | B6VMMX42K-B | 12.5 | 15 | Yes | Yes | 2015-06-02 |  | 1
FALSE | S4BE-048KA | 2717 | 6943977 | MAYTAG | CSA4BE048KA | AC | Split System: Air-Cooled Condensing Unit, Coil with Blower | S4BE-048KA |  | B6VMMX48K-C | 12 | 15 | Yes | Yes | 2015-06-02 |  | 0
FALSE | S4BE-048KA | 2717 | 6944027 | NORDYNE, LLC. | JS4BE-048KA | AC | Split System: Air-Cooled Condensing Unit, Coil with Blower | S4BE-048KA |  | B6VMMX48K-C | 12 | 15 | Yes | Yes | 2015-06-02 |  | 0
FALSE | S6BF-024K | 2682 | 6944032 | GIBSON | JS6BF-024K | AC | Split System: Air-Cooled Condensing Unit, Coil with Blower | S6BF-024K |  | B6VMMX24K-A | 13 | 16 | Yes | Yes | 2015-06-02 |  | 2
FALSE | S6BF-024K | 2682 | 6944033 | GIBSON | JS6BF-024K | AC | Split System: Air-Cooled Condensing Unit, Coil with Blower | S6BF-024K |  | B6VMMX24K-B | 13 | 16 | Yes | Yes | 2015-06-02 |  | 2
FALSE | S6BF-030K | 2690 | 6944034 | GIBSON | JS6BF-030K | AC | Split System: Air-Cooled Condensing Unit, Coil with Blower | S6BF-030K |  | B6VMMX30K-A | 13 | 16 | Yes | Yes | 2015-06-02 |  | 2
FALSE | S6BF-030K | 2690 | 6944035 | GIBSON | JS6BF-030K | AC | Split System: Air-Cooled Condensing Unit, Coil with Blower | S6BF-030K |  | B6VMMX30K-B | 13 | 16 | Yes | Yes | 2015-06-02 |  | 2
FALSE | S6BF-036K | 2702 | 6944036 | GIBSON | JS6BF-036K | AC | Split System: Air-Cooled Condensing Unit, Coil with Blower | S6BF-036K |  | B6VMMX36K-B | 13 | 16 | Yes | Yes | 2015-06-02 |  | 2
FALSE | S6QF-042K | 4506 | 6944037 | GIBSON | JS6BF-042K | AC | Split System: Air-Cooled Condensing Unit, Coil with Blower | S6BF-042K |  | B6VMMX48K-C | 13 | 16 | Yes | Yes | 2015-06-02 |  | 2
FALSE | S6QF-048K | 4466 | 6944038 | GIBSON | JS6BF-048K | AC | Split System: Air-Cooled Condensing Unit, Coil with Blower | S6BF-048K |  | B6VMMX48K-C | 13 | 16 | Yes | Yes | 2015-06-02 |  | 2
FALSE | S6BF-024K | 2682 | 6944046 | PHILCO | JS6BF-024K | AC | Split System: Air-Cooled Condensing Unit, Coil with Blower | S6BF-024K |  | B6VMMX24K-A | 13 | 16 | Yes | Yes | 2015-06-02 |  | 2
FALSE | S6BF-024K | 2682 | 6944047 | PHILCO | JS6BF-024K | AC | Split System: Air-Cooled Condensing Unit, Coil with Blower | S6BF-024K |  | B6VMMX24K-B | 13 | 16 | Yes | Yes | 2015-06-02 |  | 2
FALSE | S6BF-030K | 2690 | 6944048 | PHILCO | JS6BF-030K | AC | Split System: Air-Cooled Condensing Unit, Coil with Blower | S6BF-030K |  | B6VMMX30K-A | 13 | 16 | Yes | Yes | 2015-06-02 |  | 2
FALSE | S6BF-030K | 2690 | 6944049 | PHILCO | JS6BF-030K | AC | Split System: Air-Cooled Condensing Unit, Coil with Blower | S6BF-030K |  | B6VMMX30K-B | 13 | 16 | Yes | Yes | 2015-06-02 |  | 2
FALSE | S6BF-036K | 2702 | 6944050 | PHILCO | JS6BF-036K | AC | Split System: Air-Cooled Condensing Unit, Coil with Blower | S6BF-036K |  | B6VMMX36K-B | 13 | 16 | Yes | Yes | 2015-06-02 |  | 2
FALSE | S6QF-042K | 4506 | 6944051 | PHILCO | JS6BF-042K | AC | Split System: Air-Cooled Condensing Unit, Coil with Blower | S6BF-042K |  | B6VMMX48K-C | 13 | 16 | Yes | Yes | 2015-06-02 |  | 2
FALSE | S6QF-048K | 4466 | 6944052 | PHILCO | JS6BF-048K | AC | Split System: Air-Cooled Condensing Unit, Coil with Blower | S6BF-048K |  | B6VMMX48K-C | 13 | 16 | Yes | Yes | 2015-06-02 |  | 2
FALSE | S6BF-024K | 2682 | 6944053 | KELVINATOR | JS6BF-024K | AC | Split System: Air-Cooled Condensing Unit, Coil with Blower | S6BF-024K |  | B6VMMX24K-A | 13 | 16 | Yes | Yes | 2015-06-02 |  | 2
FALSE | S6BF-024K | 2682 | 6944054 | KELVINATOR | JS6BF-024K | AC | Split System: Air-Cooled Condensing Unit, Coil with Blower | S6BF-024K |  | B6VMMX24K-B | 13 | 16 | Yes | Yes | 2015-06-02 |  | 2
FALSE | S6BF-030K | 2690 | 6944055 | KELVINATOR | JS6BF-030K | AC | Split System: Air-Cooled Condensing Unit, Coil with Blower | S6BF-030K |  | B6VMMX30K-A | 13 | 16 | Yes | Yes | 2015-06-02 |  | 2
FALSE | S6BF-030K | 2690 | 6944056 | KELVINATOR | JS6BF-030K | AC | Split System: Air-Cooled Condensing Unit, Coil with Blower | S6BF-030K |  | B6VMMX30K-B | 13 | 16 | Yes | Yes | 2015-06-02 |  | 2
FALSE | S6BF-036K | 2702 | 6944057 | KELVINATOR | JS6BF-036K | AC | Split System: Air-Cooled Condensing Unit, Coil with Blower | S6BF-036K |  | B6VMMX36K-B | 13 | 16 | Yes | Yes | 2015-06-02 |  | 2
FALSE | S4QE-024KA | 2681 | 6944001 | NORDYNE, LLC. | ES4BE-024KA | AC | Split System: Air-Cooled Condensing Unit, Coil with Blower | S4BE-024KA |  | B6VMMX24K-A | 12.5 | 15 | Yes | Yes | 2015-06-02 |  | 1
FALSE | S4QE-024KA | 2681 | 6944002 | NORDYNE, LLC. | ES4BE-024KA | AC | Split System: Air-Cooled Condensing Unit, Coil with Blower | S4BE-024KA |  | B6VMMX24K-B | 12.5 | 15 | Yes | Yes | 2015-06-02 |  | 1
FALSE | S4QE-030KA | 2694 | 6944003 | NORDYNE, LLC. | ES4BE-030KA | AC | Split System: Air-Cooled Condensing Unit, Coil with Blower | S4BE-030KA |  | B6VMMX30K-A | 12.5 | 15 | Yes | Yes | 2015-06-02 |  | 1
FALSE | S4QE-030KA | 2694 | 6944004 | NORDYNE, LLC. | ES4BE-030KA | AC | Split System: Air-Cooled Condensing Unit, Coil with Blower | S4BE-030KA |  | B6VMMX30K-B | 12.5 | 15 | Yes | Yes | 2015-06-02 |  | 1
FALSE | S4QE-036KA | 2699 | 6944005 | NORDYNE, LLC. | ES4BE-036KA | AC | Split System: Air-Cooled Condensing Unit, Coil with Blower | S4BE-036KA |  | B6VMMX36K-B | 12.5 | 15 | Yes | Yes | 2015-06-02 |  | 1
FALSE | S4BE-042KA | 2712 | 6944006 | NORDYNE, LLC. | ES4BE-042KA | AC | Split System: Air-Cooled Condensing Unit, Coil with Blower | S4BE-042KA |  | B6VMMX42K-B | 12.5 | 15 | Yes | Yes | 2015-06-02 |  | 1
FALSE | S4BE-048KA | 2717 | 6944007 | NORDYNE, LLC. | ES4BE-048KA | AC | Split System: Air-Cooled Condensing Unit, Coil with Blower | S4BE-048KA |  | B6VMMX48K-C | 12 | 15 | Yes | Yes | 2015-06-02 |  | 0
FALSE | S4BE-018KA | 2679 | 6944009 | NORDYNE, LLC. | FS4BE-018KA | AC | Split System: Air-Cooled Condensing Unit, Coil with Blower | S4BE-018KA |  | B6VMMX24K-A | 12.5 | 15 | Yes | Yes | 2015-06-02 |  | 1
FALSE | S4BE-018KA | 2679 | 6944010 | NORDYNE, LLC. | FS4BE-018KA | AC | Split System: Air-Cooled Condensing Unit, Coil with Blower | S4BE-018KA |  | B6VMMX24K-B | 12.5 | 15 | Yes | Yes | 2015-06-02 |  | 1
FALSE | S4QE-024KA | 2681 | 6944011 | NORDYNE, LLC. | FS4BE-024KA | AC | Split System: Air-Cooled Condensing Unit, Coil with Blower | S4BE-024KA |  | B6VMMX24K-A | 12.5 | 15 | Yes | Yes | 2015-06-02 |  | 1
FALSE | S4QE-024KA | 2681 | 6944012 | NORDYNE, LLC. | FS4BE-024KA | AC | Split System: Air-Cooled Condensing Unit, Coil with Blower | S4BE-024KA |  | B6VMMX24K-B | 12.5 | 15 | Yes | Yes | 2015-06-02 |  | 1
FALSE | S4QE-030KA | 2694 | 6944013 | NORDYNE, LLC. | FS4BE-030KA | AC | Split System: Air-Cooled Condensing Unit, Coil with Blower | S4BE-030KA |  | B6VMMX30K-A | 12.5 | 15 | Yes | Yes | 2015-06-02 |  | 1
FALSE | S4QE-030KA | 2694 | 6944014 | NORDYNE, LLC. | FS4BE-030KA | AC | Split System: Air-Cooled Condensing Unit, Coil with Blower | S4BE-030KA |  | B6VMMX30K-B | 12.5 | 15 | Yes | Yes | 2015-06-02 |  | 1
FALSE | S4QE-036KA | 2699 | 6944015 | NORDYNE, LLC. | FS4BE-036KA | AC | Split System: Air-Cooled Condensing Unit, Coil with Blower | S4BE-036KA |  | B6VMMX36K-B | 12.5 | 15 | Yes | Yes | 2015-06-02 |  | 1
FALSE | S4BE-042KA | 2712 | 6944016 | NORDYNE, LLC. | FS4BE-042KA | AC | Split System: Air-Cooled Condensing Unit, Coil with Blower | S4BE-042KA |  | B6VMMX42K-B | 12.5 | 15 | Yes | Yes | 2015-06-02 |  | 1
FALSE | S4BE-048KA | 2717 | 6944017 | NORDYNE, LLC. | FS4BE-048KA | AC | Split System: Air-Cooled Condensing Unit, Coil with Blower | S4BE-048KA |  | B6VMMX48K-C | 12 | 15 | Yes | Yes | 2015-06-02 |  | 0
FALSE | S4BE-018KA | 2679 | 6944019 | NORDYNE, LLC. | JS4BE-018KA | AC | Split System: Air-Cooled Condensing Unit, Coil with Blower | S4BE-018KA |  | B6VMMX24K-A | 12.5 | 15 | Yes | Yes | 2015-06-02 |  | 1
FALSE | S4BE-018KA | 2679 | 6944020 | NORDYNE, LLC. | JS4BE-018KA | AC | Split System: Air-Cooled Condensing Unit, Coil with Blower | S4BE-018KA |  | B6VMMX24K-B | 12.5 | 15 | Yes | Yes | 2015-06-02 |  | 1
FALSE | S4QE-024KA | 2681 | 6944021 | NORDYNE, LLC. | JS4BE-024KA | AC | Split System: Air-Cooled Condensing Unit, Coil with Blower | S4BE-024KA |  | B6VMMX24K-A | 12.5 | 15 | Yes | Yes | 2015-06-02 |  | 1
FALSE | S4QE-024KA | 2681 | 6944022 | NORDYNE, LLC. | JS4BE-024KA | AC | Split System: Air-Cooled Condensing Unit, Coil with Blower | S4BE-024KA |  | B6VMMX24K-B | 12.5 | 15 | Yes | Yes | 2015-06-02 |  | 1
FALSE | S4QE-030KA | 2694 | 6944023 | NORDYNE, LLC. | JS4BE-030KA | AC | Split System: Air-Cooled Condensing Unit, Coil with Blower | S4BE-030KA |  | B6VMMX30K-A | 12.5 | 15 | Yes | Yes | 2015-06-02 |  | 1
FALSE | S4QE-030KA | 2694 | 6944024 | NORDYNE, LLC. | JS4BE-030KA | AC | Split System: Air-Cooled Condensing Unit, Coil with Blower | S4BE-030KA |  | B6VMMX30K-B | 12.5 | 15 | Yes | Yes | 2015-06-02 |  | 1
FALSE | S4QE-036KA | 2699 | 6944025 | NORDYNE, LLC. | JS4BE-036KA | AC | Split System: Air-Cooled Condensing Unit, Coil with Blower | S4BE-036KA |  | B6VMMX36K-B | 12.5 | 15 | Yes | Yes | 2015-06-02 |  | 1
FALSE | S4BE-042KA | 2712 | 6944026 | NORDYNE, LLC. | JS4BE-042KA | AC | Split System: Air-Cooled Condensing Unit, Coil with Blower | S4BE-042KA |  | B6VMMX42K-B | 12.5 | 15 | Yes | Yes | 2015-06-02 |  | 1
FALSE | S6QF-042K | 4506 | 6944058 | KELVINATOR | JS6BF-042K | AC | Split System: Air-Cooled Condensing Unit, Coil with Blower | S6BF-042K |  | B6VMMX48K-C | 13 | 16 | Yes | Yes | 2015-06-02 |  | 2
FALSE | S6QF-048K | 4466 | 6944059 | KELVINATOR | JS6BF-048K | AC | Split System: Air-Cooled Condensing Unit, Coil with Blower | S6BF-048K |  | B6VMMX48K-C | 13 | 16 | Yes | Yes | 2015-06-02 |  | 2
FALSE | S6BF-024K | 2682 | 6944067 | NUTONE | JS6BF-024K | AC | Split System: Air-Cooled Condensing Unit, Coil with Blower | S6BF-024K |  | B6VMMX24K-A | 13 | 16 | Yes | Yes | 2015-06-02 |  | 2
FALSE | S6BF-024K | 2682 | 6944068 | NUTONE | JS6BF-024K | AC | Split System: Air-Cooled Condensing Unit, Coil with Blower | S6BF-024K |  | B6VMMX24K-B | 13 | 16 | Yes | Yes | 2015-06-02 |  | 2
FALSE | S6BF-030K | 2690 | 6944069 | NUTONE | JS6BF-030K | AC | Split System: Air-Cooled Condensing Unit, Coil with Blower | S6BF-030K |  | B6VMMX30K-A | 13 | 16 | Yes | Yes | 2015-06-02 |  | 2
FALSE | S6BF-030K | 2690 | 6944070 | NUTONE | JS6BF-030K | AC | Split System: Air-Cooled Condensing Unit, Coil with Blower | S6BF-030K |  | B6VMMX30K-B | 13 | 16 | Yes | Yes | 2015-06-02 |  | 2
FALSE | S6BF-036K | 2702 | 6944071 | NUTONE | JS6BF-036K | AC | Split System: Air-Cooled Condensing Unit, Coil with Blower | S6BF-036K |  | B6VMMX36K-B | 13 | 16 | Yes | Yes | 2015-06-02 |  | 2
FALSE | S6QF-042K | 4506 | 6944072 | NUTONE | JS6BF-042K | AC | Split System: Air-Cooled Condensing Unit, Coil with Blower | S6BF-042K |  | B6VMMX48K-C | 13 | 16 | Yes | Yes | 2015-06-02 |  | 2
FALSE | S6QF-048K | 4466 | 6944073 | NUTONE | JS6BF-048K | AC | Split System: Air-Cooled Condensing Unit, Coil with Blower | S6BF-048K |  | B6VMMX48K-C | 13 | 16 | Yes | Yes | 2015-06-02 |  | 2
FALSE | S6BF-024K | 2682 | 6944081 | FRIGIDAIRE | ES6BF-024K | AC | Split System: Air-Cooled Condensing Unit, Coil with Blower | S6BF-024K |  | B6VMMX24K-A | 13 | 16 | Yes | Yes | 2015-06-02 |  | 2
FALSE | S6BF-024K | 2682 | 6944082 | FRIGIDAIRE | ES6BF-024K | AC | Split System: Air-Cooled Condensing Unit, Coil with Blower | S6BF-024K |  | B6VMMX24K-B | 13 | 16 | Yes | Yes | 2015-06-02 |  | 2
FALSE | S6BF-030K | 2690 | 6944083 | FRIGIDAIRE | ES6BF-030K | AC | Split System: Air-Cooled Condensing Unit, Coil with Blower | S6BF-030K |  | B6VMMX30K-A | 13 | 16 | Yes | Yes | 2015-06-02 |  | 2
FALSE | S6BF-030K | 2690 | 6944084 | FRIGIDAIRE | ES6BF-030K | AC | Split System: Air-Cooled Condensing Unit, Coil with Blower | S6BF-030K |  | B6VMMX30K-B | 13 | 16 | Yes | Yes | 2015-06-02 |  | 2
FALSE | S6BF-036K | 2702 | 6944085 | FRIGIDAIRE | ES6BF-036K | AC | Split System: Air-Cooled Condensing Unit, Coil with Blower | S6BF-036K |  | B6VMMX36K-B | 13 | 16 | Yes | Yes | 2015-06-02 |  | 2
FALSE | S6QF-042K | 4506 | 6944086 | FRIGIDAIRE | ES6BF-042K | AC | Split System: Air-Cooled Condensing Unit, Coil with Blower | S6BF-042K |  | B6VMMX48K-C | 13 | 16 | Yes | Yes | 2015-06-02 |  | 2
FALSE | S6QF-048K | 4466 | 6944087 | FRIGIDAIRE | ES6BF-048K | AC | Split System: Air-Cooled Condensing Unit, Coil with Blower | S6BF-048K |  | B6VMMX48K-C | 13 | 16 | Yes | Yes | 2015-06-02 |  | 2
FALSE | S6BF-024K | 2682 | 6944088 | TAPPAN | ES6BF-024K | AC | Split System: Air-Cooled Condensing Unit, Coil with Blower | S6BF-024K |  | B6VMMX24K-A | 13 | 16 | Yes | Yes | 2015-06-02 |  | 2
FALSE | S6BF-024K | 2682 | 6944089 | TAPPAN | ES6BF-024K | AC | Split System: Air-Cooled Condensing Unit, Coil with Blower | S6BF-024K |  | B6VMMX24K-B | 13 | 16 | Yes | Yes | 2015-06-02 |  | 2
FALSE | S6BF-030K | 2690 | 6944090 | TAPPAN | ES6BF-030K | AC | Split System: Air-Cooled Condensing Unit, Coil with Blower | S6BF-030K |  | B6VMMX30K-A | 13 | 16 | Yes | Yes | 2015-06-02 |  | 2
FALSE | S6BF-030K | 2690 | 6944091 | TAPPAN | ES6BF-030K | AC | Split System: Air-Cooled Condensing Unit, Coil with Blower | S6BF-030K |  | B6VMMX30K-B | 13 | 16 | Yes | Yes | 2015-06-02 |  | 2
FALSE | S6BF-036K | 2702 | 6944092 | TAPPAN | ES6BF-036K | AC | Split System: Air-Cooled Condensing Unit, Coil with Blower | S6BF-036K |  | B6VMMX36K-B | 13 | 16 | Yes | Yes | 2015-06-02 |  | 2
FALSE | S6QF-042K | 4506 | 6944093 | TAPPAN | ES6BF-042K | AC | Split System: Air-Cooled Condensing Unit, Coil with Blower | S6BF-042K |  | B6VMMX48K-C | 13 | 16 | Yes | Yes | 2015-06-02 |  | 2
FALSE | S6QF-048K | 4466 | 6944094 | TAPPAN | ES6BF-048K | AC | Split System: Air-Cooled Condensing Unit, Coil with Blower | S6BF-048K |  | B6VMMX48K-C | 13 | 16 | Yes | Yes | 2015-06-02 |  | 2
FALSE | S6BF-024K | 2682 | 6944095 | WESTINGHOUSE | ES6BF-024K | AC | Split System: Air-Cooled Condensing Unit, Coil with Blower | S6BF-024K |  | B6VMMX24K-A | 13 | 16 | Yes | Yes | 2015-06-02 |  | 2
FALSE | S6BF-024K | 2682 | 6944096 | WESTINGHOUSE | ES6BF-024K | AC | Split System: Air-Cooled Condensing Unit, Coil with Blower | S6BF-024K |  | B6VMMX24K-B | 13 | 16 | Yes | Yes | 2015-06-02 |  | 2
FALSE | S6BF-030K | 2690 | 6944097 | WESTINGHOUSE | ES6BF-030K | AC | Split System: Air-Cooled Condensing Unit, Coil with Blower | S6BF-030K |  | B6VMMX30K-A | 13 | 16 | Yes | Yes | 2015-06-02 |  | 2
FALSE | S6BF-030K | 2690 | 6944098 | WESTINGHOUSE | ES6BF-030K | AC | Split System: Air-Cooled Condensing Unit, Coil with Blower | S6BF-030K |  | B6VMMX30K-B | 13 | 16 | Yes | Yes | 2015-06-02 |  | 2
FALSE | S6QF-042K | 4506 | 6971859 | MAYTAG | MSA6BF042K | AC | Split System: Air-Cooled Condensing Unit, Coil with Blower | S6BF-042K |  | C7B(A,H)M03642(C,U)-B+TXV | 12.5 | 15.5 | Yes | Yes | 2015-06-02 |  | 1
FALSE | S6QF-042K | 4506 | 6971863 | MAYTAG | MSA6BF042K | AC | Split System: Air-Cooled Condensing Unit, Coil with Blower | S6BF-042K |  | C7B(A,H)M03648(C,U)-C+TXV | 13 | 16 | Yes | Yes | 2015-06-02 |  | 2
FALSE | S6QF-048K | 4466 | 6971868 | MAYTAG | MSA6BF048K | AC | Split System: Air-Cooled Condensing Unit, Coil with Blower | S6BF-048K |  | C7B(A,H)M048(C,U)-C+TXV | 13 | 16 | Yes | Yes | 2015-06-02 |  | 2
FALSE | S6QF-048K | 4466 | 6971872 | MAYTAG | MSA6BF048K | AC | Split System: Air-Cooled Condensing Unit, Coil with Blower | S6BF-048K |  | C7B(A,H)M048(C,U)-D+TXV | 13 | 16 | Yes | Yes | 2015-06-02 |  | 2
FALSE | S4QE-024KA | 2681 | 7147875 | NORDYNE, LLC. | S4BE-024KA | AC | Split System: Air-Cooled Condensing Unit, Coil with Blower | S4BE-024KA |  | C7B(A,H)MX24(C,U)-A | 12.5 | 15 | Yes | Yes | 2015-06-02 |  | 1
FALSE | S4QE-024KA | 2681 | 7147877 | NORDYNE, LLC. | S4BE-024KA | AC | Split System: Air-Cooled Condensing Unit, Coil with Blower | S4BE-024KA |  | C7B(A,H)MX24(C,U)-A | 12.5 | 15 | Yes | Yes | 2015-06-02 |  | 1
FALSE | S4QE-024KA | 2681 | 7147878 | NORDYNE, LLC. | S4BE-024KA | AC | Split System: Air-Cooled Condensing Unit, Coil with Blower | S4BE-024KA |  | C7B(A,H)MX24(C,U)-B | 12.5 | 15 | Yes | Yes | 2015-06-02 |  | 1
FALSE | S4QE-024KA | 2681 | 7147879 | NORDYNE, LLC. | S4BE-024KA | AC | Split System: Air-Cooled Condensing Unit, Coil with Blower | S4BE-024KA |  | C7B(A,H)MX24(C,U)-B | 12.5 | 15 | Yes | Yes | 2015-06-02 |  | 1
FALSE | S4QE-024KA | 2681 | 7147880 | NORDYNE, LLC. | S4BE-024KA | AC | Split System: Air-Cooled Condensing Unit, Coil with Blower | S4BE-024KA |  | C7B(A,H)MX24(C,U)-B | 12.5 | 15 | Yes | Yes | 2015-06-02 |  | 1
FALSE | S4QE-024KA | 2681 | 7147881 | NORDYNE, LLC. | S4BE-024KA | AC | Split System: Air-Cooled Condensing Unit, Coil with Blower | S4BE-024KA |  | C7B(A,H)MX30(C,U)-C | 12.5 | 15 | Yes | Yes | 2015-06-02 |  | 1
FALSE | S4QE-024KA | 2681 | 7147882 | NORDYNE, LLC. | S4BE-024KA | AC | Split System: Air-Cooled Condensing Unit, Coil with Blower | S4BE-024KA |  | C7B(A,H)MX30(C,U)-C | 12.5 | 15 | Yes | Yes | 2015-06-02 |  | 1
FALSE | S4QE-024KA | 2681 | 7147883 | NORDYNE, LLC. | S4BE-024KA | AC | Split System: Air-Cooled Condensing Unit, Coil with Blower | S4BE-024KA |  | C7B(A,H)MX30(C,U)-C | 12.5 | 15 | Yes | Yes | 2015-06-02 |  | 1
FALSE | S4QE-024KA | 2681 | 7147884 | NORDYNE, LLC. | S4BE-024KA | AC | Split System: Air-Cooled Condensing Unit, Coil with Blower | S4BE-024KA |  | C7B(A,H)MX30(C,U)-C | 12.5 | 15 | Yes | Yes | 2015-06-02 |  | 1
FALSE | S4QE-030KA | 2694 | 7147885 | NORDYNE, LLC. | S4BE-030KA | AC | Split System: Air-Cooled Condensing Unit, Coil with Blower | S4BE-030KA |  | C7B(A,H)MX30(C,U)-A | 12.5 | 15 | Yes | Yes | 2015-06-02 |  | 1
FALSE | S4QE-030KA | 2694 | 7147886 | NORDYNE, LLC. | S4BE-030KA | AC | Split System: Air-Cooled Condensing Unit, Coil with Blower | S4BE-030KA |  | C7B(A,H)MX30(C,U)-A | 12.5 | 15 | Yes | Yes | 2015-06-02 |  | 1
FALSE | S4QE-030KA | 2694 | 7147887 | NORDYNE, LLC. | S4BE-030KA | AC | Split System: Air-Cooled Condensing Unit, Coil with Blower | S4BE-030KA |  | C7B(A,H)MX30(C,U)-B | 12.5 | 15 | Yes | Yes | 2015-06-02 |  | 1
FALSE | S4QE-030KA | 2694 | 7147888 | NORDYNE, LLC. | S4BE-030KA | AC | Split System: Air-Cooled Condensing Unit, Coil with Blower | S4BE-030KA |  | C7B(A,H)MX30(C,U)-B | 12.5 | 15 | Yes | Yes | 2015-06-02 |  | 1
FALSE | S4QE-030KA | 2694 | 7147889 | NORDYNE, LLC. | S4BE-030KA | AC | Split System: Air-Cooled Condensing Unit, Coil with Blower | S4BE-030KA |  | C7B(A,H)MX30(C,U)-B | 12.5 | 15 | Yes | Yes | 2015-06-02 |  | 1
FALSE | S4QE-030KA | 2694 | 7147890 | NORDYNE, LLC. | S4BE-030KA | AC | Split System: Air-Cooled Condensing Unit, Coil with Blower | S4BE-030KA |  | C7B(A,H)MX30(C,U)-C | 12.5 | 15 | Yes | Yes | 2015-06-02 |  | 1
FALSE | S4QE-030KA | 2694 | 7147891 | NORDYNE, LLC. | S4BE-030KA | AC | Split System: Air-Cooled Condensing Unit, Coil with Blower | S4BE-030KA |  | C7B(A,H)MX30(C,U)-C | 12.5 | 15 | Yes | Yes | 2015-06-02 |  | 1
FALSE | S4QE-030KA | 2694 | 7147892 | NORDYNE, LLC. | S4BE-030KA | AC | Split System: Air-Cooled Condensing Unit, Coil with Blower | S4BE-030KA |  | C7B(A,H)MX30(C,U)-C | 12.5 | 15 | Yes | Yes | 2015-06-02 |  | 1
FALSE | S4QE-036KA | 2699 | 7147893 | NORDYNE, LLC. | S4BE-036KA | AC | Split System: Air-Cooled Condensing Unit, Coil with Blower | S4BE-036KA |  | C7B(A,H)MX36(C,U)-B | 12.5 | 15 | Yes | Yes | 2015-06-02 |  | 1
FALSE | S6BF-030K | 2690 | 6944119 | MAYTAG | CSA6BF030K | AC | Split System: Air-Cooled Condensing Unit, Coil with Blower | S6BF-030K |  | B6VMMX30K-B | 13 | 16 | Yes | Yes | 2015-06-02 |  | 2
FALSE | S6BF-036K | 2702 | 6944120 | MAYTAG | CSA6BF036K | AC | Split System: Air-Cooled Condensing Unit, Coil with Blower | S6BF-036K |  | B6VMMX36K-B | 13 | 16 | Yes | Yes | 2015-06-02 |  | 2
FALSE | S6QF-042K | 4506 | 6944121 | MAYTAG | CSA6BF042K | AC | Split System: Air-Cooled Condensing Unit, Coil with Blower | S6BF-042K |  | B6VMMX48K-C | 13 | 16 | Yes | Yes | 2015-06-02 |  | 2
FALSE | S6QF-048K | 4466 | 6944122 | MAYTAG | CSA6BF048K | AC | Split System: Air-Cooled Condensing Unit, Coil with Blower | S6BF-048K |  | B6VMMX48K-C | 13 | 16 | Yes | Yes | 2015-06-02 |  | 2
FALSE | S6BF-024K | 2682 | 6944123 | AIRTEMP | VS6BF-024K | AC | Split System: Air-Cooled Condensing Unit, Coil with Blower | S6BF-024K |  | B6VMMX24K-A | 13 | 16 | Yes | Yes | 2015-06-02 |  | 2
FALSE | S6BF-024K | 2682 | 6944124 | AIRTEMP | VS6BF-024K | AC | Split System: Air-Cooled Condensing Unit, Coil with Blower | S6BF-024K |  | B6VMMX24K-B | 13 | 16 | Yes | Yes | 2015-06-02 |  | 2
FALSE | S6BF-030K | 2690 | 6944125 | AIRTEMP | VS6BF-030K | AC | Split System: Air-Cooled Condensing Unit, Coil with Blower | S6BF-030K |  | B6VMMX30K-A | 13 | 16 | Yes | Yes | 2015-06-02 |  | 2
FALSE | S6BF-030K | 2690 | 6944126 | AIRTEMP | VS6BF-030K | AC | Split System: Air-Cooled Condensing Unit, Coil with Blower | S6BF-030K |  | B6VMMX30K-B | 13 | 16 | Yes | Yes | 2015-06-02 |  | 2
FALSE | S6BF-036K | 2702 | 6944127 | AIRTEMP | VS6BF-036K | AC | Split System: Air-Cooled Condensing Unit, Coil with Blower | S6BF-036K |  | B6VMMX36K-B | 13 | 16 | Yes | Yes | 2015-06-02 |  | 2
FALSE | S6QF-042K | 4506 | 6944128 | AIRTEMP | VS6BF-042K | AC | Split System: Air-Cooled Condensing Unit, Coil with Blower | S6BF-042K |  | B6VMMX48K-C | 13 | 16 | Yes | Yes | 2015-06-02 |  | 2
FALSE | S6QF-048K | 4466 | 6944129 | AIRTEMP | VS6BF-048K | AC | Split System: Air-Cooled Condensing Unit, Coil with Blower | S6BF-048K |  | B6VMMX48K-C | 13 | 16 | Yes | Yes | 2015-06-02 |  | 2
FALSE | S6BF-024K | 2682 | 6944130 | NORDYNE, LLC. | ES6BF-024K | AC | Split System: Air-Cooled Condensing Unit, Coil with Blower | S6BF-024K |  | B6VMMX24K-A | 13 | 16 | Yes | Yes | 2015-06-02 |  | 2
FALSE | S6BF-024K | 2682 | 6944131 | NORDYNE, LLC. | ES6BF-024K | AC | Split System: Air-Cooled Condensing Unit, Coil with Blower | S6BF-024K |  | B6VMMX24K-B | 13 | 16 | Yes | Yes | 2015-06-02 |  | 2
FALSE | S6BF-030K | 2690 | 6944132 | NORDYNE, LLC. | ES6BF-030K | AC | Split System: Air-Cooled Condensing Unit, Coil with Blower | S6BF-030K |  | B6VMMX30K-A | 13 | 16 | Yes | Yes | 2015-06-02 |  | 2
FALSE | S6BF-030K | 2690 | 6944133 | NORDYNE, LLC. | ES6BF-030K | AC | Split System: Air-Cooled Condensing Unit, Coil with Blower | S6BF-030K |  | B6VMMX30K-B | 13 | 16 | Yes | Yes | 2015-06-02 |  | 2
FALSE | S6BF-036K | 2702 | 6944134 | NORDYNE, LLC. | ES6BF-036K | AC | Split System: Air-Cooled Condensing Unit, Coil with Blower | S6BF-036K |  | B6VMMX36K-B | 13 | 16 | Yes | Yes | 2015-06-02 |  | 2
FALSE | S6QF-042K | 4506 | 6944135 | NORDYNE, LLC. | ES6BF-042K | AC | Split System: Air-Cooled Condensing Unit, Coil with Blower | S6BF-042K |  | B6VMMX48K-C | 13 | 16 | Yes | Yes | 2015-06-02 |  | 2
FALSE | S6QF-048K | 4466 | 6944136 | NORDYNE, LLC. | ES6BF-048K | AC | Split System: Air-Cooled Condensing Unit, Coil with Blower | S6BF-048K |  | B6VMMX48K-C | 13 | 16 | Yes | Yes | 2015-06-02 |  | 2
FALSE | S6BF-024K | 2682 | 6944137 | NORDYNE, LLC. | JS6BF-024K | AC | Split System: Air-Cooled Condensing Unit, Coil with Blower | S6BF-024K |  | B6VMMX24K-A | 13 | 16 | Yes | Yes | 2015-06-02 |  | 2
FALSE | S6BF-024K | 2682 | 6944138 | NORDYNE, LLC. | JS6BF-024K | AC | Split System: Air-Cooled Condensing Unit, Coil with Blower | S6BF-024K |  | B6VMMX24K-B | 13 | 16 | Yes | Yes | 2015-06-02 |  | 2
FALSE | S6BF-030K | 2690 | 6944139 | NORDYNE, LLC. | JS6BF-030K | AC | Split System: Air-Cooled Condensing Unit, Coil with Blower | S6BF-030K |  | B6VMMX30K-A | 13 | 16 | Yes | Yes | 2015-06-02 |  | 2
FALSE | S6BF-030K | 2690 | 6944140 | NORDYNE, LLC. | JS6BF-030K | AC | Split System: Air-Cooled Condensing Unit, Coil with Blower | S6BF-030K |  | B6VMMX30K-B | 13 | 16 | Yes | Yes | 2015-06-02 |  | 2
FALSE | S6BF-036K | 2702 | 6944141 | NORDYNE, LLC. | JS6BF-036K | AC | Split System: Air-Cooled Condensing Unit, Coil with Blower | S6BF-036K |  | B6VMMX36K-B | 13 | 16 | Yes | Yes | 2015-06-02 |  | 2
FALSE | S6QF-042K | 4506 | 6944142 | NORDYNE, LLC. | JS6BF-042K | AC | Split System: Air-Cooled Condensing Unit, Coil with Blower | S6BF-042K |  | B6VMMX48K-C | 13 | 16 | Yes | Yes | 2015-06-02 |  | 2
FALSE | S6QF-048K | 4466 | 6944143 | NORDYNE, LLC. | JS6BF-048K | AC | Split System: Air-Cooled Condensing Unit, Coil with Blower | S6BF-048K |  | B6VMMX48K-C | 13 | 16 | Yes | Yes | 2015-06-02 |  | 2
FALSE | S6BF-030K | 2690 | 7147919 | NORDYNE, LLC. | S6BF-030K | AC | Split System: Air-Cooled Condensing Unit, Coil with Blower | S6BF-030K |  | C7B(A,H)MX30(C,U)-C | 12.5 | 15 | Yes | Yes | 2015-06-02 |  | 1
FALSE | S6BF-036K | 2702 | 7147920 | NORDYNE, LLC. | S6BF-036K | AC | Split System: Air-Cooled Condensing Unit, Coil with Blower | S6BF-036K |  | C7B(A,H)MX36(C,U)-B | 13 | 16 | Yes | Yes | 2015-06-02 |  | 2
FALSE | S6BF-036K | 2702 | 7147921 | NORDYNE, LLC. | S6BF-036K | AC | Split System: Air-Cooled Condensing Unit, Coil with Blower | S6BF-036K |  | C7B(A,H)MX36(C,U)-B | 13 | 16 | Yes | Yes | 2015-06-02 |  | 2
FALSE | S6BF-036K | 2702 | 7147922 | NORDYNE, LLC. | S6BF-036K | AC | Split System: Air-Cooled Condensing Unit, Coil with Blower | S6BF-036K |  | C7B(A,H)MX36(C,U)-B | 13 | 16 | Yes | Yes | 2015-06-02 |  | 2
FALSE | S6BF-036K | 2702 | 7147923 | NORDYNE, LLC. | S6BF-036K | AC | Split System: Air-Cooled Condensing Unit, Coil with Blower | S6BF-036K |  | C7B(A,H)MX36(C,U)-C | 13 | 16 | Yes | Yes | 2015-06-02 |  | 2
FALSE | S6BF-036K | 2702 | 7147924 | NORDYNE, LLC. | S6BF-036K | AC | Split System: Air-Cooled Condensing Unit, Coil with Blower | S6BF-036K |  | C7B(A,H)MX36(C,U)-C | 13 | 16 | Yes | Yes | 2015-06-02 |  | 2
FALSE | S6BF-036K | 2702 | 7147925 | NORDYNE, LLC. | S6BF-036K | AC | Split System: Air-Cooled Condensing Unit, Coil with Blower | S6BF-036K |  | C7B(A,H)MX36(C,U)-C | 13 | 16 | Yes | Yes | 2015-06-02 |  | 2
FALSE | S6QF-042K | 4506 | 7147926 | NORDYNE, LLC. | S6BF-042K | AC | Split System: Air-Cooled Condensing Unit, Coil with Blower | S6BF-042K |  | C7B(A,H)MX42(C,U)-C | 13 | 16 | Yes | Yes | 2015-06-02 |  | 2
FALSE | S6QF-042K | 4506 | 7147927 | NORDYNE, LLC. | S6BF-042K | AC | Split System: Air-Cooled Condensing Unit, Coil with Blower | S6BF-042K |  | C7B(A,H)MX42(C,U)-C | 13 | 16 | Yes | Yes | 2015-06-02 |  | 2
FALSE | S6QF-042K | 4506 | 7147928 | NORDYNE, LLC. | S6BF-042K | AC | Split System: Air-Cooled Condensing Unit, Coil with Blower | S6BF-042K |  | C7B(A,H)MX42(C,U)-C | 13 | 16 | Yes | Yes | 2015-06-02 |  | 2
FALSE | S6QF-048K | 4466 | 7147929 | NORDYNE, LLC. | S6BF-048K | AC | Split System: Air-Cooled Condensing Unit, Coil with Blower | S6BF-048K |  | C7B(A,H)MX48(C,U)-C | 13 | 16 | Yes | Yes | 2015-06-02 |  | 2
FALSE | S6QF-048K | 4466 | 7147930 | NORDYNE, LLC. | S6BF-048K | AC | Split System: Air-Cooled Condensing Unit, Coil with Blower | S6BF-048K |  | C7B(A,H)MX48(C,U)-C | 13 | 16 | Yes | Yes | 2015-06-02 |  | 2
FALSE | S6QF-048K | 4466 | 7147931 | NORDYNE, LLC. | S6BF-048K | AC | Split System: Air-Cooled Condensing Unit, Coil with Blower | S6BF-048K |  | C7B(A,H)MX48(C,U)-C | 13 | 16 | Yes | Yes | 2015-06-02 |  | 2
FALSE | S6QF-048K | 4466 | 7147932 | NORDYNE, LLC. | S6BF-048K | AC | Split System: Air-Cooled Condensing Unit, Coil with Blower | S6BF-048K |  | C7B(A,H)MX48(C,U)-D | 13 | 16 | Yes | Yes | 2015-06-02 |  | 2
FALSE | S6QF-048K | 4466 | 7147933 | NORDYNE, LLC. | S6BF-048K | AC | Split System: Air-Cooled Condensing Unit, Coil with Blower | S6BF-048K |  | C7B(A,H)MX48(C,U)-D | 13 | 16 | Yes | Yes | 2015-06-02 |  | 2
FALSE | S6QF-048K | 4466 | 7147934 | NORDYNE, LLC. | S6BF-048K | AC | Split System: Air-Cooled Condensing Unit, Coil with Blower | S6BF-048K |  | C7B(A,H)MX48(C,U)-D | 13 | 16 | Yes | Yes | 2015-06-02 |  | 2
FALSE | S4BE-018KA | 2679 | 7147942 | NORDYNE, LLC. | S4BE-018KA | AC | Split System: Air-Cooled Condensing Unit, Coil with Blower | S4BE-018KA |  | C7B(A,H)MX24(C,U)-A | 12.5 | 15 | Yes | Yes | 2015-06-02 |  | 1
FALSE | S4BE-018KA | 2679 | 7147943 | NORDYNE, LLC. | S4BE-018KA | AC | Split System: Air-Cooled Condensing Unit, Coil with Blower | S4BE-018KA |  | C7B(A,H)MX24(C,U)-A | 12.5 | 15 | Yes | Yes | 2015-06-02 |  | 1
FALSE | S4BE-018KA | 2679 | 7147944 | NORDYNE, LLC. | S4BE-018KA | AC | Split System: Air-Cooled Condensing Unit, Coil with Blower | S4BE-018KA |  | C7B(A,H)MX24(C,U)-B | 12.5 | 15 | Yes | Yes | 2015-06-02 |  | 1
FALSE | S4BE-018KA | 2679 | 7147945 | NORDYNE, LLC. | S4BE-018KA | AC | Split System: Air-Cooled Condensing Unit, Coil with Blower | S4BE-018KA |  | C7B(A,H)MX24(C,U)-B | 12.5 | 15 | Yes | Yes | 2015-06-02 |  | 1
FALSE | S4BE-060KA | 4508 | 7151632 | INTERTHERM | DS4BE-060KA | AC | Split System: Air-Cooled Condensing Unit, Coil with Blower | S4BE-060KA |  | C7B(A,H)MX60(C,U)-D | 12 | 14.5 | Yes | Yes | 2015-06-02 |  | 0
FALSE | S4BE-060KA | 4508 | 7151633 | INTERTHERM | DS4BE-060KA | AC | Split System: Air-Cooled Condensing Unit, Coil with Blower | S4BE-060KA |  | C7B(A,H)MX60(C,U)-D | 12 | 14.5 | Yes | Yes | 2015-06-02 |  | 0
FALSE | S4BE-018KA | 2679 | 7151634 | MAYTAG | DS4BE-018KA | AC | Split System: Air-Cooled Condensing Unit, Coil with Blower | S4BE-018KA |  | C7B(A,H)MX24(C,U)-A | 12.5 | 15 | Yes | Yes | 2015-06-02 |  | 1
FALSE | S4BE-018KA | 2679 | 7151635 | MAYTAG | DS4BE-018KA | AC | Split System: Air-Cooled Condensing Unit, Coil with Blower | S4BE-018KA |  | C7B(A,H)MX24(C,U)-A | 12.5 | 15 | Yes | Yes | 2015-06-02 |  | 1
FALSE | S4BE-018KA | 2679 | 7151636 | MAYTAG | DS4BE-018KA | AC | Split System: Air-Cooled Condensing Unit, Coil with Blower | S4BE-018KA |  | C7B(A,H)MX24(C,U)-B | 12.5 | 15 | Yes | Yes | 2015-06-02 |  | 1
FALSE | S4BE-018KA | 2679 | 7151637 | MAYTAG | DS4BE-018KA | AC | Split System: Air-Cooled Condensing Unit, Coil with Blower | S4BE-018KA |  | C7B(A,H)MX24(C,U)-B | 12.5 | 15 | Yes | Yes | 2015-06-02 |  | 1
FALSE | S4BE-018KA | 2679 | 7151638 | MAYTAG | DS4BE-018KA | AC | Split System: Air-Cooled Condensing Unit, Coil with Blower | S4BE-018KA |  | C7B(A,H)MX24(C,U)-B | 12.5 | 15 | Yes | Yes | 2015-06-02 |  | 1
FALSE | S4QE-024KA | 2681 | 7151639 | MAYTAG | DS4BE-024KA | AC | Split System: Air-Cooled Condensing Unit, Coil with Blower | S4BE-024KA |  | C7B(A,H)MX24(C,U)-A | 12.5 | 15 | Yes | Yes | 2015-06-02 |  | 1
FALSE | S4QE-024KA | 2681 | 7151640 | MAYTAG | DS4BE-024KA | AC | Split System: Air-Cooled Condensing Unit, Coil with Blower | S4BE-024KA |  | C7B(A,H)MX24(C,U)-A | 12.5 | 15 | Yes | Yes | 2015-06-02 |  | 1
FALSE | S4QE-024KA | 2681 | 7151641 | MAYTAG | DS4BE-024KA | AC | Split System: Air-Cooled Condensing Unit, Coil with Blower | S4BE-024KA |  | C7B(A,H)MX24(C,U)-B | 12.5 | 15 | Yes | Yes | 2015-06-02 |  | 1
FALSE | S4QE-024KA | 2681 | 7151642 | MAYTAG | DS4BE-024KA | AC | Split System: Air-Cooled Condensing Unit, Coil with Blower | S4BE-024KA |  | C7B(A,H)MX24(C,U)-B | 12.5 | 15 | Yes | Yes | 2015-06-02 |  | 1
FALSE | S4QE-024KA | 2681 | 7151643 | MAYTAG | DS4BE-024KA | AC | Split System: Air-Cooled Condensing Unit, Coil with Blower | S4BE-024KA |  | C7B(A,H)MX24(C,U)-B | 12.5 | 15 | Yes | Yes | 2015-06-02 |  | 1
FALSE | S4QE-024KA | 2681 | 7151644 | MAYTAG | DS4BE-024KA | AC | Split System: Air-Cooled Condensing Unit, Coil with Blower | S4BE-024KA |  | C7B(A,H)MX30(C,U)-C | 12.5 | 15 | Yes | Yes | 2015-06-02 |  | 1
FALSE | S4QE-024KA | 2681 | 7151645 | MAYTAG | DS4BE-024KA | AC | Split System: Air-Cooled Condensing Unit, Coil with Blower | S4BE-024KA |  | C7B(A,H)MX30(C,U)-C | 12.5 | 15 | Yes | Yes | 2015-06-02 |  | 1
FALSE | S4QE-024KA | 2681 | 7151646 | MAYTAG | DS4BE-024KA | AC | Split System: Air-Cooled Condensing Unit, Coil with Blower | S4BE-024KA |  | C7B(A,H)MX30(C,U)-C | 12.5 | 15 | Yes | Yes | 2015-06-02 |  | 1
FALSE | S4QE-024KA | 2681 | 7151647 | MAYTAG | DS4BE-024KA | AC | Split System: Air-Cooled Condensing Unit, Coil with Blower | S4BE-024KA |  | C7B(A,H)MX30(C,U)-C | 12.5 | 15 | Yes | Yes | 2015-06-02 |  | 1
FALSE | S4QE-030KA | 2694 | 7151648 | MAYTAG | DS4BE-030KA | AC | Split System: Air-Cooled Condensing Unit, Coil with Blower | S4BE-030KA |  | C7B(A,H)MX30(C,U)-A | 12.5 | 15 | Yes | Yes | 2015-06-02 |  | 1
FALSE | S4QE-030KA | 2694 | 7151649 | MAYTAG | DS4BE-030KA | AC | Split System: Air-Cooled Condensing Unit, Coil with Blower | S4BE-030KA |  | C7B(A,H)MX30(C,U)-A | 12.5 | 15 | Yes | Yes | 2015-06-02 |  | 1
FALSE | S4QE-030KA | 2694 | 7151650 | MAYTAG | DS4BE-030KA | AC | Split System: Air-Cooled Condensing Unit, Coil with Blower | S4BE-030KA |  | C7B(A,H)MX30(C,U)-B | 12.5 | 15 | Yes | Yes | 2015-06-02 |  | 1
FALSE | S4QE-030KA | 2694 | 7151608 | INTERTHERM | DS4BE-030KA | AC | Split System: Air-Cooled Condensing Unit, Coil with Blower | S4BE-030KA |  | C7B(A,H)MX30(C,U)-B | 12.5 | 15 | Yes | Yes | 2015-06-02 |  | 1
FALSE | S4QE-030KA | 2694 | 7151609 | INTERTHERM | DS4BE-030KA | AC | Split System: Air-Cooled Condensing Unit, Coil with Blower | S4BE-030KA |  | C7B(A,H)MX30(C,U)-B | 12.5 | 15 | Yes | Yes | 2015-06-02 |  | 1
FALSE | S4QE-030KA | 2694 | 7151610 | INTERTHERM | DS4BE-030KA | AC | Split System: Air-Cooled Condensing Unit, Coil with Blower | S4BE-030KA |  | C7B(A,H)MX30(C,U)-C | 12.5 | 15 | Yes | Yes | 2015-06-02 |  | 1
FALSE | S4QE-030KA | 2694 | 7151611 | INTERTHERM | DS4BE-030KA | AC | Split System: Air-Cooled Condensing Unit, Coil with Blower | S4BE-030KA |  | C7B(A,H)MX30(C,U)-C | 12.5 | 15 | Yes | Yes | 2015-06-02 |  | 1
FALSE | S4QE-030KA | 2694 | 7151612 | INTERTHERM | DS4BE-030KA | AC | Split System: Air-Cooled Condensing Unit, Coil with Blower | S4BE-030KA |  | C7B(A,H)MX30(C,U)-C | 12.5 | 15 | Yes | Yes | 2015-06-02 |  | 1
FALSE | S4QE-036KA | 2699 | 7151613 | INTERTHERM | DS4BE-036KA | AC | Split System: Air-Cooled Condensing Unit, Coil with Blower | S4BE-036KA |  | C7B(A,H)MX36(C,U)-B | 12.5 | 15 | Yes | Yes | 2015-06-02 |  | 1
FALSE | S4QE-036KA | 2699 | 7151614 | INTERTHERM | DS4BE-036KA | AC | Split System: Air-Cooled Condensing Unit, Coil with Blower | S4BE-036KA |  | C7B(A,H)MX36(C,U)-B | 12.5 | 15 | Yes | Yes | 2015-06-02 |  | 1
FALSE | S4QE-036KA | 2699 | 7151615 | INTERTHERM | DS4BE-036KA | AC | Split System: Air-Cooled Condensing Unit, Coil with Blower | S4BE-036KA |  | C7B(A,H)MX36(C,U)-B | 12.5 | 15 | Yes | Yes | 2015-06-02 |  | 1
FALSE | S4QE-036KA | 2699 | 7151616 | INTERTHERM | DS4BE-036KA | AC | Split System: Air-Cooled Condensing Unit, Coil with Blower | S4BE-036KA |  | C7B(A,H)MX36(C,U)-C | 12.5 | 15 | Yes | Yes | 2015-06-02 |  | 1
FALSE | S4QE-036KA | 2699 | 7151617 | INTERTHERM | DS4BE-036KA | AC | Split System: Air-Cooled Condensing Unit, Coil with Blower | S4BE-036KA |  | C7B(A,H)MX36(C,U)-C | 12.5 | 15 | Yes | Yes | 2015-06-02 |  | 1
FALSE | S4QE-036KA | 2699 | 7151618 | INTERTHERM | DS4BE-036KA | AC | Split System: Air-Cooled Condensing Unit, Coil with Blower | S4BE-036KA |  | C7B(A,H)MX36(C,U)-C | 12.5 | 15 | Yes | Yes | 2015-06-02 |  | 1
FALSE | S4BE-042KA | 2712 | 7151619 | INTERTHERM | DS4BE-042KA | AC | Split System: Air-Cooled Condensing Unit, Coil with Blower | S4BE-042KA |  | C7B(A,H)MX42(C,U)-C | 12.5 | 15 | Yes | Yes | 2015-06-02 |  | 1
FALSE | S4BE-042KA | 2712 | 7151620 | INTERTHERM | DS4BE-042KA | AC | Split System: Air-Cooled Condensing Unit, Coil with Blower | S4BE-042KA |  | C7B(A,H)MX42(C,U)-C | 12.5 | 15 | Yes | Yes | 2015-06-02 |  | 1
FALSE | S4BE-042KA | 2712 | 7151621 | INTERTHERM | DS4BE-042KA | AC | Split System: Air-Cooled Condensing Unit, Coil with Blower | S4BE-042KA |  | C7B(A,H)MX42(C,U)-C | 12.5 | 15 | Yes | Yes | 2015-06-02 |  | 1
FALSE | S4BE-048KA | 2717 | 7151622 | INTERTHERM | DS4BE-048KA | AC | Split System: Air-Cooled Condensing Unit, Coil with Blower | S4BE-048KA |  | C7B(A,H)MX48(C,U)-C | 12 | 15 | Yes | Yes | 2015-06-02 |  | 0
FALSE | S4BE-048KA | 2717 | 7151623 | INTERTHERM | DS4BE-048KA | AC | Split System: Air-Cooled Condensing Unit, Coil with Blower | S4BE-048KA |  | C7B(A,H)MX48(C,U)-C | 12 | 15 | Yes | Yes | 2015-06-02 |  | 0
FALSE | S4BE-048KA | 2717 | 7151624 | INTERTHERM | DS4BE-048KA | AC | Split System: Air-Cooled Condensing Unit, Coil with Blower | S4BE-048KA |  | C7B(A,H)MX48(C,U)-C | 12 | 15 | Yes | Yes | 2015-06-02 |  | 0
FALSE | S4BE-048KA | 2717 | 7151625 | INTERTHERM | DS4BE-048KA | AC | Split System: Air-Cooled Condensing Unit, Coil with Blower | S4BE-048KA |  | C7B(A,H)MX48(C,U)-D | 12 | 15 | Yes | Yes | 2015-06-02 |  | 0
FALSE | S4BE-048KA | 2717 | 7151626 | INTERTHERM | DS4BE-048KA | AC | Split System: Air-Cooled Condensing Unit, Coil with Blower | S4BE-048KA |  | C7B(A,H)MX48(C,U)-D | 12 | 15 | Yes | Yes | 2015-06-02 |  | 0
FALSE | S4BE-048KA | 2717 | 7151627 | INTERTHERM | DS4BE-048KA | AC | Split System: Air-Cooled Condensing Unit, Coil with Blower | S4BE-048KA |  | C7B(A,H)MX48(C,U)-D | 12 | 15 | Yes | Yes | 2015-06-02 |  | 0
FALSE | S4BE-060KA | 4508 | 7151628 | INTERTHERM | DS4BE-060KA | AC | Split System: Air-Cooled Condensing Unit, Coil with Blower | S4BE-060KA |  | C7B(A,H)MX60(C,U)-C | 12 | 15 | Yes | Yes | 2015-06-02 |  | 0
FALSE | S4BE-060KA | 4508 | 7151629 | INTERTHERM | DS4BE-060KA | AC | Split System: Air-Cooled Condensing Unit, Coil with Blower | S4BE-060KA |  | C7B(A,H)MX60(C,U)-C | 12 | 15 | Yes | Yes | 2015-06-02 |  | 0
FALSE | S4BE-060KA | 4508 | 7151630 | INTERTHERM | DS4BE-060KA | AC | Split System: Air-Cooled Condensing Unit, Coil with Blower | S4BE-060KA |  | C7B(A,H)MX60(C,U)-C | 12 | 15 | Yes | Yes | 2015-06-02 |  | 0
FALSE | S4BE-060KA | 4508 | 7151631 | INTERTHERM | DS4BE-060KA | AC | Split System: Air-Cooled Condensing Unit, Coil with Blower | S4BE-060KA |  | C7B(A,H)MX60(C,U)-D | 12 | 14.5 | Yes | Yes | 2015-06-02 |  | 0
FALSE | S4QE-030KA | 2694 | 7151651 | MAYTAG | DS4BE-030KA | AC | Split System: Air-Cooled Condensing Unit, Coil with Blower | S4BE-030KA |  | C7B(A,H)MX30(C,U)-B | 12.5 | 15 | Yes | Yes | 2015-06-02 |  | 1
FALSE | S4QE-030KA | 2694 | 7151652 | MAYTAG | DS4BE-030KA | AC | Split System: Air-Cooled Condensing Unit, Coil with Blower | S4BE-030KA |  | C7B(A,H)MX30(C,U)-B | 12.5 | 15 | Yes | Yes | 2015-06-02 |  | 1
FALSE | S4QE-030KA | 2694 | 7151653 | MAYTAG | DS4BE-030KA | AC | Split System: Air-Cooled Condensing Unit, Coil with Blower | S4BE-030KA |  | C7B(A,H)MX30(C,U)-C | 12.5 | 15 | Yes | Yes | 2015-06-02 |  | 1
FALSE | S4QE-030KA | 2694 | 7151654 | MAYTAG | DS4BE-030KA | AC | Split System: Air-Cooled Condensing Unit, Coil with Blower | S4BE-030KA |  | C7B(A,H)MX30(C,U)-C | 12.5 | 15 | Yes | Yes | 2015-06-02 |  | 1
FALSE | S4QE-030KA | 2694 | 7151655 | MAYTAG | DS4BE-030KA | AC | Split System: Air-Cooled Condensing Unit, Coil with Blower | S4BE-030KA |  | C7B(A,H)MX30(C,U)-C | 12.5 | 15 | Yes | Yes | 2015-06-02 |  | 1
FALSE | S4QE-036KA | 2699 | 7151656 | MAYTAG | DS4BE-036KA | AC | Split System: Air-Cooled Condensing Unit, Coil with Blower | S4BE-036KA |  | C7B(A,H)MX36(C,U)-B | 12.5 | 15 | Yes | Yes | 2015-06-02 |  | 1
FALSE | S4QE-036KA | 2699 | 7151657 | MAYTAG | DS4BE-036KA | AC | Split System: Air-Cooled Condensing Unit, Coil with Blower | S4BE-036KA |  | C7B(A,H)MX36(C,U)-B | 12.5 | 15 | Yes | Yes | 2015-06-02 |  | 1
FALSE | S4QE-036KA | 2699 | 7151658 | MAYTAG | DS4BE-036KA | AC | Split System: Air-Cooled Condensing Unit, Coil with Blower | S4BE-036KA |  | C7B(A,H)MX36(C,U)-B | 12.5 | 15 | Yes | Yes | 2015-06-02 |  | 1
FALSE | S4QE-036KA | 2699 | 7151660 | MAYTAG | DS4BE-036KA | AC | Split System: Air-Cooled Condensing Unit, Coil with Blower | S4BE-036KA |  | C7B(A,H)MX36(C,U)-C | 12.5 | 15 | Yes | Yes | 2015-06-02 |  | 1
FALSE | S4QE-036KA | 2699 | 7151661 | MAYTAG | DS4BE-036KA | AC | Split System: Air-Cooled Condensing Unit, Coil with Blower | S4BE-036KA |  | C7B(A,H)MX36(C,U)-C | 12.5 | 15 | Yes | Yes | 2015-06-02 |  | 1
FALSE | S4QE-036KA | 2699 | 7151662 | MAYTAG | DS4BE-036KA | AC | Split System: Air-Cooled Condensing Unit, Coil with Blower | S4BE-036KA |  | C7B(A,H)MX36(C,U)-C | 12.5 | 15 | Yes | Yes | 2015-06-02 |  | 1
FALSE | S4BE-042KA | 2712 | 7151663 | MAYTAG | DS4BE-042KA | AC | Split System: Air-Cooled Condensing Unit, Coil with Blower | S4BE-042KA |  | C7B(A,H)MX42(C,U)-C | 12.5 | 15 | Yes | Yes | 2015-06-02 |  | 1
FALSE | S4BE-042KA | 2712 | 7151664 | MAYTAG | DS4BE-042KA | AC | Split System: Air-Cooled Condensing Unit, Coil with Blower | S4BE-042KA |  | C7B(A,H)MX42(C,U)-C | 12.5 | 15 | Yes | Yes | 2015-06-02 |  | 1
FALSE | S4BE-042KA | 2712 | 7151665 | MAYTAG | DS4BE-042KA | AC | Split System: Air-Cooled Condensing Unit, Coil with Blower | S4BE-042KA |  | C7B(A,H)MX42(C,U)-C | 12.5 | 15 | Yes | Yes | 2015-06-02 |  | 1
FALSE | S4BE-048KA | 2717 | 7151666 | MAYTAG | DS4BE-048KA | AC | Split System: Air-Cooled Condensing Unit, Coil with Blower | S4BE-048KA |  | C7B(A,H)MX48(C,U)-C | 12 | 15 | Yes | Yes | 2015-06-02 |  | 0
FALSE | S4BE-048KA | 2717 | 7151667 | MAYTAG | DS4BE-048KA | AC | Split System: Air-Cooled Condensing Unit, Coil with Blower | S4BE-048KA |  | C7B(A,H)MX48(C,U)-C | 12 | 15 | Yes | Yes | 2015-06-02 |  | 0
FALSE | S4BE-048KA | 2717 | 7151668 | MAYTAG | DS4BE-048KA | AC | Split System: Air-Cooled Condensing Unit, Coil with Blower | S4BE-048KA |  | C7B(A,H)MX48(C,U)-C | 12 | 15 | Yes | Yes | 2015-06-02 |  | 0
FALSE | S4BE-048KA | 2717 | 7151669 | MAYTAG | DS4BE-048KA | AC | Split System: Air-Cooled Condensing Unit, Coil with Blower | S4BE-048KA |  | C7B(A,H)MX48(C,U)-D | 12 | 15 | Yes | Yes | 2015-06-02 |  | 0
FALSE | S4BE-048KA | 2717 | 7151670 | MAYTAG | DS4BE-048KA | AC | Split System: Air-Cooled Condensing Unit, Coil with Blower | S4BE-048KA |  | C7B(A,H)MX48(C,U)-D | 12 | 15 | Yes | Yes | 2015-06-02 |  | 0
FALSE | S4BE-048KA | 2717 | 7151671 | MAYTAG | DS4BE-048KA | AC | Split System: Air-Cooled Condensing Unit, Coil with Blower | S4BE-048KA |  | C7B(A,H)MX48(C,U)-D | 12 | 15 | Yes | Yes | 2015-06-02 |  | 0
FALSE | S4BE-060KA | 4508 | 7151672 | MAYTAG | DS4BE-060KA | AC | Split System: Air-Cooled Condensing Unit, Coil with Blower | S4BE-060KA |  | C7B(A,H)MX60(C,U)-C | 12 | 15 | Yes | Yes | 2015-06-02 |  | 0
FALSE | S4BE-060KA | 4508 | 7151673 | MAYTAG | DS4BE-060KA | AC | Split System: Air-Cooled Condensing Unit, Coil with Blower | S4BE-060KA |  | C7B(A,H)MX60(C,U)-C | 12 | 15 | Yes | Yes | 2015-06-02 |  | 0
FALSE | S4BE-060KA | 4508 | 7151674 | MAYTAG | DS4BE-060KA | AC | Split System: Air-Cooled Condensing Unit, Coil with Blower | S4BE-060KA |  | C7B(A,H)MX60(C,U)-C | 12 | 15 | Yes | Yes | 2015-06-02 |  | 0
FALSE | S4BE-060KA | 4508 | 7151675 | MAYTAG | DS4BE-060KA | AC | Split System: Air-Cooled Condensing Unit, Coil with Blower | S4BE-060KA |  | C7B(A,H)MX60(C,U)-D | 12 | 14.5 | Yes | Yes | 2015-06-02 |  | 0
FALSE | S4BE-060KA | 4508 | 7151676 | MAYTAG | DS4BE-060KA | AC | Split System: Air-Cooled Condensing Unit, Coil with Blower | S4BE-060KA |  | C7B(A,H)MX60(C,U)-D | 12 | 14.5 | Yes | Yes | 2015-06-02 |  | 0
FALSE | S4BE-060KA | 4508 | 7151677 | MAYTAG | DS4BE-060KA | AC | Split System: Air-Cooled Condensing Unit, Coil with Blower | S4BE-060KA |  | C7B(A,H)MX60(C,U)-D | 12 | 14.5 | Yes | Yes | 2015-06-02 |  | 0
FALSE | S4BE-018KA | 2679 | 7151678 | MILLER | DS4BE-018KA | AC | Split System: Air-Cooled Condensing Unit, Coil with Blower | S4BE-018KA |  | C7B(A,H)MX24(C,U)-A | 12.5 | 15 | Yes | Yes | 2015-06-02 |  | 1
FALSE | S4BE-018KA | 2679 | 7151679 | MILLER | DS4BE-018KA | AC | Split System: Air-Cooled Condensing Unit, Coil with Blower | S4BE-018KA |  | C7B(A,H)MX24(C,U)-A | 12.5 | 15 | Yes | Yes | 2015-06-02 |  | 1
FALSE | S4QE-024KA | 2681 | 7151726 | BROAN | DS4BE-024KA | AC | Split System: Air-Cooled Condensing Unit, Coil with Blower | S4BE-024KA |  | C7B(A,H)MX24(C,U)-A | 12.5 | 15 | Yes | Yes | 2015-06-02 |  | 1
FALSE | S4QE-024KA | 2681 | 7151727 | BROAN | DS4BE-024KA | AC | Split System: Air-Cooled Condensing Unit, Coil with Blower | S4BE-024KA |  | C7B(A,H)MX24(C,U)-A | 12.5 | 15 | Yes | Yes | 2015-06-02 |  | 1
FALSE | S4QE-024KA | 2681 | 7151728 | BROAN | DS4BE-024KA | AC | Split System: Air-Cooled Condensing Unit, Coil with Blower | S4BE-024KA |  | C7B(A,H)MX24(C,U)-B | 12.5 | 15 | Yes | Yes | 2015-06-02 |  | 1
FALSE | S4QE-024KA | 2681 | 7151729 | BROAN | DS4BE-024KA | AC | Split System: Air-Cooled Condensing Unit, Coil with Blower | S4BE-024KA |  | C7B(A,H)MX24(C,U)-B | 12.5 | 15 | Yes | Yes | 2015-06-02 |  | 1
FALSE | S4QE-024KA | 2681 | 7151730 | BROAN | DS4BE-024KA | AC | Split System: Air-Cooled Condensing Unit, Coil with Blower | S4BE-024KA |  | C7B(A,H)MX24(C,U)-B | 12.5 | 15 | Yes | Yes | 2015-06-02 |  | 1
FALSE | S4QE-024KA | 2681 | 7151731 | BROAN | DS4BE-024KA | AC | Split System: Air-Cooled Condensing Unit, Coil with Blower | S4BE-024KA |  | C7B(A,H)MX30(C,U)-C | 12.5 | 15 | Yes | Yes | 2015-06-02 |  | 1
FALSE | S4QE-024KA | 2681 | 7151732 | BROAN | DS4BE-024KA | AC | Split System: Air-Cooled Condensing Unit, Coil with Blower | S4BE-024KA |  | C7B(A,H)MX30(C,U)-C | 12.5 | 15 | Yes | Yes | 2015-06-02 |  | 1
FALSE | S4QE-024KA | 2681 | 7151733 | BROAN | DS4BE-024KA | AC | Split System: Air-Cooled Condensing Unit, Coil with Blower | S4BE-024KA |  | C7B(A,H)MX30(C,U)-C | 12.5 | 15 | Yes | Yes | 2015-06-02 |  | 1
FALSE | S4QE-024KA | 2681 | 7151734 | BROAN | DS4BE-024KA | AC | Split System: Air-Cooled Condensing Unit, Coil with Blower | S4BE-024KA |  | C7B(A,H)MX30(C,U)-C | 12.5 | 15 | Yes | Yes | 2015-06-02 |  | 1
FALSE | S4QE-030KA | 2694 | 7151735 | BROAN | DS4BE-030KA | AC | Split System: Air-Cooled Condensing Unit, Coil with Blower | S4BE-030KA |  | C7B(A,H)MX30(C,U)-A | 12.5 | 15 | Yes | Yes | 2015-06-02 |  | 1
FALSE | S4QE-030KA | 2694 | 7151736 | BROAN | DS4BE-030KA | AC | Split System: Air-Cooled Condensing Unit, Coil with Blower | S4BE-030KA |  | C7B(A,H)MX30(C,U)-A | 12.5 | 15 | Yes | Yes | 2015-06-02 |  | 1
FALSE | S4QE-030KA | 2694 | 7151737 | BROAN | DS4BE-030KA | AC | Split System: Air-Cooled Condensing Unit, Coil with Blower | S4BE-030KA |  | C7B(A,H)MX30(C,U)-B | 12.5 | 15 | Yes | Yes | 2015-06-02 |  | 1
FALSE | S4QE-030KA | 2694 | 7151738 | BROAN | DS4BE-030KA | AC | Split System: Air-Cooled Condensing Unit, Coil with Blower | S4BE-030KA |  | C7B(A,H)MX30(C,U)-B | 12.5 | 15 | Yes | Yes | 2015-06-02 |  | 1
FALSE | S4QE-030KA | 2694 | 7151739 | BROAN | DS4BE-030KA | AC | Split System: Air-Cooled Condensing Unit, Coil with Blower | S4BE-030KA |  | C7B(A,H)MX30(C,U)-B | 12.5 | 15 | Yes | Yes | 2015-06-02 |  | 1
FALSE | S4QE-030KA | 2694 | 7151740 | BROAN | DS4BE-030KA | AC | Split System: Air-Cooled Condensing Unit, Coil with Blower | S4BE-030KA |  | C7B(A,H)MX30(C,U)-C | 12.5 | 15 | Yes | Yes | 2015-06-02 |  | 1
FALSE | S4QE-030KA | 2694 | 7151741 | BROAN | DS4BE-030KA | AC | Split System: Air-Cooled Condensing Unit, Coil with Blower | S4BE-030KA |  | C7B(A,H)MX30(C,U)-C | 12.5 | 15 | Yes | Yes | 2015-06-02 |  | 1
FALSE | S4QE-030KA | 2694 | 7151742 | BROAN | DS4BE-030KA | AC | Split System: Air-Cooled Condensing Unit, Coil with Blower | S4BE-030KA |  | C7B(A,H)MX30(C,U)-C | 12.5 | 15 | Yes | Yes | 2015-06-02 |  | 1
FALSE | S4QE-036KA | 2699 | 7151743 | BROAN | DS4BE-036KA | AC | Split System: Air-Cooled Condensing Unit, Coil with Blower | S4BE-036KA |  | C7B(A,H)MX36(C,U)-B | 12.5 | 15 | Yes | Yes | 2015-06-02 |  | 1
FALSE | S4QE-036KA | 2699 | 7151744 | BROAN | DS4BE-036KA | AC | Split System: Air-Cooled Condensing Unit, Coil with Blower | S4BE-036KA |  | C7B(A,H)MX36(C,U)-B | 12.5 | 15 | Yes | Yes | 2015-06-02 |  | 1
FALSE | S4QE-030KA | 2694 | 7151699 | MILLER | DS4BE-030KA | AC | Split System: Air-Cooled Condensing Unit, Coil with Blower | S4BE-030KA |  | C7B(A,H)MX30(C,U)-C | 12.5 | 15 | Yes | Yes | 2015-06-02 |  | 1
FALSE | S4QE-036KA | 2699 | 7151700 | MILLER | DS4BE-036KA | AC | Split System: Air-Cooled Condensing Unit, Coil with Blower | S4BE-036KA |  | C7B(A,H)MX36(C,U)-B | 12.5 | 15 | Yes | Yes | 2015-06-02 |  | 1
FALSE | S4QE-036KA | 2699 | 7151701 | MILLER | DS4BE-036KA | AC | Split System: Air-Cooled Condensing Unit, Coil with Blower | S4BE-036KA |  | C7B(A,H)MX36(C,U)-B | 12.5 | 15 | Yes | Yes | 2015-06-02 |  | 1
FALSE | S4QE-036KA | 2699 | 7151702 | MILLER | DS4BE-036KA | AC | Split System: Air-Cooled Condensing Unit, Coil with Blower | S4BE-036KA |  | C7B(A,H)MX36(C,U)-B | 12.5 | 15 | Yes | Yes | 2015-06-02 |  | 1
FALSE | S4QE-036KA | 2699 | 7151703 | MILLER | DS4BE-036KA | AC | Split System: Air-Cooled Condensing Unit, Coil with Blower | S4BE-036KA |  | C7B(A,H)MX36(C,U)-C | 12.5 | 15 | Yes | Yes | 2015-06-02 |  | 1
FALSE | S4QE-036KA | 2699 | 7151704 | MILLER | DS4BE-036KA | AC | Split System: Air-Cooled Condensing Unit, Coil with Blower | S4BE-036KA |  | C7B(A,H)MX36(C,U)-C | 12.5 | 15 | Yes | Yes | 2015-06-02 |  | 1
FALSE | S4QE-036KA | 2699 | 7151705 | MILLER | DS4BE-036KA | AC | Split System: Air-Cooled Condensing Unit, Coil with Blower | S4BE-036KA |  | C7B(A,H)MX36(C,U)-C | 12.5 | 15 | Yes | Yes | 2015-06-02 |  | 1
FALSE | S4BE-042KA | 2712 | 7151706 | MILLER | DS4BE-042KA | AC | Split System: Air-Cooled Condensing Unit, Coil with Blower | S4BE-042KA |  | C7B(A,H)MX42(C,U)-C | 12.5 | 15 | Yes | Yes | 2015-06-02 |  | 1
FALSE | S4BE-042KA | 2712 | 7151707 | MILLER | DS4BE-042KA | AC | Split System: Air-Cooled Condensing Unit, Coil with Blower | S4BE-042KA |  | C7B(A,H)MX42(C,U)-C | 12.5 | 15 | Yes | Yes | 2015-06-02 |  | 1
FALSE | S4BE-042KA | 2712 | 7151708 | MILLER | DS4BE-042KA | AC | Split System: Air-Cooled Condensing Unit, Coil with Blower | S4BE-042KA |  | C7B(A,H)MX42(C,U)-C | 12.5 | 15 | Yes | Yes | 2015-06-02 |  | 1
FALSE | S4BE-048KA | 2717 | 7151709 | MILLER | DS4BE-048KA | AC | Split System: Air-Cooled Condensing Unit, Coil with Blower | S4BE-048KA |  | C7B(A,H)MX48(C,U)-C | 12 | 15 | Yes | Yes | 2015-06-02 |  | 0
FALSE | S4BE-048KA | 2717 | 7151710 | MILLER | DS4BE-048KA | AC | Split System: Air-Cooled Condensing Unit, Coil with Blower | S4BE-048KA |  | C7B(A,H)MX48(C,U)-C | 12 | 15 | Yes | Yes | 2015-06-02 |  | 0
FALSE | S4BE-048KA | 2717 | 7151711 | MILLER | DS4BE-048KA | AC | Split System: Air-Cooled Condensing Unit, Coil with Blower | S4BE-048KA |  | C7B(A,H)MX48(C,U)-C | 12 | 15 | Yes | Yes | 2015-06-02 |  | 0
FALSE | S4BE-048KA | 2717 | 7151712 | MILLER | DS4BE-048KA | AC | Split System: Air-Cooled Condensing Unit, Coil with Blower | S4BE-048KA |  | C7B(A,H)MX48(C,U)-D | 12 | 15 | Yes | Yes | 2015-06-02 |  | 0
FALSE | S4BE-048KA | 2717 | 7151713 | MILLER | DS4BE-048KA | AC | Split System: Air-Cooled Condensing Unit, Coil with Blower | S4BE-048KA |  | C7B(A,H)MX48(C,U)-D | 12 | 15 | Yes | Yes | 2015-06-02 |  | 0
FALSE | S4BE-048KA | 2717 | 7151714 | MILLER | DS4BE-048KA | AC | Split System: Air-Cooled Condensing Unit, Coil with Blower | S4BE-048KA |  | C7B(A,H)MX48(C,U)-D | 12 | 15 | Yes | Yes | 2015-06-02 |  | 0
FALSE | S4BE-060KA | 4508 | 7151715 | MILLER | DS4BE-060KA | AC | Split System: Air-Cooled Condensing Unit, Coil with Blower | S4BE-060KA |  | C7B(A,H)MX60(C,U)-C | 12 | 15 | Yes | Yes | 2015-06-02 |  | 0
FALSE | S4BE-060KA | 4508 | 7151716 | MILLER | DS4BE-060KA | AC | Split System: Air-Cooled Condensing Unit, Coil with Blower | S4BE-060KA |  | C7B(A,H)MX60(C,U)-C | 12 | 15 | Yes | Yes | 2015-06-02 |  | 0
FALSE | S4BE-060KA | 4508 | 7151717 | MILLER | DS4BE-060KA | AC | Split System: Air-Cooled Condensing Unit, Coil with Blower | S4BE-060KA |  | C7B(A,H)MX60(C,U)-C | 12 | 15 | Yes | Yes | 2015-06-02 |  | 0
FALSE | S4BE-060KA | 4508 | 7151718 | MILLER | DS4BE-060KA | AC | Split System: Air-Cooled Condensing Unit, Coil with Blower | S4BE-060KA |  | C7B(A,H)MX60(C,U)-D | 12 | 14.5 | Yes | Yes | 2015-06-02 |  | 0
FALSE | S4BE-060KA | 4508 | 7151719 | MILLER | DS4BE-060KA | AC | Split System: Air-Cooled Condensing Unit, Coil with Blower | S4BE-060KA |  | C7B(A,H)MX60(C,U)-D | 12 | 14.5 | Yes | Yes | 2015-06-02 |  | 0
FALSE | S4BE-060KA | 4508 | 7151720 | MILLER | DS4BE-060KA | AC | Split System: Air-Cooled Condensing Unit, Coil with Blower | S4BE-060KA |  | C7B(A,H)MX60(C,U)-D | 12 | 14.5 | Yes | Yes | 2015-06-02 |  | 0
FALSE | S4BE-018KA | 2679 | 7151721 | BROAN | DS4BE-018KA | AC | Split System: Air-Cooled Condensing Unit, Coil with Blower | S4BE-018KA |  | C7B(A,H)MX24(C,U)-A | 12.5 | 15 | Yes | Yes | 2015-06-02 |  | 1
FALSE | S4BE-018KA | 2679 | 7151722 | BROAN | DS4BE-018KA | AC | Split System: Air-Cooled Condensing Unit, Coil with Blower | S4BE-018KA |  | C7B(A,H)MX24(C,U)-A | 12.5 | 15 | Yes | Yes | 2015-06-02 |  | 1
FALSE | S4BE-018KA | 2679 | 7151723 | BROAN | DS4BE-018KA | AC | Split System: Air-Cooled Condensing Unit, Coil with Blower | S4BE-018KA |  | C7B(A,H)MX24(C,U)-B | 12.5 | 15 | Yes | Yes | 2015-06-02 |  | 1
FALSE | S4BE-018KA | 2679 | 7151724 | BROAN | DS4BE-018KA | AC | Split System: Air-Cooled Condensing Unit, Coil with Blower | S4BE-018KA |  | C7B(A,H)MX24(C,U)-B | 12.5 | 15 | Yes | Yes | 2015-06-02 |  | 1
FALSE | S4BE-018KA | 2679 | 7151725 | BROAN | DS4BE-018KA | AC | Split System: Air-Cooled Condensing Unit, Coil with Blower | S4BE-018KA |  | C7B(A,H)MX24(C,U)-B | 12.5 | 15 | Yes | Yes | 2015-06-02 |  | 1
FALSE | S4QE-036KA | 2699 | 7151745 | BROAN | DS4BE-036KA | AC | Split System: Air-Cooled Condensing Unit, Coil with Blower | S4BE-036KA |  | C7B(A,H)MX36(C,U)-B | 12.5 | 15 | Yes | Yes | 2015-06-02 |  | 1
FALSE | S4QE-036KA | 2699 | 7151746 | BROAN | DS4BE-036KA | AC | Split System: Air-Cooled Condensing Unit, Coil with Blower | S4BE-036KA |  | C7B(A,H)MX36(C,U)-C | 12.5 | 15 | Yes | Yes | 2015-06-02 |  | 1
FALSE | S4QE-036KA | 2699 | 7151747 | BROAN | DS4BE-036KA | AC | Split System: Air-Cooled Condensing Unit, Coil with Blower | S4BE-036KA |  | C7B(A,H)MX36(C,U)-C | 12.5 | 15 | Yes | Yes | 2015-06-02 |  | 1
FALSE | S4QE-036KA | 2699 | 7151748 | BROAN | DS4BE-036KA | AC | Split System: Air-Cooled Condensing Unit, Coil with Blower | S4BE-036KA |  | C7B(A,H)MX36(C,U)-C | 12.5 | 15 | Yes | Yes | 2015-06-02 |  | 1
FALSE | S4BE-042KA | 2712 | 7151749 | BROAN | DS4BE-042KA | AC | Split System: Air-Cooled Condensing Unit, Coil with Blower | S4BE-042KA |  | C7B(A,H)MX42(C,U)-C | 12.5 | 15 | Yes | Yes | 2015-06-02 |  | 1
FALSE | S4BE-042KA | 2712 | 7151750 | BROAN | DS4BE-042KA | AC | Split System: Air-Cooled Condensing Unit, Coil with Blower | S4BE-042KA |  | C7B(A,H)MX42(C,U)-C | 12.5 | 15 | Yes | Yes | 2015-06-02 |  | 1
FALSE | S4BE-042KA | 2712 | 7151751 | BROAN | DS4BE-042KA | AC | Split System: Air-Cooled Condensing Unit, Coil with Blower | S4BE-042KA |  | C7B(A,H)MX42(C,U)-C | 12.5 | 15 | Yes | Yes | 2015-06-02 |  | 1
FALSE | S4BE-048KA | 2717 | 7151752 | BROAN | DS4BE-048KA | AC | Split System: Air-Cooled Condensing Unit, Coil with Blower | S4BE-048KA |  | C7B(A,H)MX48(C,U)-C | 12 | 15 | Yes | Yes | 2015-06-02 |  | 0
FALSE | S4BE-048KA | 2717 | 7151753 | BROAN | DS4BE-048KA | AC | Split System: Air-Cooled Condensing Unit, Coil with Blower | S4BE-048KA |  | C7B(A,H)MX48(C,U)-C | 12 | 15 | Yes | Yes | 2015-06-02 |  | 0
FALSE | S4BE-048KA | 2717 | 7151754 | BROAN | DS4BE-048KA | AC | Split System: Air-Cooled Condensing Unit, Coil with Blower | S4BE-048KA |  | C7B(A,H)MX48(C,U)-C | 12 | 15 | Yes | Yes | 2015-06-02 |  | 0
FALSE | S4BE-048KA | 2717 | 7151755 | BROAN | DS4BE-048KA | AC | Split System: Air-Cooled Condensing Unit, Coil with Blower | S4BE-048KA |  | C7B(A,H)MX48(C,U)-D | 12 | 15 | Yes | Yes | 2015-06-02 |  | 0
FALSE | S4BE-048KA | 2717 | 7151756 | BROAN | DS4BE-048KA | AC | Split System: Air-Cooled Condensing Unit, Coil with Blower | S4BE-048KA |  | C7B(A,H)MX48(C,U)-D | 12 | 15 | Yes | Yes | 2015-06-02 |  | 0
FALSE | S4BE-048KA | 2717 | 7151757 | BROAN | DS4BE-048KA | AC | Split System: Air-Cooled Condensing Unit, Coil with Blower | S4BE-048KA |  | C7B(A,H)MX48(C,U)-D | 12 | 15 | Yes | Yes | 2015-06-02 |  | 0
FALSE | S4BE-060KA | 4508 | 7151758 | BROAN | DS4BE-060KA | AC | Split System: Air-Cooled Condensing Unit, Coil with Blower | S4BE-060KA |  | C7B(A,H)MX60(C,U)-C | 12 | 15 | Yes | Yes | 2015-06-02 |  | 0
FALSE | S4BE-060KA | 4508 | 7151759 | BROAN | DS4BE-060KA | AC | Split System: Air-Cooled Condensing Unit, Coil with Blower | S4BE-060KA |  | C7B(A,H)MX60(C,U)-C | 12 | 15 | Yes | Yes | 2015-06-02 |  | 0
FALSE | S4BE-060KA | 4508 | 7151760 | BROAN | DS4BE-060KA | AC | Split System: Air-Cooled Condensing Unit, Coil with Blower | S4BE-060KA |  | C7B(A,H)MX60(C,U)-C | 12 | 15 | Yes | Yes | 2015-06-02 |  | 0
FALSE | S4BE-060KA | 4508 | 7151761 | BROAN | DS4BE-060KA | AC | Split System: Air-Cooled Condensing Unit, Coil with Blower | S4BE-060KA |  | C7B(A,H)MX60(C,U)-D | 12 | 14.5 | Yes | Yes | 2015-06-02 |  | 0
FALSE | S4BE-060KA | 4508 | 7151762 | BROAN | DS4BE-060KA | AC | Split System: Air-Cooled Condensing Unit, Coil with Blower | S4BE-060KA |  | C7B(A,H)MX60(C,U)-D | 12 | 14.5 | Yes | Yes | 2015-06-02 |  | 0
FALSE | S4BE-060KA | 4508 | 7151763 | BROAN | DS4BE-060KA | AC | Split System: Air-Cooled Condensing Unit, Coil with Blower | S4BE-060KA |  | C7B(A,H)MX60(C,U)-D | 12 | 14.5 | Yes | Yes | 2015-06-02 |  | 0
FALSE | S4BE-018KA | 2679 | 7151764 | GIBSON | JS4BE-018KA | AC | Split System: Air-Cooled Condensing Unit, Coil with Blower | S4BE-018KA |  | C7B(A,H)MX24(C,U)-A | 12.5 | 15 | Yes | Yes | 2015-06-02 |  | 1
FALSE | S4BE-018KA | 2679 | 7151765 | GIBSON | JS4BE-018KA | AC | Split System: Air-Cooled Condensing Unit, Coil with Blower | S4BE-018KA |  | C7B(A,H)MX24(C,U)-A | 12.5 | 15 | Yes | Yes | 2015-06-02 |  | 1
FALSE | S4BE-018KA | 2679 | 7151766 | GIBSON | JS4BE-018KA | AC | Split System: Air-Cooled Condensing Unit, Coil with Blower | S4BE-018KA |  | C7B(A,H)MX24(C,U)-B | 12.5 | 15 | Yes | Yes | 2015-06-02 |  | 1
FALSE | S4BE-018KA | 2679 | 7151767 | GIBSON | JS4BE-018KA | AC | Split System: Air-Cooled Condensing Unit, Coil with Blower | S4BE-018KA |  | C7B(A,H)MX24(C,U)-B | 12.5 | 15 | Yes | Yes | 2015-06-02 |  | 1
FALSE | S4BE-018KA | 2679 | 7151768 | GIBSON | JS4BE-018KA | AC | Split System: Air-Cooled Condensing Unit, Coil with Blower | S4BE-018KA |  | C7B(A,H)MX24(C,U)-B | 12.5 | 15 | Yes | Yes | 2015-06-02 |  | 1
FALSE | S4QE-024KA | 2681 | 7151769 | GIBSON | JS4BE-024KA | AC | Split System: Air-Cooled Condensing Unit, Coil with Blower | S4BE-024KA |  | C7B(A,H)MX24(C,U)-A | 12.5 | 15 | Yes | Yes | 2015-06-02 |  | 1
FALSE | S4QE-024KA | 2681 | 7151770 | GIBSON | JS4BE-024KA | AC | Split System: Air-Cooled Condensing Unit, Coil with Blower | S4BE-024KA |  | C7B(A,H)MX24(C,U)-A | 12.5 | 15 | Yes | Yes | 2015-06-02 |  | 1
FALSE | S4QE-024KA | 2681 | 7151771 | GIBSON | JS4BE-024KA | AC | Split System: Air-Cooled Condensing Unit, Coil with Blower | S4BE-024KA |  | C7B(A,H)MX24(C,U)-B | 12.5 | 15 | Yes | Yes | 2015-06-02 |  | 1
FALSE | S4QE-024KA | 2681 | 7151772 | GIBSON | JS4BE-024KA | AC | Split System: Air-Cooled Condensing Unit, Coil with Blower | S4BE-024KA |  | C7B(A,H)MX24(C,U)-B | 12.5 | 15 | Yes | Yes | 2015-06-02 |  | 1
FALSE | S4QE-024KA | 2681 | 7151773 | GIBSON | JS4BE-024KA | AC | Split System: Air-Cooled Condensing Unit, Coil with Blower | S4BE-024KA |  | C7B(A,H)MX24(C,U)-B | 12.5 | 15 | Yes | Yes | 2015-06-02 |  | 1
FALSE | S4QE-024KA | 2681 | 7151820 | PHILCO | JS4BE-024KA | AC | Split System: Air-Cooled Condensing Unit, Coil with Blower | S4BE-024KA |  | C7B(A,H)MX30(C,U)-C | 12.5 | 15 | Yes | Yes | 2015-06-02 |  | 1
FALSE | S4QE-030KA | 2694 | 7151821 | PHILCO | JS4BE-030KA | AC | Split System: Air-Cooled Condensing Unit, Coil with Blower | S4BE-030KA |  | C7B(A,H)MX30(C,U)-A | 12.5 | 15 | Yes | Yes | 2015-06-02 |  | 1
FALSE | S4QE-030KA | 2694 | 7151822 | PHILCO | JS4BE-030KA | AC | Split System: Air-Cooled Condensing Unit, Coil with Blower | S4BE-030KA |  | C7B(A,H)MX30(C,U)-A | 12.5 | 15 | Yes | Yes | 2015-06-02 |  | 1
FALSE | S4QE-030KA | 2694 | 7151823 | PHILCO | JS4BE-030KA | AC | Split System: Air-Cooled Condensing Unit, Coil with Blower | S4BE-030KA |  | C7B(A,H)MX30(C,U)-B | 12.5 | 15 | Yes | Yes | 2015-06-02 |  | 1
FALSE | S4QE-030KA | 2694 | 7151824 | PHILCO | JS4BE-030KA | AC | Split System: Air-Cooled Condensing Unit, Coil with Blower | S4BE-030KA |  | C7B(A,H)MX30(C,U)-B | 12.5 | 15 | Yes | Yes | 2015-06-02 |  | 1
FALSE | S4QE-030KA | 2694 | 7151825 | PHILCO | JS4BE-030KA | AC | Split System: Air-Cooled Condensing Unit, Coil with Blower | S4BE-030KA |  | C7B(A,H)MX30(C,U)-B | 12.5 | 15 | Yes | Yes | 2015-06-02 |  | 1
FALSE | S4QE-030KA | 2694 | 7151826 | PHILCO | JS4BE-030KA | AC | Split System: Air-Cooled Condensing Unit, Coil with Blower | S4BE-030KA |  | C7B(A,H)MX30(C,U)-C | 12.5 | 15 | Yes | Yes | 2015-06-02 |  | 1
FALSE | S4QE-030KA | 2694 | 7151827 | PHILCO | JS4BE-030KA | AC | Split System: Air-Cooled Condensing Unit, Coil with Blower | S4BE-030KA |  | C7B(A,H)MX30(C,U)-C | 12.5 | 15 | Yes | Yes | 2015-06-02 |  | 1
FALSE | S4QE-030KA | 2694 | 7151828 | PHILCO | JS4BE-030KA | AC | Split System: Air-Cooled Condensing Unit, Coil with Blower | S4BE-030KA |  | C7B(A,H)MX30(C,U)-C | 12.5 | 15 | Yes | Yes | 2015-06-02 |  | 1
FALSE | S4QE-036KA | 2699 | 7151829 | PHILCO | JS4BE-036KA | AC | Split System: Air-Cooled Condensing Unit, Coil with Blower | S4BE-036KA |  | C7B(A,H)MX36(C,U)-B | 12.5 | 15 | Yes | Yes | 2015-06-02 |  | 1
FALSE | S4QE-036KA | 2699 | 7151830 | PHILCO | JS4BE-036KA | AC | Split System: Air-Cooled Condensing Unit, Coil with Blower | S4BE-036KA |  | C7B(A,H)MX36(C,U)-B | 12.5 | 15 | Yes | Yes | 2015-06-02 |  | 1
FALSE | S4QE-036KA | 2699 | 7151831 | PHILCO | JS4BE-036KA | AC | Split System: Air-Cooled Condensing Unit, Coil with Blower | S4BE-036KA |  | C7B(A,H)MX36(C,U)-B | 12.5 | 15 | Yes | Yes | 2015-06-02 |  | 1
FALSE | S4QE-036KA | 2699 | 7151832 | PHILCO | JS4BE-036KA | AC | Split System: Air-Cooled Condensing Unit, Coil with Blower | S4BE-036KA |  | C7B(A,H)MX36(C,U)-C | 12.5 | 15 | Yes | Yes | 2015-06-02 |  | 1
FALSE | S4QE-036KA | 2699 | 7151833 | PHILCO | JS4BE-036KA | AC | Split System: Air-Cooled Condensing Unit, Coil with Blower | S4BE-036KA |  | C7B(A,H)MX36(C,U)-C | 12.5 | 15 | Yes | Yes | 2015-06-02 |  | 1
FALSE | S4QE-036KA | 2699 | 7151834 | PHILCO | JS4BE-036KA | AC | Split System: Air-Cooled Condensing Unit, Coil with Blower | S4BE-036KA |  | C7B(A,H)MX36(C,U)-C | 12.5 | 15 | Yes | Yes | 2015-06-02 |  | 1
FALSE | S4BE-042KA | 2712 | 7151835 | PHILCO | JS4BE-042KA | AC | Split System: Air-Cooled Condensing Unit, Coil with Blower | S4BE-042KA |  | C7B(A,H)MX42(C,U)-C | 12.5 | 15 | Yes | Yes | 2015-06-02 |  | 1
FALSE | S4BE-042KA | 2712 | 7151836 | PHILCO | JS4BE-042KA | AC | Split System: Air-Cooled Condensing Unit, Coil with Blower | S4BE-042KA |  | C7B(A,H)MX42(C,U)-C | 12.5 | 15 | Yes | Yes | 2015-06-02 |  | 1
FALSE | S4BE-042KA | 2712 | 7151837 | PHILCO | JS4BE-042KA | AC | Split System: Air-Cooled Condensing Unit, Coil with Blower | S4BE-042KA |  | C7B(A,H)MX42(C,U)-C | 12.5 | 15 | Yes | Yes | 2015-06-02 |  | 1
FALSE | S4BE-048KA | 2717 | 7151838 | PHILCO | JS4BE-048KA | AC | Split System: Air-Cooled Condensing Unit, Coil with Blower | S4BE-048KA |  | C7B(A,H)MX48(C,U)-C | 12 | 15 | Yes | Yes | 2015-06-02 |  | 0
FALSE | S4BE-042KA | 2712 | 7151793 | GIBSON | JS4BE-042KA | AC | Split System: Air-Cooled Condensing Unit, Coil with Blower | S4BE-042KA |  | C7B(A,H)MX42(C,U)-C | 12.5 | 15 | Yes | Yes | 2015-06-02 |  | 1
FALSE | S4BE-042KA | 2712 | 7151794 | GIBSON | JS4BE-042KA | AC | Split System: Air-Cooled Condensing Unit, Coil with Blower | S4BE-042KA |  | C7B(A,H)MX42(C,U)-C | 12.5 | 15 | Yes | Yes | 2015-06-02 |  | 1
FALSE | S4BE-048KA | 2717 | 7151795 | GIBSON | JS4BE-048KA | AC | Split System: Air-Cooled Condensing Unit, Coil with Blower | S4BE-048KA |  | C7B(A,H)MX48(C,U)-C | 12 | 15 | Yes | Yes | 2015-06-02 |  | 0
FALSE | S4BE-048KA | 2717 | 7151796 | GIBSON | JS4BE-048KA | AC | Split System: Air-Cooled Condensing Unit, Coil with Blower | S4BE-048KA |  | C7B(A,H)MX48(C,U)-C | 12 | 15 | Yes | Yes | 2015-06-02 |  | 0
FALSE | S4BE-048KA | 2717 | 7151797 | GIBSON | JS4BE-048KA | AC | Split System: Air-Cooled Condensing Unit, Coil with Blower | S4BE-048KA |  | C7B(A,H)MX48(C,U)-C | 12 | 15 | Yes | Yes | 2015-06-02 |  | 0
FALSE | S4BE-048KA | 2717 | 7151798 | GIBSON | JS4BE-048KA | AC | Split System: Air-Cooled Condensing Unit, Coil with Blower | S4BE-048KA |  | C7B(A,H)MX48(C,U)-D | 12 | 15 | Yes | Yes | 2015-06-02 |  | 0
FALSE | S4BE-048KA | 2717 | 7151799 | GIBSON | JS4BE-048KA | AC | Split System: Air-Cooled Condensing Unit, Coil with Blower | S4BE-048KA |  | C7B(A,H)MX48(C,U)-D | 12 | 15 | Yes | Yes | 2015-06-02 |  | 0
FALSE | S4BE-048KA | 2717 | 7151800 | GIBSON | JS4BE-048KA | AC | Split System: Air-Cooled Condensing Unit, Coil with Blower | S4BE-048KA |  | C7B(A,H)MX48(C,U)-D | 12 | 15 | Yes | Yes | 2015-06-02 |  | 0
FALSE | S4BE-060KA | 4508 | 7151801 | GIBSON | JS4BE-060KA | AC | Split System: Air-Cooled Condensing Unit, Coil with Blower | S4BE-060KA |  | C7B(A,H)MX60(C,U)-C | 12 | 15 | Yes | Yes | 2015-06-02 |  | 0
FALSE | S4BE-060KA | 4508 | 7151802 | GIBSON | JS4BE-060KA | AC | Split System: Air-Cooled Condensing Unit, Coil with Blower | S4BE-060KA |  | C7B(A,H)MX60(C,U)-C | 12 | 15 | Yes | Yes | 2015-06-02 |  | 0
FALSE | S4BE-060KA | 4508 | 7151803 | GIBSON | JS4BE-060KA | AC | Split System: Air-Cooled Condensing Unit, Coil with Blower | S4BE-060KA |  | C7B(A,H)MX60(C,U)-C | 12 | 15 | Yes | Yes | 2015-06-02 |  | 0
FALSE | S4BE-060KA | 4508 | 7151804 | GIBSON | JS4BE-060KA | AC | Split System: Air-Cooled Condensing Unit, Coil with Blower | S4BE-060KA |  | C7B(A,H)MX60(C,U)-D | 12 | 14.5 | Yes | Yes | 2015-06-02 |  | 0
FALSE | S4BE-060KA | 4508 | 7151805 | GIBSON | JS4BE-060KA | AC | Split System: Air-Cooled Condensing Unit, Coil with Blower | S4BE-060KA |  | C7B(A,H)MX60(C,U)-D | 12 | 14.5 | Yes | Yes | 2015-06-02 |  | 0
FALSE | S4BE-060KA | 4508 | 7151806 | GIBSON | JS4BE-060KA | AC | Split System: Air-Cooled Condensing Unit, Coil with Blower | S4BE-060KA |  | C7B(A,H)MX60(C,U)-D | 12 | 14.5 | Yes | Yes | 2015-06-02 |  | 0
FALSE | S4BE-018KA | 2679 | 7151807 | PHILCO | JS4BE-018KA | AC | Split System: Air-Cooled Condensing Unit, Coil with Blower | S4BE-018KA |  | C7B(A,H)MX24(C,U)-A | 12.5 | 15 | Yes | Yes | 2015-06-02 |  | 1
FALSE | S4BE-018KA | 2679 | 7151808 | PHILCO | JS4BE-018KA | AC | Split System: Air-Cooled Condensing Unit, Coil with Blower | S4BE-018KA |  | C7B(A,H)MX24(C,U)-A | 12.5 | 15 | Yes | Yes | 2015-06-02 |  | 1
FALSE | S4BE-018KA | 2679 | 7151809 | PHILCO | JS4BE-018KA | AC | Split System: Air-Cooled Condensing Unit, Coil with Blower | S4BE-018KA |  | C7B(A,H)MX24(C,U)-B | 12.5 | 15 | Yes | Yes | 2015-06-02 |  | 1
FALSE | S4BE-018KA | 2679 | 7151810 | PHILCO | JS4BE-018KA | AC | Split System: Air-Cooled Condensing Unit, Coil with Blower | S4BE-018KA |  | C7B(A,H)MX24(C,U)-B | 12.5 | 15 | Yes | Yes | 2015-06-02 |  | 1
FALSE | S4BE-018KA | 2679 | 7151811 | PHILCO | JS4BE-018KA | AC | Split System: Air-Cooled Condensing Unit, Coil with Blower | S4BE-018KA |  | C7B(A,H)MX24(C,U)-B | 12.5 | 15 | Yes | Yes | 2015-06-02 |  | 1
FALSE | S4QE-024KA | 2681 | 7151812 | PHILCO | JS4BE-024KA | AC | Split System: Air-Cooled Condensing Unit, Coil with Blower | S4BE-024KA |  | C7B(A,H)MX24(C,U)-A | 12.5 | 15 | Yes | Yes | 2015-06-02 |  | 1
FALSE | S4QE-024KA | 2681 | 7151813 | PHILCO | JS4BE-024KA | AC | Split System: Air-Cooled Condensing Unit, Coil with Blower | S4BE-024KA |  | C7B(A,H)MX24(C,U)-A | 12.5 | 15 | Yes | Yes | 2015-06-02 |  | 1
FALSE | S4QE-024KA | 2681 | 7151814 | PHILCO | JS4BE-024KA | AC | Split System: Air-Cooled Condensing Unit, Coil with Blower | S4BE-024KA |  | C7B(A,H)MX24(C,U)-B | 12.5 | 15 | Yes | Yes | 2015-06-02 |  | 1
FALSE | S4QE-024KA | 2681 | 7151815 | PHILCO | JS4BE-024KA | AC | Split System: Air-Cooled Condensing Unit, Coil with Blower | S4BE-024KA |  | C7B(A,H)MX24(C,U)-B | 12.5 | 15 | Yes | Yes | 2015-06-02 |  | 1
FALSE | S4QE-024KA | 2681 | 7151816 | PHILCO | JS4BE-024KA | AC | Split System: Air-Cooled Condensing Unit, Coil with Blower | S4BE-024KA |  | C7B(A,H)MX24(C,U)-B | 12.5 | 15 | Yes | Yes | 2015-06-02 |  | 1
FALSE | S4QE-024KA | 2681 | 7151817 | PHILCO | JS4BE-024KA | AC | Split System: Air-Cooled Condensing Unit, Coil with Blower | S4BE-024KA |  | C7B(A,H)MX30(C,U)-C | 12.5 | 15 | Yes | Yes | 2015-06-02 |  | 1
FALSE | S4QE-024KA | 2681 | 7151818 | PHILCO | JS4BE-024KA | AC | Split System: Air-Cooled Condensing Unit, Coil with Blower | S4BE-024KA |  | C7B(A,H)MX30(C,U)-C | 12.5 | 15 | Yes | Yes | 2015-06-02 |  | 1
FALSE | S4QE-024KA | 2681 | 7151819 | PHILCO | JS4BE-024KA | AC | Split System: Air-Cooled Condensing Unit, Coil with Blower | S4BE-024KA |  | C7B(A,H)MX30(C,U)-C | 12.5 | 15 | Yes | Yes | 2015-06-02 |  | 1
FALSE | S4BE-048KA | 2717 | 7151839 | PHILCO | JS4BE-048KA | AC | Split System: Air-Cooled Condensing Unit, Coil with Blower | S4BE-048KA |  | C7B(A,H)MX48(C,U)-C | 12 | 15 | Yes | Yes | 2015-06-02 |  | 0
FALSE | S4BE-048KA | 2717 | 7151840 | PHILCO | JS4BE-048KA | AC | Split System: Air-Cooled Condensing Unit, Coil with Blower | S4BE-048KA |  | C7B(A,H)MX48(C,U)-C | 12 | 15 | Yes | Yes | 2015-06-02 |  | 0
FALSE | S4BE-048KA | 2717 | 7151841 | PHILCO | JS4BE-048KA | AC | Split System: Air-Cooled Condensing Unit, Coil with Blower | S4BE-048KA |  | C7B(A,H)MX48(C,U)-D | 12 | 15 | Yes | Yes | 2015-06-02 |  | 0
FALSE | S4BE-048KA | 2717 | 7151842 | PHILCO | JS4BE-048KA | AC | Split System: Air-Cooled Condensing Unit, Coil with Blower | S4BE-048KA |  | C7B(A,H)MX48(C,U)-D | 12 | 15 | Yes | Yes | 2015-06-02 |  | 0
FALSE | S4BE-048KA | 2717 | 7151843 | PHILCO | JS4BE-048KA | AC | Split System: Air-Cooled Condensing Unit, Coil with Blower | S4BE-048KA |  | C7B(A,H)MX48(C,U)-D | 12 | 15 | Yes | Yes | 2015-06-02 |  | 0
FALSE | S4BE-060KA | 4508 | 7151844 | PHILCO | JS4BE-060KA | AC | Split System: Air-Cooled Condensing Unit, Coil with Blower | S4BE-060KA |  | C7B(A,H)MX60(C,U)-C | 12 | 15 | Yes | Yes | 2015-06-02 |  | 0
FALSE | S4BE-060KA | 4508 | 7151845 | PHILCO | JS4BE-060KA | AC | Split System: Air-Cooled Condensing Unit, Coil with Blower | S4BE-060KA |  | C7B(A,H)MX60(C,U)-C | 12 | 15 | Yes | Yes | 2015-06-02 |  | 0
FALSE | S4BE-060KA | 4508 | 7151846 | PHILCO | JS4BE-060KA | AC | Split System: Air-Cooled Condensing Unit, Coil with Blower | S4BE-060KA |  | C7B(A,H)MX60(C,U)-C | 12 | 15 | Yes | Yes | 2015-06-02 |  | 0
FALSE | S4BE-060KA | 4508 | 7151847 | PHILCO | JS4BE-060KA | AC | Split System: Air-Cooled Condensing Unit, Coil with Blower | S4BE-060KA |  | C7B(A,H)MX60(C,U)-D | 12 | 14.5 | Yes | Yes | 2015-06-02 |  | 0
FALSE | S4BE-060KA | 4508 | 7151848 | PHILCO | JS4BE-060KA | AC | Split System: Air-Cooled Condensing Unit, Coil with Blower | S4BE-060KA |  | C7B(A,H)MX60(C,U)-D | 12 | 14.5 | Yes | Yes | 2015-06-02 |  | 0
FALSE | S4BE-060KA | 4508 | 7151849 | PHILCO | JS4BE-060KA | AC | Split System: Air-Cooled Condensing Unit, Coil with Blower | S4BE-060KA |  | C7B(A,H)MX60(C,U)-D | 12 | 14.5 | Yes | Yes | 2015-06-02 |  | 0
FALSE | S4BE-018KA | 2679 | 7151850 | KELVINATOR | JS4BE-018KA | AC | Split System: Air-Cooled Condensing Unit, Coil with Blower | S4BE-018KA |  | C7B(A,H)MX24(C,U)-A | 12.5 | 15 | Yes | Yes | 2015-06-02 |  | 1
FALSE | S4BE-018KA | 2679 | 7151851 | KELVINATOR | JS4BE-018KA | AC | Split System: Air-Cooled Condensing Unit, Coil with Blower | S4BE-018KA |  | C7B(A,H)MX24(C,U)-A | 12.5 | 15 | Yes | Yes | 2015-06-02 |  | 1
FALSE | S4BE-018KA | 2679 | 7151852 | KELVINATOR | JS4BE-018KA | AC | Split System: Air-Cooled Condensing Unit, Coil with Blower | S4BE-018KA |  | C7B(A,H)MX24(C,U)-B | 12.5 | 15 | Yes | Yes | 2015-06-02 |  | 1
FALSE | S4BE-018KA | 2679 | 7151853 | KELVINATOR | JS4BE-018KA | AC | Split System: Air-Cooled Condensing Unit, Coil with Blower | S4BE-018KA |  | C7B(A,H)MX24(C,U)-B | 12.5 | 15 | Yes | Yes | 2015-06-02 |  | 1
FALSE | S4BE-018KA | 2679 | 7151854 | KELVINATOR | JS4BE-018KA | AC | Split System: Air-Cooled Condensing Unit, Coil with Blower | S4BE-018KA |  | C7B(A,H)MX24(C,U)-B | 12.5 | 15 | Yes | Yes | 2015-06-02 |  | 1
FALSE | S4QE-024KA | 2681 | 7151855 | KELVINATOR | JS4BE-024KA | AC | Split System: Air-Cooled Condensing Unit, Coil with Blower | S4BE-024KA |  | C7B(A,H)MX24(C,U)-A | 12.5 | 15 | Yes | Yes | 2015-06-02 |  | 1
FALSE | S4QE-024KA | 2681 | 7151856 | KELVINATOR | JS4BE-024KA | AC | Split System: Air-Cooled Condensing Unit, Coil with Blower | S4BE-024KA |  | C7B(A,H)MX24(C,U)-A | 12.5 | 15 | Yes | Yes | 2015-06-02 |  | 1
FALSE | S4QE-024KA | 2681 | 7151857 | KELVINATOR | JS4BE-024KA | AC | Split System: Air-Cooled Condensing Unit, Coil with Blower | S4BE-024KA |  | C7B(A,H)MX24(C,U)-B | 12.5 | 15 | Yes | Yes | 2015-06-02 |  | 1
FALSE | S4QE-024KA | 2681 | 7151858 | KELVINATOR | JS4BE-024KA | AC | Split System: Air-Cooled Condensing Unit, Coil with Blower | S4BE-024KA |  | C7B(A,H)MX24(C,U)-B | 12.5 | 15 | Yes | Yes | 2015-06-02 |  | 1
FALSE | S4QE-024KA | 2681 | 7151859 | KELVINATOR | JS4BE-024KA | AC | Split System: Air-Cooled Condensing Unit, Coil with Blower | S4BE-024KA |  | C7B(A,H)MX24(C,U)-B | 12.5 | 15 | Yes | Yes | 2015-06-02 |  | 1
FALSE | S4QE-024KA | 2681 | 7151860 | KELVINATOR | JS4BE-024KA | AC | Split System: Air-Cooled Condensing Unit, Coil with Blower | S4BE-024KA |  | C7B(A,H)MX30(C,U)-C | 12.5 | 15 | Yes | Yes | 2015-06-02 |  | 1
FALSE | S4QE-024KA | 2681 | 7151861 | KELVINATOR | JS4BE-024KA | AC | Split System: Air-Cooled Condensing Unit, Coil with Blower | S4BE-024KA |  | C7B(A,H)MX30(C,U)-C | 12.5 | 15 | Yes | Yes | 2015-06-02 |  | 1
FALSE | S4QE-024KA | 2681 | 7151862 | KELVINATOR | JS4BE-024KA | AC | Split System: Air-Cooled Condensing Unit, Coil with Blower | S4BE-024KA |  | C7B(A,H)MX30(C,U)-C | 12.5 | 15 | Yes | Yes | 2015-06-02 |  | 1
FALSE | S4QE-024KA | 2681 | 7151863 | KELVINATOR | JS4BE-024KA | AC | Split System: Air-Cooled Condensing Unit, Coil with Blower | S4BE-024KA |  | C7B(A,H)MX30(C,U)-C | 12.5 | 15 | Yes | Yes | 2015-06-02 |  | 1
FALSE | S4QE-030KA | 2694 | 7151864 | KELVINATOR | JS4BE-030KA | AC | Split System: Air-Cooled Condensing Unit, Coil with Blower | S4BE-030KA |  | C7B(A,H)MX30(C,U)-A | 12.5 | 15 | Yes | Yes | 2015-06-02 |  | 1
FALSE | S4QE-030KA | 2694 | 7151865 | KELVINATOR | JS4BE-030KA | AC | Split System: Air-Cooled Condensing Unit, Coil with Blower | S4BE-030KA |  | C7B(A,H)MX30(C,U)-A | 12.5 | 15 | Yes | Yes | 2015-06-02 |  | 1
FALSE | S4QE-030KA | 2694 | 7151866 | KELVINATOR | JS4BE-030KA | AC | Split System: Air-Cooled Condensing Unit, Coil with Blower | S4BE-030KA |  | C7B(A,H)MX30(C,U)-B | 12.5 | 15 | Yes | Yes | 2015-06-02 |  | 1
FALSE | S4QE-030KA | 2694 | 7151912 | NUTONE | JS4BE-030KA | AC | Split System: Air-Cooled Condensing Unit, Coil with Blower | S4BE-030KA |  | C7B(A,H)MX30(C,U)-C | 12.5 | 15 | Yes | Yes | 2015-06-02 |  | 1
FALSE | S4QE-030KA | 2694 | 7151913 | NUTONE | JS4BE-030KA | AC | Split System: Air-Cooled Condensing Unit, Coil with Blower | S4BE-030KA |  | C7B(A,H)MX30(C,U)-C | 12.5 | 15 | Yes | Yes | 2015-06-02 |  | 1
FALSE | S4QE-030KA | 2694 | 7151914 | NUTONE | JS4BE-030KA | AC | Split System: Air-Cooled Condensing Unit, Coil with Blower | S4BE-030KA |  | C7B(A,H)MX30(C,U)-C | 12.5 | 15 | Yes | Yes | 2015-06-02 |  | 1
FALSE | S4QE-036KA | 2699 | 7151915 | NUTONE | JS4BE-036KA | AC | Split System: Air-Cooled Condensing Unit, Coil with Blower | S4BE-036KA |  | C7B(A,H)MX36(C,U)-B | 12.5 | 15 | Yes | Yes | 2015-06-02 |  | 1
FALSE | S4QE-036KA | 2699 | 7151916 | NUTONE | JS4BE-036KA | AC | Split System: Air-Cooled Condensing Unit, Coil with Blower | S4BE-036KA |  | C7B(A,H)MX36(C,U)-B | 12.5 | 15 | Yes | Yes | 2015-06-02 |  | 1
FALSE | S4QE-036KA | 2699 | 7151917 | NUTONE | JS4BE-036KA | AC | Split System: Air-Cooled Condensing Unit, Coil with Blower | S4BE-036KA |  | C7B(A,H)MX36(C,U)-B | 12.5 | 15 | Yes | Yes | 2015-06-02 |  | 1
FALSE | S4QE-036KA | 2699 | 7151918 | NUTONE | JS4BE-036KA | AC | Split System: Air-Cooled Condensing Unit, Coil with Blower | S4BE-036KA |  | C7B(A,H)MX36(C,U)-C | 12.5 | 15 | Yes | Yes | 2015-06-02 |  | 1
FALSE | S4QE-036KA | 2699 | 7151919 | NUTONE | JS4BE-036KA | AC | Split System: Air-Cooled Condensing Unit, Coil with Blower | S4BE-036KA |  | C7B(A,H)MX36(C,U)-C | 12.5 | 15 | Yes | Yes | 2015-06-02 |  | 1
FALSE | S4QE-036KA | 2699 | 7151920 | NUTONE | JS4BE-036KA | AC | Split System: Air-Cooled Condensing Unit, Coil with Blower | S4BE-036KA |  | C7B(A,H)MX36(C,U)-C | 12.5 | 15 | Yes | Yes | 2015-06-02 |  | 1
FALSE | S4BE-042KA | 2712 | 7151921 | NUTONE | JS4BE-042KA | AC | Split System: Air-Cooled Condensing Unit, Coil with Blower | S4BE-042KA |  | C7B(A,H)MX42(C,U)-C | 12.5 | 15 | Yes | Yes | 2015-06-02 |  | 1
FALSE | S4BE-042KA | 2712 | 7151922 | NUTONE | JS4BE-042KA | AC | Split System: Air-Cooled Condensing Unit, Coil with Blower | S4BE-042KA |  | C7B(A,H)MX42(C,U)-C | 12.5 | 15 | Yes | Yes | 2015-06-02 |  | 1
FALSE | S4BE-042KA | 2712 | 7151923 | NUTONE | JS4BE-042KA | AC | Split System: Air-Cooled Condensing Unit, Coil with Blower | S4BE-042KA |  | C7B(A,H)MX42(C,U)-C | 12.5 | 15 | Yes | Yes | 2015-06-02 |  | 1
FALSE | S4BE-048KA | 2717 | 7151924 | NUTONE | JS4BE-048KA | AC | Split System: Air-Cooled Condensing Unit, Coil with Blower | S4BE-048KA |  | C7B(A,H)MX48(C,U)-C | 12 | 15 | Yes | Yes | 2015-06-02 |  | 0
FALSE | S4BE-048KA | 2717 | 7151925 | NUTONE | JS4BE-048KA | AC | Split System: Air-Cooled Condensing Unit, Coil with Blower | S4BE-048KA |  | C7B(A,H)MX48(C,U)-C | 12 | 15 | Yes | Yes | 2015-06-02 |  | 0
FALSE | S4BE-048KA | 2717 | 7151926 | NUTONE | JS4BE-048KA | AC | Split System: Air-Cooled Condensing Unit, Coil with Blower | S4BE-048KA |  | C7B(A,H)MX48(C,U)-C | 12 | 15 | Yes | Yes | 2015-06-02 |  | 0
FALSE | S4BE-048KA | 2717 | 7151927 | NUTONE | JS4BE-048KA | AC | Split System: Air-Cooled Condensing Unit, Coil with Blower | S4BE-048KA |  | C7B(A,H)MX48(C,U)-D | 12 | 15 | Yes | Yes | 2015-06-02 |  | 0
FALSE | S4BE-048KA | 2717 | 7151928 | NUTONE | JS4BE-048KA | AC | Split System: Air-Cooled Condensing Unit, Coil with Blower | S4BE-048KA |  | C7B(A,H)MX48(C,U)-D | 12 | 15 | Yes | Yes | 2015-06-02 |  | 0
FALSE | S4BE-048KA | 2717 | 7151929 | NUTONE | JS4BE-048KA | AC | Split System: Air-Cooled Condensing Unit, Coil with Blower | S4BE-048KA |  | C7B(A,H)MX48(C,U)-D | 12 | 15 | Yes | Yes | 2015-06-02 |  | 0
FALSE | S4BE-060KA | 4508 | 7151930 | NUTONE | JS4BE-060KA | AC | Split System: Air-Cooled Condensing Unit, Coil with Blower | S4BE-060KA |  | C7B(A,H)MX60(C,U)-C | 12 | 15 | Yes | Yes | 2015-06-02 |  | 0
FALSE | S4BE-048KA | 2717 | 7151886 | KELVINATOR | JS4BE-048KA | AC | Split System: Air-Cooled Condensing Unit, Coil with Blower | S4BE-048KA |  | C7B(A,H)MX48(C,U)-D | 12 | 15 | Yes | Yes | 2015-06-02 |  | 0
FALSE | S4BE-060KA | 4508 | 7151887 | KELVINATOR | JS4BE-060KA | AC | Split System: Air-Cooled Condensing Unit, Coil with Blower | S4BE-060KA |  | C7B(A,H)MX60(C,U)-C | 12 | 15 | Yes | Yes | 2015-06-02 |  | 0
FALSE | S4BE-060KA | 4508 | 7151888 | KELVINATOR | JS4BE-060KA | AC | Split System: Air-Cooled Condensing Unit, Coil with Blower | S4BE-060KA |  | C7B(A,H)MX60(C,U)-C | 12 | 15 | Yes | Yes | 2015-06-02 |  | 0
FALSE | S4BE-060KA | 4508 | 7151889 | KELVINATOR | JS4BE-060KA | AC | Split System: Air-Cooled Condensing Unit, Coil with Blower | S4BE-060KA |  | C7B(A,H)MX60(C,U)-C | 12 | 15 | Yes | Yes | 2015-06-02 |  | 0
FALSE | S4BE-060KA | 4508 | 7151890 | KELVINATOR | JS4BE-060KA | AC | Split System: Air-Cooled Condensing Unit, Coil with Blower | S4BE-060KA |  | C7B(A,H)MX60(C,U)-D | 12 | 14.5 | Yes | Yes | 2015-06-02 |  | 0
FALSE | S4BE-060KA | 4508 | 7151891 | KELVINATOR | JS4BE-060KA | AC | Split System: Air-Cooled Condensing Unit, Coil with Blower | S4BE-060KA |  | C7B(A,H)MX60(C,U)-D | 12 | 14.5 | Yes | Yes | 2015-06-02 |  | 0
FALSE | S4BE-060KA | 4508 | 7151892 | KELVINATOR | JS4BE-060KA | AC | Split System: Air-Cooled Condensing Unit, Coil with Blower | S4BE-060KA |  | C7B(A,H)MX60(C,U)-D | 12 | 14.5 | Yes | Yes | 2015-06-02 |  | 0
FALSE | S4BE-018KA | 2679 | 7151893 | NUTONE | JS4BE-018KA | AC | Split System: Air-Cooled Condensing Unit, Coil with Blower | S4BE-018KA |  | C7B(A,H)MX24(C,U)-A | 12.5 | 15 | Yes | Yes | 2015-06-02 |  | 1
FALSE | S4BE-018KA | 2679 | 7151894 | NUTONE | JS4BE-018KA | AC | Split System: Air-Cooled Condensing Unit, Coil with Blower | S4BE-018KA |  | C7B(A,H)MX24(C,U)-A | 12.5 | 15 | Yes | Yes | 2015-06-02 |  | 1
FALSE | S4BE-018KA | 2679 | 7151895 | NUTONE | JS4BE-018KA | AC | Split System: Air-Cooled Condensing Unit, Coil with Blower | S4BE-018KA |  | C7B(A,H)MX24(C,U)-B | 12.5 | 15 | Yes | Yes | 2015-06-02 |  | 1
FALSE | S4BE-018KA | 2679 | 7151896 | NUTONE | JS4BE-018KA | AC | Split System: Air-Cooled Condensing Unit, Coil with Blower | S4BE-018KA |  | C7B(A,H)MX24(C,U)-B | 12.5 | 15 | Yes | Yes | 2015-06-02 |  | 1
FALSE | S4BE-018KA | 2679 | 7151897 | NUTONE | JS4BE-018KA | AC | Split System: Air-Cooled Condensing Unit, Coil with Blower | S4BE-018KA |  | C7B(A,H)MX24(C,U)-B | 12.5 | 15 | Yes | Yes | 2015-06-02 |  | 1
FALSE | S4QE-024KA | 2681 | 7151898 | NUTONE | JS4BE-024KA | AC | Split System: Air-Cooled Condensing Unit, Coil with Blower | S4BE-024KA |  | C7B(A,H)MX24(C,U)-A | 12.5 | 15 | Yes | Yes | 2015-06-02 |  | 1
FALSE | S4QE-024KA | 2681 | 7151899 | NUTONE | JS4BE-024KA | AC | Split System: Air-Cooled Condensing Unit, Coil with Blower | S4BE-024KA |  | C7B(A,H)MX24(C,U)-A | 12.5 | 15 | Yes | Yes | 2015-06-02 |  | 1
FALSE | S4QE-024KA | 2681 | 7151900 | NUTONE | JS4BE-024KA | AC | Split System: Air-Cooled Condensing Unit, Coil with Blower | S4BE-024KA |  | C7B(A,H)MX24(C,U)-B | 12.5 | 15 | Yes | Yes | 2015-06-02 |  | 1
FALSE | S4QE-024KA | 2681 | 7151901 | NUTONE | JS4BE-024KA | AC | Split System: Air-Cooled Condensing Unit, Coil with Blower | S4BE-024KA |  | C7B(A,H)MX24(C,U)-B | 12.5 | 15 | Yes | Yes | 2015-06-02 |  | 1
FALSE | S4QE-024KA | 2681 | 7151902 | NUTONE | JS4BE-024KA | AC | Split System: Air-Cooled Condensing Unit, Coil with Blower | S4BE-024KA |  | C7B(A,H)MX24(C,U)-B | 12.5 | 15 | Yes | Yes | 2015-06-02 |  | 1
FALSE | S4QE-024KA | 2681 | 7151903 | NUTONE | JS4BE-024KA | AC | Split System: Air-Cooled Condensing Unit, Coil with Blower | S4BE-024KA |  | C7B(A,H)MX30(C,U)-C | 12.5 | 15 | Yes | Yes | 2015-06-02 |  | 1
FALSE | S4QE-024KA | 2681 | 7151904 | NUTONE | JS4BE-024KA | AC | Split System: Air-Cooled Condensing Unit, Coil with Blower | S4BE-024KA |  | C7B(A,H)MX30(C,U)-C | 12.5 | 15 | Yes | Yes | 2015-06-02 |  | 1
FALSE | S4QE-024KA | 2681 | 7151905 | NUTONE | JS4BE-024KA | AC | Split System: Air-Cooled Condensing Unit, Coil with Blower | S4BE-024KA |  | C7B(A,H)MX30(C,U)-C | 12.5 | 15 | Yes | Yes | 2015-06-02 |  | 1
FALSE | S4QE-024KA | 2681 | 7151906 | NUTONE | JS4BE-024KA | AC | Split System: Air-Cooled Condensing Unit, Coil with Blower | S4BE-024KA |  | C7B(A,H)MX30(C,U)-C | 12.5 | 15 | Yes | Yes | 2015-06-02 |  | 1
FALSE | S4QE-030KA | 2694 | 7151907 | NUTONE | JS4BE-030KA | AC | Split System: Air-Cooled Condensing Unit, Coil with Blower | S4BE-030KA |  | C7B(A,H)MX30(C,U)-A | 12.5 | 15 | Yes | Yes | 2015-06-02 |  | 1
FALSE | S4QE-030KA | 2694 | 7151908 | NUTONE | JS4BE-030KA | AC | Split System: Air-Cooled Condensing Unit, Coil with Blower | S4BE-030KA |  | C7B(A,H)MX30(C,U)-A | 12.5 | 15 | Yes | Yes | 2015-06-02 |  | 1
FALSE | S4QE-030KA | 2694 | 7151909 | NUTONE | JS4BE-030KA | AC | Split System: Air-Cooled Condensing Unit, Coil with Blower | S4BE-030KA |  | C7B(A,H)MX30(C,U)-B | 12.5 | 15 | Yes | Yes | 2015-06-02 |  | 1
FALSE | S4QE-030KA | 2694 | 7151910 | NUTONE | JS4BE-030KA | AC | Split System: Air-Cooled Condensing Unit, Coil with Blower | S4BE-030KA |  | C7B(A,H)MX30(C,U)-B | 12.5 | 15 | Yes | Yes | 2015-06-02 |  | 1
FALSE | S4QE-030KA | 2694 | 7151911 | NUTONE | JS4BE-030KA | AC | Split System: Air-Cooled Condensing Unit, Coil with Blower | S4BE-030KA |  | C7B(A,H)MX30(C,U)-B | 12.5 | 15 | Yes | Yes | 2015-06-02 |  | 1
FALSE | S4BE-060KA | 4508 | 7151931 | NUTONE | JS4BE-060KA | AC | Split System: Air-Cooled Condensing Unit, Coil with Blower | S4BE-060KA |  | C7B(A,H)MX60(C,U)-C | 12 | 15 | Yes | Yes | 2015-06-02 |  | 0
FALSE | S4BE-060KA | 4508 | 7151932 | NUTONE | JS4BE-060KA | AC | Split System: Air-Cooled Condensing Unit, Coil with Blower | S4BE-060KA |  | C7B(A,H)MX60(C,U)-C | 12 | 15 | Yes | Yes | 2015-06-02 |  | 0
FALSE | S4BE-060KA | 4508 | 7151933 | NUTONE | JS4BE-060KA | AC | Split System: Air-Cooled Condensing Unit, Coil with Blower | S4BE-060KA |  | C7B(A,H)MX60(C,U)-D | 12 | 14.5 | Yes | Yes | 2015-06-02 |  | 0
FALSE | S4BE-060KA | 4508 | 7151934 | NUTONE | JS4BE-060KA | AC | Split System: Air-Cooled Condensing Unit, Coil with Blower | S4BE-060KA |  | C7B(A,H)MX60(C,U)-D | 12 | 14.5 | Yes | Yes | 2015-06-02 |  | 0
FALSE | S4BE-060KA | 4508 | 7151935 | NUTONE | JS4BE-060KA | AC | Split System: Air-Cooled Condensing Unit, Coil with Blower | S4BE-060KA |  | C7B(A,H)MX60(C,U)-D | 12 | 14.5 | Yes | Yes | 2015-06-02 |  | 0
FALSE | S4BE-018KA | 2679 | 7151936 | GIBSON | JS4BE-018KA | AC | Split System: Air-Cooled Condensing Unit, Coil with Blower | S4BE-018KA |  | C7B(A,H)MX24(C,U)-A | 12.5 | 15 | Yes | Yes | 2015-06-02 |  | 1
FALSE | S4BE-018KA | 2679 | 7151937 | GIBSON | JS4BE-018KA | AC | Split System: Air-Cooled Condensing Unit, Coil with Blower | S4BE-018KA |  | C7B(A,H)MX24(C,U)-A | 12.5 | 15 | Yes | Yes | 2015-06-02 |  | 1
FALSE | S4BE-018KA | 2679 | 7151938 | GIBSON | JS4BE-018KA | AC | Split System: Air-Cooled Condensing Unit, Coil with Blower | S4BE-018KA |  | C7B(A,H)MX24(C,U)-B | 12.5 | 15 | Yes | Yes | 2015-06-02 |  | 1
FALSE | S4BE-018KA | 2679 | 7151939 | GIBSON | JS4BE-018KA | AC | Split System: Air-Cooled Condensing Unit, Coil with Blower | S4BE-018KA |  | C7B(A,H)MX24(C,U)-B | 12.5 | 15 | Yes | Yes | 2015-06-02 |  | 1
FALSE | S4QE-024KA | 2681 | 7151940 | GIBSON | JS4BE-024KA | AC | Split System: Air-Cooled Condensing Unit, Coil with Blower | S4BE-024KA |  | C7B(A,H)MX24(C,U)-A | 12.5 | 15 | Yes | Yes | 2015-06-02 |  | 1
FALSE | S4QE-024KA | 2681 | 7151941 | GIBSON | JS4BE-024KA | AC | Split System: Air-Cooled Condensing Unit, Coil with Blower | S4BE-024KA |  | C7B(A,H)MX24(C,U)-A | 12.5 | 15 | Yes | Yes | 2015-06-02 |  | 1
FALSE | S4QE-024KA | 2681 | 7151942 | GIBSON | JS4BE-024KA | AC | Split System: Air-Cooled Condensing Unit, Coil with Blower | S4BE-024KA |  | C7B(A,H)MX24(C,U)-B | 12.5 | 15 | Yes | Yes | 2015-06-02 |  | 1
FALSE | S4QE-024KA | 2681 | 7151943 | GIBSON | JS4BE-024KA | AC | Split System: Air-Cooled Condensing Unit, Coil with Blower | S4BE-024KA |  | C7B(A,H)MX24(C,U)-B | 12.5 | 15 | Yes | Yes | 2015-06-02 |  | 1
FALSE | S4QE-024KA | 2681 | 7151944 | GIBSON | JS4BE-024KA | AC | Split System: Air-Cooled Condensing Unit, Coil with Blower | S4BE-024KA |  | C7B(A,H)MX30(C,U)-C | 12.5 | 15 | Yes | Yes | 2015-06-02 |  | 1
FALSE | S4QE-024KA | 2681 | 7151945 | GIBSON | JS4BE-024KA | AC | Split System: Air-Cooled Condensing Unit, Coil with Blower | S4BE-024KA |  | C7B(A,H)MX30(C,U)-C | 12.5 | 15 | Yes | Yes | 2015-06-02 |  | 1
FALSE | S4QE-024KA | 2681 | 7151946 | GIBSON | JS4BE-024KA | AC | Split System: Air-Cooled Condensing Unit, Coil with Blower | S4BE-024KA |  | C7B(A,H)MX30(C,U)-C | 12.5 | 15 | Yes | Yes | 2015-06-02 |  | 1
FALSE | S4QE-030KA | 2694 | 7151947 | GIBSON | JS4BE-030KA | AC | Split System: Air-Cooled Condensing Unit, Coil with Blower | S4BE-030KA |  | C7B(A,H)MX30(C,U)-A | 12.5 | 15 | Yes | Yes | 2015-06-02 |  | 1
FALSE | S4QE-030KA | 2694 | 7151948 | GIBSON | JS4BE-030KA | AC | Split System: Air-Cooled Condensing Unit, Coil with Blower | S4BE-030KA |  | C7B(A,H)MX30(C,U)-A | 12.5 | 15 | Yes | Yes | 2015-06-02 |  | 1
FALSE | S4QE-030KA | 2694 | 7151949 | GIBSON | JS4BE-030KA | AC | Split System: Air-Cooled Condensing Unit, Coil with Blower | S4BE-030KA |  | C7B(A,H)MX30(C,U)-B | 12.5 | 15 | Yes | Yes | 2015-06-02 |  | 1
FALSE | S4QE-030KA | 2694 | 7151950 | GIBSON | JS4BE-030KA | AC | Split System: Air-Cooled Condensing Unit, Coil with Blower | S4BE-030KA |  | C7B(A,H)MX30(C,U)-B | 12.5 | 15 | Yes | Yes | 2015-06-02 |  | 1
FALSE | S4QE-030KA | 2694 | 7151951 | GIBSON | JS4BE-030KA | AC | Split System: Air-Cooled Condensing Unit, Coil with Blower | S4BE-030KA |  | C7B(A,H)MX30(C,U)-C | 12.5 | 15 | Yes | Yes | 2015-06-02 |  | 1
FALSE | S4QE-030KA | 2694 | 7151952 | GIBSON | JS4BE-030KA | AC | Split System: Air-Cooled Condensing Unit, Coil with Blower | S4BE-030KA |  | C7B(A,H)MX30(C,U)-C | 12.5 | 15 | Yes | Yes | 2015-06-02 |  | 1
FALSE | S4QE-036KA | 2699 | 7151953 | GIBSON | JS4BE-036KA | AC | Split System: Air-Cooled Condensing Unit, Coil with Blower | S4BE-036KA |  | C7B(A,H)MX36(C,U)-B | 12.5 | 15 | Yes | Yes | 2015-06-02 |  | 1
FALSE | S4QE-036KA | 2699 | 7151954 | GIBSON | JS4BE-036KA | AC | Split System: Air-Cooled Condensing Unit, Coil with Blower | S4BE-036KA |  | C7B(A,H)MX36(C,U)-B | 12.5 | 15 | Yes | Yes | 2015-06-02 |  | 1
FALSE | S4QE-036KA | 2699 | 7151955 | GIBSON | JS4BE-036KA | AC | Split System: Air-Cooled Condensing Unit, Coil with Blower | S4BE-036KA |  | C7B(A,H)MX36(C,U)-C | 12.5 | 15 | Yes | Yes | 2015-06-02 |  | 1
FALSE | S4QE-036KA | 2699 | 7151956 | GIBSON | JS4BE-036KA | AC | Split System: Air-Cooled Condensing Unit, Coil with Blower | S4BE-036KA |  | C7B(A,H)MX36(C,U)-C | 12.5 | 15 | Yes | Yes | 2015-06-02 |  | 1
FALSE | S4BE-042KA | 2712 | 7151957 | GIBSON | JS4BE-042KA | AC | Split System: Air-Cooled Condensing Unit, Coil with Blower | S4BE-042KA |  | C7B(A,H)MX42(C,U)-C | 12.5 | 15 | Yes | Yes | 2015-06-02 |  | 1
FALSE | S4BE-042KA | 2712 | 7151958 | GIBSON | JS4BE-042KA | AC | Split System: Air-Cooled Condensing Unit, Coil with Blower | S4BE-042KA |  | C7B(A,H)MX42(C,U)-C | 12.5 | 15 | Yes | Yes | 2015-06-02 |  | 1
FALSE | S4QE-024KA | 2681 | 7152005 | KELVINATOR | JS4BE-024KA | AC | Split System: Air-Cooled Condensing Unit, Coil with Blower | S4BE-024KA |  | C7B(A,H)MX24(C,U)-B | 12.5 | 15 | Yes | Yes | 2015-06-02 |  | 1
FALSE | S4QE-024KA | 2681 | 7152006 | KELVINATOR | JS4BE-024KA | AC | Split System: Air-Cooled Condensing Unit, Coil with Blower | S4BE-024KA |  | C7B(A,H)MX30(C,U)-C | 12.5 | 15 | Yes | Yes | 2015-06-02 |  | 1
FALSE | S4QE-024KA | 2681 | 7152007 | KELVINATOR | JS4BE-024KA | AC | Split System: Air-Cooled Condensing Unit, Coil with Blower | S4BE-024KA |  | C7B(A,H)MX30(C,U)-C | 12.5 | 15 | Yes | Yes | 2015-06-02 |  | 1
FALSE | S4QE-024KA | 2681 | 7152008 | KELVINATOR | JS4BE-024KA | AC | Split System: Air-Cooled Condensing Unit, Coil with Blower | S4BE-024KA |  | C7B(A,H)MX30(C,U)-C | 12.5 | 15 | Yes | Yes | 2015-06-02 |  | 1
FALSE | S4QE-030KA | 2694 | 7152009 | KELVINATOR | JS4BE-030KA | AC | Split System: Air-Cooled Condensing Unit, Coil with Blower | S4BE-030KA |  | C7B(A,H)MX30(C,U)-A | 12.5 | 15 | Yes | Yes | 2015-06-02 |  | 1
FALSE | S4QE-030KA | 2694 | 7152010 | KELVINATOR | JS4BE-030KA | AC | Split System: Air-Cooled Condensing Unit, Coil with Blower | S4BE-030KA |  | C7B(A,H)MX30(C,U)-A | 12.5 | 15 | Yes | Yes | 2015-06-02 |  | 1
FALSE | S4QE-030KA | 2694 | 7152011 | KELVINATOR | JS4BE-030KA | AC | Split System: Air-Cooled Condensing Unit, Coil with Blower | S4BE-030KA |  | C7B(A,H)MX30(C,U)-B | 12.5 | 15 | Yes | Yes | 2015-06-02 |  | 1
FALSE | S4QE-030KA | 2694 | 7152012 | KELVINATOR | JS4BE-030KA | AC | Split System: Air-Cooled Condensing Unit, Coil with Blower | S4BE-030KA |  | C7B(A,H)MX30(C,U)-B | 12.5 | 15 | Yes | Yes | 2015-06-02 |  | 1
FALSE | S4QE-030KA | 2694 | 7152013 | KELVINATOR | JS4BE-030KA | AC | Split System: Air-Cooled Condensing Unit, Coil with Blower | S4BE-030KA |  | C7B(A,H)MX30(C,U)-C | 12.5 | 15 | Yes | Yes | 2015-06-02 |  | 1
FALSE | S4QE-030KA | 2694 | 7152014 | KELVINATOR | JS4BE-030KA | AC | Split System: Air-Cooled Condensing Unit, Coil with Blower | S4BE-030KA |  | C7B(A,H)MX30(C,U)-C | 12.5 | 15 | Yes | Yes | 2015-06-02 |  | 1
FALSE | S4QE-036KA | 2699 | 7152015 | KELVINATOR | JS4BE-036KA | AC | Split System: Air-Cooled Condensing Unit, Coil with Blower | S4BE-036KA |  | C7B(A,H)MX36(C,U)-B | 12.5 | 15 | Yes | Yes | 2015-06-02 |  | 1
FALSE | S4QE-036KA | 2699 | 7152016 | KELVINATOR | JS4BE-036KA | AC | Split System: Air-Cooled Condensing Unit, Coil with Blower | S4BE-036KA |  | C7B(A,H)MX36(C,U)-B | 12.5 | 15 | Yes | Yes | 2015-06-02 |  | 1
FALSE | S4QE-036KA | 2699 | 7152017 | KELVINATOR | JS4BE-036KA | AC | Split System: Air-Cooled Condensing Unit, Coil with Blower | S4BE-036KA |  | C7B(A,H)MX36(C,U)-C | 12.5 | 15 | Yes | Yes | 2015-06-02 |  | 1
FALSE | S4QE-036KA | 2699 | 7152018 | KELVINATOR | JS4BE-036KA | AC | Split System: Air-Cooled Condensing Unit, Coil with Blower | S4BE-036KA |  | C7B(A,H)MX36(C,U)-C | 12.5 | 15 | Yes | Yes | 2015-06-02 |  | 1
FALSE | S4BE-042KA | 2712 | 7152019 | KELVINATOR | JS4BE-042KA | AC | Split System: Air-Cooled Condensing Unit, Coil with Blower | S4BE-042KA |  | C7B(A,H)MX42(C,U)-C | 12.5 | 15 | Yes | Yes | 2015-06-02 |  | 1
FALSE | S4BE-042KA | 2712 | 7152020 | KELVINATOR | JS4BE-042KA | AC | Split System: Air-Cooled Condensing Unit, Coil with Blower | S4BE-042KA |  | C7B(A,H)MX42(C,U)-C | 12.5 | 15 | Yes | Yes | 2015-06-02 |  | 1
FALSE | S4BE-048KA | 2717 | 7152021 | KELVINATOR | JS4BE-048KA | AC | Split System: Air-Cooled Condensing Unit, Coil with Blower | S4BE-048KA |  | C7B(A,H)MX48(C,U)-C | 12 | 15 | Yes | Yes | 2015-06-02 |  | 0
FALSE | S4BE-048KA | 2717 | 7152022 | KELVINATOR | JS4BE-048KA | AC | Split System: Air-Cooled Condensing Unit, Coil with Blower | S4BE-048KA |  | C7B(A,H)MX48(C,U)-C | 12 | 15 | Yes | Yes | 2015-06-02 |  | 0
FALSE | S4BE-048KA | 2717 | 7152023 | KELVINATOR | JS4BE-048KA | AC | Split System: Air-Cooled Condensing Unit, Coil with Blower | S4BE-048KA |  | C7B(A,H)MX48(C,U)-D | 12 | 15 | Yes | Yes | 2015-06-02 |  | 0
FALSE | S4QE-030KA | 2694 | 7151978 | PHILCO | JS4BE-030KA | AC | Split System: Air-Cooled Condensing Unit, Coil with Blower | S4BE-030KA |  | C7B(A,H)MX30(C,U)-A | 12.5 | 15 | Yes | Yes | 2015-06-02 |  | 1
FALSE | S4QE-030KA | 2694 | 7151979 | PHILCO | JS4BE-030KA | AC | Split System: Air-Cooled Condensing Unit, Coil with Blower | S4BE-030KA |  | C7B(A,H)MX30(C,U)-A | 12.5 | 15 | Yes | Yes | 2015-06-02 |  | 1
FALSE | S4QE-030KA | 2694 | 7151980 | PHILCO | JS4BE-030KA | AC | Split System: Air-Cooled Condensing Unit, Coil with Blower | S4BE-030KA |  | C7B(A,H)MX30(C,U)-B | 12.5 | 15 | Yes | Yes | 2015-06-02 |  | 1
FALSE | S4QE-030KA | 2694 | 7151981 | PHILCO | JS4BE-030KA | AC | Split System: Air-Cooled Condensing Unit, Coil with Blower | S4BE-030KA |  | C7B(A,H)MX30(C,U)-B | 12.5 | 15 | Yes | Yes | 2015-06-02 |  | 1
FALSE | S4QE-030KA | 2694 | 7151982 | PHILCO | JS4BE-030KA | AC | Split System: Air-Cooled Condensing Unit, Coil with Blower | S4BE-030KA |  | C7B(A,H)MX30(C,U)-C | 12.5 | 15 | Yes | Yes | 2015-06-02 |  | 1
FALSE | S4QE-030KA | 2694 | 7151983 | PHILCO | JS4BE-030KA | AC | Split System: Air-Cooled Condensing Unit, Coil with Blower | S4BE-030KA |  | C7B(A,H)MX30(C,U)-C | 12.5 | 15 | Yes | Yes | 2015-06-02 |  | 1
FALSE | S4QE-036KA | 2699 | 7151984 | PHILCO | JS4BE-036KA | AC | Split System: Air-Cooled Condensing Unit, Coil with Blower | S4BE-036KA |  | C7B(A,H)MX36(C,U)-B | 12.5 | 15 | Yes | Yes | 2015-06-02 |  | 1
FALSE | S4QE-036KA | 2699 | 7151985 | PHILCO | JS4BE-036KA | AC | Split System: Air-Cooled Condensing Unit, Coil with Blower | S4BE-036KA |  | C7B(A,H)MX36(C,U)-B | 12.5 | 15 | Yes | Yes | 2015-06-02 |  | 1
FALSE | S4QE-036KA | 2699 | 7151986 | PHILCO | JS4BE-036KA | AC | Split System: Air-Cooled Condensing Unit, Coil with Blower | S4BE-036KA |  | C7B(A,H)MX36(C,U)-C | 12.5 | 15 | Yes | Yes | 2015-06-02 |  | 1
FALSE | S4QE-036KA | 2699 | 7151987 | PHILCO | JS4BE-036KA | AC | Split System: Air-Cooled Condensing Unit, Coil with Blower | S4BE-036KA |  | C7B(A,H)MX36(C,U)-C | 12.5 | 15 | Yes | Yes | 2015-06-02 |  | 1
FALSE | S4BE-042KA | 2712 | 7151988 | PHILCO | JS4BE-042KA | AC | Split System: Air-Cooled Condensing Unit, Coil with Blower | S4BE-042KA |  | C7B(A,H)MX42(C,U)-C | 12.5 | 15 | Yes | Yes | 2015-06-02 |  | 1
FALSE | S4BE-042KA | 2712 | 7151989 | PHILCO | JS4BE-042KA | AC | Split System: Air-Cooled Condensing Unit, Coil with Blower | S4BE-042KA |  | C7B(A,H)MX42(C,U)-C | 12.5 | 15 | Yes | Yes | 2015-06-02 |  | 1
FALSE | S4BE-048KA | 2717 | 7151990 | PHILCO | JS4BE-048KA | AC | Split System: Air-Cooled Condensing Unit, Coil with Blower | S4BE-048KA |  | C7B(A,H)MX48(C,U)-C | 12 | 15 | Yes | Yes | 2015-06-02 |  | 0
FALSE | S4BE-048KA | 2717 | 7151991 | PHILCO | JS4BE-048KA | AC | Split System: Air-Cooled Condensing Unit, Coil with Blower | S4BE-048KA |  | C7B(A,H)MX48(C,U)-C | 12 | 15 | Yes | Yes | 2015-06-02 |  | 0
FALSE | S4BE-048KA | 2717 | 7151992 | PHILCO | JS4BE-048KA | AC | Split System: Air-Cooled Condensing Unit, Coil with Blower | S4BE-048KA |  | C7B(A,H)MX48(C,U)-D | 12 | 15 | Yes | Yes | 2015-06-02 |  | 0
FALSE | S4BE-048KA | 2717 | 7151993 | PHILCO | JS4BE-048KA | AC | Split System: Air-Cooled Condensing Unit, Coil with Blower | S4BE-048KA |  | C7B(A,H)MX48(C,U)-D | 12 | 15 | Yes | Yes | 2015-06-02 |  | 0
FALSE | S4BE-060KA | 4508 | 7151994 | PHILCO | JS4BE-060KA | AC | Split System: Air-Cooled Condensing Unit, Coil with Blower | S4BE-060KA |  | C7B(A,H)MX60(C,U)-C | 12 | 15 | Yes | Yes | 2015-06-02 |  | 0
FALSE | S4BE-060KA | 4508 | 7151995 | PHILCO | JS4BE-060KA | AC | Split System: Air-Cooled Condensing Unit, Coil with Blower | S4BE-060KA |  | C7B(A,H)MX60(C,U)-C | 12 | 15 | Yes | Yes | 2015-06-02 |  | 0
FALSE | S4BE-060KA | 4508 | 7151996 | PHILCO | JS4BE-060KA | AC | Split System: Air-Cooled Condensing Unit, Coil with Blower | S4BE-060KA |  | C7B(A,H)MX60(C,U)-D | 12 | 14.5 | Yes | Yes | 2015-06-02 |  | 0
FALSE | S4BE-060KA | 4508 | 7151997 | PHILCO | JS4BE-060KA | AC | Split System: Air-Cooled Condensing Unit, Coil with Blower | S4BE-060KA |  | C7B(A,H)MX60(C,U)-D | 12 | 14.5 | Yes | Yes | 2015-06-02 |  | 0
FALSE | S4BE-018KA | 2679 | 7151998 | KELVINATOR | JS4BE-018KA | AC | Split System: Air-Cooled Condensing Unit, Coil with Blower | S4BE-018KA |  | C7B(A,H)MX24(C,U)-A | 12.5 | 15 | Yes | Yes | 2015-06-02 |  | 1
FALSE | S4BE-018KA | 2679 | 7151999 | KELVINATOR | JS4BE-018KA | AC | Split System: Air-Cooled Condensing Unit, Coil with Blower | S4BE-018KA |  | C7B(A,H)MX24(C,U)-A | 12.5 | 15 | Yes | Yes | 2015-06-02 |  | 1
FALSE | S4BE-018KA | 2679 | 7152000 | KELVINATOR | JS4BE-018KA | AC | Split System: Air-Cooled Condensing Unit, Coil with Blower | S4BE-018KA |  | C7B(A,H)MX24(C,U)-B | 12.5 | 15 | Yes | Yes | 2015-06-02 |  | 1
FALSE | S4BE-018KA | 2679 | 7152001 | KELVINATOR | JS4BE-018KA | AC | Split System: Air-Cooled Condensing Unit, Coil with Blower | S4BE-018KA |  | C7B(A,H)MX24(C,U)-B | 12.5 | 15 | Yes | Yes | 2015-06-02 |  | 1
FALSE | S4QE-024KA | 2681 | 7152002 | KELVINATOR | JS4BE-024KA | AC | Split System: Air-Cooled Condensing Unit, Coil with Blower | S4BE-024KA |  | C7B(A,H)MX24(C,U)-A | 12.5 | 15 | Yes | Yes | 2015-06-02 |  | 1
FALSE | S4QE-024KA | 2681 | 7152003 | KELVINATOR | JS4BE-024KA | AC | Split System: Air-Cooled Condensing Unit, Coil with Blower | S4BE-024KA |  | C7B(A,H)MX24(C,U)-A | 12.5 | 15 | Yes | Yes | 2015-06-02 |  | 1
FALSE | S4QE-024KA | 2681 | 7152004 | KELVINATOR | JS4BE-024KA | AC | Split System: Air-Cooled Condensing Unit, Coil with Blower | S4BE-024KA |  | C7B(A,H)MX24(C,U)-B | 12.5 | 15 | Yes | Yes | 2015-06-02 |  | 1
FALSE | S4BE-048KA | 2717 | 7152024 | KELVINATOR | JS4BE-048KA | AC | Split System: Air-Cooled Condensing Unit, Coil with Blower | S4BE-048KA |  | C7B(A,H)MX48(C,U)-D | 12 | 15 | Yes | Yes | 2015-06-02 |  | 0
FALSE | S4BE-060KA | 4508 | 7152025 | KELVINATOR | JS4BE-060KA | AC | Split System: Air-Cooled Condensing Unit, Coil with Blower | S4BE-060KA |  | C7B(A,H)MX60(C,U)-C | 12 | 15 | Yes | Yes | 2015-06-02 |  | 0
FALSE | S4BE-060KA | 4508 | 7152026 | KELVINATOR | JS4BE-060KA | AC | Split System: Air-Cooled Condensing Unit, Coil with Blower | S4BE-060KA |  | C7B(A,H)MX60(C,U)-C | 12 | 15 | Yes | Yes | 2015-06-02 |  | 0
FALSE | S4BE-060KA | 4508 | 7152027 | KELVINATOR | JS4BE-060KA | AC | Split System: Air-Cooled Condensing Unit, Coil with Blower | S4BE-060KA |  | C7B(A,H)MX60(C,U)-D | 12 | 14.5 | Yes | Yes | 2015-06-02 |  | 0
FALSE | S4BE-060KA | 4508 | 7152028 | KELVINATOR | JS4BE-060KA | AC | Split System: Air-Cooled Condensing Unit, Coil with Blower | S4BE-060KA |  | C7B(A,H)MX60(C,U)-D | 12 | 14.5 | Yes | Yes | 2015-06-02 |  | 0
FALSE | S4BE-018KA | 2679 | 7152029 | NUTONE | JS4BE-018KA | AC | Split System: Air-Cooled Condensing Unit, Coil with Blower | S4BE-018KA |  | C7B(A,H)MX24(C,U)-A | 12.5 | 15 | Yes | Yes | 2015-06-02 |  | 1
FALSE | S4BE-018KA | 2679 | 7152030 | NUTONE | JS4BE-018KA | AC | Split System: Air-Cooled Condensing Unit, Coil with Blower | S4BE-018KA |  | C7B(A,H)MX24(C,U)-A | 12.5 | 15 | Yes | Yes | 2015-06-02 |  | 1
FALSE | S4BE-018KA | 2679 | 7152031 | NUTONE | JS4BE-018KA | AC | Split System: Air-Cooled Condensing Unit, Coil with Blower | S4BE-018KA |  | C7B(A,H)MX24(C,U)-B | 12.5 | 15 | Yes | Yes | 2015-06-02 |  | 1
FALSE | S4BE-018KA | 2679 | 7152032 | NUTONE | JS4BE-018KA | AC | Split System: Air-Cooled Condensing Unit, Coil with Blower | S4BE-018KA |  | C7B(A,H)MX24(C,U)-B | 12.5 | 15 | Yes | Yes | 2015-06-02 |  | 1
FALSE | S4QE-024KA | 2681 | 7152033 | NUTONE | JS4BE-024KA | AC | Split System: Air-Cooled Condensing Unit, Coil with Blower | S4BE-024KA |  | C7B(A,H)MX24(C,U)-A | 12.5 | 15 | Yes | Yes | 2015-06-02 |  | 1
FALSE | S4QE-024KA | 2681 | 7152034 | NUTONE | JS4BE-024KA | AC | Split System: Air-Cooled Condensing Unit, Coil with Blower | S4BE-024KA |  | C7B(A,H)MX24(C,U)-A | 12.5 | 15 | Yes | Yes | 2015-06-02 |  | 1
FALSE | S4QE-024KA | 2681 | 7152035 | NUTONE | JS4BE-024KA | AC | Split System: Air-Cooled Condensing Unit, Coil with Blower | S4BE-024KA |  | C7B(A,H)MX24(C,U)-B | 12.5 | 15 | Yes | Yes | 2015-06-02 |  | 1
FALSE | S4QE-024KA | 2681 | 7152036 | NUTONE | JS4BE-024KA | AC | Split System: Air-Cooled Condensing Unit, Coil with Blower | S4BE-024KA |  | C7B(A,H)MX24(C,U)-B | 12.5 | 15 | Yes | Yes | 2015-06-02 |  | 1
FALSE | S4QE-024KA | 2681 | 7152037 | NUTONE | JS4BE-024KA | AC | Split System: Air-Cooled Condensing Unit, Coil with Blower | S4BE-024KA |  | C7B(A,H)MX30(C,U)-C | 12.5 | 15 | Yes | Yes | 2015-06-02 |  | 1
FALSE | S4QE-024KA | 2681 | 7152038 | NUTONE | JS4BE-024KA | AC | Split System: Air-Cooled Condensing Unit, Coil with Blower | S4BE-024KA |  | C7B(A,H)MX30(C,U)-C | 12.5 | 15 | Yes | Yes | 2015-06-02 |  | 1
FALSE | S4QE-024KA | 2681 | 7152039 | NUTONE | JS4BE-024KA | AC | Split System: Air-Cooled Condensing Unit, Coil with Blower | S4BE-024KA |  | C7B(A,H)MX30(C,U)-C | 12.5 | 15 | Yes | Yes | 2015-06-02 |  | 1
FALSE | S4QE-030KA | 2694 | 7152040 | NUTONE | JS4BE-030KA | AC | Split System: Air-Cooled Condensing Unit, Coil with Blower | S4BE-030KA |  | C7B(A,H)MX30(C,U)-A | 12.5 | 15 | Yes | Yes | 2015-06-02 |  | 1
FALSE | S4QE-030KA | 2694 | 7152041 | NUTONE | JS4BE-030KA | AC | Split System: Air-Cooled Condensing Unit, Coil with Blower | S4BE-030KA |  | C7B(A,H)MX30(C,U)-A | 12.5 | 15 | Yes | Yes | 2015-06-02 |  | 1
FALSE | S4QE-030KA | 2694 | 7152042 | NUTONE | JS4BE-030KA | AC | Split System: Air-Cooled Condensing Unit, Coil with Blower | S4BE-030KA |  | C7B(A,H)MX30(C,U)-B | 12.5 | 15 | Yes | Yes | 2015-06-02 |  | 1
FALSE | S4QE-030KA | 2694 | 7152043 | NUTONE | JS4BE-030KA | AC | Split System: Air-Cooled Condensing Unit, Coil with Blower | S4BE-030KA |  | C7B(A,H)MX30(C,U)-B | 12.5 | 15 | Yes | Yes | 2015-06-02 |  | 1
FALSE | S4QE-030KA | 2694 | 7152044 | NUTONE | JS4BE-030KA | AC | Split System: Air-Cooled Condensing Unit, Coil with Blower | S4BE-030KA |  | C7B(A,H)MX30(C,U)-C | 12.5 | 15 | Yes | Yes | 2015-06-02 |  | 1
FALSE | S4QE-030KA | 2694 | 7152045 | NUTONE | JS4BE-030KA | AC | Split System: Air-Cooled Condensing Unit, Coil with Blower | S4BE-030KA |  | C7B(A,H)MX30(C,U)-C | 12.5 | 15 | Yes | Yes | 2015-06-02 |  | 1
FALSE | S4QE-036KA | 2699 | 7152046 | NUTONE | JS4BE-036KA | AC | Split System: Air-Cooled Condensing Unit, Coil with Blower | S4BE-036KA |  | C7B(A,H)MX36(C,U)-B | 12.5 | 15 | Yes | Yes | 2015-06-02 |  | 1
FALSE | S4QE-036KA | 2699 | 7152047 | NUTONE | JS4BE-036KA | AC | Split System: Air-Cooled Condensing Unit, Coil with Blower | S4BE-036KA |  | C7B(A,H)MX36(C,U)-B | 12.5 | 15 | Yes | Yes | 2015-06-02 |  | 1
FALSE | S4QE-036KA | 2699 | 7152048 | NUTONE | JS4BE-036KA | AC | Split System: Air-Cooled Condensing Unit, Coil with Blower | S4BE-036KA |  | C7B(A,H)MX36(C,U)-C | 12.5 | 15 | Yes | Yes | 2015-06-02 |  | 1
FALSE | S4QE-036KA | 2699 | 7152049 | NUTONE | JS4BE-036KA | AC | Split System: Air-Cooled Condensing Unit, Coil with Blower | S4BE-036KA |  | C7B(A,H)MX36(C,U)-C | 12.5 | 15 | Yes | Yes | 2015-06-02 |  | 1
FALSE | S4BE-042KA | 2712 | 7152050 | NUTONE | JS4BE-042KA | AC | Split System: Air-Cooled Condensing Unit, Coil with Blower | S4BE-042KA |  | C7B(A,H)MX42(C,U)-C | 12.5 | 15 | Yes | Yes | 2015-06-02 |  | 1
FALSE | S4BE-048KA | 2717 | 7152096 | FRIGIDAIRE | ES4BE-048KA | AC | Split System: Air-Cooled Condensing Unit, Coil with Blower | S4BE-048KA |  | C7B(A,H)MX48(C,U)-D | 12 | 15 | Yes | Yes | 2015-06-02 |  | 0
FALSE | S4BE-060KA | 4508 | 7152097 | FRIGIDAIRE | ES4BE-060KA | AC | Split System: Air-Cooled Condensing Unit, Coil with Blower | S4BE-060KA |  | C7B(A,H)MX60(C,U)-C | 12 | 15 | Yes | Yes | 2015-06-02 |  | 0
FALSE | S4BE-060KA | 4508 | 7152098 | FRIGIDAIRE | ES4BE-060KA | AC | Split System: Air-Cooled Condensing Unit, Coil with Blower | S4BE-060KA |  | C7B(A,H)MX60(C,U)-C | 12 | 15 | Yes | Yes | 2015-06-02 |  | 0
FALSE | S4BE-060KA | 4508 | 7152099 | FRIGIDAIRE | ES4BE-060KA | AC | Split System: Air-Cooled Condensing Unit, Coil with Blower | S4BE-060KA |  | C7B(A,H)MX60(C,U)-C | 12 | 15 | Yes | Yes | 2015-06-02 |  | 0
FALSE | S4BE-060KA | 4508 | 7152100 | FRIGIDAIRE | ES4BE-060KA | AC | Split System: Air-Cooled Condensing Unit, Coil with Blower | S4BE-060KA |  | C7B(A,H)MX60(C,U)-D | 12 | 14.5 | Yes | Yes | 2015-06-02 |  | 0
FALSE | S4BE-060KA | 4508 | 7152101 | FRIGIDAIRE | ES4BE-060KA | AC | Split System: Air-Cooled Condensing Unit, Coil with Blower | S4BE-060KA |  | C7B(A,H)MX60(C,U)-D | 12 | 14.5 | Yes | Yes | 2015-06-02 |  | 0
FALSE | S4BE-060KA | 4508 | 7152102 | FRIGIDAIRE | ES4BE-060KA | AC | Split System: Air-Cooled Condensing Unit, Coil with Blower | S4BE-060KA |  | C7B(A,H)MX60(C,U)-D | 12 | 14.5 | Yes | Yes | 2015-06-02 |  | 0
FALSE | S4BE-018KA | 2679 | 7152103 | TAPPAN | ES4BE-018KA | AC | Split System: Air-Cooled Condensing Unit, Coil with Blower | S4BE-018KA |  | C7B(A,H)MX24(C,U)-A | 12.5 | 15 | Yes | Yes | 2015-06-02 |  | 1
FALSE | S4BE-018KA | 2679 | 7152104 | TAPPAN | ES4BE-018KA | AC | Split System: Air-Cooled Condensing Unit, Coil with Blower | S4BE-018KA |  | C7B(A,H)MX24(C,U)-A | 12.5 | 15 | Yes | Yes | 2015-06-02 |  | 1
FALSE | S4BE-018KA | 2679 | 7152105 | TAPPAN | ES4BE-018KA | AC | Split System: Air-Cooled Condensing Unit, Coil with Blower | S4BE-018KA |  | C7B(A,H)MX24(C,U)-B | 12.5 | 15 | Yes | Yes | 2015-06-02 |  | 1
FALSE | S4BE-018KA | 2679 | 7152106 | TAPPAN | ES4BE-018KA | AC | Split System: Air-Cooled Condensing Unit, Coil with Blower | S4BE-018KA |  | C7B(A,H)MX24(C,U)-B | 12.5 | 15 | Yes | Yes | 2015-06-02 |  | 1
FALSE | S4BE-018KA | 2679 | 7152107 | TAPPAN | ES4BE-018KA | AC | Split System: Air-Cooled Condensing Unit, Coil with Blower | S4BE-018KA |  | C7B(A,H)MX24(C,U)-B | 12.5 | 15 | Yes | Yes | 2015-06-02 |  | 1
FALSE | S4QE-024KA | 2681 | 7152108 | TAPPAN | ES4BE-024KA | AC | Split System: Air-Cooled Condensing Unit, Coil with Blower | S4BE-024KA |  | C7B(A,H)MX24(C,U)-A | 12.5 | 15 | Yes | Yes | 2015-06-02 |  | 1
FALSE | S4QE-024KA | 2681 | 7152109 | TAPPAN | ES4BE-024KA | AC | Split System: Air-Cooled Condensing Unit, Coil with Blower | S4BE-024KA |  | C7B(A,H)MX24(C,U)-A | 12.5 | 15 | Yes | Yes | 2015-06-02 |  | 1
FALSE | S4QE-024KA | 2681 | 7152110 | TAPPAN | ES4BE-024KA | AC | Split System: Air-Cooled Condensing Unit, Coil with Blower | S4BE-024KA |  | C7B(A,H)MX24(C,U)-B | 12.5 | 15 | Yes | Yes | 2015-06-02 |  | 1
FALSE | S4QE-024KA | 2681 | 7152111 | TAPPAN | ES4BE-024KA | AC | Split System: Air-Cooled Condensing Unit, Coil with Blower | S4BE-024KA |  | C7B(A,H)MX24(C,U)-B | 12.5 | 15 | Yes | Yes | 2015-06-02 |  | 1
FALSE | S4QE-024KA | 2681 | 7152112 | TAPPAN | ES4BE-024KA | AC | Split System: Air-Cooled Condensing Unit, Coil with Blower | S4BE-024KA |  | C7B(A,H)MX24(C,U)-B | 12.5 | 15 | Yes | Yes | 2015-06-02 |  | 1
FALSE | S4QE-024KA | 2681 | 7152113 | TAPPAN | ES4BE-024KA | AC | Split System: Air-Cooled Condensing Unit, Coil with Blower | S4BE-024KA |  | C7B(A,H)MX30(C,U)-C | 12.5 | 15 | Yes | Yes | 2015-06-02 |  | 1
FALSE | S4QE-024KA | 2681 | 7152114 | TAPPAN | ES4BE-024KA | AC | Split System: Air-Cooled Condensing Unit, Coil with Blower | S4BE-024KA |  | C7B(A,H)MX30(C,U)-C | 12.5 | 15 | Yes | Yes | 2015-06-02 |  | 1
FALSE | S4QE-024KA | 2681 | 7152070 | FRIGIDAIRE | ES4BE-024KA | AC | Split System: Air-Cooled Condensing Unit, Coil with Blower | S4BE-024KA |  | C7B(A,H)MX30(C,U)-C | 12.5 | 15 | Yes | Yes | 2015-06-02 |  | 1
FALSE | S4QE-024KA | 2681 | 7152071 | FRIGIDAIRE | ES4BE-024KA | AC | Split System: Air-Cooled Condensing Unit, Coil with Blower | S4BE-024KA |  | C7B(A,H)MX30(C,U)-C | 12.5 | 15 | Yes | Yes | 2015-06-02 |  | 1
FALSE | S4QE-024KA | 2681 | 7152072 | FRIGIDAIRE | ES4BE-024KA | AC | Split System: Air-Cooled Condensing Unit, Coil with Blower | S4BE-024KA |  | C7B(A,H)MX30(C,U)-C | 12.5 | 15 | Yes | Yes | 2015-06-02 |  | 1
FALSE | S4QE-024KA | 2681 | 7152073 | FRIGIDAIRE | ES4BE-024KA | AC | Split System: Air-Cooled Condensing Unit, Coil with Blower | S4BE-024KA |  | C7B(A,H)MX30(C,U)-C | 12.5 | 15 | Yes | Yes | 2015-06-02 |  | 1
FALSE | S4QE-030KA | 2694 | 7152074 | FRIGIDAIRE | ES4BE-030KA | AC | Split System: Air-Cooled Condensing Unit, Coil with Blower | S4BE-030KA |  | C7B(A,H)MX30(C,U)-A | 12.5 | 15 | Yes | Yes | 2015-06-02 |  | 1
FALSE | S4QE-030KA | 2694 | 7152075 | FRIGIDAIRE | ES4BE-030KA | AC | Split System: Air-Cooled Condensing Unit, Coil with Blower | S4BE-030KA |  | C7B(A,H)MX30(C,U)-A | 12.5 | 15 | Yes | Yes | 2015-06-02 |  | 1
FALSE | S4QE-030KA | 2694 | 7152076 | FRIGIDAIRE | ES4BE-030KA | AC | Split System: Air-Cooled Condensing Unit, Coil with Blower | S4BE-030KA |  | C7B(A,H)MX30(C,U)-B | 12.5 | 15 | Yes | Yes | 2015-06-02 |  | 1
FALSE | S4QE-030KA | 2694 | 7152077 | FRIGIDAIRE | ES4BE-030KA | AC | Split System: Air-Cooled Condensing Unit, Coil with Blower | S4BE-030KA |  | C7B(A,H)MX30(C,U)-B | 12.5 | 15 | Yes | Yes | 2015-06-02 |  | 1
FALSE | S4QE-030KA | 2694 | 7152078 | FRIGIDAIRE | ES4BE-030KA | AC | Split System: Air-Cooled Condensing Unit, Coil with Blower | S4BE-030KA |  | C7B(A,H)MX30(C,U)-B | 12.5 | 15 | Yes | Yes | 2015-06-02 |  | 1
FALSE | S4QE-030KA | 2694 | 7152079 | FRIGIDAIRE | ES4BE-030KA | AC | Split System: Air-Cooled Condensing Unit, Coil with Blower | S4BE-030KA |  | C7B(A,H)MX30(C,U)-C | 12.5 | 15 | Yes | Yes | 2015-06-02 |  | 1
FALSE | S4QE-030KA | 2694 | 7152080 | FRIGIDAIRE | ES4BE-030KA | AC | Split System: Air-Cooled Condensing Unit, Coil with Blower | S4BE-030KA |  | C7B(A,H)MX30(C,U)-C | 12.5 | 15 | Yes | Yes | 2015-06-02 |  | 1
FALSE | S4QE-030KA | 2694 | 7152081 | FRIGIDAIRE | ES4BE-030KA | AC | Split System: Air-Cooled Condensing Unit, Coil with Blower | S4BE-030KA |  | C7B(A,H)MX30(C,U)-C | 12.5 | 15 | Yes | Yes | 2015-06-02 |  | 1
FALSE | S4QE-036KA | 2699 | 7152082 | FRIGIDAIRE | ES4BE-036KA | AC | Split System: Air-Cooled Condensing Unit, Coil with Blower | S4BE-036KA |  | C7B(A,H)MX36(C,U)-B | 12.5 | 15 | Yes | Yes | 2015-06-02 |  | 1
FALSE | S4QE-036KA | 2699 | 7152083 | FRIGIDAIRE | ES4BE-036KA | AC | Split System: Air-Cooled Condensing Unit, Coil with Blower | S4BE-036KA |  | C7B(A,H)MX36(C,U)-B | 12.5 | 15 | Yes | Yes | 2015-06-02 |  | 1
FALSE | S4QE-036KA | 2699 | 7152084 | FRIGIDAIRE | ES4BE-036KA | AC | Split System: Air-Cooled Condensing Unit, Coil with Blower | S4BE-036KA |  | C7B(A,H)MX36(C,U)-B | 12.5 | 15 | Yes | Yes | 2015-06-02 |  | 1
FALSE | S4QE-036KA | 2699 | 7152085 | FRIGIDAIRE | ES4BE-036KA | AC | Split System: Air-Cooled Condensing Unit, Coil with Blower | S4BE-036KA |  | C7B(A,H)MX36(C,U)-C | 12.5 | 15 | Yes | Yes | 2015-06-02 |  | 1
FALSE | S4QE-036KA | 2699 | 7152086 | FRIGIDAIRE | ES4BE-036KA | AC | Split System: Air-Cooled Condensing Unit, Coil with Blower | S4BE-036KA |  | C7B(A,H)MX36(C,U)-C | 12.5 | 15 | Yes | Yes | 2015-06-02 |  | 1
FALSE | S4QE-036KA | 2699 | 7152087 | FRIGIDAIRE | ES4BE-036KA | AC | Split System: Air-Cooled Condensing Unit, Coil with Blower | S4BE-036KA |  | C7B(A,H)MX36(C,U)-C | 12.5 | 15 | Yes | Yes | 2015-06-02 |  | 1
FALSE | S4BE-042KA | 2712 | 7152088 | FRIGIDAIRE | ES4BE-042KA | AC | Split System: Air-Cooled Condensing Unit, Coil with Blower | S4BE-042KA |  | C7B(A,H)MX42(C,U)-C | 12.5 | 15 | Yes | Yes | 2015-06-02 |  | 1
FALSE | S4BE-042KA | 2712 | 7152089 | FRIGIDAIRE | ES4BE-042KA | AC | Split System: Air-Cooled Condensing Unit, Coil with Blower | S4BE-042KA |  | C7B(A,H)MX42(C,U)-C | 12.5 | 15 | Yes | Yes | 2015-06-02 |  | 1
FALSE | S4BE-042KA | 2712 | 7152090 | FRIGIDAIRE | ES4BE-042KA | AC | Split System: Air-Cooled Condensing Unit, Coil with Blower | S4BE-042KA |  | C7B(A,H)MX42(C,U)-C | 12.5 | 15 | Yes | Yes | 2015-06-02 |  | 1
FALSE | S4BE-048KA | 2717 | 7152091 | FRIGIDAIRE | ES4BE-048KA | AC | Split System: Air-Cooled Condensing Unit, Coil with Blower | S4BE-048KA |  | C7B(A,H)MX48(C,U)-C | 12 | 15 | Yes | Yes | 2015-06-02 |  | 0
FALSE | S4BE-048KA | 2717 | 7152092 | FRIGIDAIRE | ES4BE-048KA | AC | Split System: Air-Cooled Condensing Unit, Coil with Blower | S4BE-048KA |  | C7B(A,H)MX48(C,U)-C | 12 | 15 | Yes | Yes | 2015-06-02 |  | 0
FALSE | S4BE-048KA | 2717 | 7152093 | FRIGIDAIRE | ES4BE-048KA | AC | Split System: Air-Cooled Condensing Unit, Coil with Blower | S4BE-048KA |  | C7B(A,H)MX48(C,U)-C | 12 | 15 | Yes | Yes | 2015-06-02 |  | 0
FALSE | S4BE-048KA | 2717 | 7152094 | FRIGIDAIRE | ES4BE-048KA | AC | Split System: Air-Cooled Condensing Unit, Coil with Blower | S4BE-048KA |  | C7B(A,H)MX48(C,U)-D | 12 | 15 | Yes | Yes | 2015-06-02 |  | 0
FALSE | S4BE-048KA | 2717 | 7152095 | FRIGIDAIRE | ES4BE-048KA | AC | Split System: Air-Cooled Condensing Unit, Coil with Blower | S4BE-048KA |  | C7B(A,H)MX48(C,U)-D | 12 | 15 | Yes | Yes | 2015-06-02 |  | 0
FALSE | S4QE-024KA | 2681 | 7152115 | TAPPAN | ES4BE-024KA | AC | Split System: Air-Cooled Condensing Unit, Coil with Blower | S4BE-024KA |  | C7B(A,H)MX30(C,U)-C | 12.5 | 15 | Yes | Yes | 2015-06-02 |  | 1
FALSE | S4QE-024KA | 2681 | 7152116 | TAPPAN | ES4BE-024KA | AC | Split System: Air-Cooled Condensing Unit, Coil with Blower | S4BE-024KA |  | C7B(A,H)MX30(C,U)-C | 12.5 | 15 | Yes | Yes | 2015-06-02 |  | 1
FALSE | S4QE-030KA | 2694 | 7152117 | TAPPAN | ES4BE-030KA | AC | Split System: Air-Cooled Condensing Unit, Coil with Blower | S4BE-030KA |  | C7B(A,H)MX30(C,U)-A | 12.5 | 15 | Yes | Yes | 2015-06-02 |  | 1
FALSE | S4QE-030KA | 2694 | 7152118 | TAPPAN | ES4BE-030KA | AC | Split System: Air-Cooled Condensing Unit, Coil with Blower | S4BE-030KA |  | C7B(A,H)MX30(C,U)-A | 12.5 | 15 | Yes | Yes | 2015-06-02 |  | 1
FALSE | S4QE-030KA | 2694 | 7152119 | TAPPAN | ES4BE-030KA | AC | Split System: Air-Cooled Condensing Unit, Coil with Blower | S4BE-030KA |  | C7B(A,H)MX30(C,U)-B | 12.5 | 15 | Yes | Yes | 2015-06-02 |  | 1
FALSE | S4QE-030KA | 2694 | 7152120 | TAPPAN | ES4BE-030KA | AC | Split System: Air-Cooled Condensing Unit, Coil with Blower | S4BE-030KA |  | C7B(A,H)MX30(C,U)-B | 12.5 | 15 | Yes | Yes | 2015-06-02 |  | 1
FALSE | S4QE-030KA | 2694 | 7152121 | TAPPAN | ES4BE-030KA | AC | Split System: Air-Cooled Condensing Unit, Coil with Blower | S4BE-030KA |  | C7B(A,H)MX30(C,U)-B | 12.5 | 15 | Yes | Yes | 2015-06-02 |  | 1
FALSE | S4QE-030KA | 2694 | 7152122 | TAPPAN | ES4BE-030KA | AC | Split System: Air-Cooled Condensing Unit, Coil with Blower | S4BE-030KA |  | C7B(A,H)MX30(C,U)-C | 12.5 | 15 | Yes | Yes | 2015-06-02 |  | 1
FALSE | S4QE-030KA | 2694 | 7152123 | TAPPAN | ES4BE-030KA | AC | Split System: Air-Cooled Condensing Unit, Coil with Blower | S4BE-030KA |  | C7B(A,H)MX30(C,U)-C | 12.5 | 15 | Yes | Yes | 2015-06-02 |  | 1
FALSE | S4QE-030KA | 2694 | 7152124 | TAPPAN | ES4BE-030KA | AC | Split System: Air-Cooled Condensing Unit, Coil with Blower | S4BE-030KA |  | C7B(A,H)MX30(C,U)-C | 12.5 | 15 | Yes | Yes | 2015-06-02 |  | 1
FALSE | S4QE-036KA | 2699 | 7152125 | TAPPAN | ES4BE-036KA | AC | Split System: Air-Cooled Condensing Unit, Coil with Blower | S4BE-036KA |  | C7B(A,H)MX36(C,U)-B | 12.5 | 15 | Yes | Yes | 2015-06-02 |  | 1
FALSE | S4QE-036KA | 2699 | 7152126 | TAPPAN | ES4BE-036KA | AC | Split System: Air-Cooled Condensing Unit, Coil with Blower | S4BE-036KA |  | C7B(A,H)MX36(C,U)-B | 12.5 | 15 | Yes | Yes | 2015-06-02 |  | 1
FALSE | S4QE-036KA | 2699 | 7152127 | TAPPAN | ES4BE-036KA | AC | Split System: Air-Cooled Condensing Unit, Coil with Blower | S4BE-036KA |  | C7B(A,H)MX36(C,U)-B | 12.5 | 15 | Yes | Yes | 2015-06-02 |  | 1
FALSE | S4QE-036KA | 2699 | 7152128 | TAPPAN | ES4BE-036KA | AC | Split System: Air-Cooled Condensing Unit, Coil with Blower | S4BE-036KA |  | C7B(A,H)MX36(C,U)-C | 12.5 | 15 | Yes | Yes | 2015-06-02 |  | 1
FALSE | S4QE-036KA | 2699 | 7152129 | TAPPAN | ES4BE-036KA | AC | Split System: Air-Cooled Condensing Unit, Coil with Blower | S4BE-036KA |  | C7B(A,H)MX36(C,U)-C | 12.5 | 15 | Yes | Yes | 2015-06-02 |  | 1
FALSE | S4QE-036KA | 2699 | 7152130 | TAPPAN | ES4BE-036KA | AC | Split System: Air-Cooled Condensing Unit, Coil with Blower | S4BE-036KA |  | C7B(A,H)MX36(C,U)-C | 12.5 | 15 | Yes | Yes | 2015-06-02 |  | 1
FALSE | S4BE-042KA | 2712 | 7152131 | TAPPAN | ES4BE-042KA | AC | Split System: Air-Cooled Condensing Unit, Coil with Blower | S4BE-042KA |  | C7B(A,H)MX42(C,U)-C | 12.5 | 15 | Yes | Yes | 2015-06-02 |  | 1
FALSE | S4BE-042KA | 2712 | 7152132 | TAPPAN | ES4BE-042KA | AC | Split System: Air-Cooled Condensing Unit, Coil with Blower | S4BE-042KA |  | C7B(A,H)MX42(C,U)-C | 12.5 | 15 | Yes | Yes | 2015-06-02 |  | 1
FALSE | S4BE-042KA | 2712 | 7152133 | TAPPAN | ES4BE-042KA | AC | Split System: Air-Cooled Condensing Unit, Coil with Blower | S4BE-042KA |  | C7B(A,H)MX42(C,U)-C | 12.5 | 15 | Yes | Yes | 2015-06-02 |  | 1
FALSE | S4BE-048KA | 2717 | 7152134 | TAPPAN | ES4BE-048KA | AC | Split System: Air-Cooled Condensing Unit, Coil with Blower | S4BE-048KA |  | C7B(A,H)MX48(C,U)-C | 12 | 15 | Yes | Yes | 2015-06-02 |  | 0
FALSE | S4BE-048KA | 2717 | 7152135 | TAPPAN | ES4BE-048KA | AC | Split System: Air-Cooled Condensing Unit, Coil with Blower | S4BE-048KA |  | C7B(A,H)MX48(C,U)-C | 12 | 15 | Yes | Yes | 2015-06-02 |  | 0
FALSE | S4BE-048KA | 2717 | 7152136 | TAPPAN | ES4BE-048KA | AC | Split System: Air-Cooled Condensing Unit, Coil with Blower | S4BE-048KA |  | C7B(A,H)MX48(C,U)-C | 12 | 15 | Yes | Yes | 2015-06-02 |  | 0
FALSE | S4BE-048KA | 2717 | 7152137 | TAPPAN | ES4BE-048KA | AC | Split System: Air-Cooled Condensing Unit, Coil with Blower | S4BE-048KA |  | C7B(A,H)MX48(C,U)-D | 12 | 15 | Yes | Yes | 2015-06-02 |  | 0
FALSE | S4BE-048KA | 2717 | 7152138 | TAPPAN | ES4BE-048KA | AC | Split System: Air-Cooled Condensing Unit, Coil with Blower | S4BE-048KA |  | C7B(A,H)MX48(C,U)-D | 12 | 15 | Yes | Yes | 2015-06-02 |  | 0
FALSE | S4BE-048KA | 2717 | 7152139 | TAPPAN | ES4BE-048KA | AC | Split System: Air-Cooled Condensing Unit, Coil with Blower | S4BE-048KA |  | C7B(A,H)MX48(C,U)-D | 12 | 15 | Yes | Yes | 2015-06-02 |  | 0
FALSE | S4BE-060KA | 4508 | 7152140 | TAPPAN | ES4BE-060KA | AC | Split System: Air-Cooled Condensing Unit, Coil with Blower | S4BE-060KA |  | C7B(A,H)MX60(C,U)-C | 12 | 15 | Yes | Yes | 2015-06-02 |  | 0
FALSE | S4BE-060KA | 4508 | 7152141 | TAPPAN | ES4BE-060KA | AC | Split System: Air-Cooled Condensing Unit, Coil with Blower | S4BE-060KA |  | C7B(A,H)MX60(C,U)-C | 12 | 15 | Yes | Yes | 2015-06-02 |  | 0
FALSE | S4BE-060KA | 4508 | 7152142 | TAPPAN | ES4BE-060KA | AC | Split System: Air-Cooled Condensing Unit, Coil with Blower | S4BE-060KA |  | C7B(A,H)MX60(C,U)-C | 12 | 15 | Yes | Yes | 2015-06-02 |  | 0
FALSE | S4BE-060KA | 4508 | 7152187 | WESTINGHOUSE | ES4BE-060KA | AC | Split System: Air-Cooled Condensing Unit, Coil with Blower | S4BE-060KA |  | C7B(A,H)MX60(C,U)-D | 12 | 14.5 | Yes | Yes | 2015-06-02 |  | 0
FALSE | S4BE-060KA | 4508 | 7152188 | WESTINGHOUSE | ES4BE-060KA | AC | Split System: Air-Cooled Condensing Unit, Coil with Blower | S4BE-060KA |  | C7B(A,H)MX60(C,U)-D | 12 | 14.5 | Yes | Yes | 2015-06-02 |  | 0
FALSE | S4BE-018KA | 2679 | 7152189 | NUTONE | ES4BE-018KA | AC | Split System: Air-Cooled Condensing Unit, Coil with Blower | S4BE-018KA |  | C7B(A,H)MX24(C,U)-A | 12.5 | 15 | Yes | Yes | 2015-06-02 |  | 1
FALSE | S4BE-018KA | 2679 | 7152190 | NUTONE | ES4BE-018KA | AC | Split System: Air-Cooled Condensing Unit, Coil with Blower | S4BE-018KA |  | C7B(A,H)MX24(C,U)-A | 12.5 | 15 | Yes | Yes | 2015-06-02 |  | 1
FALSE | S4BE-018KA | 2679 | 7152191 | NUTONE | ES4BE-018KA | AC | Split System: Air-Cooled Condensing Unit, Coil with Blower | S4BE-018KA |  | C7B(A,H)MX24(C,U)-B | 12.5 | 15 | Yes | Yes | 2015-06-02 |  | 1
FALSE | S4BE-018KA | 2679 | 7152192 | NUTONE | ES4BE-018KA | AC | Split System: Air-Cooled Condensing Unit, Coil with Blower | S4BE-018KA |  | C7B(A,H)MX24(C,U)-B | 12.5 | 15 | Yes | Yes | 2015-06-02 |  | 1
FALSE | S4BE-018KA | 2679 | 7152193 | NUTONE | ES4BE-018KA | AC | Split System: Air-Cooled Condensing Unit, Coil with Blower | S4BE-018KA |  | C7B(A,H)MX24(C,U)-B | 12.5 | 15 | Yes | Yes | 2015-06-02 |  | 1
FALSE | S4QE-024KA | 2681 | 7152194 | NUTONE | ES4BE-024KA | AC | Split System: Air-Cooled Condensing Unit, Coil with Blower | S4BE-024KA |  | C7B(A,H)MX24(C,U)-A | 12.5 | 15 | Yes | Yes | 2015-06-02 |  | 1
FALSE | S4QE-024KA | 2681 | 7152195 | NUTONE | ES4BE-024KA | AC | Split System: Air-Cooled Condensing Unit, Coil with Blower | S4BE-024KA |  | C7B(A,H)MX24(C,U)-A | 12.5 | 15 | Yes | Yes | 2015-06-02 |  | 1
FALSE | S4QE-024KA | 2681 | 7152196 | NUTONE | ES4BE-024KA | AC | Split System: Air-Cooled Condensing Unit, Coil with Blower | S4BE-024KA |  | C7B(A,H)MX24(C,U)-B | 12.5 | 15 | Yes | Yes | 2015-06-02 |  | 1
FALSE | S4QE-024KA | 2681 | 7152197 | NUTONE | ES4BE-024KA | AC | Split System: Air-Cooled Condensing Unit, Coil with Blower | S4BE-024KA |  | C7B(A,H)MX24(C,U)-B | 12.5 | 15 | Yes | Yes | 2015-06-02 |  | 1
FALSE | S4QE-024KA | 2681 | 7152198 | NUTONE | ES4BE-024KA | AC | Split System: Air-Cooled Condensing Unit, Coil with Blower | S4BE-024KA |  | C7B(A,H)MX24(C,U)-B | 12.5 | 15 | Yes | Yes | 2015-06-02 |  | 1
FALSE | S4QE-024KA | 2681 | 7152199 | NUTONE | ES4BE-024KA | AC | Split System: Air-Cooled Condensing Unit, Coil with Blower | S4BE-024KA |  | C7B(A,H)MX30(C,U)-C | 12.5 | 15 | Yes | Yes | 2015-06-02 |  | 1
FALSE | S4QE-024KA | 2681 | 7152200 | NUTONE | ES4BE-024KA | AC | Split System: Air-Cooled Condensing Unit, Coil with Blower | S4BE-024KA |  | C7B(A,H)MX30(C,U)-C | 12.5 | 15 | Yes | Yes | 2015-06-02 |  | 1
FALSE | S4QE-024KA | 2681 | 7152201 | NUTONE | ES4BE-024KA | AC | Split System: Air-Cooled Condensing Unit, Coil with Blower | S4BE-024KA |  | C7B(A,H)MX30(C,U)-C | 12.5 | 15 | Yes | Yes | 2015-06-02 |  | 1
FALSE | S4QE-024KA | 2681 | 7152202 | NUTONE | ES4BE-024KA | AC | Split System: Air-Cooled Condensing Unit, Coil with Blower | S4BE-024KA |  | C7B(A,H)MX30(C,U)-C | 12.5 | 15 | Yes | Yes | 2015-06-02 |  | 1
FALSE | S4QE-030KA | 2694 | 7152203 | NUTONE | ES4BE-030KA | AC | Split System: Air-Cooled Condensing Unit, Coil with Blower | S4BE-030KA |  | C7B(A,H)MX30(C,U)-A | 12.5 | 15 | Yes | Yes | 2015-06-02 |  | 1
FALSE | S4QE-030KA | 2694 | 7152204 | NUTONE | ES4BE-030KA | AC | Split System: Air-Cooled Condensing Unit, Coil with Blower | S4BE-030KA |  | C7B(A,H)MX30(C,U)-A | 12.5 | 15 | Yes | Yes | 2015-06-02 |  | 1
FALSE | S4QE-030KA | 2694 | 7152205 | NUTONE | ES4BE-030KA | AC | Split System: Air-Cooled Condensing Unit, Coil with Blower | S4BE-030KA |  | C7B(A,H)MX30(C,U)-B | 12.5 | 15 | Yes | Yes | 2015-06-02 |  | 1
FALSE | S4QE-030KA | 2694 | 7152162 | WESTINGHOUSE | ES4BE-030KA | AC | Split System: Air-Cooled Condensing Unit, Coil with Blower | S4BE-030KA |  | C7B(A,H)MX30(C,U)-B | 12.5 | 15 | Yes | Yes | 2015-06-02 |  | 1
FALSE | S4QE-030KA | 2694 | 7152163 | WESTINGHOUSE | ES4BE-030KA | AC | Split System: Air-Cooled Condensing Unit, Coil with Blower | S4BE-030KA |  | C7B(A,H)MX30(C,U)-B | 12.5 | 15 | Yes | Yes | 2015-06-02 |  | 1
FALSE | S4QE-030KA | 2694 | 7152164 | WESTINGHOUSE | ES4BE-030KA | AC | Split System: Air-Cooled Condensing Unit, Coil with Blower | S4BE-030KA |  | C7B(A,H)MX30(C,U)-B | 12.5 | 15 | Yes | Yes | 2015-06-02 |  | 1
FALSE | S4QE-030KA | 2694 | 7152165 | WESTINGHOUSE | ES4BE-030KA | AC | Split System: Air-Cooled Condensing Unit, Coil with Blower | S4BE-030KA |  | C7B(A,H)MX30(C,U)-C | 12.5 | 15 | Yes | Yes | 2015-06-02 |  | 1
FALSE | S4QE-030KA | 2694 | 7152166 | WESTINGHOUSE | ES4BE-030KA | AC | Split System: Air-Cooled Condensing Unit, Coil with Blower | S4BE-030KA |  | C7B(A,H)MX30(C,U)-C | 12.5 | 15 | Yes | Yes | 2015-06-02 |  | 1
FALSE | S4QE-030KA | 2694 | 7152167 | WESTINGHOUSE | ES4BE-030KA | AC | Split System: Air-Cooled Condensing Unit, Coil with Blower | S4BE-030KA |  | C7B(A,H)MX30(C,U)-C | 12.5 | 15 | Yes | Yes | 2015-06-02 |  | 1
FALSE | S4QE-036KA | 2699 | 7152168 | WESTINGHOUSE | ES4BE-036KA | AC | Split System: Air-Cooled Condensing Unit, Coil with Blower | S4BE-036KA |  | C7B(A,H)MX36(C,U)-B | 12.5 | 15 | Yes | Yes | 2015-06-02 |  | 1
FALSE | S4QE-036KA | 2699 | 7152169 | WESTINGHOUSE | ES4BE-036KA | AC | Split System: Air-Cooled Condensing Unit, Coil with Blower | S4BE-036KA |  | C7B(A,H)MX36(C,U)-B | 12.5 | 15 | Yes | Yes | 2015-06-02 |  | 1
FALSE | S4QE-036KA | 2699 | 7152170 | WESTINGHOUSE | ES4BE-036KA | AC | Split System: Air-Cooled Condensing Unit, Coil with Blower | S4BE-036KA |  | C7B(A,H)MX36(C,U)-B | 12.5 | 15 | Yes | Yes | 2015-06-02 |  | 1
FALSE | S4QE-036KA | 2699 | 7152171 | WESTINGHOUSE | ES4BE-036KA | AC | Split System: Air-Cooled Condensing Unit, Coil with Blower | S4BE-036KA |  | C7B(A,H)MX36(C,U)-C | 12.5 | 15 | Yes | Yes | 2015-06-02 |  | 1
FALSE | S4QE-036KA | 2699 | 7152172 | WESTINGHOUSE | ES4BE-036KA | AC | Split System: Air-Cooled Condensing Unit, Coil with Blower | S4BE-036KA |  | C7B(A,H)MX36(C,U)-C | 12.5 | 15 | Yes | Yes | 2015-06-02 |  | 1
FALSE | S4QE-036KA | 2699 | 7152173 | WESTINGHOUSE | ES4BE-036KA | AC | Split System: Air-Cooled Condensing Unit, Coil with Blower | S4BE-036KA |  | C7B(A,H)MX36(C,U)-C | 12.5 | 15 | Yes | Yes | 2015-06-02 |  | 1
FALSE | S4BE-042KA | 2712 | 7152174 | WESTINGHOUSE | ES4BE-042KA | AC | Split System: Air-Cooled Condensing Unit, Coil with Blower | S4BE-042KA |  | C7B(A,H)MX42(C,U)-C | 12.5 | 15 | Yes | Yes | 2015-06-02 |  | 1
FALSE | S4BE-042KA | 2712 | 7152175 | WESTINGHOUSE | ES4BE-042KA | AC | Split System: Air-Cooled Condensing Unit, Coil with Blower | S4BE-042KA |  | C7B(A,H)MX42(C,U)-C | 12.5 | 15 | Yes | Yes | 2015-06-02 |  | 1
FALSE | S4BE-042KA | 2712 | 7152176 | WESTINGHOUSE | ES4BE-042KA | AC | Split System: Air-Cooled Condensing Unit, Coil with Blower | S4BE-042KA |  | C7B(A,H)MX42(C,U)-C | 12.5 | 15 | Yes | Yes | 2015-06-02 |  | 1
FALSE | S4BE-048KA | 2717 | 7152177 | WESTINGHOUSE | ES4BE-048KA | AC | Split System: Air-Cooled Condensing Unit, Coil with Blower | S4BE-048KA |  | C7B(A,H)MX48(C,U)-C | 12 | 15 | Yes | Yes | 2015-06-02 |  | 0
FALSE | S4BE-048KA | 2717 | 7152178 | WESTINGHOUSE | ES4BE-048KA | AC | Split System: Air-Cooled Condensing Unit, Coil with Blower | S4BE-048KA |  | C7B(A,H)MX48(C,U)-C | 12 | 15 | Yes | Yes | 2015-06-02 |  | 0
FALSE | S4BE-048KA | 2717 | 7152179 | WESTINGHOUSE | ES4BE-048KA | AC | Split System: Air-Cooled Condensing Unit, Coil with Blower | S4BE-048KA |  | C7B(A,H)MX48(C,U)-C | 12 | 15 | Yes | Yes | 2015-06-02 |  | 0
FALSE | S4BE-048KA | 2717 | 7152180 | WESTINGHOUSE | ES4BE-048KA | AC | Split System: Air-Cooled Condensing Unit, Coil with Blower | S4BE-048KA |  | C7B(A,H)MX48(C,U)-D | 12 | 15 | Yes | Yes | 2015-06-02 |  | 0
FALSE | S4BE-048KA | 2717 | 7152181 | WESTINGHOUSE | ES4BE-048KA | AC | Split System: Air-Cooled Condensing Unit, Coil with Blower | S4BE-048KA |  | C7B(A,H)MX48(C,U)-D | 12 | 15 | Yes | Yes | 2015-06-02 |  | 0
FALSE | S4BE-048KA | 2717 | 7152182 | WESTINGHOUSE | ES4BE-048KA | AC | Split System: Air-Cooled Condensing Unit, Coil with Blower | S4BE-048KA |  | C7B(A,H)MX48(C,U)-D | 12 | 15 | Yes | Yes | 2015-06-02 |  | 0
FALSE | S4BE-060KA | 4508 | 7152183 | WESTINGHOUSE | ES4BE-060KA | AC | Split System: Air-Cooled Condensing Unit, Coil with Blower | S4BE-060KA |  | C7B(A,H)MX60(C,U)-C | 12 | 15 | Yes | Yes | 2015-06-02 |  | 0
FALSE | S4BE-060KA | 4508 | 7152184 | WESTINGHOUSE | ES4BE-060KA | AC | Split System: Air-Cooled Condensing Unit, Coil with Blower | S4BE-060KA |  | C7B(A,H)MX60(C,U)-C | 12 | 15 | Yes | Yes | 2015-06-02 |  | 0
FALSE | S4BE-060KA | 4508 | 7152185 | WESTINGHOUSE | ES4BE-060KA | AC | Split System: Air-Cooled Condensing Unit, Coil with Blower | S4BE-060KA |  | C7B(A,H)MX60(C,U)-C | 12 | 15 | Yes | Yes | 2015-06-02 |  | 0
FALSE | S4BE-060KA | 4508 | 7152186 | WESTINGHOUSE | ES4BE-060KA | AC | Split System: Air-Cooled Condensing Unit, Coil with Blower | S4BE-060KA |  | C7B(A,H)MX60(C,U)-D | 12 | 14.5 | Yes | Yes | 2015-06-02 |  | 0
FALSE | S4QE-030KA | 2694 | 7152206 | NUTONE | ES4BE-030KA | AC | Split System: Air-Cooled Condensing Unit, Coil with Blower | S4BE-030KA |  | C7B(A,H)MX30(C,U)-B | 12.5 | 15 | Yes | Yes | 2015-06-02 |  | 1
FALSE | S4QE-030KA | 2694 | 7152207 | NUTONE | ES4BE-030KA | AC | Split System: Air-Cooled Condensing Unit, Coil with Blower | S4BE-030KA |  | C7B(A,H)MX30(C,U)-B | 12.5 | 15 | Yes | Yes | 2015-06-02 |  | 1
FALSE | S4QE-030KA | 2694 | 7152208 | NUTONE | ES4BE-030KA | AC | Split System: Air-Cooled Condensing Unit, Coil with Blower | S4BE-030KA |  | C7B(A,H)MX30(C,U)-C | 12.5 | 15 | Yes | Yes | 2015-06-02 |  | 1
FALSE | S4QE-030KA | 2694 | 7152209 | NUTONE | ES4BE-030KA | AC | Split System: Air-Cooled Condensing Unit, Coil with Blower | S4BE-030KA |  | C7B(A,H)MX30(C,U)-C | 12.5 | 15 | Yes | Yes | 2015-06-02 |  | 1
FALSE | S4QE-030KA | 2694 | 7152210 | NUTONE | ES4BE-030KA | AC | Split System: Air-Cooled Condensing Unit, Coil with Blower | S4BE-030KA |  | C7B(A,H)MX30(C,U)-C | 12.5 | 15 | Yes | Yes | 2015-06-02 |  | 1
FALSE | S4QE-036KA | 2699 | 7152211 | NUTONE | ES4BE-036KA | AC | Split System: Air-Cooled Condensing Unit, Coil with Blower | S4BE-036KA |  | C7B(A,H)MX36(C,U)-B | 12.5 | 15 | Yes | Yes | 2015-06-02 |  | 1
FALSE | S4QE-036KA | 2699 | 7152212 | NUTONE | ES4BE-036KA | AC | Split System: Air-Cooled Condensing Unit, Coil with Blower | S4BE-036KA |  | C7B(A,H)MX36(C,U)-B | 12.5 | 15 | Yes | Yes | 2015-06-02 |  | 1
FALSE | S4QE-036KA | 2699 | 7152213 | NUTONE | ES4BE-036KA | AC | Split System: Air-Cooled Condensing Unit, Coil with Blower | S4BE-036KA |  | C7B(A,H)MX36(C,U)-B | 12.5 | 15 | Yes | Yes | 2015-06-02 |  | 1
FALSE | S4QE-036KA | 2699 | 7152214 | NUTONE | ES4BE-036KA | AC | Split System: Air-Cooled Condensing Unit, Coil with Blower | S4BE-036KA |  | C7B(A,H)MX36(C,U)-C | 12.5 | 15 | Yes | Yes | 2015-06-02 |  | 1
FALSE | S4QE-036KA | 2699 | 7152215 | NUTONE | ES4BE-036KA | AC | Split System: Air-Cooled Condensing Unit, Coil with Blower | S4BE-036KA |  | C7B(A,H)MX36(C,U)-C | 12.5 | 15 | Yes | Yes | 2015-06-02 |  | 1
FALSE | S4QE-036KA | 2699 | 7152216 | NUTONE | ES4BE-036KA | AC | Split System: Air-Cooled Condensing Unit, Coil with Blower | S4BE-036KA |  | C7B(A,H)MX36(C,U)-C | 12.5 | 15 | Yes | Yes | 2015-06-02 |  | 1
FALSE | S4BE-042KA | 2712 | 7152217 | NUTONE | ES4BE-042KA | AC | Split System: Air-Cooled Condensing Unit, Coil with Blower | S4BE-042KA |  | C7B(A,H)MX42(C,U)-C | 12.5 | 15 | Yes | Yes | 2015-06-02 |  | 1
FALSE | S4BE-042KA | 2712 | 7152218 | NUTONE | ES4BE-042KA | AC | Split System: Air-Cooled Condensing Unit, Coil with Blower | S4BE-042KA |  | C7B(A,H)MX42(C,U)-C | 12.5 | 15 | Yes | Yes | 2015-06-02 |  | 1
FALSE | S4BE-042KA | 2712 | 7152219 | NUTONE | ES4BE-042KA | AC | Split System: Air-Cooled Condensing Unit, Coil with Blower | S4BE-042KA |  | C7B(A,H)MX42(C,U)-C | 12.5 | 15 | Yes | Yes | 2015-06-02 |  | 1
FALSE | S4BE-048KA | 2717 | 7152220 | NUTONE | ES4BE-048KA | AC | Split System: Air-Cooled Condensing Unit, Coil with Blower | S4BE-048KA |  | C7B(A,H)MX48(C,U)-C | 12 | 15 | Yes | Yes | 2015-06-02 |  | 0
FALSE | S4BE-048KA | 2717 | 7152221 | NUTONE | ES4BE-048KA | AC | Split System: Air-Cooled Condensing Unit, Coil with Blower | S4BE-048KA |  | C7B(A,H)MX48(C,U)-C | 12 | 15 | Yes | Yes | 2015-06-02 |  | 0
FALSE | S4BE-048KA | 2717 | 7152222 | NUTONE | ES4BE-048KA | AC | Split System: Air-Cooled Condensing Unit, Coil with Blower | S4BE-048KA |  | C7B(A,H)MX48(C,U)-C | 12 | 15 | Yes | Yes | 2015-06-02 |  | 0
FALSE | S4BE-048KA | 2717 | 7152223 | NUTONE | ES4BE-048KA | AC | Split System: Air-Cooled Condensing Unit, Coil with Blower | S4BE-048KA |  | C7B(A,H)MX48(C,U)-D | 12 | 15 | Yes | Yes | 2015-06-02 |  | 0
FALSE | S4BE-048KA | 2717 | 7152224 | NUTONE | ES4BE-048KA | AC | Split System: Air-Cooled Condensing Unit, Coil with Blower | S4BE-048KA |  | C7B(A,H)MX48(C,U)-D | 12 | 15 | Yes | Yes | 2015-06-02 |  | 0
FALSE | S4BE-048KA | 2717 | 7152225 | NUTONE | ES4BE-048KA | AC | Split System: Air-Cooled Condensing Unit, Coil with Blower | S4BE-048KA |  | C7B(A,H)MX48(C,U)-D | 12 | 15 | Yes | Yes | 2015-06-02 |  | 0
FALSE | S4BE-060KA | 4508 | 7152226 | NUTONE | ES4BE-060KA | AC | Split System: Air-Cooled Condensing Unit, Coil with Blower | S4BE-060KA |  | C7B(A,H)MX60(C,U)-C | 12 | 15 | Yes | Yes | 2015-06-02 |  | 0
FALSE | S4BE-060KA | 4508 | 7152227 | NUTONE | ES4BE-060KA | AC | Split System: Air-Cooled Condensing Unit, Coil with Blower | S4BE-060KA |  | C7B(A,H)MX60(C,U)-C | 12 | 15 | Yes | Yes | 2015-06-02 |  | 0
FALSE | S4BE-060KA | 4508 | 7152228 | NUTONE | ES4BE-060KA | AC | Split System: Air-Cooled Condensing Unit, Coil with Blower | S4BE-060KA |  | C7B(A,H)MX60(C,U)-C | 12 | 15 | Yes | Yes | 2015-06-02 |  | 0
FALSE | S4BE-060KA | 4508 | 7152229 | NUTONE | ES4BE-060KA | AC | Split System: Air-Cooled Condensing Unit, Coil with Blower | S4BE-060KA |  | C7B(A,H)MX60(C,U)-D | 12 | 14.5 | Yes | Yes | 2015-06-02 |  | 0
FALSE | S4BE-060KA | 4508 | 7152230 | NUTONE | ES4BE-060KA | AC | Split System: Air-Cooled Condensing Unit, Coil with Blower | S4BE-060KA |  | C7B(A,H)MX60(C,U)-D | 12 | 14.5 | Yes | Yes | 2015-06-02 |  | 0
FALSE | S4BE-060KA | 4508 | 7152231 | NUTONE | ES4BE-060KA | AC | Split System: Air-Cooled Condensing Unit, Coil with Blower | S4BE-060KA |  | C7B(A,H)MX60(C,U)-D | 12 | 14.5 | Yes | Yes | 2015-06-02 |  | 0
FALSE | S4BE-018KA | 2679 | 7152232 | BROAN | ES4BE-018KA | AC | Split System: Air-Cooled Condensing Unit, Coil with Blower | S4BE-018KA |  | C7B(A,H)MX24(C,U)-A | 12.5 | 15 | Yes | Yes | 2015-06-02 |  | 1
FALSE | S4BE-018KA | 2679 | 7152233 | BROAN | ES4BE-018KA | AC | Split System: Air-Cooled Condensing Unit, Coil with Blower | S4BE-018KA |  | C7B(A,H)MX24(C,U)-A | 12.5 | 15 | Yes | Yes | 2015-06-02 |  | 1
FALSE | S4QE-024KA | 2681 | 7152280 | FRIGIDAIRE | FS4BE-024KA | AC | Split System: Air-Cooled Condensing Unit, Coil with Blower | S4BE-024KA |  | C7B(A,H)MX24(C,U)-A | 12.5 | 15 | Yes | Yes | 2015-06-02 |  | 1
FALSE | S4QE-024KA | 2681 | 7152281 | FRIGIDAIRE | FS4BE-024KA | AC | Split System: Air-Cooled Condensing Unit, Coil with Blower | S4BE-024KA |  | C7B(A,H)MX24(C,U)-A | 12.5 | 15 | Yes | Yes | 2015-06-02 |  | 1
FALSE | S4QE-024KA | 2681 | 7152282 | FRIGIDAIRE | FS4BE-024KA | AC | Split System: Air-Cooled Condensing Unit, Coil with Blower | S4BE-024KA |  | C7B(A,H)MX24(C,U)-B | 12.5 | 15 | Yes | Yes | 2015-06-02 |  | 1
FALSE | S4QE-024KA | 2681 | 7152283 | FRIGIDAIRE | FS4BE-024KA | AC | Split System: Air-Cooled Condensing Unit, Coil with Blower | S4BE-024KA |  | C7B(A,H)MX24(C,U)-B | 12.5 | 15 | Yes | Yes | 2015-06-02 |  | 1
FALSE | S4QE-024KA | 2681 | 7152284 | FRIGIDAIRE | FS4BE-024KA | AC | Split System: Air-Cooled Condensing Unit, Coil with Blower | S4BE-024KA |  | C7B(A,H)MX24(C,U)-B | 12.5 | 15 | Yes | Yes | 2015-06-02 |  | 1
FALSE | S4QE-024KA | 2681 | 7152285 | FRIGIDAIRE | FS4BE-024KA | AC | Split System: Air-Cooled Condensing Unit, Coil with Blower | S4BE-024KA |  | C7B(A,H)MX30(C,U)-C | 12.5 | 15 | Yes | Yes | 2015-06-02 |  | 1
FALSE | S4QE-024KA | 2681 | 7152286 | FRIGIDAIRE | FS4BE-024KA | AC | Split System: Air-Cooled Condensing Unit, Coil with Blower | S4BE-024KA |  | C7B(A,H)MX30(C,U)-C | 12.5 | 15 | Yes | Yes | 2015-06-02 |  | 1
FALSE | S4QE-024KA | 2681 | 7152287 | FRIGIDAIRE | FS4BE-024KA | AC | Split System: Air-Cooled Condensing Unit, Coil with Blower | S4BE-024KA |  | C7B(A,H)MX30(C,U)-C | 12.5 | 15 | Yes | Yes | 2015-06-02 |  | 1
FALSE | S4QE-024KA | 2681 | 7152288 | FRIGIDAIRE | FS4BE-024KA | AC | Split System: Air-Cooled Condensing Unit, Coil with Blower | S4BE-024KA |  | C7B(A,H)MX30(C,U)-C | 12.5 | 15 | Yes | Yes | 2015-06-02 |  | 1
FALSE | S4QE-030KA | 2694 | 7152289 | FRIGIDAIRE | FS4BE-030KA | AC | Split System: Air-Cooled Condensing Unit, Coil with Blower | S4BE-030KA |  | C7B(A,H)MX30(C,U)-A | 12.5 | 15 | Yes | Yes | 2015-06-02 |  | 1
FALSE | S4QE-030KA | 2694 | 7152290 | FRIGIDAIRE | FS4BE-030KA | AC | Split System: Air-Cooled Condensing Unit, Coil with Blower | S4BE-030KA |  | C7B(A,H)MX30(C,U)-A | 12.5 | 15 | Yes | Yes | 2015-06-02 |  | 1
FALSE | S4QE-030KA | 2694 | 7152291 | FRIGIDAIRE | FS4BE-030KA | AC | Split System: Air-Cooled Condensing Unit, Coil with Blower | S4BE-030KA |  | C7B(A,H)MX30(C,U)-B | 12.5 | 15 | Yes | Yes | 2015-06-02 |  | 1
FALSE | S4QE-030KA | 2694 | 7152292 | FRIGIDAIRE | FS4BE-030KA | AC | Split System: Air-Cooled Condensing Unit, Coil with Blower | S4BE-030KA |  | C7B(A,H)MX30(C,U)-B | 12.5 | 15 | Yes | Yes | 2015-06-02 |  | 1
FALSE | S4QE-030KA | 2694 | 7152293 | FRIGIDAIRE | FS4BE-030KA | AC | Split System: Air-Cooled Condensing Unit, Coil with Blower | S4BE-030KA |  | C7B(A,H)MX30(C,U)-B | 12.5 | 15 | Yes | Yes | 2015-06-02 |  | 1
FALSE | S4QE-030KA | 2694 | 7152294 | FRIGIDAIRE | FS4BE-030KA | AC | Split System: Air-Cooled Condensing Unit, Coil with Blower | S4BE-030KA |  | C7B(A,H)MX30(C,U)-C | 12.5 | 15 | Yes | Yes | 2015-06-02 |  | 1
FALSE | S4QE-030KA | 2694 | 7152295 | FRIGIDAIRE | FS4BE-030KA | AC | Split System: Air-Cooled Condensing Unit, Coil with Blower | S4BE-030KA |  | C7B(A,H)MX30(C,U)-C | 12.5 | 15 | Yes | Yes | 2015-06-02 |  | 1
FALSE | S4QE-030KA | 2694 | 7152296 | FRIGIDAIRE | FS4BE-030KA | AC | Split System: Air-Cooled Condensing Unit, Coil with Blower | S4BE-030KA |  | C7B(A,H)MX30(C,U)-C | 12.5 | 15 | Yes | Yes | 2015-06-02 |  | 1
FALSE | S4QE-036KA | 2699 | 7152297 | FRIGIDAIRE | FS4BE-036KA | AC | Split System: Air-Cooled Condensing Unit, Coil with Blower | S4BE-036KA |  | C7B(A,H)MX36(C,U)-B | 12.5 | 15 | Yes | Yes | 2015-06-02 |  | 1
FALSE | S4QE-036KA | 2699 | 7152298 | FRIGIDAIRE | FS4BE-036KA | AC | Split System: Air-Cooled Condensing Unit, Coil with Blower | S4BE-036KA |  | C7B(A,H)MX36(C,U)-B | 12.5 | 15 | Yes | Yes | 2015-06-02 |  | 1
FALSE | S4QE-030KA | 2694 | 7152253 | BROAN | ES4BE-030KA | AC | Split System: Air-Cooled Condensing Unit, Coil with Blower | S4BE-030KA |  | C7B(A,H)MX30(C,U)-C | 12.5 | 15 | Yes | Yes | 2015-06-02 |  | 1
FALSE | S4QE-036KA | 2699 | 7152254 | BROAN | ES4BE-036KA | AC | Split System: Air-Cooled Condensing Unit, Coil with Blower | S4BE-036KA |  | C7B(A,H)MX36(C,U)-B | 12.5 | 15 | Yes | Yes | 2015-06-02 |  | 1
FALSE | S4QE-036KA | 2699 | 7152255 | BROAN | ES4BE-036KA | AC | Split System: Air-Cooled Condensing Unit, Coil with Blower | S4BE-036KA |  | C7B(A,H)MX36(C,U)-B | 12.5 | 15 | Yes | Yes | 2015-06-02 |  | 1
FALSE | S4QE-036KA | 2699 | 7152256 | BROAN | ES4BE-036KA | AC | Split System: Air-Cooled Condensing Unit, Coil with Blower | S4BE-036KA |  | C7B(A,H)MX36(C,U)-B | 12.5 | 15 | Yes | Yes | 2015-06-02 |  | 1
FALSE | S4QE-036KA | 2699 | 7152257 | BROAN | ES4BE-036KA | AC | Split System: Air-Cooled Condensing Unit, Coil with Blower | S4BE-036KA |  | C7B(A,H)MX36(C,U)-C | 12.5 | 15 | Yes | Yes | 2015-06-02 |  | 1
FALSE | S4QE-036KA | 2699 | 7152258 | BROAN | ES4BE-036KA | AC | Split System: Air-Cooled Condensing Unit, Coil with Blower | S4BE-036KA |  | C7B(A,H)MX36(C,U)-C | 12.5 | 15 | Yes | Yes | 2015-06-02 |  | 1
FALSE | S4QE-036KA | 2699 | 7152259 | BROAN | ES4BE-036KA | AC | Split System: Air-Cooled Condensing Unit, Coil with Blower | S4BE-036KA |  | C7B(A,H)MX36(C,U)-C | 12.5 | 15 | Yes | Yes | 2015-06-02 |  | 1
FALSE | S4BE-042KA | 2712 | 7152260 | BROAN | ES4BE-042KA | AC | Split System: Air-Cooled Condensing Unit, Coil with Blower | S4BE-042KA |  | C7B(A,H)MX42(C,U)-C | 12.5 | 15 | Yes | Yes | 2015-06-02 |  | 1
FALSE | S4BE-042KA | 2712 | 7152261 | BROAN | ES4BE-042KA | AC | Split System: Air-Cooled Condensing Unit, Coil with Blower | S4BE-042KA |  | C7B(A,H)MX42(C,U)-C | 12.5 | 15 | Yes | Yes | 2015-06-02 |  | 1
FALSE | S4BE-042KA | 2712 | 7152262 | BROAN | ES4BE-042KA | AC | Split System: Air-Cooled Condensing Unit, Coil with Blower | S4BE-042KA |  | C7B(A,H)MX42(C,U)-C | 12.5 | 15 | Yes | Yes | 2015-06-02 |  | 1
FALSE | S4BE-048KA | 2717 | 7152263 | BROAN | ES4BE-048KA | AC | Split System: Air-Cooled Condensing Unit, Coil with Blower | S4BE-048KA |  | C7B(A,H)MX48(C,U)-C | 12 | 15 | Yes | Yes | 2015-06-02 |  | 0
FALSE | S4BE-048KA | 2717 | 7152264 | BROAN | ES4BE-048KA | AC | Split System: Air-Cooled Condensing Unit, Coil with Blower | S4BE-048KA |  | C7B(A,H)MX48(C,U)-C | 12 | 15 | Yes | Yes | 2015-06-02 |  | 0
FALSE | S4BE-048KA | 2717 | 7152265 | BROAN | ES4BE-048KA | AC | Split System: Air-Cooled Condensing Unit, Coil with Blower | S4BE-048KA |  | C7B(A,H)MX48(C,U)-C | 12 | 15 | Yes | Yes | 2015-06-02 |  | 0
FALSE | S4BE-048KA | 2717 | 7152266 | BROAN | ES4BE-048KA | AC | Split System: Air-Cooled Condensing Unit, Coil with Blower | S4BE-048KA |  | C7B(A,H)MX48(C,U)-D | 12 | 15 | Yes | Yes | 2015-06-02 |  | 0
FALSE | S4BE-048KA | 2717 | 7152267 | BROAN | ES4BE-048KA | AC | Split System: Air-Cooled Condensing Unit, Coil with Blower | S4BE-048KA |  | C7B(A,H)MX48(C,U)-D | 12 | 15 | Yes | Yes | 2015-06-02 |  | 0
FALSE | S4BE-048KA | 2717 | 7152268 | BROAN | ES4BE-048KA | AC | Split System: Air-Cooled Condensing Unit, Coil with Blower | S4BE-048KA |  | C7B(A,H)MX48(C,U)-D | 12 | 15 | Yes | Yes | 2015-06-02 |  | 0
FALSE | S4BE-060KA | 4508 | 7152269 | BROAN | ES4BE-060KA | AC | Split System: Air-Cooled Condensing Unit, Coil with Blower | S4BE-060KA |  | C7B(A,H)MX60(C,U)-C | 12 | 15 | Yes | Yes | 2015-06-02 |  | 0
FALSE | S4BE-060KA | 4508 | 7152270 | BROAN | ES4BE-060KA | AC | Split System: Air-Cooled Condensing Unit, Coil with Blower | S4BE-060KA |  | C7B(A,H)MX60(C,U)-C | 12 | 15 | Yes | Yes | 2015-06-02 |  | 0
FALSE | S4BE-060KA | 4508 | 7152271 | BROAN | ES4BE-060KA | AC | Split System: Air-Cooled Condensing Unit, Coil with Blower | S4BE-060KA |  | C7B(A,H)MX60(C,U)-C | 12 | 15 | Yes | Yes | 2015-06-02 |  | 0
FALSE | S4BE-060KA | 4508 | 7152272 | BROAN | ES4BE-060KA | AC | Split System: Air-Cooled Condensing Unit, Coil with Blower | S4BE-060KA |  | C7B(A,H)MX60(C,U)-D | 12 | 14.5 | Yes | Yes | 2015-06-02 |  | 0
FALSE | S4BE-060KA | 4508 | 7152273 | BROAN | ES4BE-060KA | AC | Split System: Air-Cooled Condensing Unit, Coil with Blower | S4BE-060KA |  | C7B(A,H)MX60(C,U)-D | 12 | 14.5 | Yes | Yes | 2015-06-02 |  | 0
FALSE | S4BE-060KA | 4508 | 7152274 | BROAN | ES4BE-060KA | AC | Split System: Air-Cooled Condensing Unit, Coil with Blower | S4BE-060KA |  | C7B(A,H)MX60(C,U)-D | 12 | 14.5 | Yes | Yes | 2015-06-02 |  | 0
FALSE | S4BE-018KA | 2679 | 7152275 | FRIGIDAIRE | FS4BE-018KA | AC | Split System: Air-Cooled Condensing Unit, Coil with Blower | S4BE-018KA |  | C7B(A,H)MX24(C,U)-A | 12.5 | 15 | Yes | Yes | 2015-06-02 |  | 1
FALSE | S4BE-018KA | 2679 | 7152276 | FRIGIDAIRE | FS4BE-018KA | AC | Split System: Air-Cooled Condensing Unit, Coil with Blower | S4BE-018KA |  | C7B(A,H)MX24(C,U)-A | 12.5 | 15 | Yes | Yes | 2015-06-02 |  | 1
FALSE | S4BE-018KA | 2679 | 7152277 | FRIGIDAIRE | FS4BE-018KA | AC | Split System: Air-Cooled Condensing Unit, Coil with Blower | S4BE-018KA |  | C7B(A,H)MX24(C,U)-B | 12.5 | 15 | Yes | Yes | 2015-06-02 |  | 1
FALSE | S4BE-018KA | 2679 | 7152278 | FRIGIDAIRE | FS4BE-018KA | AC | Split System: Air-Cooled Condensing Unit, Coil with Blower | S4BE-018KA |  | C7B(A,H)MX24(C,U)-B | 12.5 | 15 | Yes | Yes | 2015-06-02 |  | 1
FALSE | S4BE-018KA | 2679 | 7152279 | FRIGIDAIRE | FS4BE-018KA | AC | Split System: Air-Cooled Condensing Unit, Coil with Blower | S4BE-018KA |  | C7B(A,H)MX24(C,U)-B | 12.5 | 15 | Yes | Yes | 2015-06-02 |  | 1
FALSE | S4QE-036KA | 2699 | 7152299 | FRIGIDAIRE | FS4BE-036KA | AC | Split System: Air-Cooled Condensing Unit, Coil with Blower | S4BE-036KA |  | C7B(A,H)MX36(C,U)-B | 12.5 | 15 | Yes | Yes | 2015-06-02 |  | 1
FALSE | S4QE-036KA | 2699 | 7152300 | FRIGIDAIRE | FS4BE-036KA | AC | Split System: Air-Cooled Condensing Unit, Coil with Blower | S4BE-036KA |  | C7B(A,H)MX36(C,U)-C | 12.5 | 15 | Yes | Yes | 2015-06-02 |  | 1
FALSE | S4QE-036KA | 2699 | 7152301 | FRIGIDAIRE | FS4BE-036KA | AC | Split System: Air-Cooled Condensing Unit, Coil with Blower | S4BE-036KA |  | C7B(A,H)MX36(C,U)-C | 12.5 | 15 | Yes | Yes | 2015-06-02 |  | 1
FALSE | S4QE-036KA | 2699 | 7152302 | FRIGIDAIRE | FS4BE-036KA | AC | Split System: Air-Cooled Condensing Unit, Coil with Blower | S4BE-036KA |  | C7B(A,H)MX36(C,U)-C | 12.5 | 15 | Yes | Yes | 2015-06-02 |  | 1
FALSE | S4BE-042KA | 2712 | 7152303 | FRIGIDAIRE | FS4BE-042KA | AC | Split System: Air-Cooled Condensing Unit, Coil with Blower | S4BE-042KA |  | C7B(A,H)MX42(C,U)-C | 12.5 | 15 | Yes | Yes | 2015-06-02 |  | 1
FALSE | S4BE-042KA | 2712 | 7152304 | FRIGIDAIRE | FS4BE-042KA | AC | Split System: Air-Cooled Condensing Unit, Coil with Blower | S4BE-042KA |  | C7B(A,H)MX42(C,U)-C | 12.5 | 15 | Yes | Yes | 2015-06-02 |  | 1
FALSE | S4BE-042KA | 2712 | 7152305 | FRIGIDAIRE | FS4BE-042KA | AC | Split System: Air-Cooled Condensing Unit, Coil with Blower | S4BE-042KA |  | C7B(A,H)MX42(C,U)-C | 12.5 | 15 | Yes | Yes | 2015-06-02 |  | 1
FALSE | S4BE-048KA | 2717 | 7152306 | FRIGIDAIRE | FS4BE-048KA | AC | Split System: Air-Cooled Condensing Unit, Coil with Blower | S4BE-048KA |  | C7B(A,H)MX48(C,U)-C | 12 | 15 | Yes | Yes | 2015-06-02 |  | 0
FALSE | S4BE-048KA | 2717 | 7152307 | FRIGIDAIRE | FS4BE-048KA | AC | Split System: Air-Cooled Condensing Unit, Coil with Blower | S4BE-048KA |  | C7B(A,H)MX48(C,U)-C | 12 | 15 | Yes | Yes | 2015-06-02 |  | 0
FALSE | S4BE-048KA | 2717 | 7152308 | FRIGIDAIRE | FS4BE-048KA | AC | Split System: Air-Cooled Condensing Unit, Coil with Blower | S4BE-048KA |  | C7B(A,H)MX48(C,U)-C | 12 | 15 | Yes | Yes | 2015-06-02 |  | 0
FALSE | S4BE-048KA | 2717 | 7152309 | FRIGIDAIRE | FS4BE-048KA | AC | Split System: Air-Cooled Condensing Unit, Coil with Blower | S4BE-048KA |  | C7B(A,H)MX48(C,U)-D | 12 | 15 | Yes | Yes | 2015-06-02 |  | 0
FALSE | S4BE-048KA | 2717 | 7152310 | FRIGIDAIRE | FS4BE-048KA | AC | Split System: Air-Cooled Condensing Unit, Coil with Blower | S4BE-048KA |  | C7B(A,H)MX48(C,U)-D | 12 | 15 | Yes | Yes | 2015-06-02 |  | 0
FALSE | S4BE-048KA | 2717 | 7152311 | FRIGIDAIRE | FS4BE-048KA | AC | Split System: Air-Cooled Condensing Unit, Coil with Blower | S4BE-048KA |  | C7B(A,H)MX48(C,U)-D | 12 | 15 | Yes | Yes | 2015-06-02 |  | 0
FALSE | S4BE-060KA | 4508 | 7152312 | FRIGIDAIRE | FS4BE-060KA | AC | Split System: Air-Cooled Condensing Unit, Coil with Blower | S4BE-060KA |  | C7B(A,H)MX60(C,U)-C | 12 | 15 | Yes | Yes | 2015-06-02 |  | 0
FALSE | S4BE-060KA | 4508 | 7152313 | FRIGIDAIRE | FS4BE-060KA | AC | Split System: Air-Cooled Condensing Unit, Coil with Blower | S4BE-060KA |  | C7B(A,H)MX60(C,U)-C | 12 | 15 | Yes | Yes | 2015-06-02 |  | 0
FALSE | S4BE-060KA | 4508 | 7152314 | FRIGIDAIRE | FS4BE-060KA | AC | Split System: Air-Cooled Condensing Unit, Coil with Blower | S4BE-060KA |  | C7B(A,H)MX60(C,U)-C | 12 | 15 | Yes | Yes | 2015-06-02 |  | 0
FALSE | S4BE-060KA | 4508 | 7152315 | FRIGIDAIRE | FS4BE-060KA | AC | Split System: Air-Cooled Condensing Unit, Coil with Blower | S4BE-060KA |  | C7B(A,H)MX60(C,U)-D | 12 | 14.5 | Yes | Yes | 2015-06-02 |  | 0
FALSE | S4BE-060KA | 4508 | 7152316 | FRIGIDAIRE | FS4BE-060KA | AC | Split System: Air-Cooled Condensing Unit, Coil with Blower | S4BE-060KA |  | C7B(A,H)MX60(C,U)-D | 12 | 14.5 | Yes | Yes | 2015-06-02 |  | 0
FALSE | S4BE-060KA | 4508 | 7152317 | FRIGIDAIRE | FS4BE-060KA | AC | Split System: Air-Cooled Condensing Unit, Coil with Blower | S4BE-060KA |  | C7B(A,H)MX60(C,U)-D | 12 | 14.5 | Yes | Yes | 2015-06-02 |  | 0
FALSE | S4BE-018KA | 2679 | 7152318 | TAPPAN | FS4BE-018KA | AC | Split System: Air-Cooled Condensing Unit, Coil with Blower | S4BE-018KA |  | C7B(A,H)MX24(C,U)-A | 12.5 | 15 | Yes | Yes | 2015-06-02 |  | 1
FALSE | S4BE-018KA | 2679 | 7152319 | TAPPAN | FS4BE-018KA | AC | Split System: Air-Cooled Condensing Unit, Coil with Blower | S4BE-018KA |  | C7B(A,H)MX24(C,U)-A | 12.5 | 15 | Yes | Yes | 2015-06-02 |  | 1
FALSE | S4BE-018KA | 2679 | 7152320 | TAPPAN | FS4BE-018KA | AC | Split System: Air-Cooled Condensing Unit, Coil with Blower | S4BE-018KA |  | C7B(A,H)MX24(C,U)-B | 12.5 | 15 | Yes | Yes | 2015-06-02 |  | 1
FALSE | S4BE-018KA | 2679 | 7152321 | TAPPAN | FS4BE-018KA | AC | Split System: Air-Cooled Condensing Unit, Coil with Blower | S4BE-018KA |  | C7B(A,H)MX24(C,U)-B | 12.5 | 15 | Yes | Yes | 2015-06-02 |  | 1
FALSE | S4BE-018KA | 2679 | 7152322 | TAPPAN | FS4BE-018KA | AC | Split System: Air-Cooled Condensing Unit, Coil with Blower | S4BE-018KA |  | C7B(A,H)MX24(C,U)-B | 12.5 | 15 | Yes | Yes | 2015-06-02 |  | 1
FALSE | S4QE-024KA | 2681 | 7152323 | TAPPAN | FS4BE-024KA | AC | Split System: Air-Cooled Condensing Unit, Coil with Blower | S4BE-024KA |  | C7B(A,H)MX24(C,U)-A | 12.5 | 15 | Yes | Yes | 2015-06-02 |  | 1
FALSE | S4QE-024KA | 2681 | 7152324 | TAPPAN | FS4BE-024KA | AC | Split System: Air-Cooled Condensing Unit, Coil with Blower | S4BE-024KA |  | C7B(A,H)MX24(C,U)-A | 12.5 | 15 | Yes | Yes | 2015-06-02 |  | 1
FALSE | S4QE-024KA | 2681 | 7152325 | TAPPAN | FS4BE-024KA | AC | Split System: Air-Cooled Condensing Unit, Coil with Blower | S4BE-024KA |  | C7B(A,H)MX24(C,U)-B | 12.5 | 15 | Yes | Yes | 2015-06-02 |  | 1
FALSE | S4QE-024KA | 2681 | 7152372 | WESTINGHOUSE | FS4BE-024KA | AC | Split System: Air-Cooled Condensing Unit, Coil with Blower | S4BE-024KA |  | C7B(A,H)MX30(C,U)-C | 12.5 | 15 | Yes | Yes | 2015-06-02 |  | 1
FALSE | S4QE-024KA | 2681 | 7152373 | WESTINGHOUSE | FS4BE-024KA | AC | Split System: Air-Cooled Condensing Unit, Coil with Blower | S4BE-024KA |  | C7B(A,H)MX30(C,U)-C | 12.5 | 15 | Yes | Yes | 2015-06-02 |  | 1
FALSE | S4QE-024KA | 2681 | 7152374 | WESTINGHOUSE | FS4BE-024KA | AC | Split System: Air-Cooled Condensing Unit, Coil with Blower | S4BE-024KA |  | C7B(A,H)MX30(C,U)-C | 12.5 | 15 | Yes | Yes | 2015-06-02 |  | 1
FALSE | S4QE-030KA | 2694 | 7152375 | WESTINGHOUSE | FS4BE-030KA | AC | Split System: Air-Cooled Condensing Unit, Coil with Blower | S4BE-030KA |  | C7B(A,H)MX30(C,U)-A | 12.5 | 15 | Yes | Yes | 2015-06-02 |  | 1
FALSE | S4QE-030KA | 2694 | 7152376 | WESTINGHOUSE | FS4BE-030KA | AC | Split System: Air-Cooled Condensing Unit, Coil with Blower | S4BE-030KA |  | C7B(A,H)MX30(C,U)-A | 12.5 | 15 | Yes | Yes | 2015-06-02 |  | 1
FALSE | S4QE-030KA | 2694 | 7152377 | WESTINGHOUSE | FS4BE-030KA | AC | Split System: Air-Cooled Condensing Unit, Coil with Blower | S4BE-030KA |  | C7B(A,H)MX30(C,U)-B | 12.5 | 15 | Yes | Yes | 2015-06-02 |  | 1
FALSE | S4QE-030KA | 2694 | 7152378 | WESTINGHOUSE | FS4BE-030KA | AC | Split System: Air-Cooled Condensing Unit, Coil with Blower | S4BE-030KA |  | C7B(A,H)MX30(C,U)-B | 12.5 | 15 | Yes | Yes | 2015-06-02 |  | 1
FALSE | S4QE-030KA | 2694 | 7152379 | WESTINGHOUSE | FS4BE-030KA | AC | Split System: Air-Cooled Condensing Unit, Coil with Blower | S4BE-030KA |  | C7B(A,H)MX30(C,U)-B | 12.5 | 15 | Yes | Yes | 2015-06-02 |  | 1
FALSE | S4QE-030KA | 2694 | 7152380 | WESTINGHOUSE | FS4BE-030KA | AC | Split System: Air-Cooled Condensing Unit, Coil with Blower | S4BE-030KA |  | C7B(A,H)MX30(C,U)-C | 12.5 | 15 | Yes | Yes | 2015-06-02 |  | 1
FALSE | S4QE-030KA | 2694 | 7152381 | WESTINGHOUSE | FS4BE-030KA | AC | Split System: Air-Cooled Condensing Unit, Coil with Blower | S4BE-030KA |  | C7B(A,H)MX30(C,U)-C | 12.5 | 15 | Yes | Yes | 2015-06-02 |  | 1
FALSE | S4QE-030KA | 2694 | 7152382 | WESTINGHOUSE | FS4BE-030KA | AC | Split System: Air-Cooled Condensing Unit, Coil with Blower | S4BE-030KA |  | C7B(A,H)MX30(C,U)-C | 12.5 | 15 | Yes | Yes | 2015-06-02 |  | 1
FALSE | S4QE-036KA | 2699 | 7152383 | WESTINGHOUSE | FS4BE-036KA | AC | Split System: Air-Cooled Condensing Unit, Coil with Blower | S4BE-036KA |  | C7B(A,H)MX36(C,U)-B | 12.5 | 15 | Yes | Yes | 2015-06-02 |  | 1
FALSE | S4QE-036KA | 2699 | 7152384 | WESTINGHOUSE | FS4BE-036KA | AC | Split System: Air-Cooled Condensing Unit, Coil with Blower | S4BE-036KA |  | C7B(A,H)MX36(C,U)-B | 12.5 | 15 | Yes | Yes | 2015-06-02 |  | 1
FALSE | S4QE-036KA | 2699 | 7152385 | WESTINGHOUSE | FS4BE-036KA | AC | Split System: Air-Cooled Condensing Unit, Coil with Blower | S4BE-036KA |  | C7B(A,H)MX36(C,U)-B | 12.5 | 15 | Yes | Yes | 2015-06-02 |  | 1
FALSE | S4QE-036KA | 2699 | 7152386 | WESTINGHOUSE | FS4BE-036KA | AC | Split System: Air-Cooled Condensing Unit, Coil with Blower | S4BE-036KA |  | C7B(A,H)MX36(C,U)-C | 12.5 | 15 | Yes | Yes | 2015-06-02 |  | 1
FALSE | S4QE-036KA | 2699 | 7152387 | WESTINGHOUSE | FS4BE-036KA | AC | Split System: Air-Cooled Condensing Unit, Coil with Blower | S4BE-036KA |  | C7B(A,H)MX36(C,U)-C | 12.5 | 15 | Yes | Yes | 2015-06-02 |  | 1
FALSE | S4QE-036KA | 2699 | 7152388 | WESTINGHOUSE | FS4BE-036KA | AC | Split System: Air-Cooled Condensing Unit, Coil with Blower | S4BE-036KA |  | C7B(A,H)MX36(C,U)-C | 12.5 | 15 | Yes | Yes | 2015-06-02 |  | 1
FALSE | S4BE-042KA | 2712 | 7152389 | WESTINGHOUSE | FS4BE-042KA | AC | Split System: Air-Cooled Condensing Unit, Coil with Blower | S4BE-042KA |  | C7B(A,H)MX42(C,U)-C | 12.5 | 15 | Yes | Yes | 2015-06-02 |  | 1
FALSE | S4QE-036KA | 2699 | 7152345 | TAPPAN | FS4BE-036KA | AC | Split System: Air-Cooled Condensing Unit, Coil with Blower | S4BE-036KA |  | C7B(A,H)MX36(C,U)-C | 12.5 | 15 | Yes | Yes | 2015-06-02 |  | 1
FALSE | S4BE-042KA | 2712 | 7152346 | TAPPAN | FS4BE-042KA | AC | Split System: Air-Cooled Condensing Unit, Coil with Blower | S4BE-042KA |  | C7B(A,H)MX42(C,U)-C | 12.5 | 15 | Yes | Yes | 2015-06-02 |  | 1
FALSE | S4BE-042KA | 2712 | 7152347 | TAPPAN | FS4BE-042KA | AC | Split System: Air-Cooled Condensing Unit, Coil with Blower | S4BE-042KA |  | C7B(A,H)MX42(C,U)-C | 12.5 | 15 | Yes | Yes | 2015-06-02 |  | 1
FALSE | S4BE-042KA | 2712 | 7152348 | TAPPAN | FS4BE-042KA | AC | Split System: Air-Cooled Condensing Unit, Coil with Blower | S4BE-042KA |  | C7B(A,H)MX42(C,U)-C | 12.5 | 15 | Yes | Yes | 2015-06-02 |  | 1
FALSE | S4BE-048KA | 2717 | 7152349 | TAPPAN | FS4BE-048KA | AC | Split System: Air-Cooled Condensing Unit, Coil with Blower | S4BE-048KA |  | C7B(A,H)MX48(C,U)-C | 12 | 15 | Yes | Yes | 2015-06-02 |  | 0
FALSE | S4BE-048KA | 2717 | 7152350 | TAPPAN | FS4BE-048KA | AC | Split System: Air-Cooled Condensing Unit, Coil with Blower | S4BE-048KA |  | C7B(A,H)MX48(C,U)-C | 12 | 15 | Yes | Yes | 2015-06-02 |  | 0
FALSE | S4BE-048KA | 2717 | 7152351 | TAPPAN | FS4BE-048KA | AC | Split System: Air-Cooled Condensing Unit, Coil with Blower | S4BE-048KA |  | C7B(A,H)MX48(C,U)-C | 12 | 15 | Yes | Yes | 2015-06-02 |  | 0
FALSE | S4BE-048KA | 2717 | 7152352 | TAPPAN | FS4BE-048KA | AC | Split System: Air-Cooled Condensing Unit, Coil with Blower | S4BE-048KA |  | C7B(A,H)MX48(C,U)-D | 12 | 15 | Yes | Yes | 2015-06-02 |  | 0
FALSE | S4BE-048KA | 2717 | 7152353 | TAPPAN | FS4BE-048KA | AC | Split System: Air-Cooled Condensing Unit, Coil with Blower | S4BE-048KA |  | C7B(A,H)MX48(C,U)-D | 12 | 15 | Yes | Yes | 2015-06-02 |  | 0
FALSE | S4BE-048KA | 2717 | 7152354 | TAPPAN | FS4BE-048KA | AC | Split System: Air-Cooled Condensing Unit, Coil with Blower | S4BE-048KA |  | C7B(A,H)MX48(C,U)-D | 12 | 15 | Yes | Yes | 2015-06-02 |  | 0
FALSE | S4BE-060KA | 4508 | 7152355 | TAPPAN | FS4BE-060KA | AC | Split System: Air-Cooled Condensing Unit, Coil with Blower | S4BE-060KA |  | C7B(A,H)MX60(C,U)-C | 12 | 15 | Yes | Yes | 2015-06-02 |  | 0
FALSE | S4BE-060KA | 4508 | 7152356 | TAPPAN | FS4BE-060KA | AC | Split System: Air-Cooled Condensing Unit, Coil with Blower | S4BE-060KA |  | C7B(A,H)MX60(C,U)-C | 12 | 15 | Yes | Yes | 2015-06-02 |  | 0
FALSE | S4BE-060KA | 4508 | 7152357 | TAPPAN | FS4BE-060KA | AC | Split System: Air-Cooled Condensing Unit, Coil with Blower | S4BE-060KA |  | C7B(A,H)MX60(C,U)-C | 12 | 15 | Yes | Yes | 2015-06-02 |  | 0
FALSE | S4BE-060KA | 4508 | 7152358 | TAPPAN | FS4BE-060KA | AC | Split System: Air-Cooled Condensing Unit, Coil with Blower | S4BE-060KA |  | C7B(A,H)MX60(C,U)-D | 12 | 14.5 | Yes | Yes | 2015-06-02 |  | 0
FALSE | S4BE-060KA | 4508 | 7152359 | TAPPAN | FS4BE-060KA | AC | Split System: Air-Cooled Condensing Unit, Coil with Blower | S4BE-060KA |  | C7B(A,H)MX60(C,U)-D | 12 | 14.5 | Yes | Yes | 2015-06-02 |  | 0
FALSE | S4BE-060KA | 4508 | 7152360 | TAPPAN | FS4BE-060KA | AC | Split System: Air-Cooled Condensing Unit, Coil with Blower | S4BE-060KA |  | C7B(A,H)MX60(C,U)-D | 12 | 14.5 | Yes | Yes | 2015-06-02 |  | 0
FALSE | S4BE-018KA | 2679 | 7152361 | WESTINGHOUSE | FS4BE-018KA | AC | Split System: Air-Cooled Condensing Unit, Coil with Blower | S4BE-018KA |  | C7B(A,H)MX24(C,U)-A | 12.5 | 15 | Yes | Yes | 2015-06-02 |  | 1
FALSE | S4BE-018KA | 2679 | 7152362 | WESTINGHOUSE | FS4BE-018KA | AC | Split System: Air-Cooled Condensing Unit, Coil with Blower | S4BE-018KA |  | C7B(A,H)MX24(C,U)-A | 12.5 | 15 | Yes | Yes | 2015-06-02 |  | 1
FALSE | S4BE-018KA | 2679 | 7152363 | WESTINGHOUSE | FS4BE-018KA | AC | Split System: Air-Cooled Condensing Unit, Coil with Blower | S4BE-018KA |  | C7B(A,H)MX24(C,U)-B | 12.5 | 15 | Yes | Yes | 2015-06-02 |  | 1
FALSE | S4BE-018KA | 2679 | 7152364 | WESTINGHOUSE | FS4BE-018KA | AC | Split System: Air-Cooled Condensing Unit, Coil with Blower | S4BE-018KA |  | C7B(A,H)MX24(C,U)-B | 12.5 | 15 | Yes | Yes | 2015-06-02 |  | 1
FALSE | S4BE-018KA | 2679 | 7152365 | WESTINGHOUSE | FS4BE-018KA | AC | Split System: Air-Cooled Condensing Unit, Coil with Blower | S4BE-018KA |  | C7B(A,H)MX24(C,U)-B | 12.5 | 15 | Yes | Yes | 2015-06-02 |  | 1
FALSE | S4QE-024KA | 2681 | 7152366 | WESTINGHOUSE | FS4BE-024KA | AC | Split System: Air-Cooled Condensing Unit, Coil with Blower | S4BE-024KA |  | C7B(A,H)MX24(C,U)-A | 12.5 | 15 | Yes | Yes | 2015-06-02 |  | 1
FALSE | S4QE-024KA | 2681 | 7152367 | WESTINGHOUSE | FS4BE-024KA | AC | Split System: Air-Cooled Condensing Unit, Coil with Blower | S4BE-024KA |  | C7B(A,H)MX24(C,U)-A | 12.5 | 15 | Yes | Yes | 2015-06-02 |  | 1
FALSE | S4QE-024KA | 2681 | 7152368 | WESTINGHOUSE | FS4BE-024KA | AC | Split System: Air-Cooled Condensing Unit, Coil with Blower | S4BE-024KA |  | C7B(A,H)MX24(C,U)-B | 12.5 | 15 | Yes | Yes | 2015-06-02 |  | 1
FALSE | S4QE-024KA | 2681 | 7152369 | WESTINGHOUSE | FS4BE-024KA | AC | Split System: Air-Cooled Condensing Unit, Coil with Blower | S4BE-024KA |  | C7B(A,H)MX24(C,U)-B | 12.5 | 15 | Yes | Yes | 2015-06-02 |  | 1
FALSE | S4QE-024KA | 2681 | 7152370 | WESTINGHOUSE | FS4BE-024KA | AC | Split System: Air-Cooled Condensing Unit, Coil with Blower | S4BE-024KA |  | C7B(A,H)MX24(C,U)-B | 12.5 | 15 | Yes | Yes | 2015-06-02 |  | 1
FALSE | S4QE-024KA | 2681 | 7152371 | WESTINGHOUSE | FS4BE-024KA | AC | Split System: Air-Cooled Condensing Unit, Coil with Blower | S4BE-024KA |  | C7B(A,H)MX30(C,U)-C | 12.5 | 15 | Yes | Yes | 2015-06-02 |  | 1
FALSE | S4BE-042KA | 2712 | 7152390 | WESTINGHOUSE | FS4BE-042KA | AC | Split System: Air-Cooled Condensing Unit, Coil with Blower | S4BE-042KA |  | C7B(A,H)MX42(C,U)-C | 12.5 | 15 | Yes | Yes | 2015-06-02 |  | 1
FALSE | S4BE-042KA | 2712 | 7152391 | WESTINGHOUSE | FS4BE-042KA | AC | Split System: Air-Cooled Condensing Unit, Coil with Blower | S4BE-042KA |  | C7B(A,H)MX42(C,U)-C | 12.5 | 15 | Yes | Yes | 2015-06-02 |  | 1
FALSE | S4BE-048KA | 2717 | 7152392 | WESTINGHOUSE | FS4BE-048KA | AC | Split System: Air-Cooled Condensing Unit, Coil with Blower | S4BE-048KA |  | C7B(A,H)MX48(C,U)-C | 12 | 15 | Yes | Yes | 2015-06-02 |  | 0
FALSE | S4BE-048KA | 2717 | 7152393 | WESTINGHOUSE | FS4BE-048KA | AC | Split System: Air-Cooled Condensing Unit, Coil with Blower | S4BE-048KA |  | C7B(A,H)MX48(C,U)-C | 12 | 15 | Yes | Yes | 2015-06-02 |  | 0
FALSE | S4BE-048KA | 2717 | 7152394 | WESTINGHOUSE | FS4BE-048KA | AC | Split System: Air-Cooled Condensing Unit, Coil with Blower | S4BE-048KA |  | C7B(A,H)MX48(C,U)-C | 12 | 15 | Yes | Yes | 2015-06-02 |  | 0
FALSE | S4BE-048KA | 2717 | 7152395 | WESTINGHOUSE | FS4BE-048KA | AC | Split System: Air-Cooled Condensing Unit, Coil with Blower | S4BE-048KA |  | C7B(A,H)MX48(C,U)-D | 12 | 15 | Yes | Yes | 2015-06-02 |  | 0
FALSE | S4BE-048KA | 2717 | 7152396 | WESTINGHOUSE | FS4BE-048KA | AC | Split System: Air-Cooled Condensing Unit, Coil with Blower | S4BE-048KA |  | C7B(A,H)MX48(C,U)-D | 12 | 15 | Yes | Yes | 2015-06-02 |  | 0
FALSE | S4BE-048KA | 2717 | 7152397 | WESTINGHOUSE | FS4BE-048KA | AC | Split System: Air-Cooled Condensing Unit, Coil with Blower | S4BE-048KA |  | C7B(A,H)MX48(C,U)-D | 12 | 15 | Yes | Yes | 2015-06-02 |  | 0
FALSE | S4BE-060KA | 4508 | 7152398 | WESTINGHOUSE | FS4BE-060KA | AC | Split System: Air-Cooled Condensing Unit, Coil with Blower | S4BE-060KA |  | C7B(A,H)MX60(C,U)-C | 12 | 15 | Yes | Yes | 2015-06-02 |  | 0
FALSE | S4BE-060KA | 4508 | 7152399 | WESTINGHOUSE | FS4BE-060KA | AC | Split System: Air-Cooled Condensing Unit, Coil with Blower | S4BE-060KA |  | C7B(A,H)MX60(C,U)-C | 12 | 15 | Yes | Yes | 2015-06-02 |  | 0
FALSE | S4BE-060KA | 4508 | 7152400 | WESTINGHOUSE | FS4BE-060KA | AC | Split System: Air-Cooled Condensing Unit, Coil with Blower | S4BE-060KA |  | C7B(A,H)MX60(C,U)-C | 12 | 15 | Yes | Yes | 2015-06-02 |  | 0
FALSE | S4BE-060KA | 4508 | 7152401 | WESTINGHOUSE | FS4BE-060KA | AC | Split System: Air-Cooled Condensing Unit, Coil with Blower | S4BE-060KA |  | C7B(A,H)MX60(C,U)-D | 12 | 14.5 | Yes | Yes | 2015-06-02 |  | 0
FALSE | S4BE-060KA | 4508 | 7152402 | WESTINGHOUSE | FS4BE-060KA | AC | Split System: Air-Cooled Condensing Unit, Coil with Blower | S4BE-060KA |  | C7B(A,H)MX60(C,U)-D | 12 | 14.5 | Yes | Yes | 2015-06-02 |  | 0
FALSE | S4BE-060KA | 4508 | 7152403 | WESTINGHOUSE | FS4BE-060KA | AC | Split System: Air-Cooled Condensing Unit, Coil with Blower | S4BE-060KA |  | C7B(A,H)MX60(C,U)-D | 12 | 14.5 | Yes | Yes | 2015-06-02 |  | 0
FALSE | S4BE-018KA | 2679 | 7152404 | NUTONE | FS4BE-018KA | AC | Split System: Air-Cooled Condensing Unit, Coil with Blower | S4BE-018KA |  | C7B(A,H)MX24(C,U)-A | 12.5 | 15 | Yes | Yes | 2015-06-02 |  | 1
FALSE | S4BE-018KA | 2679 | 7152405 | NUTONE | FS4BE-018KA | AC | Split System: Air-Cooled Condensing Unit, Coil with Blower | S4BE-018KA |  | C7B(A,H)MX24(C,U)-A | 12.5 | 15 | Yes | Yes | 2015-06-02 |  | 1
FALSE | S4BE-018KA | 2679 | 7152406 | NUTONE | FS4BE-018KA | AC | Split System: Air-Cooled Condensing Unit, Coil with Blower | S4BE-018KA |  | C7B(A,H)MX24(C,U)-B | 12.5 | 15 | Yes | Yes | 2015-06-02 |  | 1
FALSE | S4BE-018KA | 2679 | 7152407 | NUTONE | FS4BE-018KA | AC | Split System: Air-Cooled Condensing Unit, Coil with Blower | S4BE-018KA |  | C7B(A,H)MX24(C,U)-B | 12.5 | 15 | Yes | Yes | 2015-06-02 |  | 1
FALSE | S4BE-018KA | 2679 | 7152408 | NUTONE | FS4BE-018KA | AC | Split System: Air-Cooled Condensing Unit, Coil with Blower | S4BE-018KA |  | C7B(A,H)MX24(C,U)-B | 12.5 | 15 | Yes | Yes | 2015-06-02 |  | 1
FALSE | S4QE-024KA | 2681 | 7152409 | NUTONE | FS4BE-024KA | AC | Split System: Air-Cooled Condensing Unit, Coil with Blower | S4BE-024KA |  | C7B(A,H)MX24(C,U)-A | 12.5 | 15 | Yes | Yes | 2015-06-02 |  | 1
FALSE | S4QE-024KA | 2681 | 7152410 | NUTONE | FS4BE-024KA | AC | Split System: Air-Cooled Condensing Unit, Coil with Blower | S4BE-024KA |  | C7B(A,H)MX24(C,U)-A | 12.5 | 15 | Yes | Yes | 2015-06-02 |  | 1
FALSE | S4QE-024KA | 2681 | 7152411 | NUTONE | FS4BE-024KA | AC | Split System: Air-Cooled Condensing Unit, Coil with Blower | S4BE-024KA |  | C7B(A,H)MX24(C,U)-B | 12.5 | 15 | Yes | Yes | 2015-06-02 |  | 1
FALSE | S4QE-024KA | 2681 | 7152412 | NUTONE | FS4BE-024KA | AC | Split System: Air-Cooled Condensing Unit, Coil with Blower | S4BE-024KA |  | C7B(A,H)MX24(C,U)-B | 12.5 | 15 | Yes | Yes | 2015-06-02 |  | 1
FALSE | S4QE-024KA | 2681 | 7152413 | NUTONE | FS4BE-024KA | AC | Split System: Air-Cooled Condensing Unit, Coil with Blower | S4BE-024KA |  | C7B(A,H)MX24(C,U)-B | 12.5 | 15 | Yes | Yes | 2015-06-02 |  | 1
FALSE | S4QE-024KA | 2681 | 7152414 | NUTONE | FS4BE-024KA | AC | Split System: Air-Cooled Condensing Unit, Coil with Blower | S4BE-024KA |  | C7B(A,H)MX30(C,U)-C | 12.5 | 15 | Yes | Yes | 2015-06-02 |  | 1
FALSE | S4QE-024KA | 2681 | 7152415 | NUTONE | FS4BE-024KA | AC | Split System: Air-Cooled Condensing Unit, Coil with Blower | S4BE-024KA |  | C7B(A,H)MX30(C,U)-C | 12.5 | 15 | Yes | Yes | 2015-06-02 |  | 1
FALSE | S4QE-024KA | 2681 | 7152416 | NUTONE | FS4BE-024KA | AC | Split System: Air-Cooled Condensing Unit, Coil with Blower | S4BE-024KA |  | C7B(A,H)MX30(C,U)-C | 12.5 | 15 | Yes | Yes | 2015-06-02 |  | 1
FALSE | S4QE-030KA | 2694 | 7152463 | BROAN | FS4BE-030KA | AC | Split System: Air-Cooled Condensing Unit, Coil with Blower | S4BE-030KA |  | C7B(A,H)MX30(C,U)-B | 12.5 | 15 | Yes | Yes | 2015-06-02 |  | 1
FALSE | S4QE-030KA | 2694 | 7152464 | BROAN | FS4BE-030KA | AC | Split System: Air-Cooled Condensing Unit, Coil with Blower | S4BE-030KA |  | C7B(A,H)MX30(C,U)-B | 12.5 | 15 | Yes | Yes | 2015-06-02 |  | 1
FALSE | S4QE-030KA | 2694 | 7152465 | BROAN | FS4BE-030KA | AC | Split System: Air-Cooled Condensing Unit, Coil with Blower | S4BE-030KA |  | C7B(A,H)MX30(C,U)-B | 12.5 | 15 | Yes | Yes | 2015-06-02 |  | 1
FALSE | S4QE-030KA | 2694 | 7152466 | BROAN | FS4BE-030KA | AC | Split System: Air-Cooled Condensing Unit, Coil with Blower | S4BE-030KA |  | C7B(A,H)MX30(C,U)-C | 12.5 | 15 | Yes | Yes | 2015-06-02 |  | 1
FALSE | S4QE-030KA | 2694 | 7152467 | BROAN | FS4BE-030KA | AC | Split System: Air-Cooled Condensing Unit, Coil with Blower | S4BE-030KA |  | C7B(A,H)MX30(C,U)-C | 12.5 | 15 | Yes | Yes | 2015-06-02 |  | 1
FALSE | S4QE-030KA | 2694 | 7152468 | BROAN | FS4BE-030KA | AC | Split System: Air-Cooled Condensing Unit, Coil with Blower | S4BE-030KA |  | C7B(A,H)MX30(C,U)-C | 12.5 | 15 | Yes | Yes | 2015-06-02 |  | 1
FALSE | S4QE-036KA | 2699 | 7152469 | BROAN | FS4BE-036KA | AC | Split System: Air-Cooled Condensing Unit, Coil with Blower | S4BE-036KA |  | C7B(A,H)MX36(C,U)-B | 12.5 | 15 | Yes | Yes | 2015-06-02 |  | 1
FALSE | S4QE-036KA | 2699 | 7152470 | BROAN | FS4BE-036KA | AC | Split System: Air-Cooled Condensing Unit, Coil with Blower | S4BE-036KA |  | C7B(A,H)MX36(C,U)-B | 12.5 | 15 | Yes | Yes | 2015-06-02 |  | 1
FALSE | S4QE-036KA | 2699 | 7152471 | BROAN | FS4BE-036KA | AC | Split System: Air-Cooled Condensing Unit, Coil with Blower | S4BE-036KA |  | C7B(A,H)MX36(C,U)-B | 12.5 | 15 | Yes | Yes | 2015-06-02 |  | 1
FALSE | S4QE-036KA | 2699 | 7152472 | BROAN | FS4BE-036KA | AC | Split System: Air-Cooled Condensing Unit, Coil with Blower | S4BE-036KA |  | C7B(A,H)MX36(C,U)-C | 12.5 | 15 | Yes | Yes | 2015-06-02 |  | 1
FALSE | S4QE-036KA | 2699 | 7152473 | BROAN | FS4BE-036KA | AC | Split System: Air-Cooled Condensing Unit, Coil with Blower | S4BE-036KA |  | C7B(A,H)MX36(C,U)-C | 12.5 | 15 | Yes | Yes | 2015-06-02 |  | 1
FALSE | S4QE-036KA | 2699 | 7152474 | BROAN | FS4BE-036KA | AC | Split System: Air-Cooled Condensing Unit, Coil with Blower | S4BE-036KA |  | C7B(A,H)MX36(C,U)-C | 12.5 | 15 | Yes | Yes | 2015-06-02 |  | 1
FALSE | S4BE-042KA | 2712 | 7152475 | BROAN | FS4BE-042KA | AC | Split System: Air-Cooled Condensing Unit, Coil with Blower | S4BE-042KA |  | C7B(A,H)MX42(C,U)-C | 12.5 | 15 | Yes | Yes | 2015-06-02 |  | 1
FALSE | S4BE-042KA | 2712 | 7152476 | BROAN | FS4BE-042KA | AC | Split System: Air-Cooled Condensing Unit, Coil with Blower | S4BE-042KA |  | C7B(A,H)MX42(C,U)-C | 12.5 | 15 | Yes | Yes | 2015-06-02 |  | 1
FALSE | S4BE-042KA | 2712 | 7152477 | BROAN | FS4BE-042KA | AC | Split System: Air-Cooled Condensing Unit, Coil with Blower | S4BE-042KA |  | C7B(A,H)MX42(C,U)-C | 12.5 | 15 | Yes | Yes | 2015-06-02 |  | 1
FALSE | S4BE-048KA | 2717 | 7152478 | BROAN | FS4BE-048KA | AC | Split System: Air-Cooled Condensing Unit, Coil with Blower | S4BE-048KA |  | C7B(A,H)MX48(C,U)-C | 12 | 15 | Yes | Yes | 2015-06-02 |  | 0
FALSE | S4BE-048KA | 2717 | 7152479 | BROAN | FS4BE-048KA | AC | Split System: Air-Cooled Condensing Unit, Coil with Blower | S4BE-048KA |  | C7B(A,H)MX48(C,U)-C | 12 | 15 | Yes | Yes | 2015-06-02 |  | 0
FALSE | S4BE-048KA | 2717 | 7152480 | BROAN | FS4BE-048KA | AC | Split System: Air-Cooled Condensing Unit, Coil with Blower | S4BE-048KA |  | C7B(A,H)MX48(C,U)-C | 12 | 15 | Yes | Yes | 2015-06-02 |  | 0
FALSE | S4BE-048KA | 2717 | 7152481 | BROAN | FS4BE-048KA | AC | Split System: Air-Cooled Condensing Unit, Coil with Blower | S4BE-048KA |  | C7B(A,H)MX48(C,U)-D | 12 | 15 | Yes | Yes | 2015-06-02 |  | 0
FALSE | S4BE-048KA | 2717 | 7152436 | NUTONE | FS4BE-048KA | AC | Split System: Air-Cooled Condensing Unit, Coil with Blower | S4BE-048KA |  | C7B(A,H)MX48(C,U)-C | 12 | 15 | Yes | Yes | 2015-06-02 |  | 0
FALSE | S4BE-048KA | 2717 | 7152437 | NUTONE | FS4BE-048KA | AC | Split System: Air-Cooled Condensing Unit, Coil with Blower | S4BE-048KA |  | C7B(A,H)MX48(C,U)-C | 12 | 15 | Yes | Yes | 2015-06-02 |  | 0
FALSE | S4BE-048KA | 2717 | 7152438 | NUTONE | FS4BE-048KA | AC | Split System: Air-Cooled Condensing Unit, Coil with Blower | S4BE-048KA |  | C7B(A,H)MX48(C,U)-D | 12 | 15 | Yes | Yes | 2015-06-02 |  | 0
FALSE | S4BE-048KA | 2717 | 7152439 | NUTONE | FS4BE-048KA | AC | Split System: Air-Cooled Condensing Unit, Coil with Blower | S4BE-048KA |  | C7B(A,H)MX48(C,U)-D | 12 | 15 | Yes | Yes | 2015-06-02 |  | 0
FALSE | S4BE-048KA | 2717 | 7152440 | NUTONE | FS4BE-048KA | AC | Split System: Air-Cooled Condensing Unit, Coil with Blower | S4BE-048KA |  | C7B(A,H)MX48(C,U)-D | 12 | 15 | Yes | Yes | 2015-06-02 |  | 0
FALSE | S4BE-060KA | 4508 | 7152441 | NUTONE | FS4BE-060KA | AC | Split System: Air-Cooled Condensing Unit, Coil with Blower | S4BE-060KA |  | C7B(A,H)MX60(C,U)-C | 12 | 15 | Yes | Yes | 2015-06-02 |  | 0
FALSE | S4BE-060KA | 4508 | 7152442 | NUTONE | FS4BE-060KA | AC | Split System: Air-Cooled Condensing Unit, Coil with Blower | S4BE-060KA |  | C7B(A,H)MX60(C,U)-C | 12 | 15 | Yes | Yes | 2015-06-02 |  | 0
FALSE | S4BE-060KA | 4508 | 7152443 | NUTONE | FS4BE-060KA | AC | Split System: Air-Cooled Condensing Unit, Coil with Blower | S4BE-060KA |  | C7B(A,H)MX60(C,U)-C | 12 | 15 | Yes | Yes | 2015-06-02 |  | 0
FALSE | S4BE-060KA | 4508 | 7152444 | NUTONE | FS4BE-060KA | AC | Split System: Air-Cooled Condensing Unit, Coil with Blower | S4BE-060KA |  | C7B(A,H)MX60(C,U)-D | 12 | 14.5 | Yes | Yes | 2015-06-02 |  | 0
FALSE | S4BE-060KA | 4508 | 7152445 | NUTONE | FS4BE-060KA | AC | Split System: Air-Cooled Condensing Unit, Coil with Blower | S4BE-060KA |  | C7B(A,H)MX60(C,U)-D | 12 | 14.5 | Yes | Yes | 2015-06-02 |  | 0
FALSE | S4BE-060KA | 4508 | 7152446 | NUTONE | FS4BE-060KA | AC | Split System: Air-Cooled Condensing Unit, Coil with Blower | S4BE-060KA |  | C7B(A,H)MX60(C,U)-D | 12 | 14.5 | Yes | Yes | 2015-06-02 |  | 0
FALSE | S4BE-018KA | 2679 | 7152447 | BROAN | FS4BE-018KA | AC | Split System: Air-Cooled Condensing Unit, Coil with Blower | S4BE-018KA |  | C7B(A,H)MX24(C,U)-A | 12.5 | 15 | Yes | Yes | 2015-06-02 |  | 1
FALSE | S4BE-018KA | 2679 | 7152448 | BROAN | FS4BE-018KA | AC | Split System: Air-Cooled Condensing Unit, Coil with Blower | S4BE-018KA |  | C7B(A,H)MX24(C,U)-A | 12.5 | 15 | Yes | Yes | 2015-06-02 |  | 1
FALSE | S4BE-018KA | 2679 | 7152449 | BROAN | FS4BE-018KA | AC | Split System: Air-Cooled Condensing Unit, Coil with Blower | S4BE-018KA |  | C7B(A,H)MX24(C,U)-B | 12.5 | 15 | Yes | Yes | 2015-06-02 |  | 1
FALSE | S4BE-018KA | 2679 | 7152450 | BROAN | FS4BE-018KA | AC | Split System: Air-Cooled Condensing Unit, Coil with Blower | S4BE-018KA |  | C7B(A,H)MX24(C,U)-B | 12.5 | 15 | Yes | Yes | 2015-06-02 |  | 1
FALSE | S4BE-018KA | 2679 | 7152451 | BROAN | FS4BE-018KA | AC | Split System: Air-Cooled Condensing Unit, Coil with Blower | S4BE-018KA |  | C7B(A,H)MX24(C,U)-B | 12.5 | 15 | Yes | Yes | 2015-06-02 |  | 1
FALSE | S4QE-024KA | 2681 | 7152452 | BROAN | FS4BE-024KA | AC | Split System: Air-Cooled Condensing Unit, Coil with Blower | S4BE-024KA |  | C7B(A,H)MX24(C,U)-A | 12.5 | 15 | Yes | Yes | 2015-06-02 |  | 1
FALSE | S4QE-024KA | 2681 | 7152453 | BROAN | FS4BE-024KA | AC | Split System: Air-Cooled Condensing Unit, Coil with Blower | S4BE-024KA |  | C7B(A,H)MX24(C,U)-A | 12.5 | 15 | Yes | Yes | 2015-06-02 |  | 1
FALSE | S4QE-024KA | 2681 | 7152454 | BROAN | FS4BE-024KA | AC | Split System: Air-Cooled Condensing Unit, Coil with Blower | S4BE-024KA |  | C7B(A,H)MX24(C,U)-B | 12.5 | 15 | Yes | Yes | 2015-06-02 |  | 1
FALSE | S4QE-024KA | 2681 | 7152455 | BROAN | FS4BE-024KA | AC | Split System: Air-Cooled Condensing Unit, Coil with Blower | S4BE-024KA |  | C7B(A,H)MX24(C,U)-B | 12.5 | 15 | Yes | Yes | 2015-06-02 |  | 1
FALSE | S4QE-024KA | 2681 | 7152456 | BROAN | FS4BE-024KA | AC | Split System: Air-Cooled Condensing Unit, Coil with Blower | S4BE-024KA |  | C7B(A,H)MX24(C,U)-B | 12.5 | 15 | Yes | Yes | 2015-06-02 |  | 1
FALSE | S4QE-024KA | 2681 | 7152457 | BROAN | FS4BE-024KA | AC | Split System: Air-Cooled Condensing Unit, Coil with Blower | S4BE-024KA |  | C7B(A,H)MX30(C,U)-C | 12.5 | 15 | Yes | Yes | 2015-06-02 |  | 1
FALSE | S4QE-024KA | 2681 | 7152458 | BROAN | FS4BE-024KA | AC | Split System: Air-Cooled Condensing Unit, Coil with Blower | S4BE-024KA |  | C7B(A,H)MX30(C,U)-C | 12.5 | 15 | Yes | Yes | 2015-06-02 |  | 1
FALSE | S4QE-024KA | 2681 | 7152459 | BROAN | FS4BE-024KA | AC | Split System: Air-Cooled Condensing Unit, Coil with Blower | S4BE-024KA |  | C7B(A,H)MX30(C,U)-C | 12.5 | 15 | Yes | Yes | 2015-06-02 |  | 1
FALSE | S4QE-024KA | 2681 | 7152460 | BROAN | FS4BE-024KA | AC | Split System: Air-Cooled Condensing Unit, Coil with Blower | S4BE-024KA |  | C7B(A,H)MX30(C,U)-C | 12.5 | 15 | Yes | Yes | 2015-06-02 |  | 1
FALSE | S4QE-030KA | 2694 | 7152461 | BROAN | FS4BE-030KA | AC | Split System: Air-Cooled Condensing Unit, Coil with Blower | S4BE-030KA |  | C7B(A,H)MX30(C,U)-A | 12.5 | 15 | Yes | Yes | 2015-06-02 |  | 1
FALSE | S4QE-030KA | 2694 | 7152462 | BROAN | FS4BE-030KA | AC | Split System: Air-Cooled Condensing Unit, Coil with Blower | S4BE-030KA |  | C7B(A,H)MX30(C,U)-A | 12.5 | 15 | Yes | Yes | 2015-06-02 |  | 1
FALSE | S4BE-048KA | 2717 | 7152482 | BROAN | FS4BE-048KA | AC | Split System: Air-Cooled Condensing Unit, Coil with Blower | S4BE-048KA |  | C7B(A,H)MX48(C,U)-D | 12 | 15 | Yes | Yes | 2015-06-02 |  | 0
FALSE | S4BE-048KA | 2717 | 7152483 | BROAN | FS4BE-048KA | AC | Split System: Air-Cooled Condensing Unit, Coil with Blower | S4BE-048KA |  | C7B(A,H)MX48(C,U)-D | 12 | 15 | Yes | Yes | 2015-06-02 |  | 0
FALSE | S4BE-060KA | 4508 | 7152484 | BROAN | FS4BE-060KA | AC | Split System: Air-Cooled Condensing Unit, Coil with Blower | S4BE-060KA |  | C7B(A,H)MX60(C,U)-C | 12 | 15 | Yes | Yes | 2015-06-02 |  | 0
FALSE | S4BE-060KA | 4508 | 7152485 | BROAN | FS4BE-060KA | AC | Split System: Air-Cooled Condensing Unit, Coil with Blower | S4BE-060KA |  | C7B(A,H)MX60(C,U)-C | 12 | 15 | Yes | Yes | 2015-06-02 |  | 0
FALSE | S4BE-060KA | 4508 | 7152486 | BROAN | FS4BE-060KA | AC | Split System: Air-Cooled Condensing Unit, Coil with Blower | S4BE-060KA |  | C7B(A,H)MX60(C,U)-C | 12 | 15 | Yes | Yes | 2015-06-02 |  | 0
FALSE | S4BE-060KA | 4508 | 7152487 | BROAN | FS4BE-060KA | AC | Split System: Air-Cooled Condensing Unit, Coil with Blower | S4BE-060KA |  | C7B(A,H)MX60(C,U)-D | 12 | 14.5 | Yes | Yes | 2015-06-02 |  | 0
FALSE | S4BE-060KA | 4508 | 7152488 | BROAN | FS4BE-060KA | AC | Split System: Air-Cooled Condensing Unit, Coil with Blower | S4BE-060KA |  | C7B(A,H)MX60(C,U)-D | 12 | 14.5 | Yes | Yes | 2015-06-02 |  | 0
FALSE | S4BE-060KA | 4508 | 7152489 | BROAN | FS4BE-060KA | AC | Split System: Air-Cooled Condensing Unit, Coil with Blower | S4BE-060KA |  | C7B(A,H)MX60(C,U)-D | 12 | 14.5 | Yes | Yes | 2015-06-02 |  | 0
FALSE | S4BE-018KA | 2679 | 7152490 | MAYTAG | MSA4BE018KA | AC | Split System: Air-Cooled Condensing Unit, Coil with Blower | S4BE-018KA |  | C7B(A,H)MX24(C,U)-A | 12.5 | 15 | Yes | Yes | 2015-06-02 |  | 1
FALSE | S4BE-018KA | 2679 | 7152491 | MAYTAG | MSA4BE018KA | AC | Split System: Air-Cooled Condensing Unit, Coil with Blower | S4BE-018KA |  | C7B(A,H)MX24(C,U)-A | 12.5 | 15 | Yes | Yes | 2015-06-02 |  | 1
FALSE | S4BE-018KA | 2679 | 7152492 | MAYTAG | MSA4BE018KA | AC | Split System: Air-Cooled Condensing Unit, Coil with Blower | S4BE-018KA |  | C7B(A,H)MX24(C,U)-B | 12.5 | 15 | Yes | Yes | 2015-06-02 |  | 1
FALSE | S4BE-018KA | 2679 | 7152493 | MAYTAG | MSA4BE018KA | AC | Split System: Air-Cooled Condensing Unit, Coil with Blower | S4BE-018KA |  | C7B(A,H)MX24(C,U)-B | 12.5 | 15 | Yes | Yes | 2015-06-02 |  | 1
FALSE | S4QE-024KA | 2681 | 7152494 | MAYTAG | MSA4BE024KA | AC | Split System: Air-Cooled Condensing Unit, Coil with Blower | S4BE-024KA |  | C7B(A,H)MX24(C,U)-A | 12.5 | 15 | Yes | Yes | 2015-06-02 |  | 1
FALSE | S4QE-024KA | 2681 | 7152495 | MAYTAG | MSA4BE024KA | AC | Split System: Air-Cooled Condensing Unit, Coil with Blower | S4BE-024KA |  | C7B(A,H)MX24(C,U)-A | 12.5 | 15 | Yes | Yes | 2015-06-02 |  | 1
FALSE | S4QE-024KA | 2681 | 7152496 | MAYTAG | MSA4BE024KA | AC | Split System: Air-Cooled Condensing Unit, Coil with Blower | S4BE-024KA |  | C7B(A,H)MX24(C,U)-B | 12.5 | 15 | Yes | Yes | 2015-06-02 |  | 1
FALSE | S4QE-024KA | 2681 | 7152497 | MAYTAG | MSA4BE024KA | AC | Split System: Air-Cooled Condensing Unit, Coil with Blower | S4BE-024KA |  | C7B(A,H)MX24(C,U)-B | 12.5 | 15 | Yes | Yes | 2015-06-02 |  | 1
FALSE | S4QE-024KA | 2681 | 7152498 | MAYTAG | MSA4BE024KA | AC | Split System: Air-Cooled Condensing Unit, Coil with Blower | S4BE-024KA |  | C7B(A,H)MX30(C,U)-C | 12.5 | 15 | Yes | Yes | 2015-06-02 |  | 1
FALSE | S4QE-024KA | 2681 | 7152499 | MAYTAG | MSA4BE024KA | AC | Split System: Air-Cooled Condensing Unit, Coil with Blower | S4BE-024KA |  | C7B(A,H)MX30(C,U)-C | 12.5 | 15 | Yes | Yes | 2015-06-02 |  | 1
FALSE | S4QE-024KA | 2681 | 7152500 | MAYTAG | MSA4BE024KA | AC | Split System: Air-Cooled Condensing Unit, Coil with Blower | S4BE-024KA |  | C7B(A,H)MX30(C,U)-C | 12.5 | 15 | Yes | Yes | 2015-06-02 |  | 1
FALSE | S4QE-030KA | 2694 | 7152501 | MAYTAG | MSA4BE030KA | AC | Split System: Air-Cooled Condensing Unit, Coil with Blower | S4BE-030KA |  | C7B(A,H)MX30(C,U)-A | 12.5 | 15 | Yes | Yes | 2015-06-02 |  | 1
FALSE | S4QE-030KA | 2694 | 7152502 | MAYTAG | MSA4BE030KA | AC | Split System: Air-Cooled Condensing Unit, Coil with Blower | S4BE-030KA |  | C7B(A,H)MX30(C,U)-A | 12.5 | 15 | Yes | Yes | 2015-06-02 |  | 1
FALSE | S4QE-030KA | 2694 | 7152503 | MAYTAG | MSA4BE030KA | AC | Split System: Air-Cooled Condensing Unit, Coil with Blower | S4BE-030KA |  | C7B(A,H)MX30(C,U)-B | 12.5 | 15 | Yes | Yes | 2015-06-02 |  | 1
FALSE | S4QE-030KA | 2694 | 7152504 | MAYTAG | MSA4BE030KA | AC | Split System: Air-Cooled Condensing Unit, Coil with Blower | S4BE-030KA |  | C7B(A,H)MX30(C,U)-B | 12.5 | 15 | Yes | Yes | 2015-06-02 |  | 1
FALSE | S4QE-030KA | 2694 | 7152505 | MAYTAG | MSA4BE030KA | AC | Split System: Air-Cooled Condensing Unit, Coil with Blower | S4BE-030KA |  | C7B(A,H)MX30(C,U)-C | 12.5 | 15 | Yes | Yes | 2015-06-02 |  | 1
FALSE | S4QE-030KA | 2694 | 7152506 | MAYTAG | MSA4BE030KA | AC | Split System: Air-Cooled Condensing Unit, Coil with Blower | S4BE-030KA |  | C7B(A,H)MX30(C,U)-C | 12.5 | 15 | Yes | Yes | 2015-06-02 |  | 1
FALSE | S4QE-036KA | 2699 | 7152507 | MAYTAG | MSA4BE036KA | AC | Split System: Air-Cooled Condensing Unit, Coil with Blower | S4BE-036KA |  | C7B(A,H)MX36(C,U)-B | 12.5 | 15 | Yes | Yes | 2015-06-02 |  | 1
FALSE | S4QE-036KA | 2699 | 7152508 | MAYTAG | MSA4BE036KA | AC | Split System: Air-Cooled Condensing Unit, Coil with Blower | S4BE-036KA |  | C7B(A,H)MX36(C,U)-B | 12.5 | 15 | Yes | Yes | 2015-06-02 |  | 1
FALSE | S4QE-036KA | 2699 | 7152509 | MAYTAG | MSA4BE036KA | AC | Split System: Air-Cooled Condensing Unit, Coil with Blower | S4BE-036KA |  | C7B(A,H)MX36(C,U)-C | 12.5 | 15 | Yes | Yes | 2015-06-02 |  | 1
FALSE | S4QE-036KA | 2699 | 7152510 | MAYTAG | MSA4BE036KA | AC | Split System: Air-Cooled Condensing Unit, Coil with Blower | S4BE-036KA |  | C7B(A,H)MX36(C,U)-C | 12.5 | 15 | Yes | Yes | 2015-06-02 |  | 1
FALSE | S4QE-030KA | 2694 | 7152557 | MAYTAG | PSA4BE030KA | AC | Split System: Air-Cooled Condensing Unit, Coil with Blower | S4BE-030KA |  | C7B(A,H)MX30(C,U)-A | 12.5 | 15 | Yes | Yes | 2015-06-02 |  | 1
FALSE | S4QE-030KA | 2694 | 7152558 | MAYTAG | PSA4BE030KA | AC | Split System: Air-Cooled Condensing Unit, Coil with Blower | S4BE-030KA |  | C7B(A,H)MX30(C,U)-B | 12.5 | 15 | Yes | Yes | 2015-06-02 |  | 1
FALSE | S4QE-030KA | 2694 | 7152559 | MAYTAG | PSA4BE030KA | AC | Split System: Air-Cooled Condensing Unit, Coil with Blower | S4BE-030KA |  | C7B(A,H)MX30(C,U)-B | 12.5 | 15 | Yes | Yes | 2015-06-02 |  | 1
FALSE | S4QE-030KA | 2694 | 7152560 | MAYTAG | PSA4BE030KA | AC | Split System: Air-Cooled Condensing Unit, Coil with Blower | S4BE-030KA |  | C7B(A,H)MX30(C,U)-C | 12.5 | 15 | Yes | Yes | 2015-06-02 |  | 1
FALSE | S4QE-030KA | 2694 | 7152561 | MAYTAG | PSA4BE030KA | AC | Split System: Air-Cooled Condensing Unit, Coil with Blower | S4BE-030KA |  | C7B(A,H)MX30(C,U)-C | 12.5 | 15 | Yes | Yes | 2015-06-02 |  | 1
FALSE | S4QE-036KA | 2699 | 7152562 | MAYTAG | PSA4BE036KA | AC | Split System: Air-Cooled Condensing Unit, Coil with Blower | S4BE-036KA |  | C7B(A,H)MX36(C,U)-B | 12.5 | 15 | Yes | Yes | 2015-06-02 |  | 1
FALSE | S4QE-036KA | 2699 | 7152563 | MAYTAG | PSA4BE036KA | AC | Split System: Air-Cooled Condensing Unit, Coil with Blower | S4BE-036KA |  | C7B(A,H)MX36(C,U)-B | 12.5 | 15 | Yes | Yes | 2015-06-02 |  | 1
FALSE | S4QE-036KA | 2699 | 7152564 | MAYTAG | PSA4BE036KA | AC | Split System: Air-Cooled Condensing Unit, Coil with Blower | S4BE-036KA |  | C7B(A,H)MX36(C,U)-C | 12.5 | 15 | Yes | Yes | 2015-06-02 |  | 1
FALSE | S4QE-036KA | 2699 | 7152565 | MAYTAG | PSA4BE036KA | AC | Split System: Air-Cooled Condensing Unit, Coil with Blower | S4BE-036KA |  | C7B(A,H)MX36(C,U)-C | 12.5 | 15 | Yes | Yes | 2015-06-02 |  | 1
FALSE | S4BE-042KA | 2712 | 7152566 | MAYTAG | PSA4BE042KA | AC | Split System: Air-Cooled Condensing Unit, Coil with Blower | S4BE-042KA |  | C7B(A,H)MX42(C,U)-C | 12.5 | 15 | Yes | Yes | 2015-06-02 |  | 1
FALSE | S4BE-042KA | 2712 | 7152567 | MAYTAG | PSA4BE042KA | AC | Split System: Air-Cooled Condensing Unit, Coil with Blower | S4BE-042KA |  | C7B(A,H)MX42(C,U)-C | 12.5 | 15 | Yes | Yes | 2015-06-02 |  | 1
FALSE | S4BE-048KA | 2717 | 7152568 | MAYTAG | PSA4BE048KA | AC | Split System: Air-Cooled Condensing Unit, Coil with Blower | S4BE-048KA |  | C7B(A,H)MX48(C,U)-C | 12 | 15 | Yes | Yes | 2015-06-02 |  | 0
FALSE | S4BE-048KA | 2717 | 7152569 | MAYTAG | PSA4BE048KA | AC | Split System: Air-Cooled Condensing Unit, Coil with Blower | S4BE-048KA |  | C7B(A,H)MX48(C,U)-C | 12 | 15 | Yes | Yes | 2015-06-02 |  | 0
FALSE | S4BE-048KA | 2717 | 7152570 | MAYTAG | PSA4BE048KA | AC | Split System: Air-Cooled Condensing Unit, Coil with Blower | S4BE-048KA |  | C7B(A,H)MX48(C,U)-D | 12 | 15 | Yes | Yes | 2015-06-02 |  | 0
FALSE | S4BE-048KA | 2717 | 7152571 | MAYTAG | PSA4BE048KA | AC | Split System: Air-Cooled Condensing Unit, Coil with Blower | S4BE-048KA |  | C7B(A,H)MX48(C,U)-D | 12 | 15 | Yes | Yes | 2015-06-02 |  | 0
FALSE | S4BE-060KA | 4508 | 7152572 | MAYTAG | PSA4BE060KA | AC | Split System: Air-Cooled Condensing Unit, Coil with Blower | S4BE-060KA |  | C7B(A,H)MX60(C,U)-C | 12 | 15 | Yes | Yes | 2015-06-02 |  | 0
FALSE | S4BE-060KA | 4508 | 7152573 | MAYTAG | PSA4BE060KA | AC | Split System: Air-Cooled Condensing Unit, Coil with Blower | S4BE-060KA |  | C7B(A,H)MX60(C,U)-C | 12 | 15 | Yes | Yes | 2015-06-02 |  | 0
FALSE | S4BE-060KA | 4508 | 7152574 | MAYTAG | PSA4BE060KA | AC | Split System: Air-Cooled Condensing Unit, Coil with Blower | S4BE-060KA |  | C7B(A,H)MX60(C,U)-D | 12 | 14.5 | Yes | Yes | 2015-06-02 |  | 0
FALSE | S4BE-060KA | 4508 | 7152575 | MAYTAG | PSA4BE060KA | AC | Split System: Air-Cooled Condensing Unit, Coil with Blower | S4BE-060KA |  | C7B(A,H)MX60(C,U)-D | 12 | 14.5 | Yes | Yes | 2015-06-02 |  | 0
FALSE | S4QE-030KA | 2694 | 7152530 | MAYTAG | CSA4BE030KA | AC | Split System: Air-Cooled Condensing Unit, Coil with Blower | S4BE-030KA |  | C7B(A,H)MX30(C,U)-B | 12.5 | 15 | Yes | Yes | 2015-06-02 |  | 1
FALSE | S4QE-030KA | 2694 | 7152531 | MAYTAG | CSA4BE030KA | AC | Split System: Air-Cooled Condensing Unit, Coil with Blower | S4BE-030KA |  | C7B(A,H)MX30(C,U)-B | 12.5 | 15 | Yes | Yes | 2015-06-02 |  | 1
FALSE | S4QE-030KA | 2694 | 7152532 | MAYTAG | CSA4BE030KA | AC | Split System: Air-Cooled Condensing Unit, Coil with Blower | S4BE-030KA |  | C7B(A,H)MX30(C,U)-C | 12.5 | 15 | Yes | Yes | 2015-06-02 |  | 1
FALSE | S4QE-030KA | 2694 | 7152533 | MAYTAG | CSA4BE030KA | AC | Split System: Air-Cooled Condensing Unit, Coil with Blower | S4BE-030KA |  | C7B(A,H)MX30(C,U)-C | 12.5 | 15 | Yes | Yes | 2015-06-02 |  | 1
FALSE | S4QE-036KA | 2699 | 7152534 | MAYTAG | CSA4BE036KA | AC | Split System: Air-Cooled Condensing Unit, Coil with Blower | S4BE-036KA |  | C7B(A,H)MX36(C,U)-B | 12.5 | 15 | Yes | Yes | 2015-06-02 |  | 1
FALSE | S4QE-036KA | 2699 | 7152535 | MAYTAG | CSA4BE036KA | AC | Split System: Air-Cooled Condensing Unit, Coil with Blower | S4BE-036KA |  | C7B(A,H)MX36(C,U)-B | 12.5 | 15 | Yes | Yes | 2015-06-02 |  | 1
FALSE | S4QE-036KA | 2699 | 7152536 | MAYTAG | CSA4BE036KA | AC | Split System: Air-Cooled Condensing Unit, Coil with Blower | S4BE-036KA |  | C7B(A,H)MX36(C,U)-C | 12.5 | 15 | Yes | Yes | 2015-06-02 |  | 1
FALSE | S4QE-036KA | 2699 | 7152537 | MAYTAG | CSA4BE036KA | AC | Split System: Air-Cooled Condensing Unit, Coil with Blower | S4BE-036KA |  | C7B(A,H)MX36(C,U)-C | 12.5 | 15 | Yes | Yes | 2015-06-02 |  | 1
FALSE | S4BE-042KA | 2712 | 7152538 | MAYTAG | CSA4BE042KA | AC | Split System: Air-Cooled Condensing Unit, Coil with Blower | S4BE-042KA |  | C7B(A,H)MX42(C,U)-C | 12.5 | 15 | Yes | Yes | 2015-06-02 |  | 1
FALSE | S4BE-042KA | 2712 | 7152539 | MAYTAG | CSA4BE042KA | AC | Split System: Air-Cooled Condensing Unit, Coil with Blower | S4BE-042KA |  | C7B(A,H)MX42(C,U)-C | 12.5 | 15 | Yes | Yes | 2015-06-02 |  | 1
FALSE | S4BE-048KA | 2717 | 7152540 | MAYTAG | CSA4BE048KA | AC | Split System: Air-Cooled Condensing Unit, Coil with Blower | S4BE-048KA |  | C7B(A,H)MX48(C,U)-C | 12 | 15 | Yes | Yes | 2015-06-02 |  | 0
FALSE | S4BE-048KA | 2717 | 7152541 | MAYTAG | CSA4BE048KA | AC | Split System: Air-Cooled Condensing Unit, Coil with Blower | S4BE-048KA |  | C7B(A,H)MX48(C,U)-C | 12 | 15 | Yes | Yes | 2015-06-02 |  | 0
FALSE | S4BE-048KA | 2717 | 7152542 | MAYTAG | CSA4BE048KA | AC | Split System: Air-Cooled Condensing Unit, Coil with Blower | S4BE-048KA |  | C7B(A,H)MX48(C,U)-D | 12 | 15 | Yes | Yes | 2015-06-02 |  | 0
FALSE | S4BE-048KA | 2717 | 7152543 | MAYTAG | CSA4BE048KA | AC | Split System: Air-Cooled Condensing Unit, Coil with Blower | S4BE-048KA |  | C7B(A,H)MX48(C,U)-D | 12 | 15 | Yes | Yes | 2015-06-02 |  | 0
FALSE | S4BE-060KA | 4508 | 7152544 | MAYTAG | CSA4BE060KA | AC | Split System: Air-Cooled Condensing Unit, Coil with Blower | S4BE-060KA |  | C7B(A,H)MX60(C,U)-C | 12 | 15 | Yes | Yes | 2015-06-02 |  | 0
FALSE | S4BE-060KA | 4508 | 7152545 | MAYTAG | CSA4BE060KA | AC | Split System: Air-Cooled Condensing Unit, Coil with Blower | S4BE-060KA |  | C7B(A,H)MX60(C,U)-C | 12 | 15 | Yes | Yes | 2015-06-02 |  | 0
FALSE | S4BE-060KA | 4508 | 7152546 | MAYTAG | CSA4BE060KA | AC | Split System: Air-Cooled Condensing Unit, Coil with Blower | S4BE-060KA |  | C7B(A,H)MX60(C,U)-D | 12 | 14.5 | Yes | Yes | 2015-06-02 |  | 0
FALSE | S4BE-060KA | 4508 | 7152547 | MAYTAG | CSA4BE060KA | AC | Split System: Air-Cooled Condensing Unit, Coil with Blower | S4BE-060KA |  | C7B(A,H)MX60(C,U)-D | 12 | 14.5 | Yes | Yes | 2015-06-02 |  | 0
FALSE | S4BE-018KA | 2679 | 7152548 | MAYTAG | PSA4BE018KA | AC | Split System: Air-Cooled Condensing Unit, Coil with Blower | S4BE-018KA |  | C7B(A,H)MX24(C,U)-A | 12.5 | 15 | Yes | Yes | 2015-06-02 |  | 1
FALSE | S4BE-018KA | 2679 | 7152549 | MAYTAG | PSA4BE018KA | AC | Split System: Air-Cooled Condensing Unit, Coil with Blower | S4BE-018KA |  | C7B(A,H)MX24(C,U)-B | 12.5 | 15 | Yes | Yes | 2015-06-02 |  | 1
FALSE | S4BE-018KA | 2679 | 7152550 | MAYTAG | PSA4BE018KA | AC | Split System: Air-Cooled Condensing Unit, Coil with Blower | S4BE-018KA |  | C7B(A,H)MX24(C,U)-B | 12.5 | 15 | Yes | Yes | 2015-06-02 |  | 1
FALSE | S4QE-024KA | 2681 | 7152551 | MAYTAG | PSA4BE024KA | AC | Split System: Air-Cooled Condensing Unit, Coil with Blower | S4BE-024KA |  | C7B(A,H)MX24(C,U)-A | 12.5 | 15 | Yes | Yes | 2015-06-02 |  | 1
FALSE | S4QE-024KA | 2681 | 7152552 | MAYTAG | PSA4BE024KA | AC | Split System: Air-Cooled Condensing Unit, Coil with Blower | S4BE-024KA |  | C7B(A,H)MX24(C,U)-B | 12.5 | 15 | Yes | Yes | 2015-06-02 |  | 1
FALSE | S4QE-024KA | 2681 | 7152553 | MAYTAG | PSA4BE024KA | AC | Split System: Air-Cooled Condensing Unit, Coil with Blower | S4BE-024KA |  | C7B(A,H)MX24(C,U)-B | 12.5 | 15 | Yes | Yes | 2015-06-02 |  | 1
FALSE | S4QE-024KA | 2681 | 7152554 | MAYTAG | PSA4BE024KA | AC | Split System: Air-Cooled Condensing Unit, Coil with Blower | S4BE-024KA |  | C7B(A,H)MX30(C,U)-C | 12.5 | 15 | Yes | Yes | 2015-06-02 |  | 1
FALSE | S4QE-024KA | 2681 | 7152555 | MAYTAG | PSA4BE024KA | AC | Split System: Air-Cooled Condensing Unit, Coil with Blower | S4BE-024KA |  | C7B(A,H)MX30(C,U)-C | 12.5 | 15 | Yes | Yes | 2015-06-02 |  | 1
FALSE | S4QE-024KA | 2681 | 7152556 | MAYTAG | PSA4BE024KA | AC | Split System: Air-Cooled Condensing Unit, Coil with Blower | S4BE-024KA |  | C7B(A,H)MX30(C,U)-C | 12.5 | 15 | Yes | Yes | 2015-06-02 |  | 1
FALSE | S4BE-018KA | 2679 | 7152576 | AIRTEMP | VS4BE-018KA | AC | Split System: Air-Cooled Condensing Unit, Coil with Blower | S4BE-018KA |  | C7B(A,H)MX24(C,U)-A | 12.5 | 15 | Yes | Yes | 2015-06-02 |  | 1
FALSE | S4BE-018KA | 2679 | 7152577 | AIRTEMP | VS4BE-018KA | AC | Split System: Air-Cooled Condensing Unit, Coil with Blower | S4BE-018KA |  | C7B(A,H)MX24(C,U)-A | 12.5 | 15 | Yes | Yes | 2015-06-02 |  | 1
FALSE | S4BE-018KA | 2679 | 7152578 | AIRTEMP | VS4BE-018KA | AC | Split System: Air-Cooled Condensing Unit, Coil with Blower | S4BE-018KA |  | C7B(A,H)MX24(C,U)-B | 12.5 | 15 | Yes | Yes | 2015-06-02 |  | 1
FALSE | S4BE-018KA | 2679 | 7152579 | AIRTEMP | VS4BE-018KA | AC | Split System: Air-Cooled Condensing Unit, Coil with Blower | S4BE-018KA |  | C7B(A,H)MX24(C,U)-B | 12.5 | 15 | Yes | Yes | 2015-06-02 |  | 1
FALSE | S4QE-024KA | 2681 | 7152580 | AIRTEMP | VS4BE-024KA | AC | Split System: Air-Cooled Condensing Unit, Coil with Blower | S4BE-024KA |  | C7B(A,H)MX24(C,U)-A | 12.5 | 15 | Yes | Yes | 2015-06-02 |  | 1
FALSE | S4QE-024KA | 2681 | 7152581 | AIRTEMP | VS4BE-024KA | AC | Split System: Air-Cooled Condensing Unit, Coil with Blower | S4BE-024KA |  | C7B(A,H)MX24(C,U)-A | 12.5 | 15 | Yes | Yes | 2015-06-02 |  | 1
FALSE | S4QE-024KA | 2681 | 7152582 | AIRTEMP | VS4BE-024KA | AC | Split System: Air-Cooled Condensing Unit, Coil with Blower | S4BE-024KA |  | C7B(A,H)MX24(C,U)-B | 12.5 | 15 | Yes | Yes | 2015-06-02 |  | 1
FALSE | S4QE-024KA | 2681 | 7152583 | AIRTEMP | VS4BE-024KA | AC | Split System: Air-Cooled Condensing Unit, Coil with Blower | S4BE-024KA |  | C7B(A,H)MX24(C,U)-B | 12.5 | 15 | Yes | Yes | 2015-06-02 |  | 1
FALSE | S4QE-024KA | 2681 | 7152584 | AIRTEMP | VS4BE-024KA | AC | Split System: Air-Cooled Condensing Unit, Coil with Blower | S4BE-024KA |  | C7B(A,H)MX30(C,U)-C | 12.5 | 15 | Yes | Yes | 2015-06-02 |  | 1
FALSE | S4QE-024KA | 2681 | 7152585 | AIRTEMP | VS4BE-024KA | AC | Split System: Air-Cooled Condensing Unit, Coil with Blower | S4BE-024KA |  | C7B(A,H)MX30(C,U)-C | 12.5 | 15 | Yes | Yes | 2015-06-02 |  | 1
FALSE | S4QE-024KA | 2681 | 7152586 | AIRTEMP | VS4BE-024KA | AC | Split System: Air-Cooled Condensing Unit, Coil with Blower | S4BE-024KA |  | C7B(A,H)MX30(C,U)-C | 12.5 | 15 | Yes | Yes | 2015-06-02 |  | 1
FALSE | S4QE-030KA | 2694 | 7152587 | AIRTEMP | VS4BE-030KA | AC | Split System: Air-Cooled Condensing Unit, Coil with Blower | S4BE-030KA |  | C7B(A,H)MX30(C,U)-A | 12.5 | 15 | Yes | Yes | 2015-06-02 |  | 1
FALSE | S4QE-030KA | 2694 | 7152588 | AIRTEMP | VS4BE-030KA | AC | Split System: Air-Cooled Condensing Unit, Coil with Blower | S4BE-030KA |  | C7B(A,H)MX30(C,U)-A | 12.5 | 15 | Yes | Yes | 2015-06-02 |  | 1
FALSE | S4QE-030KA | 2694 | 7152589 | AIRTEMP | VS4BE-030KA | AC | Split System: Air-Cooled Condensing Unit, Coil with Blower | S4BE-030KA |  | C7B(A,H)MX30(C,U)-B | 12.5 | 15 | Yes | Yes | 2015-06-02 |  | 1
FALSE | S4QE-030KA | 2694 | 7152590 | AIRTEMP | VS4BE-030KA | AC | Split System: Air-Cooled Condensing Unit, Coil with Blower | S4BE-030KA |  | C7B(A,H)MX30(C,U)-B | 12.5 | 15 | Yes | Yes | 2015-06-02 |  | 1
FALSE | S4QE-030KA | 2694 | 7152591 | AIRTEMP | VS4BE-030KA | AC | Split System: Air-Cooled Condensing Unit, Coil with Blower | S4BE-030KA |  | C7B(A,H)MX30(C,U)-C | 12.5 | 15 | Yes | Yes | 2015-06-02 |  | 1
FALSE | S4QE-030KA | 2694 | 7152592 | AIRTEMP | VS4BE-030KA | AC | Split System: Air-Cooled Condensing Unit, Coil with Blower | S4BE-030KA |  | C7B(A,H)MX30(C,U)-C | 12.5 | 15 | Yes | Yes | 2015-06-02 |  | 1
FALSE | S4QE-036KA | 2699 | 7152593 | AIRTEMP | VS4BE-036KA | AC | Split System: Air-Cooled Condensing Unit, Coil with Blower | S4BE-036KA |  | C7B(A,H)MX36(C,U)-B | 12.5 | 15 | Yes | Yes | 2015-06-02 |  | 1
FALSE | S4QE-036KA | 2699 | 7152594 | AIRTEMP | VS4BE-036KA | AC | Split System: Air-Cooled Condensing Unit, Coil with Blower | S4BE-036KA |  | C7B(A,H)MX36(C,U)-B | 12.5 | 15 | Yes | Yes | 2015-06-02 |  | 1
FALSE | S4QE-036KA | 2699 | 7152595 | AIRTEMP | VS4BE-036KA | AC | Split System: Air-Cooled Condensing Unit, Coil with Blower | S4BE-036KA |  | C7B(A,H)MX36(C,U)-C | 12.5 | 15 | Yes | Yes | 2015-06-02 |  | 1
FALSE | S4QE-036KA | 2699 | 7152596 | AIRTEMP | VS4BE-036KA | AC | Split System: Air-Cooled Condensing Unit, Coil with Blower | S4BE-036KA |  | C7B(A,H)MX36(C,U)-C | 12.5 | 15 | Yes | Yes | 2015-06-02 |  | 1
FALSE | S4BE-042KA | 2712 | 7152597 | AIRTEMP | VS4BE-042KA | AC | Split System: Air-Cooled Condensing Unit, Coil with Blower | S4BE-042KA |  | C7B(A,H)MX42(C,U)-C | 12.5 | 15 | Yes | Yes | 2015-06-02 |  | 1
FALSE | S4BE-042KA | 2712 | 7152598 | AIRTEMP | VS4BE-042KA | AC | Split System: Air-Cooled Condensing Unit, Coil with Blower | S4BE-042KA |  | C7B(A,H)MX42(C,U)-C | 12.5 | 15 | Yes | Yes | 2015-06-02 |  | 1
FALSE | S4BE-048KA | 2717 | 7152599 | AIRTEMP | VS4BE-048KA | AC | Split System: Air-Cooled Condensing Unit, Coil with Blower | S4BE-048KA |  | C7B(A,H)MX48(C,U)-C | 12 | 15 | Yes | Yes | 2015-06-02 |  | 0
FALSE | S4BE-048KA | 2717 | 7152600 | AIRTEMP | VS4BE-048KA | AC | Split System: Air-Cooled Condensing Unit, Coil with Blower | S4BE-048KA |  | C7B(A,H)MX48(C,U)-C | 12 | 15 | Yes | Yes | 2015-06-02 |  | 0
FALSE | S4BE-048KA | 2717 | 7152601 | AIRTEMP | VS4BE-048KA | AC | Split System: Air-Cooled Condensing Unit, Coil with Blower | S4BE-048KA |  | C7B(A,H)MX48(C,U)-D | 12 | 15 | Yes | Yes | 2015-06-02 |  | 0
FALSE | S4BE-048KA | 2717 | 7152602 | AIRTEMP | VS4BE-048KA | AC | Split System: Air-Cooled Condensing Unit, Coil with Blower | S4BE-048KA |  | C7B(A,H)MX48(C,U)-D | 12 | 15 | Yes | Yes | 2015-06-02 |  | 0
FALSE | S4BE-060KA | 4508 | 7152603 | AIRTEMP | VS4BE-060KA | AC | Split System: Air-Cooled Condensing Unit, Coil with Blower | S4BE-060KA |  | C7B(A,H)MX60(C,U)-C | 12 | 15 | Yes | Yes | 2015-06-02 |  | 0
FALSE | S4QE-024KA | 2681 | 7152647 | NORDYNE, LLC. | ES4BE-024KA | AC | Split System: Air-Cooled Condensing Unit, Coil with Blower | S4BE-024KA |  | C7B(A,H)MX24(C,U)-B | 12.5 | 15 | Yes | Yes | 2015-06-02 |  | 1
FALSE | S4QE-024KA | 2681 | 7152648 | NORDYNE, LLC. | ES4BE-024KA | AC | Split System: Air-Cooled Condensing Unit, Coil with Blower | S4BE-024KA |  | C7B(A,H)MX30(C,U)-C | 12.5 | 15 | Yes | Yes | 2015-06-02 |  | 1
FALSE | S4QE-024KA | 2681 | 7152649 | NORDYNE, LLC. | ES4BE-024KA | AC | Split System: Air-Cooled Condensing Unit, Coil with Blower | S4BE-024KA |  | C7B(A,H)MX30(C,U)-C | 12.5 | 15 | Yes | Yes | 2015-06-02 |  | 1
FALSE | S4QE-024KA | 2681 | 7152650 | NORDYNE, LLC. | ES4BE-024KA | AC | Split System: Air-Cooled Condensing Unit, Coil with Blower | S4BE-024KA |  | C7B(A,H)MX30(C,U)-C | 12.5 | 15 | Yes | Yes | 2015-06-02 |  | 1
FALSE | S4QE-024KA | 2681 | 7152651 | NORDYNE, LLC. | ES4BE-024KA | AC | Split System: Air-Cooled Condensing Unit, Coil with Blower | S4BE-024KA |  | C7B(A,H)MX30(C,U)-C | 12.5 | 15 | Yes | Yes | 2015-06-02 |  | 1
FALSE | S4QE-030KA | 2694 | 7152652 | NORDYNE, LLC. | ES4BE-030KA | AC | Split System: Air-Cooled Condensing Unit, Coil with Blower | S4BE-030KA |  | C7B(A,H)MX30(C,U)-A | 12.5 | 15 | Yes | Yes | 2015-06-02 |  | 1
FALSE | S4QE-030KA | 2694 | 7152653 | NORDYNE, LLC. | ES4BE-030KA | AC | Split System: Air-Cooled Condensing Unit, Coil with Blower | S4BE-030KA |  | C7B(A,H)MX30(C,U)-A | 12.5 | 15 | Yes | Yes | 2015-06-02 |  | 1
FALSE | S4QE-030KA | 2694 | 7152654 | NORDYNE, LLC. | ES4BE-030KA | AC | Split System: Air-Cooled Condensing Unit, Coil with Blower | S4BE-030KA |  | C7B(A,H)MX30(C,U)-B | 12.5 | 15 | Yes | Yes | 2015-06-02 |  | 1
FALSE | S4QE-030KA | 2694 | 7152655 | NORDYNE, LLC. | ES4BE-030KA | AC | Split System: Air-Cooled Condensing Unit, Coil with Blower | S4BE-030KA |  | C7B(A,H)MX30(C,U)-B | 12.5 | 15 | Yes | Yes | 2015-06-02 |  | 1
FALSE | S4QE-030KA | 2694 | 7152656 | NORDYNE, LLC. | ES4BE-030KA | AC | Split System: Air-Cooled Condensing Unit, Coil with Blower | S4BE-030KA |  | C7B(A,H)MX30(C,U)-B | 12.5 | 15 | Yes | Yes | 2015-06-02 |  | 1
FALSE | S4QE-030KA | 2694 | 7152657 | NORDYNE, LLC. | ES4BE-030KA | AC | Split System: Air-Cooled Condensing Unit, Coil with Blower | S4BE-030KA |  | C7B(A,H)MX30(C,U)-C | 12.5 | 15 | Yes | Yes | 2015-06-02 |  | 1
FALSE | S4QE-030KA | 2694 | 7152658 | NORDYNE, LLC. | ES4BE-030KA | AC | Split System: Air-Cooled Condensing Unit, Coil with Blower | S4BE-030KA |  | C7B(A,H)MX30(C,U)-C | 12.5 | 15 | Yes | Yes | 2015-06-02 |  | 1
FALSE | S4QE-030KA | 2694 | 7152659 | NORDYNE, LLC. | ES4BE-030KA | AC | Split System: Air-Cooled Condensing Unit, Coil with Blower | S4BE-030KA |  | C7B(A,H)MX30(C,U)-C | 12.5 | 15 | Yes | Yes | 2015-06-02 |  | 1
FALSE | S4QE-036KA | 2699 | 7152660 | NORDYNE, LLC. | ES4BE-036KA | AC | Split System: Air-Cooled Condensing Unit, Coil with Blower | S4BE-036KA |  | C7B(A,H)MX36(C,U)-B | 12.5 | 15 | Yes | Yes | 2015-06-02 |  | 1
FALSE | S4QE-036KA | 2699 | 7152661 | NORDYNE, LLC. | ES4BE-036KA | AC | Split System: Air-Cooled Condensing Unit, Coil with Blower | S4BE-036KA |  | C7B(A,H)MX36(C,U)-B | 12.5 | 15 | Yes | Yes | 2015-06-02 |  | 1
FALSE | S4QE-036KA | 2699 | 7152662 | NORDYNE, LLC. | ES4BE-036KA | AC | Split System: Air-Cooled Condensing Unit, Coil with Blower | S4BE-036KA |  | C7B(A,H)MX36(C,U)-B | 12.5 | 15 | Yes | Yes | 2015-06-02 |  | 1
FALSE | S4QE-036KA | 2699 | 7152663 | NORDYNE, LLC. | ES4BE-036KA | AC | Split System: Air-Cooled Condensing Unit, Coil with Blower | S4BE-036KA |  | C7B(A,H)MX36(C,U)-C | 12.5 | 15 | Yes | Yes | 2015-06-02 |  | 1
FALSE | S4QE-036KA | 2699 | 7152664 | NORDYNE, LLC. | ES4BE-036KA | AC | Split System: Air-Cooled Condensing Unit, Coil with Blower | S4BE-036KA |  | C7B(A,H)MX36(C,U)-C | 12.5 | 15 | Yes | Yes | 2015-06-02 |  | 1
FALSE | S4QE-030KA | 2694 | 7152623 | NORDYNE, LLC. | ES4BE-030KA | AC | Split System: Air-Cooled Condensing Unit, Coil with Blower | S4BE-030KA |  | C7B(A,H)MX30(C,U)-C | 12.5 | 15 | Yes | Yes | 2015-06-02 |  | 1
FALSE | S4QE-036KA | 2699 | 7152624 | NORDYNE, LLC. | ES4BE-036KA | AC | Split System: Air-Cooled Condensing Unit, Coil with Blower | S4BE-036KA |  | C7B(A,H)MX36(C,U)-B | 12.5 | 15 | Yes | Yes | 2015-06-02 |  | 1
FALSE | S4QE-036KA | 2699 | 7152625 | NORDYNE, LLC. | ES4BE-036KA | AC | Split System: Air-Cooled Condensing Unit, Coil with Blower | S4BE-036KA |  | C7B(A,H)MX36(C,U)-B | 12.5 | 15 | Yes | Yes | 2015-06-02 |  | 1
FALSE | S4QE-036KA | 2699 | 7152626 | NORDYNE, LLC. | ES4BE-036KA | AC | Split System: Air-Cooled Condensing Unit, Coil with Blower | S4BE-036KA |  | C7B(A,H)MX36(C,U)-C | 12.5 | 15 | Yes | Yes | 2015-06-02 |  | 1
FALSE | S4QE-036KA | 2699 | 7152627 | NORDYNE, LLC. | ES4BE-036KA | AC | Split System: Air-Cooled Condensing Unit, Coil with Blower | S4BE-036KA |  | C7B(A,H)MX36(C,U)-C | 12.5 | 15 | Yes | Yes | 2015-06-02 |  | 1
FALSE | S4BE-042KA | 2712 | 7152628 | NORDYNE, LLC. | ES4BE-042KA | AC | Split System: Air-Cooled Condensing Unit, Coil with Blower | S4BE-042KA |  | C7B(A,H)MX42(C,U)-C | 12.5 | 15 | Yes | Yes | 2015-06-02 |  | 1
FALSE | S4BE-042KA | 2712 | 7152629 | NORDYNE, LLC. | ES4BE-042KA | AC | Split System: Air-Cooled Condensing Unit, Coil with Blower | S4BE-042KA |  | C7B(A,H)MX42(C,U)-C | 12.5 | 15 | Yes | Yes | 2015-06-02 |  | 1
FALSE | S4BE-048KA | 2717 | 7152630 | NORDYNE, LLC. | ES4BE-048KA | AC | Split System: Air-Cooled Condensing Unit, Coil with Blower | S4BE-048KA |  | C7B(A,H)MX48(C,U)-C | 12 | 15 | Yes | Yes | 2015-06-02 |  | 0
FALSE | S4BE-048KA | 2717 | 7152631 | NORDYNE, LLC. | ES4BE-048KA | AC | Split System: Air-Cooled Condensing Unit, Coil with Blower | S4BE-048KA |  | C7B(A,H)MX48(C,U)-C | 12 | 15 | Yes | Yes | 2015-06-02 |  | 0
FALSE | S4BE-048KA | 2717 | 7152632 | NORDYNE, LLC. | ES4BE-048KA | AC | Split System: Air-Cooled Condensing Unit, Coil with Blower | S4BE-048KA |  | C7B(A,H)MX48(C,U)-D | 12 | 15 | Yes | Yes | 2015-06-02 |  | 0
FALSE | S4BE-048KA | 2717 | 7152633 | NORDYNE, LLC. | ES4BE-048KA | AC | Split System: Air-Cooled Condensing Unit, Coil with Blower | S4BE-048KA |  | C7B(A,H)MX48(C,U)-D | 12 | 15 | Yes | Yes | 2015-06-02 |  | 0
FALSE | S4BE-060KA | 4508 | 7152634 | NORDYNE, LLC. | ES4BE-060KA | AC | Split System: Air-Cooled Condensing Unit, Coil with Blower | S4BE-060KA |  | C7B(A,H)MX60(C,U)-C | 12 | 15 | Yes | Yes | 2015-06-02 |  | 0
FALSE | S4BE-060KA | 4508 | 7152635 | NORDYNE, LLC. | ES4BE-060KA | AC | Split System: Air-Cooled Condensing Unit, Coil with Blower | S4BE-060KA |  | C7B(A,H)MX60(C,U)-C | 12 | 15 | Yes | Yes | 2015-06-02 |  | 0
FALSE | S4BE-060KA | 4508 | 7152636 | NORDYNE, LLC. | ES4BE-060KA | AC | Split System: Air-Cooled Condensing Unit, Coil with Blower | S4BE-060KA |  | C7B(A,H)MX60(C,U)-D | 12 | 14.5 | Yes | Yes | 2015-06-02 |  | 0
FALSE | S4BE-060KA | 4508 | 7152637 | NORDYNE, LLC. | ES4BE-060KA | AC | Split System: Air-Cooled Condensing Unit, Coil with Blower | S4BE-060KA |  | C7B(A,H)MX60(C,U)-D | 12 | 14.5 | Yes | Yes | 2015-06-02 |  | 0
FALSE | S4BE-018KA | 2679 | 7152638 | NORDYNE, LLC. | ES4BE-018KA | AC | Split System: Air-Cooled Condensing Unit, Coil with Blower | S4BE-018KA |  | C7B(A,H)MX24(C,U)-A | 12.5 | 15 | Yes | Yes | 2015-06-02 |  | 1
FALSE | S4BE-018KA | 2679 | 7152639 | NORDYNE, LLC. | ES4BE-018KA | AC | Split System: Air-Cooled Condensing Unit, Coil with Blower | S4BE-018KA |  | C7B(A,H)MX24(C,U)-A | 12.5 | 15 | Yes | Yes | 2015-06-02 |  | 1
FALSE | S4BE-018KA | 2679 | 7152640 | NORDYNE, LLC. | ES4BE-018KA | AC | Split System: Air-Cooled Condensing Unit, Coil with Blower | S4BE-018KA |  | C7B(A,H)MX24(C,U)-B | 12.5 | 15 | Yes | Yes | 2015-06-02 |  | 1
FALSE | S4BE-018KA | 2679 | 7152641 | NORDYNE, LLC. | ES4BE-018KA | AC | Split System: Air-Cooled Condensing Unit, Coil with Blower | S4BE-018KA |  | C7B(A,H)MX24(C,U)-B | 12.5 | 15 | Yes | Yes | 2015-06-02 |  | 1
FALSE | S4BE-018KA | 2679 | 7152642 | NORDYNE, LLC. | ES4BE-018KA | AC | Split System: Air-Cooled Condensing Unit, Coil with Blower | S4BE-018KA |  | C7B(A,H)MX24(C,U)-B | 12.5 | 15 | Yes | Yes | 2015-06-02 |  | 1
FALSE | S4QE-024KA | 2681 | 7152643 | NORDYNE, LLC. | ES4BE-024KA | AC | Split System: Air-Cooled Condensing Unit, Coil with Blower | S4BE-024KA |  | C7B(A,H)MX24(C,U)-A | 12.5 | 15 | Yes | Yes | 2015-06-02 |  | 1
FALSE | S4QE-024KA | 2681 | 7152644 | NORDYNE, LLC. | ES4BE-024KA | AC | Split System: Air-Cooled Condensing Unit, Coil with Blower | S4BE-024KA |  | C7B(A,H)MX24(C,U)-A | 12.5 | 15 | Yes | Yes | 2015-06-02 |  | 1
FALSE | S4QE-024KA | 2681 | 7152645 | NORDYNE, LLC. | ES4BE-024KA | AC | Split System: Air-Cooled Condensing Unit, Coil with Blower | S4BE-024KA |  | C7B(A,H)MX24(C,U)-B | 12.5 | 15 | Yes | Yes | 2015-06-02 |  | 1
FALSE | S4QE-024KA | 2681 | 7152646 | NORDYNE, LLC. | ES4BE-024KA | AC | Split System: Air-Cooled Condensing Unit, Coil with Blower | S4BE-024KA |  | C7B(A,H)MX24(C,U)-B | 12.5 | 15 | Yes | Yes | 2015-06-02 |  | 1
FALSE | S4QE-036KA | 2699 | 7152665 | NORDYNE, LLC. | ES4BE-036KA | AC | Split System: Air-Cooled Condensing Unit, Coil with Blower | S4BE-036KA |  | C7B(A,H)MX36(C,U)-C | 12.5 | 15 | Yes | Yes | 2015-06-02 |  | 1
FALSE | S4BE-042KA | 2712 | 7152666 | NORDYNE, LLC. | ES4BE-042KA | AC | Split System: Air-Cooled Condensing Unit, Coil with Blower | S4BE-042KA |  | C7B(A,H)MX42(C,U)-C | 12.5 | 15 | Yes | Yes | 2015-06-02 |  | 1
FALSE | S4BE-042KA | 2712 | 7152667 | NORDYNE, LLC. | ES4BE-042KA | AC | Split System: Air-Cooled Condensing Unit, Coil with Blower | S4BE-042KA |  | C7B(A,H)MX42(C,U)-C | 12.5 | 15 | Yes | Yes | 2015-06-02 |  | 1
FALSE | S4BE-042KA | 2712 | 7152668 | NORDYNE, LLC. | ES4BE-042KA | AC | Split System: Air-Cooled Condensing Unit, Coil with Blower | S4BE-042KA |  | C7B(A,H)MX42(C,U)-C | 12.5 | 15 | Yes | Yes | 2015-06-02 |  | 1
FALSE | S4BE-048KA | 2717 | 7152669 | NORDYNE, LLC. | ES4BE-048KA | AC | Split System: Air-Cooled Condensing Unit, Coil with Blower | S4BE-048KA |  | C7B(A,H)MX48(C,U)-C | 12 | 15 | Yes | Yes | 2015-06-02 |  | 0
FALSE | S4BE-048KA | 2717 | 7152670 | NORDYNE, LLC. | ES4BE-048KA | AC | Split System: Air-Cooled Condensing Unit, Coil with Blower | S4BE-048KA |  | C7B(A,H)MX48(C,U)-C | 12 | 15 | Yes | Yes | 2015-06-02 |  | 0
FALSE | S4BE-048KA | 2717 | 7152671 | NORDYNE, LLC. | ES4BE-048KA | AC | Split System: Air-Cooled Condensing Unit, Coil with Blower | S4BE-048KA |  | C7B(A,H)MX48(C,U)-C | 12 | 15 | Yes | Yes | 2015-06-02 |  | 0
FALSE | S4BE-048KA | 2717 | 7152672 | NORDYNE, LLC. | ES4BE-048KA | AC | Split System: Air-Cooled Condensing Unit, Coil with Blower | S4BE-048KA |  | C7B(A,H)MX48(C,U)-D | 12 | 15 | Yes | Yes | 2015-06-02 |  | 0
FALSE | S4BE-048KA | 2717 | 7152673 | NORDYNE, LLC. | ES4BE-048KA | AC | Split System: Air-Cooled Condensing Unit, Coil with Blower | S4BE-048KA |  | C7B(A,H)MX48(C,U)-D | 12 | 15 | Yes | Yes | 2015-06-02 |  | 0
FALSE | S4BE-048KA | 2717 | 7152674 | NORDYNE, LLC. | ES4BE-048KA | AC | Split System: Air-Cooled Condensing Unit, Coil with Blower | S4BE-048KA |  | C7B(A,H)MX48(C,U)-D | 12 | 15 | Yes | Yes | 2015-06-02 |  | 0
FALSE | S4BE-060KA | 4508 | 7152675 | NORDYNE, LLC. | ES4BE-060KA | AC | Split System: Air-Cooled Condensing Unit, Coil with Blower | S4BE-060KA |  | C7B(A,H)MX60(C,U)-C | 12 | 15 | Yes | Yes | 2015-06-02 |  | 0
FALSE | S4BE-060KA | 4508 | 7152676 | NORDYNE, LLC. | ES4BE-060KA | AC | Split System: Air-Cooled Condensing Unit, Coil with Blower | S4BE-060KA |  | C7B(A,H)MX60(C,U)-C | 12 | 15 | Yes | Yes | 2015-06-02 |  | 0
FALSE | S4BE-060KA | 4508 | 7152677 | NORDYNE, LLC. | ES4BE-060KA | AC | Split System: Air-Cooled Condensing Unit, Coil with Blower | S4BE-060KA |  | C7B(A,H)MX60(C,U)-C | 12 | 15 | Yes | Yes | 2015-06-02 |  | 0
FALSE | S4BE-060KA | 4508 | 7152678 | NORDYNE, LLC. | ES4BE-060KA | AC | Split System: Air-Cooled Condensing Unit, Coil with Blower | S4BE-060KA |  | C7B(A,H)MX60(C,U)-D | 12 | 14.5 | Yes | Yes | 2015-06-02 |  | 0
FALSE | S4BE-060KA | 4508 | 7152679 | NORDYNE, LLC. | ES4BE-060KA | AC | Split System: Air-Cooled Condensing Unit, Coil with Blower | S4BE-060KA |  | C7B(A,H)MX60(C,U)-D | 12 | 14.5 | Yes | Yes | 2015-06-02 |  | 0
FALSE | S4BE-060KA | 4508 | 7152680 | NORDYNE, LLC. | ES4BE-060KA | AC | Split System: Air-Cooled Condensing Unit, Coil with Blower | S4BE-060KA |  | C7B(A,H)MX60(C,U)-D | 12 | 14.5 | Yes | Yes | 2015-06-02 |  | 0
FALSE | S4BE-018KA | 2679 | 7152681 | NORDYNE, LLC. | FS4BE-018KA | AC | Split System: Air-Cooled Condensing Unit, Coil with Blower | S4BE-018KA |  | C7B(A,H)MX24(C,U)-A | 12.5 | 15 | Yes | Yes | 2015-06-02 |  | 1
FALSE | S4BE-018KA | 2679 | 7152682 | NORDYNE, LLC. | FS4BE-018KA | AC | Split System: Air-Cooled Condensing Unit, Coil with Blower | S4BE-018KA |  | C7B(A,H)MX24(C,U)-A | 12.5 | 15 | Yes | Yes | 2015-06-02 |  | 1
FALSE | S4BE-018KA | 2679 | 7152683 | NORDYNE, LLC. | FS4BE-018KA | AC | Split System: Air-Cooled Condensing Unit, Coil with Blower | S4BE-018KA |  | C7B(A,H)MX24(C,U)-B | 12.5 | 15 | Yes | Yes | 2015-06-02 |  | 1
FALSE | S4BE-018KA | 2679 | 7152684 | NORDYNE, LLC. | FS4BE-018KA | AC | Split System: Air-Cooled Condensing Unit, Coil with Blower | S4BE-018KA |  | C7B(A,H)MX24(C,U)-B | 12.5 | 15 | Yes | Yes | 2015-06-02 |  | 1
FALSE | S4BE-018KA | 2679 | 7152685 | NORDYNE, LLC. | FS4BE-018KA | AC | Split System: Air-Cooled Condensing Unit, Coil with Blower | S4BE-018KA |  | C7B(A,H)MX24(C,U)-B | 12.5 | 15 | Yes | Yes | 2015-06-02 |  | 1
FALSE | S4QE-024KA | 2681 | 7152686 | NORDYNE, LLC. | FS4BE-024KA | AC | Split System: Air-Cooled Condensing Unit, Coil with Blower | S4BE-024KA |  | C7B(A,H)MX24(C,U)-A | 12.5 | 15 | Yes | Yes | 2015-06-02 |  | 1
FALSE | S4QE-024KA | 2681 | 7152687 | NORDYNE, LLC. | FS4BE-024KA | AC | Split System: Air-Cooled Condensing Unit, Coil with Blower | S4BE-024KA |  | C7B(A,H)MX24(C,U)-A | 12.5 | 15 | Yes | Yes | 2015-06-02 |  | 1
FALSE | S4QE-024KA | 2681 | 7152688 | NORDYNE, LLC. | FS4BE-024KA | AC | Split System: Air-Cooled Condensing Unit, Coil with Blower | S4BE-024KA |  | C7B(A,H)MX24(C,U)-B | 12.5 | 15 | Yes | Yes | 2015-06-02 |  | 1
FALSE | S4QE-024KA | 2681 | 7152689 | NORDYNE, LLC. | FS4BE-024KA | AC | Split System: Air-Cooled Condensing Unit, Coil with Blower | S4BE-024KA |  | C7B(A,H)MX24(C,U)-B | 12.5 | 15 | Yes | Yes | 2015-06-02 |  | 1
FALSE | S4QE-024KA | 2681 | 7152690 | NORDYNE, LLC. | FS4BE-024KA | AC | Split System: Air-Cooled Condensing Unit, Coil with Blower | S4BE-024KA |  | C7B(A,H)MX24(C,U)-B | 12.5 | 15 | Yes | Yes | 2015-06-02 |  | 1
FALSE | S4QE-024KA | 2681 | 7152734 | NORDYNE, LLC. | JS4BE-024KA | AC | Split System: Air-Cooled Condensing Unit, Coil with Blower | S4BE-024KA |  | C7B(A,H)MX30(C,U)-C | 12.5 | 15 | Yes | Yes | 2015-06-02 |  | 1
FALSE | S4QE-030KA | 2694 | 7152735 | NORDYNE, LLC. | JS4BE-030KA | AC | Split System: Air-Cooled Condensing Unit, Coil with Blower | S4BE-030KA |  | C7B(A,H)MX30(C,U)-A | 12.5 | 15 | Yes | Yes | 2015-06-02 |  | 1
FALSE | S4QE-030KA | 2694 | 7152736 | NORDYNE, LLC. | JS4BE-030KA | AC | Split System: Air-Cooled Condensing Unit, Coil with Blower | S4BE-030KA |  | C7B(A,H)MX30(C,U)-A | 12.5 | 15 | Yes | Yes | 2015-06-02 |  | 1
FALSE | S4QE-030KA | 2694 | 7152737 | NORDYNE, LLC. | JS4BE-030KA | AC | Split System: Air-Cooled Condensing Unit, Coil with Blower | S4BE-030KA |  | C7B(A,H)MX30(C,U)-B | 12.5 | 15 | Yes | Yes | 2015-06-02 |  | 1
FALSE | S4QE-030KA | 2694 | 7152738 | NORDYNE, LLC. | JS4BE-030KA | AC | Split System: Air-Cooled Condensing Unit, Coil with Blower | S4BE-030KA |  | C7B(A,H)MX30(C,U)-B | 12.5 | 15 | Yes | Yes | 2015-06-02 |  | 1
FALSE | S4QE-030KA | 2694 | 7152739 | NORDYNE, LLC. | JS4BE-030KA | AC | Split System: Air-Cooled Condensing Unit, Coil with Blower | S4BE-030KA |  | C7B(A,H)MX30(C,U)-C | 12.5 | 15 | Yes | Yes | 2015-06-02 |  | 1
FALSE | S4QE-030KA | 2694 | 7152740 | NORDYNE, LLC. | JS4BE-030KA | AC | Split System: Air-Cooled Condensing Unit, Coil with Blower | S4BE-030KA |  | C7B(A,H)MX30(C,U)-C | 12.5 | 15 | Yes | Yes | 2015-06-02 |  | 1
FALSE | S4QE-036KA | 2699 | 7152741 | NORDYNE, LLC. | JS4BE-036KA | AC | Split System: Air-Cooled Condensing Unit, Coil with Blower | S4BE-036KA |  | C7B(A,H)MX36(C,U)-B | 12.5 | 15 | Yes | Yes | 2015-06-02 |  | 1
FALSE | S4QE-036KA | 2699 | 7152742 | NORDYNE, LLC. | JS4BE-036KA | AC | Split System: Air-Cooled Condensing Unit, Coil with Blower | S4BE-036KA |  | C7B(A,H)MX36(C,U)-B | 12.5 | 15 | Yes | Yes | 2015-06-02 |  | 1
FALSE | S4QE-036KA | 2699 | 7152743 | NORDYNE, LLC. | JS4BE-036KA | AC | Split System: Air-Cooled Condensing Unit, Coil with Blower | S4BE-036KA |  | C7B(A,H)MX36(C,U)-C | 12.5 | 15 | Yes | Yes | 2015-06-02 |  | 1
FALSE | S4QE-036KA | 2699 | 7152744 | NORDYNE, LLC. | JS4BE-036KA | AC | Split System: Air-Cooled Condensing Unit, Coil with Blower | S4BE-036KA |  | C7B(A,H)MX36(C,U)-C | 12.5 | 15 | Yes | Yes | 2015-06-02 |  | 1
FALSE | S4BE-042KA | 2712 | 7152745 | NORDYNE, LLC. | JS4BE-042KA | AC | Split System: Air-Cooled Condensing Unit, Coil with Blower | S4BE-042KA |  | C7B(A,H)MX42(C,U)-C | 12.5 | 15 | Yes | Yes | 2015-06-02 |  | 1
FALSE | S4BE-042KA | 2712 | 7152746 | NORDYNE, LLC. | JS4BE-042KA | AC | Split System: Air-Cooled Condensing Unit, Coil with Blower | S4BE-042KA |  | C7B(A,H)MX42(C,U)-C | 12.5 | 15 | Yes | Yes | 2015-06-02 |  | 1
FALSE | S4BE-048KA | 2717 | 7152747 | NORDYNE, LLC. | JS4BE-048KA | AC | Split System: Air-Cooled Condensing Unit, Coil with Blower | S4BE-048KA |  | C7B(A,H)MX48(C,U)-C | 12 | 15 | Yes | Yes | 2015-06-02 |  | 0
FALSE | S4BE-048KA | 2717 | 7152748 | NORDYNE, LLC. | JS4BE-048KA | AC | Split System: Air-Cooled Condensing Unit, Coil with Blower | S4BE-048KA |  | C7B(A,H)MX48(C,U)-C | 12 | 15 | Yes | Yes | 2015-06-02 |  | 0
FALSE | S4BE-048KA | 2717 | 7152749 | NORDYNE, LLC. | JS4BE-048KA | AC | Split System: Air-Cooled Condensing Unit, Coil with Blower | S4BE-048KA |  | C7B(A,H)MX48(C,U)-D | 12 | 15 | Yes | Yes | 2015-06-02 |  | 0
FALSE | S4BE-048KA | 2717 | 7152750 | NORDYNE, LLC. | JS4BE-048KA | AC | Split System: Air-Cooled Condensing Unit, Coil with Blower | S4BE-048KA |  | C7B(A,H)MX48(C,U)-D | 12 | 15 | Yes | Yes | 2015-06-02 |  | 0
FALSE | S4BE-060KA | 4508 | 7152751 | NORDYNE, LLC. | JS4BE-060KA | AC | Split System: Air-Cooled Condensing Unit, Coil with Blower | S4BE-060KA |  | C7B(A,H)MX60(C,U)-C | 12 | 15 | Yes | Yes | 2015-06-02 |  | 0
FALSE | S4BE-042KA | 2712 | 7152709 | NORDYNE, LLC. | FS4BE-042KA | AC | Split System: Air-Cooled Condensing Unit, Coil with Blower | S4BE-042KA |  | C7B(A,H)MX42(C,U)-C | 12.5 | 15 | Yes | Yes | 2015-06-02 |  | 1
FALSE | S4BE-042KA | 2712 | 7152710 | NORDYNE, LLC. | FS4BE-042KA | AC | Split System: Air-Cooled Condensing Unit, Coil with Blower | S4BE-042KA |  | C7B(A,H)MX42(C,U)-C | 12.5 | 15 | Yes | Yes | 2015-06-02 |  | 1
FALSE | S4BE-042KA | 2712 | 7152711 | NORDYNE, LLC. | FS4BE-042KA | AC | Split System: Air-Cooled Condensing Unit, Coil with Blower | S4BE-042KA |  | C7B(A,H)MX42(C,U)-C | 12.5 | 15 | Yes | Yes | 2015-06-02 |  | 1
FALSE | S4BE-048KA | 2717 | 7152712 | NORDYNE, LLC. | FS4BE-048KA | AC | Split System: Air-Cooled Condensing Unit, Coil with Blower | S4BE-048KA |  | C7B(A,H)MX48(C,U)-C | 12 | 15 | Yes | Yes | 2015-06-02 |  | 0
FALSE | S4BE-048KA | 2717 | 7152713 | NORDYNE, LLC. | FS4BE-048KA | AC | Split System: Air-Cooled Condensing Unit, Coil with Blower | S4BE-048KA |  | C7B(A,H)MX48(C,U)-C | 12 | 15 | Yes | Yes | 2015-06-02 |  | 0
FALSE | S4BE-048KA | 2717 | 7152714 | NORDYNE, LLC. | FS4BE-048KA | AC | Split System: Air-Cooled Condensing Unit, Coil with Blower | S4BE-048KA |  | C7B(A,H)MX48(C,U)-C | 12 | 15 | Yes | Yes | 2015-06-02 |  | 0
FALSE | S4BE-048KA | 2717 | 7152715 | NORDYNE, LLC. | FS4BE-048KA | AC | Split System: Air-Cooled Condensing Unit, Coil with Blower | S4BE-048KA |  | C7B(A,H)MX48(C,U)-D | 12 | 15 | Yes | Yes | 2015-06-02 |  | 0
FALSE | S4BE-048KA | 2717 | 7152716 | NORDYNE, LLC. | FS4BE-048KA | AC | Split System: Air-Cooled Condensing Unit, Coil with Blower | S4BE-048KA |  | C7B(A,H)MX48(C,U)-D | 12 | 15 | Yes | Yes | 2015-06-02 |  | 0
FALSE | S4BE-048KA | 2717 | 7152717 | NORDYNE, LLC. | FS4BE-048KA | AC | Split System: Air-Cooled Condensing Unit, Coil with Blower | S4BE-048KA |  | C7B(A,H)MX48(C,U)-D | 12 | 15 | Yes | Yes | 2015-06-02 |  | 0
FALSE | S4BE-060KA | 4508 | 7152718 | NORDYNE, LLC. | FS4BE-060KA | AC | Split System: Air-Cooled Condensing Unit, Coil with Blower | S4BE-060KA |  | C7B(A,H)MX60(C,U)-C | 12 | 15 | Yes | Yes | 2015-06-02 |  | 0
FALSE | S4BE-060KA | 4508 | 7152719 | NORDYNE, LLC. | FS4BE-060KA | AC | Split System: Air-Cooled Condensing Unit, Coil with Blower | S4BE-060KA |  | C7B(A,H)MX60(C,U)-C | 12 | 15 | Yes | Yes | 2015-06-02 |  | 0
FALSE | S4BE-060KA | 4508 | 7152720 | NORDYNE, LLC. | FS4BE-060KA | AC | Split System: Air-Cooled Condensing Unit, Coil with Blower | S4BE-060KA |  | C7B(A,H)MX60(C,U)-C | 12 | 15 | Yes | Yes | 2015-06-02 |  | 0
FALSE | S4BE-060KA | 4508 | 7152721 | NORDYNE, LLC. | FS4BE-060KA | AC | Split System: Air-Cooled Condensing Unit, Coil with Blower | S4BE-060KA |  | C7B(A,H)MX60(C,U)-D | 12 | 14.5 | Yes | Yes | 2015-06-02 |  | 0
FALSE | S4BE-060KA | 4508 | 7152722 | NORDYNE, LLC. | FS4BE-060KA | AC | Split System: Air-Cooled Condensing Unit, Coil with Blower | S4BE-060KA |  | C7B(A,H)MX60(C,U)-D | 12 | 14.5 | Yes | Yes | 2015-06-02 |  | 0
FALSE | S4BE-060KA | 4508 | 7152723 | NORDYNE, LLC. | FS4BE-060KA | AC | Split System: Air-Cooled Condensing Unit, Coil with Blower | S4BE-060KA |  | C7B(A,H)MX60(C,U)-D | 12 | 14.5 | Yes | Yes | 2015-06-02 |  | 0
FALSE | S4BE-018KA | 2679 | 7152724 | NORDYNE, LLC. | JS4BE-018KA | AC | Split System: Air-Cooled Condensing Unit, Coil with Blower | S4BE-018KA |  | C7B(A,H)MX24(C,U)-A | 12.5 | 15 | Yes | Yes | 2015-06-02 |  | 1
FALSE | S4BE-018KA | 2679 | 7152725 | NORDYNE, LLC. | JS4BE-018KA | AC | Split System: Air-Cooled Condensing Unit, Coil with Blower | S4BE-018KA |  | C7B(A,H)MX24(C,U)-A | 12.5 | 15 | Yes | Yes | 2015-06-02 |  | 1
FALSE | S4BE-018KA | 2679 | 7152726 | NORDYNE, LLC. | JS4BE-018KA | AC | Split System: Air-Cooled Condensing Unit, Coil with Blower | S4BE-018KA |  | C7B(A,H)MX24(C,U)-B | 12.5 | 15 | Yes | Yes | 2015-06-02 |  | 1
FALSE | S4BE-018KA | 2679 | 7152727 | NORDYNE, LLC. | JS4BE-018KA | AC | Split System: Air-Cooled Condensing Unit, Coil with Blower | S4BE-018KA |  | C7B(A,H)MX24(C,U)-B | 12.5 | 15 | Yes | Yes | 2015-06-02 |  | 1
FALSE | S4QE-024KA | 2681 | 7152728 | NORDYNE, LLC. | JS4BE-024KA | AC | Split System: Air-Cooled Condensing Unit, Coil with Blower | S4BE-024KA |  | C7B(A,H)MX24(C,U)-A | 12.5 | 15 | Yes | Yes | 2015-06-02 |  | 1
FALSE | S4QE-024KA | 2681 | 7152729 | NORDYNE, LLC. | JS4BE-024KA | AC | Split System: Air-Cooled Condensing Unit, Coil with Blower | S4BE-024KA |  | C7B(A,H)MX24(C,U)-A | 12.5 | 15 | Yes | Yes | 2015-06-02 |  | 1
FALSE | S4QE-024KA | 2681 | 7152730 | NORDYNE, LLC. | JS4BE-024KA | AC | Split System: Air-Cooled Condensing Unit, Coil with Blower | S4BE-024KA |  | C7B(A,H)MX24(C,U)-B | 12.5 | 15 | Yes | Yes | 2015-06-02 |  | 1
FALSE | S4QE-024KA | 2681 | 7152731 | NORDYNE, LLC. | JS4BE-024KA | AC | Split System: Air-Cooled Condensing Unit, Coil with Blower | S4BE-024KA |  | C7B(A,H)MX24(C,U)-B | 12.5 | 15 | Yes | Yes | 2015-06-02 |  | 1
FALSE | S4QE-024KA | 2681 | 7152732 | NORDYNE, LLC. | JS4BE-024KA | AC | Split System: Air-Cooled Condensing Unit, Coil with Blower | S4BE-024KA |  | C7B(A,H)MX30(C,U)-C | 12.5 | 15 | Yes | Yes | 2015-06-02 |  | 1
FALSE | S4QE-024KA | 2681 | 7152733 | NORDYNE, LLC. | JS4BE-024KA | AC | Split System: Air-Cooled Condensing Unit, Coil with Blower | S4BE-024KA |  | C7B(A,H)MX30(C,U)-C | 12.5 | 15 | Yes | Yes | 2015-06-02 |  | 1
FALSE | S4BE-060KA | 4508 | 7152752 | NORDYNE, LLC. | JS4BE-060KA | AC | Split System: Air-Cooled Condensing Unit, Coil with Blower | S4BE-060KA |  | C7B(A,H)MX60(C,U)-C | 12 | 15 | Yes | Yes | 2015-06-02 |  | 0
FALSE | S4BE-060KA | 4508 | 7152753 | NORDYNE, LLC. | JS4BE-060KA | AC | Split System: Air-Cooled Condensing Unit, Coil with Blower | S4BE-060KA |  | C7B(A,H)MX60(C,U)-D | 12 | 14.5 | Yes | Yes | 2015-06-02 |  | 0
FALSE | S4BE-060KA | 4508 | 7152754 | NORDYNE, LLC. | JS4BE-060KA | AC | Split System: Air-Cooled Condensing Unit, Coil with Blower | S4BE-060KA |  | C7B(A,H)MX60(C,U)-D | 12 | 14.5 | Yes | Yes | 2015-06-02 |  | 0
FALSE | S4BE-018KA | 2679 | 7152755 | NORDYNE, LLC. | JS4BE-018KA | AC | Split System: Air-Cooled Condensing Unit, Coil with Blower | S4BE-018KA |  | C7B(A,H)MX24(C,U)-A | 12.5 | 15 | Yes | Yes | 2015-06-02 |  | 1
FALSE | S4BE-018KA | 2679 | 7152756 | NORDYNE, LLC. | JS4BE-018KA | AC | Split System: Air-Cooled Condensing Unit, Coil with Blower | S4BE-018KA |  | C7B(A,H)MX24(C,U)-A | 12.5 | 15 | Yes | Yes | 2015-06-02 |  | 1
FALSE | S4BE-018KA | 2679 | 7152757 | NORDYNE, LLC. | JS4BE-018KA | AC | Split System: Air-Cooled Condensing Unit, Coil with Blower | S4BE-018KA |  | C7B(A,H)MX24(C,U)-B | 12.5 | 15 | Yes | Yes | 2015-06-02 |  | 1
FALSE | S4BE-018KA | 2679 | 7152758 | NORDYNE, LLC. | JS4BE-018KA | AC | Split System: Air-Cooled Condensing Unit, Coil with Blower | S4BE-018KA |  | C7B(A,H)MX24(C,U)-B | 12.5 | 15 | Yes | Yes | 2015-06-02 |  | 1
FALSE | S4BE-018KA | 2679 | 7152759 | NORDYNE, LLC. | JS4BE-018KA | AC | Split System: Air-Cooled Condensing Unit, Coil with Blower | S4BE-018KA |  | C7B(A,H)MX24(C,U)-B | 12.5 | 15 | Yes | Yes | 2015-06-02 |  | 1
FALSE | S4QE-024KA | 2681 | 7152760 | NORDYNE, LLC. | JS4BE-024KA | AC | Split System: Air-Cooled Condensing Unit, Coil with Blower | S4BE-024KA |  | C7B(A,H)MX24(C,U)-A | 12.5 | 15 | Yes | Yes | 2015-06-02 |  | 1
FALSE | S4QE-024KA | 2681 | 7152761 | NORDYNE, LLC. | JS4BE-024KA | AC | Split System: Air-Cooled Condensing Unit, Coil with Blower | S4BE-024KA |  | C7B(A,H)MX24(C,U)-A | 12.5 | 15 | Yes | Yes | 2015-06-02 |  | 1
FALSE | S4QE-024KA | 2681 | 7152762 | NORDYNE, LLC. | JS4BE-024KA | AC | Split System: Air-Cooled Condensing Unit, Coil with Blower | S4BE-024KA |  | C7B(A,H)MX24(C,U)-B | 12.5 | 15 | Yes | Yes | 2015-06-02 |  | 1
FALSE | S4QE-024KA | 2681 | 7152763 | NORDYNE, LLC. | JS4BE-024KA | AC | Split System: Air-Cooled Condensing Unit, Coil with Blower | S4BE-024KA |  | C7B(A,H)MX24(C,U)-B | 12.5 | 15 | Yes | Yes | 2015-06-02 |  | 1
FALSE | S4QE-024KA | 2681 | 7152764 | NORDYNE, LLC. | JS4BE-024KA | AC | Split System: Air-Cooled Condensing Unit, Coil with Blower | S4BE-024KA |  | C7B(A,H)MX24(C,U)-B | 12.5 | 15 | Yes | Yes | 2015-06-02 |  | 1
FALSE | S4QE-024KA | 2681 | 7152765 | NORDYNE, LLC. | JS4BE-024KA | AC | Split System: Air-Cooled Condensing Unit, Coil with Blower | S4BE-024KA |  | C7B(A,H)MX30(C,U)-C | 12.5 | 15 | Yes | Yes | 2015-06-02 |  | 1
FALSE | S4QE-024KA | 2681 | 7152766 | NORDYNE, LLC. | JS4BE-024KA | AC | Split System: Air-Cooled Condensing Unit, Coil with Blower | S4BE-024KA |  | C7B(A,H)MX30(C,U)-C | 12.5 | 15 | Yes | Yes | 2015-06-02 |  | 1
FALSE | S4QE-024KA | 2681 | 7152767 | NORDYNE, LLC. | JS4BE-024KA | AC | Split System: Air-Cooled Condensing Unit, Coil with Blower | S4BE-024KA |  | C7B(A,H)MX30(C,U)-C | 12.5 | 15 | Yes | Yes | 2015-06-02 |  | 1
FALSE | S4QE-024KA | 2681 | 7152768 | NORDYNE, LLC. | JS4BE-024KA | AC | Split System: Air-Cooled Condensing Unit, Coil with Blower | S4BE-024KA |  | C7B(A,H)MX30(C,U)-C | 12.5 | 15 | Yes | Yes | 2015-06-02 |  | 1
FALSE | S4QE-030KA | 2694 | 7152769 | NORDYNE, LLC. | JS4BE-030KA | AC | Split System: Air-Cooled Condensing Unit, Coil with Blower | S4BE-030KA |  | C7B(A,H)MX30(C,U)-A | 12.5 | 15 | Yes | Yes | 2015-06-02 |  | 1
FALSE | S4QE-030KA | 2694 | 7152770 | NORDYNE, LLC. | JS4BE-030KA | AC | Split System: Air-Cooled Condensing Unit, Coil with Blower | S4BE-030KA |  | C7B(A,H)MX30(C,U)-A | 12.5 | 15 | Yes | Yes | 2015-06-02 |  | 1
FALSE | S4QE-030KA | 2694 | 7152771 | NORDYNE, LLC. | JS4BE-030KA | AC | Split System: Air-Cooled Condensing Unit, Coil with Blower | S4BE-030KA |  | C7B(A,H)MX30(C,U)-B | 12.5 | 15 | Yes | Yes | 2015-06-02 |  | 1
FALSE | S4QE-030KA | 2694 | 7152772 | NORDYNE, LLC. | JS4BE-030KA | AC | Split System: Air-Cooled Condensing Unit, Coil with Blower | S4BE-030KA |  | C7B(A,H)MX30(C,U)-B | 12.5 | 15 | Yes | Yes | 2015-06-02 |  | 1
FALSE | S4QE-030KA | 2694 | 7152773 | NORDYNE, LLC. | JS4BE-030KA | AC | Split System: Air-Cooled Condensing Unit, Coil with Blower | S4BE-030KA |  | C7B(A,H)MX30(C,U)-B | 12.5 | 15 | Yes | Yes | 2015-06-02 |  | 1
FALSE | S4QE-030KA | 2694 | 7152774 | NORDYNE, LLC. | JS4BE-030KA | AC | Split System: Air-Cooled Condensing Unit, Coil with Blower | S4BE-030KA |  | C7B(A,H)MX30(C,U)-C | 12.5 | 15 | Yes | Yes | 2015-06-02 |  | 1
FALSE | S4QE-030KA | 2694 | 7152775 | NORDYNE, LLC. | JS4BE-030KA | AC | Split System: Air-Cooled Condensing Unit, Coil with Blower | S4BE-030KA |  | C7B(A,H)MX30(C,U)-C | 12.5 | 15 | Yes | Yes | 2015-06-02 |  | 1
FALSE | S4QE-030KA | 2694 | 7152776 | NORDYNE, LLC. | JS4BE-030KA | AC | Split System: Air-Cooled Condensing Unit, Coil with Blower | S4BE-030KA |  | C7B(A,H)MX30(C,U)-C | 12.5 | 15 | Yes | Yes | 2015-06-02 |  | 1
FALSE | S4QE-036KA | 2699 | 7152777 | NORDYNE, LLC. | JS4BE-036KA | AC | Split System: Air-Cooled Condensing Unit, Coil with Blower | S4BE-036KA |  | C7B(A,H)MX36(C,U)-B | 12.5 | 15 | Yes | Yes | 2015-06-02 |  | 1
FALSE | S6QF-048K | 4466 | 7152823 | GIBSON | JS6BF-048K | AC | Split System: Air-Cooled Condensing Unit, Coil with Blower | S6BF-048K |  | C7B(A,H)MX48(C,U)-D | 13 | 16 | Yes | Yes | 2015-06-02 |  | 2
FALSE | S6QF-048K | 4466 | 7152824 | GIBSON | JS6BF-048K | AC | Split System: Air-Cooled Condensing Unit, Coil with Blower | S6BF-048K |  | C7B(A,H)MX48(C,U)-D | 13 | 16 | Yes | Yes | 2015-06-02 |  | 2
FALSE | S6BF-024K | 2682 | 7152825 | PHILCO | JS6BF-024K | AC | Split System: Air-Cooled Condensing Unit, Coil with Blower | S6BF-024K |  | C7B(A,H)MX24(C,U)-A | 13 | 16 | Yes | Yes | 2015-06-02 |  | 2
FALSE | S6BF-024K | 2682 | 7152826 | PHILCO | JS6BF-024K | AC | Split System: Air-Cooled Condensing Unit, Coil with Blower | S6BF-024K |  | C7B(A,H)MX24(C,U)-A | 13 | 16 | Yes | Yes | 2015-06-02 |  | 2
FALSE | S6BF-024K | 2682 | 7152827 | PHILCO | JS6BF-024K | AC | Split System: Air-Cooled Condensing Unit, Coil with Blower | S6BF-024K |  | C7B(A,H)MX24(C,U)-B | 13 | 16 | Yes | Yes | 2015-06-02 |  | 2
FALSE | S6BF-024K | 2682 | 7152828 | PHILCO | JS6BF-024K | AC | Split System: Air-Cooled Condensing Unit, Coil with Blower | S6BF-024K |  | C7B(A,H)MX24(C,U)-B | 13 | 16 | Yes | Yes | 2015-06-02 |  | 2
FALSE | S6BF-024K | 2682 | 7152829 | PHILCO | JS6BF-024K | AC | Split System: Air-Cooled Condensing Unit, Coil with Blower | S6BF-024K |  | C7B(A,H)MX24(C,U)-B | 13 | 16 | Yes | Yes | 2015-06-02 |  | 2
FALSE | S6BF-030K | 2690 | 7152830 | PHILCO | JS6BF-030K | AC | Split System: Air-Cooled Condensing Unit, Coil with Blower | S6BF-030K |  | C7B(A,H)MX30(C,U)-A | 12.5 | 15 | Yes | Yes | 2015-06-02 |  | 1
FALSE | S6BF-030K | 2690 | 7152831 | PHILCO | JS6BF-030K | AC | Split System: Air-Cooled Condensing Unit, Coil with Blower | S6BF-030K |  | C7B(A,H)MX30(C,U)-B | 12.5 | 15 | Yes | Yes | 2015-06-02 |  | 1
FALSE | S6BF-030K | 2690 | 7152832 | PHILCO | JS6BF-030K | AC | Split System: Air-Cooled Condensing Unit, Coil with Blower | S6BF-030K |  | C7B(A,H)MX30(C,U)-B | 12.5 | 15 | Yes | Yes | 2015-06-02 |  | 1
FALSE | S6BF-030K | 2690 | 7152833 | PHILCO | JS6BF-030K | AC | Split System: Air-Cooled Condensing Unit, Coil with Blower | S6BF-030K |  | C7B(A,H)MX30(C,U)-B | 12.5 | 15 | Yes | Yes | 2015-06-02 |  | 1
FALSE | S6BF-030K | 2690 | 7152834 | PHILCO | JS6BF-030K | AC | Split System: Air-Cooled Condensing Unit, Coil with Blower | S6BF-030K |  | C7B(A,H)MX30(C,U)-C | 12.5 | 15 | Yes | Yes | 2015-06-02 |  | 1
FALSE | S6BF-030K | 2690 | 7152835 | PHILCO | JS6BF-030K | AC | Split System: Air-Cooled Condensing Unit, Coil with Blower | S6BF-030K |  | C7B(A,H)MX30(C,U)-C | 12.5 | 15 | Yes | Yes | 2015-06-02 |  | 1
FALSE | S6BF-030K | 2690 | 7152836 | PHILCO | JS6BF-030K | AC | Split System: Air-Cooled Condensing Unit, Coil with Blower | S6BF-030K |  | C7B(A,H)MX30(C,U)-C | 12.5 | 15 | Yes | Yes | 2015-06-02 |  | 1
FALSE | S6BF-036K | 2702 | 7152837 | PHILCO | JS6BF-036K | AC | Split System: Air-Cooled Condensing Unit, Coil with Blower | S6BF-036K |  | C7B(A,H)MX36(C,U)-B | 13 | 16 | Yes | Yes | 2015-06-02 |  | 2
FALSE | S6BF-036K | 2702 | 7152838 | PHILCO | JS6BF-036K | AC | Split System: Air-Cooled Condensing Unit, Coil with Blower | S6BF-036K |  | C7B(A,H)MX36(C,U)-B | 13 | 16 | Yes | Yes | 2015-06-02 |  | 2
FALSE | S6BF-036K | 2702 | 7152839 | PHILCO | JS6BF-036K | AC | Split System: Air-Cooled Condensing Unit, Coil with Blower | S6BF-036K |  | C7B(A,H)MX36(C,U)-B | 13 | 16 | Yes | Yes | 2015-06-02 |  | 2
FALSE | S6BF-036K | 2702 | 7152840 | PHILCO | JS6BF-036K | AC | Split System: Air-Cooled Condensing Unit, Coil with Blower | S6BF-036K |  | C7B(A,H)MX36(C,U)-C | 13 | 16 | Yes | Yes | 2015-06-02 |  | 2
FALSE | S6BF-036K | 2702 | 7152841 | PHILCO | JS6BF-036K | AC | Split System: Air-Cooled Condensing Unit, Coil with Blower | S6BF-036K |  | C7B(A,H)MX36(C,U)-C | 13 | 16 | Yes | Yes | 2015-06-02 |  | 2
FALSE | S4BE-060KA | 4508 | 7152796 | NORDYNE, LLC. | JS4BE-060KA | AC | Split System: Air-Cooled Condensing Unit, Coil with Blower | S4BE-060KA |  | C7B(A,H)MX60(C,U)-D | 12 | 14.5 | Yes | Yes | 2015-06-02 |  | 0
FALSE | S4BE-060KA | 4508 | 7152797 | NORDYNE, LLC. | JS4BE-060KA | AC | Split System: Air-Cooled Condensing Unit, Coil with Blower | S4BE-060KA |  | C7B(A,H)MX60(C,U)-D | 12 | 14.5 | Yes | Yes | 2015-06-02 |  | 0
FALSE | S6BF-024K | 2682 | 7152798 | GIBSON | JS6BF-024K | AC | Split System: Air-Cooled Condensing Unit, Coil with Blower | S6BF-024K |  | C7B(A,H)MX24(C,U)-A | 13 | 16 | Yes | Yes | 2015-06-02 |  | 2
FALSE | S6BF-024K | 2682 | 7152799 | GIBSON | JS6BF-024K | AC | Split System: Air-Cooled Condensing Unit, Coil with Blower | S6BF-024K |  | C7B(A,H)MX24(C,U)-A | 13 | 16 | Yes | Yes | 2015-06-02 |  | 2
FALSE | S6BF-024K | 2682 | 7152800 | GIBSON | JS6BF-024K | AC | Split System: Air-Cooled Condensing Unit, Coil with Blower | S6BF-024K |  | C7B(A,H)MX24(C,U)-B | 13 | 16 | Yes | Yes | 2015-06-02 |  | 2
FALSE | S6BF-024K | 2682 | 7152801 | GIBSON | JS6BF-024K | AC | Split System: Air-Cooled Condensing Unit, Coil with Blower | S6BF-024K |  | C7B(A,H)MX24(C,U)-B | 13 | 16 | Yes | Yes | 2015-06-02 |  | 2
FALSE | S6BF-024K | 2682 | 7152802 | GIBSON | JS6BF-024K | AC | Split System: Air-Cooled Condensing Unit, Coil with Blower | S6BF-024K |  | C7B(A,H)MX24(C,U)-B | 13 | 16 | Yes | Yes | 2015-06-02 |  | 2
FALSE | S6BF-030K | 2690 | 7152803 | GIBSON | JS6BF-030K | AC | Split System: Air-Cooled Condensing Unit, Coil with Blower | S6BF-030K |  | C7B(A,H)MX30(C,U)-A | 12.5 | 15 | Yes | Yes | 2015-06-02 |  | 1
FALSE | S6BF-030K | 2690 | 7152804 | GIBSON | JS6BF-030K | AC | Split System: Air-Cooled Condensing Unit, Coil with Blower | S6BF-030K |  | C7B(A,H)MX30(C,U)-B | 12.5 | 15 | Yes | Yes | 2015-06-02 |  | 1
FALSE | S6BF-030K | 2690 | 7152805 | GIBSON | JS6BF-030K | AC | Split System: Air-Cooled Condensing Unit, Coil with Blower | S6BF-030K |  | C7B(A,H)MX30(C,U)-B | 12.5 | 15 | Yes | Yes | 2015-06-02 |  | 1
FALSE | S6BF-030K | 2690 | 7152806 | GIBSON | JS6BF-030K | AC | Split System: Air-Cooled Condensing Unit, Coil with Blower | S6BF-030K |  | C7B(A,H)MX30(C,U)-B | 12.5 | 15 | Yes | Yes | 2015-06-02 |  | 1
FALSE | S6BF-030K | 2690 | 7152807 | GIBSON | JS6BF-030K | AC | Split System: Air-Cooled Condensing Unit, Coil with Blower | S6BF-030K |  | C7B(A,H)MX30(C,U)-C | 12.5 | 15 | Yes | Yes | 2015-06-02 |  | 1
FALSE | S6BF-030K | 2690 | 7152808 | GIBSON | JS6BF-030K | AC | Split System: Air-Cooled Condensing Unit, Coil with Blower | S6BF-030K |  | C7B(A,H)MX30(C,U)-C | 12.5 | 15 | Yes | Yes | 2015-06-02 |  | 1
FALSE | S6BF-030K | 2690 | 7152809 | GIBSON | JS6BF-030K | AC | Split System: Air-Cooled Condensing Unit, Coil with Blower | S6BF-030K |  | C7B(A,H)MX30(C,U)-C | 12.5 | 15 | Yes | Yes | 2015-06-02 |  | 1
FALSE | S6BF-036K | 2702 | 7152810 | GIBSON | JS6BF-036K | AC | Split System: Air-Cooled Condensing Unit, Coil with Blower | S6BF-036K |  | C7B(A,H)MX36(C,U)-B | 13 | 16 | Yes | Yes | 2015-06-02 |  | 2
FALSE | S6BF-036K | 2702 | 7152811 | GIBSON | JS6BF-036K | AC | Split System: Air-Cooled Condensing Unit, Coil with Blower | S6BF-036K |  | C7B(A,H)MX36(C,U)-B | 13 | 16 | Yes | Yes | 2015-06-02 |  | 2
FALSE | S6BF-036K | 2702 | 7152812 | GIBSON | JS6BF-036K | AC | Split System: Air-Cooled Condensing Unit, Coil with Blower | S6BF-036K |  | C7B(A,H)MX36(C,U)-B | 13 | 16 | Yes | Yes | 2015-06-02 |  | 2
FALSE | S6BF-036K | 2702 | 7152813 | GIBSON | JS6BF-036K | AC | Split System: Air-Cooled Condensing Unit, Coil with Blower | S6BF-036K |  | C7B(A,H)MX36(C,U)-C | 13 | 16 | Yes | Yes | 2015-06-02 |  | 2
FALSE | S6BF-036K | 2702 | 7152814 | GIBSON | JS6BF-036K | AC | Split System: Air-Cooled Condensing Unit, Coil with Blower | S6BF-036K |  | C7B(A,H)MX36(C,U)-C | 13 | 16 | Yes | Yes | 2015-06-02 |  | 2
FALSE | S6BF-036K | 2702 | 7152815 | GIBSON | JS6BF-036K | AC | Split System: Air-Cooled Condensing Unit, Coil with Blower | S6BF-036K |  | C7B(A,H)MX36(C,U)-C | 13 | 16 | Yes | Yes | 2015-06-02 |  | 2
FALSE | S6QF-042K | 4506 | 7152816 | GIBSON | JS6BF-042K | AC | Split System: Air-Cooled Condensing Unit, Coil with Blower | S6BF-042K |  | C7B(A,H)MX42(C,U)-C | 13 | 16 | Yes | Yes | 2015-06-02 |  | 2
FALSE | S6QF-042K | 4506 | 7152817 | GIBSON | JS6BF-042K | AC | Split System: Air-Cooled Condensing Unit, Coil with Blower | S6BF-042K |  | C7B(A,H)MX42(C,U)-C | 13 | 16 | Yes | Yes | 2015-06-02 |  | 2
FALSE | S6QF-042K | 4506 | 7152818 | GIBSON | JS6BF-042K | AC | Split System: Air-Cooled Condensing Unit, Coil with Blower | S6BF-042K |  | C7B(A,H)MX42(C,U)-C | 13 | 16 | Yes | Yes | 2015-06-02 |  | 2
FALSE | S6QF-048K | 4466 | 7152819 | GIBSON | JS6BF-048K | AC | Split System: Air-Cooled Condensing Unit, Coil with Blower | S6BF-048K |  | C7B(A,H)MX48(C,U)-C | 13 | 16 | Yes | Yes | 2015-06-02 |  | 2
FALSE | S6QF-048K | 4466 | 7152820 | GIBSON | JS6BF-048K | AC | Split System: Air-Cooled Condensing Unit, Coil with Blower | S6BF-048K |  | C7B(A,H)MX48(C,U)-C | 13 | 16 | Yes | Yes | 2015-06-02 |  | 2
FALSE | S6QF-048K | 4466 | 7152821 | GIBSON | JS6BF-048K | AC | Split System: Air-Cooled Condensing Unit, Coil with Blower | S6BF-048K |  | C7B(A,H)MX48(C,U)-C | 13 | 16 | Yes | Yes | 2015-06-02 |  | 2
FALSE | S6QF-048K | 4466 | 7152822 | GIBSON | JS6BF-048K | AC | Split System: Air-Cooled Condensing Unit, Coil with Blower | S6BF-048K |  | C7B(A,H)MX48(C,U)-D | 13 | 16 | Yes | Yes | 2015-06-02 |  | 2
FALSE | S6BF-036K | 2702 | 7152842 | PHILCO | JS6BF-036K | AC | Split System: Air-Cooled Condensing Unit, Coil with Blower | S6BF-036K |  | C7B(A,H)MX36(C,U)-C | 13 | 16 | Yes | Yes | 2015-06-02 |  | 2
FALSE | S6QF-042K | 4506 | 7152843 | PHILCO | JS6BF-042K | AC | Split System: Air-Cooled Condensing Unit, Coil with Blower | S6BF-042K |  | C7B(A,H)MX42(C,U)-C | 13 | 16 | Yes | Yes | 2015-06-02 |  | 2
FALSE | S6QF-042K | 4506 | 7152844 | PHILCO | JS6BF-042K | AC | Split System: Air-Cooled Condensing Unit, Coil with Blower | S6BF-042K |  | C7B(A,H)MX42(C,U)-C | 13 | 16 | Yes | Yes | 2015-06-02 |  | 2
FALSE | S6QF-042K | 4506 | 7152845 | PHILCO | JS6BF-042K | AC | Split System: Air-Cooled Condensing Unit, Coil with Blower | S6BF-042K |  | C7B(A,H)MX42(C,U)-C | 13 | 16 | Yes | Yes | 2015-06-02 |  | 2
FALSE | S6QF-048K | 4466 | 7152846 | PHILCO | JS6BF-048K | AC | Split System: Air-Cooled Condensing Unit, Coil with Blower | S6BF-048K |  | C7B(A,H)MX48(C,U)-C | 13 | 16 | Yes | Yes | 2015-06-02 |  | 2
FALSE | S6QF-048K | 4466 | 7152847 | PHILCO | JS6BF-048K | AC | Split System: Air-Cooled Condensing Unit, Coil with Blower | S6BF-048K |  | C7B(A,H)MX48(C,U)-C | 13 | 16 | Yes | Yes | 2015-06-02 |  | 2
FALSE | S6QF-048K | 4466 | 7152848 | PHILCO | JS6BF-048K | AC | Split System: Air-Cooled Condensing Unit, Coil with Blower | S6BF-048K |  | C7B(A,H)MX48(C,U)-C | 13 | 16 | Yes | Yes | 2015-06-02 |  | 2
FALSE | S6QF-048K | 4466 | 7152849 | PHILCO | JS6BF-048K | AC | Split System: Air-Cooled Condensing Unit, Coil with Blower | S6BF-048K |  | C7B(A,H)MX48(C,U)-D | 13 | 16 | Yes | Yes | 2015-06-02 |  | 2
FALSE | S6QF-048K | 4466 | 7152850 | PHILCO | JS6BF-048K | AC | Split System: Air-Cooled Condensing Unit, Coil with Blower | S6BF-048K |  | C7B(A,H)MX48(C,U)-D | 13 | 16 | Yes | Yes | 2015-06-02 |  | 2
FALSE | S6QF-048K | 4466 | 7152851 | PHILCO | JS6BF-048K | AC | Split System: Air-Cooled Condensing Unit, Coil with Blower | S6BF-048K |  | C7B(A,H)MX48(C,U)-D | 13 | 16 | Yes | Yes | 2015-06-02 |  | 2
FALSE | S6BF-024K | 2682 | 7152852 | KELVINATOR | JS6BF-024K | AC | Split System: Air-Cooled Condensing Unit, Coil with Blower | S6BF-024K |  | C7B(A,H)MX24(C,U)-A | 13 | 16 | Yes | Yes | 2015-06-02 |  | 2
FALSE | S6BF-024K | 2682 | 7152853 | KELVINATOR | JS6BF-024K | AC | Split System: Air-Cooled Condensing Unit, Coil with Blower | S6BF-024K |  | C7B(A,H)MX24(C,U)-A | 13 | 16 | Yes | Yes | 2015-06-02 |  | 2
FALSE | S6BF-024K | 2682 | 7152854 | KELVINATOR | JS6BF-024K | AC | Split System: Air-Cooled Condensing Unit, Coil with Blower | S6BF-024K |  | C7B(A,H)MX24(C,U)-B | 13 | 16 | Yes | Yes | 2015-06-02 |  | 2
FALSE | S6BF-024K | 2682 | 7152855 | KELVINATOR | JS6BF-024K | AC | Split System: Air-Cooled Condensing Unit, Coil with Blower | S6BF-024K |  | C7B(A,H)MX24(C,U)-B | 13 | 16 | Yes | Yes | 2015-06-02 |  | 2
FALSE | S6BF-024K | 2682 | 7152856 | KELVINATOR | JS6BF-024K | AC | Split System: Air-Cooled Condensing Unit, Coil with Blower | S6BF-024K |  | C7B(A,H)MX24(C,U)-B | 13 | 16 | Yes | Yes | 2015-06-02 |  | 2
FALSE | S6BF-030K | 2690 | 7152857 | KELVINATOR | JS6BF-030K | AC | Split System: Air-Cooled Condensing Unit, Coil with Blower | S6BF-030K |  | C7B(A,H)MX30(C,U)-A | 12.5 | 15 | Yes | Yes | 2015-06-02 |  | 1
FALSE | S6BF-030K | 2690 | 7152858 | KELVINATOR | JS6BF-030K | AC | Split System: Air-Cooled Condensing Unit, Coil with Blower | S6BF-030K |  | C7B(A,H)MX30(C,U)-B | 12.5 | 15 | Yes | Yes | 2015-06-02 |  | 1
FALSE | S6BF-030K | 2690 | 7152859 | KELVINATOR | JS6BF-030K | AC | Split System: Air-Cooled Condensing Unit, Coil with Blower | S6BF-030K |  | C7B(A,H)MX30(C,U)-B | 12.5 | 15 | Yes | Yes | 2015-06-02 |  | 1
FALSE | S6BF-030K | 2690 | 7152860 | KELVINATOR | JS6BF-030K | AC | Split System: Air-Cooled Condensing Unit, Coil with Blower | S6BF-030K |  | C7B(A,H)MX30(C,U)-B | 12.5 | 15 | Yes | Yes | 2015-06-02 |  | 1
FALSE | S6BF-030K | 2690 | 7152861 | KELVINATOR | JS6BF-030K | AC | Split System: Air-Cooled Condensing Unit, Coil with Blower | S6BF-030K |  | C7B(A,H)MX30(C,U)-C | 12.5 | 15 | Yes | Yes | 2015-06-02 |  | 1
FALSE | S6BF-030K | 2690 | 7152862 | KELVINATOR | JS6BF-030K | AC | Split System: Air-Cooled Condensing Unit, Coil with Blower | S6BF-030K |  | C7B(A,H)MX30(C,U)-C | 12.5 | 15 | Yes | Yes | 2015-06-02 |  | 1
FALSE | S6BF-030K | 2690 | 7152863 | KELVINATOR | JS6BF-030K | AC | Split System: Air-Cooled Condensing Unit, Coil with Blower | S6BF-030K |  | C7B(A,H)MX30(C,U)-C | 12.5 | 15 | Yes | Yes | 2015-06-02 |  | 1
FALSE | S6BF-036K | 2702 | 7152864 | KELVINATOR | JS6BF-036K | AC | Split System: Air-Cooled Condensing Unit, Coil with Blower | S6BF-036K |  | C7B(A,H)MX36(C,U)-B | 13 | 16 | Yes | Yes | 2015-06-02 |  | 2
FALSE | S6BF-036K | 2702 | 7152865 | KELVINATOR | JS6BF-036K | AC | Split System: Air-Cooled Condensing Unit, Coil with Blower | S6BF-036K |  | C7B(A,H)MX36(C,U)-B | 13 | 16 | Yes | Yes | 2015-06-02 |  | 2
FALSE | S6BF-036K | 2702 | 7152866 | KELVINATOR | JS6BF-036K | AC | Split System: Air-Cooled Condensing Unit, Coil with Blower | S6BF-036K |  | C7B(A,H)MX36(C,U)-B | 13 | 16 | Yes | Yes | 2015-06-02 |  | 2
FALSE | S6BF-036K | 2702 | 7152867 | KELVINATOR | JS6BF-036K | AC | Split System: Air-Cooled Condensing Unit, Coil with Blower | S6BF-036K |  | C7B(A,H)MX36(C,U)-C | 13 | 16 | Yes | Yes | 2015-06-02 |  | 2
FALSE | S6BF-036K | 2702 | 7152868 | KELVINATOR | JS6BF-036K | AC | Split System: Air-Cooled Condensing Unit, Coil with Blower | S6BF-036K |  | C7B(A,H)MX36(C,U)-C | 13 | 16 | Yes | Yes | 2015-06-02 |  | 2
FALSE | S6BF-036K | 2702 | 7152869 | KELVINATOR | JS6BF-036K | AC | Split System: Air-Cooled Condensing Unit, Coil with Blower | S6BF-036K |  | C7B(A,H)MX36(C,U)-C | 13 | 16 | Yes | Yes | 2015-06-02 |  | 2
FALSE | S6BF-036K | 2702 | 7152916 | GIBSON | JS6BF-036K | AC | Split System: Air-Cooled Condensing Unit, Coil with Blower | S6BF-036K |  | C7B(A,H)MX36(C,U)-B | 13 | 16 | Yes | Yes | 2015-06-02 |  | 2
FALSE | S6BF-036K | 2702 | 7152917 | GIBSON | JS6BF-036K | AC | Split System: Air-Cooled Condensing Unit, Coil with Blower | S6BF-036K |  | C7B(A,H)MX36(C,U)-C | 13 | 16 | Yes | Yes | 2015-06-02 |  | 2
FALSE | S6BF-036K | 2702 | 7152918 | GIBSON | JS6BF-036K | AC | Split System: Air-Cooled Condensing Unit, Coil with Blower | S6BF-036K |  | C7B(A,H)MX36(C,U)-C | 13 | 16 | Yes | Yes | 2015-06-02 |  | 2
FALSE | S6QF-042K | 4506 | 7152919 | GIBSON | JS6BF-042K | AC | Split System: Air-Cooled Condensing Unit, Coil with Blower | S6BF-042K |  | C7B(A,H)MX42(C,U)-C | 13 | 16 | Yes | Yes | 2015-06-02 |  | 2
FALSE | S6QF-042K | 4506 | 7152920 | GIBSON | JS6BF-042K | AC | Split System: Air-Cooled Condensing Unit, Coil with Blower | S6BF-042K |  | C7B(A,H)MX42(C,U)-C | 13 | 16 | Yes | Yes | 2015-06-02 |  | 2
FALSE | S6QF-048K | 4466 | 7152921 | GIBSON | JS6BF-048K | AC | Split System: Air-Cooled Condensing Unit, Coil with Blower | S6BF-048K |  | C7B(A,H)MX48(C,U)-C | 13 | 16 | Yes | Yes | 2015-06-02 |  | 2
FALSE | S6QF-048K | 4466 | 7152922 | GIBSON | JS6BF-048K | AC | Split System: Air-Cooled Condensing Unit, Coil with Blower | S6BF-048K |  | C7B(A,H)MX48(C,U)-C | 13 | 16 | Yes | Yes | 2015-06-02 |  | 2
FALSE | S6QF-048K | 4466 | 7152923 | GIBSON | JS6BF-048K | AC | Split System: Air-Cooled Condensing Unit, Coil with Blower | S6BF-048K |  | C7B(A,H)MX48(C,U)-D | 13 | 16 | Yes | Yes | 2015-06-02 |  | 2
FALSE | S6QF-048K | 4466 | 7152924 | GIBSON | JS6BF-048K | AC | Split System: Air-Cooled Condensing Unit, Coil with Blower | S6BF-048K |  | C7B(A,H)MX48(C,U)-D | 13 | 16 | Yes | Yes | 2015-06-02 |  | 2
FALSE | S6BF-024K | 2682 | 7152925 | PHILCO | JS6BF-024K | AC | Split System: Air-Cooled Condensing Unit, Coil with Blower | S6BF-024K |  | C7B(A,H)MX24(C,U)-A | 13 | 16 | Yes | Yes | 2015-06-02 |  | 2
FALSE | S6BF-024K | 2682 | 7152926 | PHILCO | JS6BF-024K | AC | Split System: Air-Cooled Condensing Unit, Coil with Blower | S6BF-024K |  | C7B(A,H)MX24(C,U)-A | 13 | 16 | Yes | Yes | 2015-06-02 |  | 2
FALSE | S6BF-024K | 2682 | 7152927 | PHILCO | JS6BF-024K | AC | Split System: Air-Cooled Condensing Unit, Coil with Blower | S6BF-024K |  | C7B(A,H)MX24(C,U)-B | 13 | 16 | Yes | Yes | 2015-06-02 |  | 2
FALSE | S6BF-024K | 2682 | 7152928 | PHILCO | JS6BF-024K | AC | Split System: Air-Cooled Condensing Unit, Coil with Blower | S6BF-024K |  | C7B(A,H)MX24(C,U)-B | 13 | 16 | Yes | Yes | 2015-06-02 |  | 2
FALSE | S6BF-030K | 2690 | 7152929 | PHILCO | JS6BF-030K | AC | Split System: Air-Cooled Condensing Unit, Coil with Blower | S6BF-030K |  | C7B(A,H)MX30(C,U)-A | 12.5 | 15 | Yes | Yes | 2015-06-02 |  | 1
FALSE | S6BF-030K | 2690 | 7152930 | PHILCO | JS6BF-030K | AC | Split System: Air-Cooled Condensing Unit, Coil with Blower | S6BF-030K |  | C7B(A,H)MX30(C,U)-B | 12.5 | 15 | Yes | Yes | 2015-06-02 |  | 1
FALSE | S6BF-030K | 2690 | 7152931 | PHILCO | JS6BF-030K | AC | Split System: Air-Cooled Condensing Unit, Coil with Blower | S6BF-030K |  | C7B(A,H)MX30(C,U)-B | 12.5 | 15 | Yes | Yes | 2015-06-02 |  | 1
FALSE | S6BF-030K | 2690 | 7152932 | PHILCO | JS6BF-030K | AC | Split System: Air-Cooled Condensing Unit, Coil with Blower | S6BF-030K |  | C7B(A,H)MX30(C,U)-C | 12.5 | 15 | Yes | Yes | 2015-06-02 |  | 1
FALSE | S6BF-030K | 2690 | 7152933 | PHILCO | JS6BF-030K | AC | Split System: Air-Cooled Condensing Unit, Coil with Blower | S6BF-030K |  | C7B(A,H)MX30(C,U)-C | 12.5 | 15 | Yes | Yes | 2015-06-02 |  | 1
FALSE | S6BF-036K | 2702 | 7152934 | PHILCO | JS6BF-036K | AC | Split System: Air-Cooled Condensing Unit, Coil with Blower | S6BF-036K |  | C7B(A,H)MX36(C,U)-B | 13 | 16 | Yes | Yes | 2015-06-02 |  | 2
FALSE | S6BF-030K | 2690 | 7152889 | NUTONE | JS6BF-030K | AC | Split System: Air-Cooled Condensing Unit, Coil with Blower | S6BF-030K |  | C7B(A,H)MX30(C,U)-C | 12.5 | 15 | Yes | Yes | 2015-06-02 |  | 1
FALSE | S6BF-030K | 2690 | 7152890 | NUTONE | JS6BF-030K | AC | Split System: Air-Cooled Condensing Unit, Coil with Blower | S6BF-030K |  | C7B(A,H)MX30(C,U)-C | 12.5 | 15 | Yes | Yes | 2015-06-02 |  | 1
FALSE | S6BF-036K | 2702 | 7152891 | NUTONE | JS6BF-036K | AC | Split System: Air-Cooled Condensing Unit, Coil with Blower | S6BF-036K |  | C7B(A,H)MX36(C,U)-B | 13 | 16 | Yes | Yes | 2015-06-02 |  | 2
FALSE | S6BF-036K | 2702 | 7152892 | NUTONE | JS6BF-036K | AC | Split System: Air-Cooled Condensing Unit, Coil with Blower | S6BF-036K |  | C7B(A,H)MX36(C,U)-B | 13 | 16 | Yes | Yes | 2015-06-02 |  | 2
FALSE | S6BF-036K | 2702 | 7152893 | NUTONE | JS6BF-036K | AC | Split System: Air-Cooled Condensing Unit, Coil with Blower | S6BF-036K |  | C7B(A,H)MX36(C,U)-B | 13 | 16 | Yes | Yes | 2015-06-02 |  | 2
FALSE | S6BF-036K | 2702 | 7152894 | NUTONE | JS6BF-036K | AC | Split System: Air-Cooled Condensing Unit, Coil with Blower | S6BF-036K |  | C7B(A,H)MX36(C,U)-C | 13 | 16 | Yes | Yes | 2015-06-02 |  | 2
FALSE | S6BF-036K | 2702 | 7152895 | NUTONE | JS6BF-036K | AC | Split System: Air-Cooled Condensing Unit, Coil with Blower | S6BF-036K |  | C7B(A,H)MX36(C,U)-C | 13 | 16 | Yes | Yes | 2015-06-02 |  | 2
FALSE | S6BF-036K | 2702 | 7152896 | NUTONE | JS6BF-036K | AC | Split System: Air-Cooled Condensing Unit, Coil with Blower | S6BF-036K |  | C7B(A,H)MX36(C,U)-C | 13 | 16 | Yes | Yes | 2015-06-02 |  | 2
FALSE | S6QF-042K | 4506 | 7152897 | NUTONE | JS6BF-042K | AC | Split System: Air-Cooled Condensing Unit, Coil with Blower | S6BF-042K |  | C7B(A,H)MX42(C,U)-C | 13 | 16 | Yes | Yes | 2015-06-02 |  | 2
FALSE | S6QF-042K | 4506 | 7152898 | NUTONE | JS6BF-042K | AC | Split System: Air-Cooled Condensing Unit, Coil with Blower | S6BF-042K |  | C7B(A,H)MX42(C,U)-C | 13 | 16 | Yes | Yes | 2015-06-02 |  | 2
FALSE | S6QF-042K | 4506 | 7152899 | NUTONE | JS6BF-042K | AC | Split System: Air-Cooled Condensing Unit, Coil with Blower | S6BF-042K |  | C7B(A,H)MX42(C,U)-C | 13 | 16 | Yes | Yes | 2015-06-02 |  | 2
FALSE | S6QF-048K | 4466 | 7152900 | NUTONE | JS6BF-048K | AC | Split System: Air-Cooled Condensing Unit, Coil with Blower | S6BF-048K |  | C7B(A,H)MX48(C,U)-C | 13 | 16 | Yes | Yes | 2015-06-02 |  | 2
FALSE | S6QF-048K | 4466 | 7152901 | NUTONE | JS6BF-048K | AC | Split System: Air-Cooled Condensing Unit, Coil with Blower | S6BF-048K |  | C7B(A,H)MX48(C,U)-C | 13 | 16 | Yes | Yes | 2015-06-02 |  | 2
FALSE | S6QF-048K | 4466 | 7152902 | NUTONE | JS6BF-048K | AC | Split System: Air-Cooled Condensing Unit, Coil with Blower | S6BF-048K |  | C7B(A,H)MX48(C,U)-C | 13 | 16 | Yes | Yes | 2015-06-02 |  | 2
FALSE | S6QF-048K | 4466 | 7152903 | NUTONE | JS6BF-048K | AC | Split System: Air-Cooled Condensing Unit, Coil with Blower | S6BF-048K |  | C7B(A,H)MX48(C,U)-D | 13 | 16 | Yes | Yes | 2015-06-02 |  | 2
FALSE | S6QF-048K | 4466 | 7152904 | NUTONE | JS6BF-048K | AC | Split System: Air-Cooled Condensing Unit, Coil with Blower | S6BF-048K |  | C7B(A,H)MX48(C,U)-D | 13 | 16 | Yes | Yes | 2015-06-02 |  | 2
FALSE | S6QF-048K | 4466 | 7152905 | NUTONE | JS6BF-048K | AC | Split System: Air-Cooled Condensing Unit, Coil with Blower | S6BF-048K |  | C7B(A,H)MX48(C,U)-D | 13 | 16 | Yes | Yes | 2015-06-02 |  | 2
FALSE | S6BF-024K | 2682 | 7152906 | GIBSON | JS6BF-024K | AC | Split System: Air-Cooled Condensing Unit, Coil with Blower | S6BF-024K |  | C7B(A,H)MX24(C,U)-A | 13 | 16 | Yes | Yes | 2015-06-02 |  | 2
FALSE | S6BF-024K | 2682 | 7152907 | GIBSON | JS6BF-024K | AC | Split System: Air-Cooled Condensing Unit, Coil with Blower | S6BF-024K |  | C7B(A,H)MX24(C,U)-A | 13 | 16 | Yes | Yes | 2015-06-02 |  | 2
FALSE | S6BF-024K | 2682 | 7152908 | GIBSON | JS6BF-024K | AC | Split System: Air-Cooled Condensing Unit, Coil with Blower | S6BF-024K |  | C7B(A,H)MX24(C,U)-B | 13 | 16 | Yes | Yes | 2015-06-02 |  | 2
FALSE | S6BF-024K | 2682 | 7152909 | GIBSON | JS6BF-024K | AC | Split System: Air-Cooled Condensing Unit, Coil with Blower | S6BF-024K |  | C7B(A,H)MX24(C,U)-B | 13 | 16 | Yes | Yes | 2015-06-02 |  | 2
FALSE | S6BF-030K | 2690 | 7152910 | GIBSON | JS6BF-030K | AC | Split System: Air-Cooled Condensing Unit, Coil with Blower | S6BF-030K |  | C7B(A,H)MX30(C,U)-A | 12.5 | 15 | Yes | Yes | 2015-06-02 |  | 1
FALSE | S6BF-030K | 2690 | 7152911 | GIBSON | JS6BF-030K | AC | Split System: Air-Cooled Condensing Unit, Coil with Blower | S6BF-030K |  | C7B(A,H)MX30(C,U)-B | 12.5 | 15 | Yes | Yes | 2015-06-02 |  | 1
FALSE | S6BF-030K | 2690 | 7152912 | GIBSON | JS6BF-030K | AC | Split System: Air-Cooled Condensing Unit, Coil with Blower | S6BF-030K |  | C7B(A,H)MX30(C,U)-B | 12.5 | 15 | Yes | Yes | 2015-06-02 |  | 1
FALSE | S6BF-030K | 2690 | 7152913 | GIBSON | JS6BF-030K | AC | Split System: Air-Cooled Condensing Unit, Coil with Blower | S6BF-030K |  | C7B(A,H)MX30(C,U)-C | 12.5 | 15 | Yes | Yes | 2015-06-02 |  | 1
FALSE | S6BF-030K | 2690 | 7152914 | GIBSON | JS6BF-030K | AC | Split System: Air-Cooled Condensing Unit, Coil with Blower | S6BF-030K |  | C7B(A,H)MX30(C,U)-C | 12.5 | 15 | Yes | Yes | 2015-06-02 |  | 1
FALSE | S6BF-036K | 2702 | 7152915 | GIBSON | JS6BF-036K | AC | Split System: Air-Cooled Condensing Unit, Coil with Blower | S6BF-036K |  | C7B(A,H)MX36(C,U)-B | 13 | 16 | Yes | Yes | 2015-06-02 |  | 2
FALSE | S6BF-036K | 2702 | 7152935 | PHILCO | JS6BF-036K | AC | Split System: Air-Cooled Condensing Unit, Coil with Blower | S6BF-036K |  | C7B(A,H)MX36(C,U)-B | 13 | 16 | Yes | Yes | 2015-06-02 |  | 2
FALSE | S6BF-036K | 2702 | 7152936 | PHILCO | JS6BF-036K | AC | Split System: Air-Cooled Condensing Unit, Coil with Blower | S6BF-036K |  | C7B(A,H)MX36(C,U)-C | 13 | 16 | Yes | Yes | 2015-06-02 |  | 2
FALSE | S6BF-036K | 2702 | 7152937 | PHILCO | JS6BF-036K | AC | Split System: Air-Cooled Condensing Unit, Coil with Blower | S6BF-036K |  | C7B(A,H)MX36(C,U)-C | 13 | 16 | Yes | Yes | 2015-06-02 |  | 2
FALSE | S6QF-042K | 4506 | 7152938 | PHILCO | JS6BF-042K | AC | Split System: Air-Cooled Condensing Unit, Coil with Blower | S6BF-042K |  | C7B(A,H)MX42(C,U)-C | 13 | 16 | Yes | Yes | 2015-06-02 |  | 2
FALSE | S6QF-042K | 4506 | 7152939 | PHILCO | JS6BF-042K | AC | Split System: Air-Cooled Condensing Unit, Coil with Blower | S6BF-042K |  | C7B(A,H)MX42(C,U)-C | 13 | 16 | Yes | Yes | 2015-06-02 |  | 2
FALSE | S6QF-048K | 4466 | 7152940 | PHILCO | JS6BF-048K | AC | Split System: Air-Cooled Condensing Unit, Coil with Blower | S6BF-048K |  | C7B(A,H)MX48(C,U)-C | 13 | 16 | Yes | Yes | 2015-06-02 |  | 2
FALSE | S6QF-048K | 4466 | 7152941 | PHILCO | JS6BF-048K | AC | Split System: Air-Cooled Condensing Unit, Coil with Blower | S6BF-048K |  | C7B(A,H)MX48(C,U)-C | 13 | 16 | Yes | Yes | 2015-06-02 |  | 2
FALSE | S6QF-048K | 4466 | 7152942 | PHILCO | JS6BF-048K | AC | Split System: Air-Cooled Condensing Unit, Coil with Blower | S6BF-048K |  | C7B(A,H)MX48(C,U)-D | 13 | 16 | Yes | Yes | 2015-06-02 |  | 2
FALSE | S6QF-048K | 4466 | 7152943 | PHILCO | JS6BF-048K | AC | Split System: Air-Cooled Condensing Unit, Coil with Blower | S6BF-048K |  | C7B(A,H)MX48(C,U)-D | 13 | 16 | Yes | Yes | 2015-06-02 |  | 2
FALSE | S6BF-024K | 2682 | 7152944 | KELVINATOR | JS6BF-024K | AC | Split System: Air-Cooled Condensing Unit, Coil with Blower | S6BF-024K |  | C7B(A,H)MX24(C,U)-A | 13 | 16 | Yes | Yes | 2015-06-02 |  | 2
FALSE | S6BF-024K | 2682 | 7152945 | KELVINATOR | JS6BF-024K | AC | Split System: Air-Cooled Condensing Unit, Coil with Blower | S6BF-024K |  | C7B(A,H)MX24(C,U)-A | 13 | 16 | Yes | Yes | 2015-06-02 |  | 2
FALSE | S6BF-024K | 2682 | 7152946 | KELVINATOR | JS6BF-024K | AC | Split System: Air-Cooled Condensing Unit, Coil with Blower | S6BF-024K |  | C7B(A,H)MX24(C,U)-B | 13 | 16 | Yes | Yes | 2015-06-02 |  | 2
FALSE | S6BF-024K | 2682 | 7152947 | KELVINATOR | JS6BF-024K | AC | Split System: Air-Cooled Condensing Unit, Coil with Blower | S6BF-024K |  | C7B(A,H)MX24(C,U)-B | 13 | 16 | Yes | Yes | 2015-06-02 |  | 2
FALSE | S6BF-030K | 2690 | 7152948 | KELVINATOR | JS6BF-030K | AC | Split System: Air-Cooled Condensing Unit, Coil with Blower | S6BF-030K |  | C7B(A,H)MX30(C,U)-A | 12.5 | 15 | Yes | Yes | 2015-06-02 |  | 1
FALSE | S6BF-030K | 2690 | 7152949 | KELVINATOR | JS6BF-030K | AC | Split System: Air-Cooled Condensing Unit, Coil with Blower | S6BF-030K |  | C7B(A,H)MX30(C,U)-B | 12.5 | 15 | Yes | Yes | 2015-06-02 |  | 1
FALSE | S6BF-030K | 2690 | 7152950 | KELVINATOR | JS6BF-030K | AC | Split System: Air-Cooled Condensing Unit, Coil with Blower | S6BF-030K |  | C7B(A,H)MX30(C,U)-B | 12.5 | 15 | Yes | Yes | 2015-06-02 |  | 1
FALSE | S6BF-030K | 2690 | 7152951 | KELVINATOR | JS6BF-030K | AC | Split System: Air-Cooled Condensing Unit, Coil with Blower | S6BF-030K |  | C7B(A,H)MX30(C,U)-C | 12.5 | 15 | Yes | Yes | 2015-06-02 |  | 1
FALSE | S6BF-030K | 2690 | 7152952 | KELVINATOR | JS6BF-030K | AC | Split System: Air-Cooled Condensing Unit, Coil with Blower | S6BF-030K |  | C7B(A,H)MX30(C,U)-C | 12.5 | 15 | Yes | Yes | 2015-06-02 |  | 1
FALSE | S6BF-036K | 2702 | 7152953 | KELVINATOR | JS6BF-036K | AC | Split System: Air-Cooled Condensing Unit, Coil with Blower | S6BF-036K |  | C7B(A,H)MX36(C,U)-B | 13 | 16 | Yes | Yes | 2015-06-02 |  | 2
FALSE | S6BF-036K | 2702 | 7152954 | KELVINATOR | JS6BF-036K | AC | Split System: Air-Cooled Condensing Unit, Coil with Blower | S6BF-036K |  | C7B(A,H)MX36(C,U)-B | 13 | 16 | Yes | Yes | 2015-06-02 |  | 2
FALSE | S6BF-036K | 2702 | 7152955 | KELVINATOR | JS6BF-036K | AC | Split System: Air-Cooled Condensing Unit, Coil with Blower | S6BF-036K |  | C7B(A,H)MX36(C,U)-C | 13 | 16 | Yes | Yes | 2015-06-02 |  | 2
FALSE | S6BF-036K | 2702 | 7152956 | KELVINATOR | JS6BF-036K | AC | Split System: Air-Cooled Condensing Unit, Coil with Blower | S6BF-036K |  | C7B(A,H)MX36(C,U)-C | 13 | 16 | Yes | Yes | 2015-06-02 |  | 2
FALSE | S6QF-042K | 4506 | 7152957 | KELVINATOR | JS6BF-042K | AC | Split System: Air-Cooled Condensing Unit, Coil with Blower | S6BF-042K |  | C7B(A,H)MX42(C,U)-C | 13 | 16 | Yes | Yes | 2015-06-02 |  | 2
FALSE | S6QF-042K | 4506 | 7152958 | KELVINATOR | JS6BF-042K | AC | Split System: Air-Cooled Condensing Unit, Coil with Blower | S6BF-042K |  | C7B(A,H)MX42(C,U)-C | 13 | 16 | Yes | Yes | 2015-06-02 |  | 2
FALSE | S6QF-048K | 4466 | 7152959 | KELVINATOR | JS6BF-048K | AC | Split System: Air-Cooled Condensing Unit, Coil with Blower | S6BF-048K |  | C7B(A,H)MX48(C,U)-C | 13 | 16 | Yes | Yes | 2015-06-02 |  | 2
FALSE | S6QF-048K | 4466 | 7152960 | KELVINATOR | JS6BF-048K | AC | Split System: Air-Cooled Condensing Unit, Coil with Blower | S6BF-048K |  | C7B(A,H)MX48(C,U)-C | 13 | 16 | Yes | Yes | 2015-06-02 |  | 2
FALSE | S6QF-048K | 4466 | 7152961 | KELVINATOR | JS6BF-048K | AC | Split System: Air-Cooled Condensing Unit, Coil with Blower | S6BF-048K |  | C7B(A,H)MX48(C,U)-D | 13 | 16 | Yes | Yes | 2015-06-02 |  | 2
FALSE | S6QF-048K | 4466 | 7152962 | KELVINATOR | JS6BF-048K | AC | Split System: Air-Cooled Condensing Unit, Coil with Blower | S6BF-048K |  | C7B(A,H)MX48(C,U)-D | 13 | 16 | Yes | Yes | 2015-06-02 |  | 2
FALSE | S6BF-024K | 2682 | 7153009 | TAPPAN | ES6BF-024K | AC | Split System: Air-Cooled Condensing Unit, Coil with Blower | S6BF-024K |  | C7B(A,H)MX24(C,U)-A | 13 | 16 | Yes | Yes | 2015-06-02 |  | 2
FALSE | S6BF-024K | 2682 | 7153010 | TAPPAN | ES6BF-024K | AC | Split System: Air-Cooled Condensing Unit, Coil with Blower | S6BF-024K |  | C7B(A,H)MX24(C,U)-A | 13 | 16 | Yes | Yes | 2015-06-02 |  | 2
FALSE | S6BF-024K | 2682 | 7153011 | TAPPAN | ES6BF-024K | AC | Split System: Air-Cooled Condensing Unit, Coil with Blower | S6BF-024K |  | C7B(A,H)MX24(C,U)-B | 13 | 16 | Yes | Yes | 2015-06-02 |  | 2
FALSE | S6BF-024K | 2682 | 7153012 | TAPPAN | ES6BF-024K | AC | Split System: Air-Cooled Condensing Unit, Coil with Blower | S6BF-024K |  | C7B(A,H)MX24(C,U)-B | 13 | 16 | Yes | Yes | 2015-06-02 |  | 2
FALSE | S6BF-024K | 2682 | 7153013 | TAPPAN | ES6BF-024K | AC | Split System: Air-Cooled Condensing Unit, Coil with Blower | S6BF-024K |  | C7B(A,H)MX24(C,U)-B | 13 | 16 | Yes | Yes | 2015-06-02 |  | 2
FALSE | S6BF-030K | 2690 | 7153014 | TAPPAN | ES6BF-030K | AC | Split System: Air-Cooled Condensing Unit, Coil with Blower | S6BF-030K |  | C7B(A,H)MX30(C,U)-A | 12.5 | 15 | Yes | Yes | 2015-06-02 |  | 1
FALSE | S6BF-030K | 2690 | 7153015 | TAPPAN | ES6BF-030K | AC | Split System: Air-Cooled Condensing Unit, Coil with Blower | S6BF-030K |  | C7B(A,H)MX30(C,U)-B | 12.5 | 15 | Yes | Yes | 2015-06-02 |  | 1
FALSE | S6BF-030K | 2690 | 7153016 | TAPPAN | ES6BF-030K | AC | Split System: Air-Cooled Condensing Unit, Coil with Blower | S6BF-030K |  | C7B(A,H)MX30(C,U)-B | 12.5 | 15 | Yes | Yes | 2015-06-02 |  | 1
FALSE | S6BF-030K | 2690 | 7153017 | TAPPAN | ES6BF-030K | AC | Split System: Air-Cooled Condensing Unit, Coil with Blower | S6BF-030K |  | C7B(A,H)MX30(C,U)-B | 12.5 | 15 | Yes | Yes | 2015-06-02 |  | 1
FALSE | S6BF-030K | 2690 | 7153018 | TAPPAN | ES6BF-030K | AC | Split System: Air-Cooled Condensing Unit, Coil with Blower | S6BF-030K |  | C7B(A,H)MX30(C,U)-C | 12.5 | 15 | Yes | Yes | 2015-06-02 |  | 1
FALSE | S6BF-030K | 2690 | 7153019 | TAPPAN | ES6BF-030K | AC | Split System: Air-Cooled Condensing Unit, Coil with Blower | S6BF-030K |  | C7B(A,H)MX30(C,U)-C | 12.5 | 15 | Yes | Yes | 2015-06-02 |  | 1
FALSE | S6BF-030K | 2690 | 7153020 | TAPPAN | ES6BF-030K | AC | Split System: Air-Cooled Condensing Unit, Coil with Blower | S6BF-030K |  | C7B(A,H)MX30(C,U)-C | 12.5 | 15 | Yes | Yes | 2015-06-02 |  | 1
FALSE | S6BF-036K | 2702 | 7153021 | TAPPAN | ES6BF-036K | AC | Split System: Air-Cooled Condensing Unit, Coil with Blower | S6BF-036K |  | C7B(A,H)MX36(C,U)-B | 13 | 16 | Yes | Yes | 2015-06-02 |  | 2
FALSE | S6BF-036K | 2702 | 7153022 | TAPPAN | ES6BF-036K | AC | Split System: Air-Cooled Condensing Unit, Coil with Blower | S6BF-036K |  | C7B(A,H)MX36(C,U)-B | 13 | 16 | Yes | Yes | 2015-06-02 |  | 2
FALSE | S6BF-036K | 2702 | 7153023 | TAPPAN | ES6BF-036K | AC | Split System: Air-Cooled Condensing Unit, Coil with Blower | S6BF-036K |  | C7B(A,H)MX36(C,U)-B | 13 | 16 | Yes | Yes | 2015-06-02 |  | 2
FALSE | S6BF-036K | 2702 | 7153024 | TAPPAN | ES6BF-036K | AC | Split System: Air-Cooled Condensing Unit, Coil with Blower | S6BF-036K |  | C7B(A,H)MX36(C,U)-C | 13 | 16 | Yes | Yes | 2015-06-02 |  | 2
FALSE | S6BF-036K | 2702 | 7153025 | TAPPAN | ES6BF-036K | AC | Split System: Air-Cooled Condensing Unit, Coil with Blower | S6BF-036K |  | C7B(A,H)MX36(C,U)-C | 13 | 16 | Yes | Yes | 2015-06-02 |  | 2
FALSE | S6BF-036K | 2702 | 7153026 | TAPPAN | ES6BF-036K | AC | Split System: Air-Cooled Condensing Unit, Coil with Blower | S6BF-036K |  | C7B(A,H)MX36(C,U)-C | 13 | 16 | Yes | Yes | 2015-06-02 |  | 2
FALSE | S6QF-042K | 4506 | 7153027 | TAPPAN | ES6BF-042K | AC | Split System: Air-Cooled Condensing Unit, Coil with Blower | S6BF-042K |  | C7B(A,H)MX42(C,U)-C | 13 | 16 | Yes | Yes | 2015-06-02 |  | 2
FALSE | S6BF-024K | 2682 | 7152982 | FRIGIDAIRE | ES6BF-024K | AC | Split System: Air-Cooled Condensing Unit, Coil with Blower | S6BF-024K |  | C7B(A,H)MX24(C,U)-A | 13 | 16 | Yes | Yes | 2015-06-02 |  | 2
FALSE | S6BF-024K | 2682 | 7152983 | FRIGIDAIRE | ES6BF-024K | AC | Split System: Air-Cooled Condensing Unit, Coil with Blower | S6BF-024K |  | C7B(A,H)MX24(C,U)-A | 13 | 16 | Yes | Yes | 2015-06-02 |  | 2
FALSE | S6BF-024K | 2682 | 7152984 | FRIGIDAIRE | ES6BF-024K | AC | Split System: Air-Cooled Condensing Unit, Coil with Blower | S6BF-024K |  | C7B(A,H)MX24(C,U)-B | 13 | 16 | Yes | Yes | 2015-06-02 |  | 2
FALSE | S6BF-024K | 2682 | 7152985 | FRIGIDAIRE | ES6BF-024K | AC | Split System: Air-Cooled Condensing Unit, Coil with Blower | S6BF-024K |  | C7B(A,H)MX24(C,U)-B | 13 | 16 | Yes | Yes | 2015-06-02 |  | 2
FALSE | S6BF-024K | 2682 | 7152986 | FRIGIDAIRE | ES6BF-024K | AC | Split System: Air-Cooled Condensing Unit, Coil with Blower | S6BF-024K |  | C7B(A,H)MX24(C,U)-B | 13 | 16 | Yes | Yes | 2015-06-02 |  | 2
FALSE | S6BF-030K | 2690 | 7152987 | FRIGIDAIRE | ES6BF-030K | AC | Split System: Air-Cooled Condensing Unit, Coil with Blower | S6BF-030K |  | C7B(A,H)MX30(C,U)-A | 12.5 | 15 | Yes | Yes | 2015-06-02 |  | 1
FALSE | S6BF-030K | 2690 | 7152988 | FRIGIDAIRE | ES6BF-030K | AC | Split System: Air-Cooled Condensing Unit, Coil with Blower | S6BF-030K |  | C7B(A,H)MX30(C,U)-B | 12.5 | 15 | Yes | Yes | 2015-06-02 |  | 1
FALSE | S6BF-030K | 2690 | 7152989 | FRIGIDAIRE | ES6BF-030K | AC | Split System: Air-Cooled Condensing Unit, Coil with Blower | S6BF-030K |  | C7B(A,H)MX30(C,U)-B | 12.5 | 15 | Yes | Yes | 2015-06-02 |  | 1
FALSE | S6BF-030K | 2690 | 7152990 | FRIGIDAIRE | ES6BF-030K | AC | Split System: Air-Cooled Condensing Unit, Coil with Blower | S6BF-030K |  | C7B(A,H)MX30(C,U)-B | 12.5 | 15 | Yes | Yes | 2015-06-02 |  | 1
FALSE | S6BF-030K | 2690 | 7152991 | FRIGIDAIRE | ES6BF-030K | AC | Split System: Air-Cooled Condensing Unit, Coil with Blower | S6BF-030K |  | C7B(A,H)MX30(C,U)-C | 12.5 | 15 | Yes | Yes | 2015-06-02 |  | 1
FALSE | S6BF-030K | 2690 | 7152992 | FRIGIDAIRE | ES6BF-030K | AC | Split System: Air-Cooled Condensing Unit, Coil with Blower | S6BF-030K |  | C7B(A,H)MX30(C,U)-C | 12.5 | 15 | Yes | Yes | 2015-06-02 |  | 1
FALSE | S6BF-030K | 2690 | 7152993 | FRIGIDAIRE | ES6BF-030K | AC | Split System: Air-Cooled Condensing Unit, Coil with Blower | S6BF-030K |  | C7B(A,H)MX30(C,U)-C | 12.5 | 15 | Yes | Yes | 2015-06-02 |  | 1
FALSE | S6BF-036K | 2702 | 7152994 | FRIGIDAIRE | ES6BF-036K | AC | Split System: Air-Cooled Condensing Unit, Coil with Blower | S6BF-036K |  | C7B(A,H)MX36(C,U)-B | 13 | 16 | Yes | Yes | 2015-06-02 |  | 2
FALSE | S6BF-036K | 2702 | 7152995 | FRIGIDAIRE | ES6BF-036K | AC | Split System: Air-Cooled Condensing Unit, Coil with Blower | S6BF-036K |  | C7B(A,H)MX36(C,U)-B | 13 | 16 | Yes | Yes | 2015-06-02 |  | 2
FALSE | S6BF-036K | 2702 | 7152996 | FRIGIDAIRE | ES6BF-036K | AC | Split System: Air-Cooled Condensing Unit, Coil with Blower | S6BF-036K |  | C7B(A,H)MX36(C,U)-B | 13 | 16 | Yes | Yes | 2015-06-02 |  | 2
FALSE | S6BF-036K | 2702 | 7152997 | FRIGIDAIRE | ES6BF-036K | AC | Split System: Air-Cooled Condensing Unit, Coil with Blower | S6BF-036K |  | C7B(A,H)MX36(C,U)-C | 13 | 16 | Yes | Yes | 2015-06-02 |  | 2
FALSE | S6BF-036K | 2702 | 7152998 | FRIGIDAIRE | ES6BF-036K | AC | Split System: Air-Cooled Condensing Unit, Coil with Blower | S6BF-036K |  | C7B(A,H)MX36(C,U)-C | 13 | 16 | Yes | Yes | 2015-06-02 |  | 2
FALSE | S6BF-036K | 2702 | 7152999 | FRIGIDAIRE | ES6BF-036K | AC | Split System: Air-Cooled Condensing Unit, Coil with Blower | S6BF-036K |  | C7B(A,H)MX36(C,U)-C | 13 | 16 | Yes | Yes | 2015-06-02 |  | 2
FALSE | S6QF-042K | 4506 | 7153000 | FRIGIDAIRE | ES6BF-042K | AC | Split System: Air-Cooled Condensing Unit, Coil with Blower | S6BF-042K |  | C7B(A,H)MX42(C,U)-C | 13 | 16 | Yes | Yes | 2015-06-02 |  | 2
FALSE | S6QF-042K | 4506 | 7153001 | FRIGIDAIRE | ES6BF-042K | AC | Split System: Air-Cooled Condensing Unit, Coil with Blower | S6BF-042K |  | C7B(A,H)MX42(C,U)-C | 13 | 16 | Yes | Yes | 2015-06-02 |  | 2
FALSE | S6QF-042K | 4506 | 7153002 | FRIGIDAIRE | ES6BF-042K | AC | Split System: Air-Cooled Condensing Unit, Coil with Blower | S6BF-042K |  | C7B(A,H)MX42(C,U)-C | 13 | 16 | Yes | Yes | 2015-06-02 |  | 2
FALSE | S6QF-048K | 4466 | 7153003 | FRIGIDAIRE | ES6BF-048K | AC | Split System: Air-Cooled Condensing Unit, Coil with Blower | S6BF-048K |  | C7B(A,H)MX48(C,U)-C | 13 | 16 | Yes | Yes | 2015-06-02 |  | 2
FALSE | S6QF-048K | 4466 | 7153004 | FRIGIDAIRE | ES6BF-048K | AC | Split System: Air-Cooled Condensing Unit, Coil with Blower | S6BF-048K |  | C7B(A,H)MX48(C,U)-C | 13 | 16 | Yes | Yes | 2015-06-02 |  | 2
FALSE | S6QF-048K | 4466 | 7153005 | FRIGIDAIRE | ES6BF-048K | AC | Split System: Air-Cooled Condensing Unit, Coil with Blower | S6BF-048K |  | C7B(A,H)MX48(C,U)-C | 13 | 16 | Yes | Yes | 2015-06-02 |  | 2
FALSE | S6QF-048K | 4466 | 7153006 | FRIGIDAIRE | ES6BF-048K | AC | Split System: Air-Cooled Condensing Unit, Coil with Blower | S6BF-048K |  | C7B(A,H)MX48(C,U)-D | 13 | 16 | Yes | Yes | 2015-06-02 |  | 2
FALSE | S6QF-048K | 4466 | 7153007 | FRIGIDAIRE | ES6BF-048K | AC | Split System: Air-Cooled Condensing Unit, Coil with Blower | S6BF-048K |  | C7B(A,H)MX48(C,U)-D | 13 | 16 | Yes | Yes | 2015-06-02 |  | 2
FALSE | S6QF-048K | 4466 | 7153008 | FRIGIDAIRE | ES6BF-048K | AC | Split System: Air-Cooled Condensing Unit, Coil with Blower | S6BF-048K |  | C7B(A,H)MX48(C,U)-D | 13 | 16 | Yes | Yes | 2015-06-02 |  | 2
FALSE | S6QF-042K | 4506 | 7153028 | TAPPAN | ES6BF-042K | AC | Split System: Air-Cooled Condensing Unit, Coil with Blower | S6BF-042K |  | C7B(A,H)MX42(C,U)-C | 13 | 16 | Yes | Yes | 2015-06-02 |  | 2
FALSE | S6QF-042K | 4506 | 7153029 | TAPPAN | ES6BF-042K | AC | Split System: Air-Cooled Condensing Unit, Coil with Blower | S6BF-042K |  | C7B(A,H)MX42(C,U)-C | 13 | 16 | Yes | Yes | 2015-06-02 |  | 2
FALSE | S6QF-048K | 4466 | 7153030 | TAPPAN | ES6BF-048K | AC | Split System: Air-Cooled Condensing Unit, Coil with Blower | S6BF-048K |  | C7B(A,H)MX48(C,U)-C | 13 | 16 | Yes | Yes | 2015-06-02 |  | 2
FALSE | S6QF-048K | 4466 | 7153031 | TAPPAN | ES6BF-048K | AC | Split System: Air-Cooled Condensing Unit, Coil with Blower | S6BF-048K |  | C7B(A,H)MX48(C,U)-C | 13 | 16 | Yes | Yes | 2015-06-02 |  | 2
FALSE | S6QF-048K | 4466 | 7153032 | TAPPAN | ES6BF-048K | AC | Split System: Air-Cooled Condensing Unit, Coil with Blower | S6BF-048K |  | C7B(A,H)MX48(C,U)-C | 13 | 16 | Yes | Yes | 2015-06-02 |  | 2
FALSE | S6QF-048K | 4466 | 7153033 | TAPPAN | ES6BF-048K | AC | Split System: Air-Cooled Condensing Unit, Coil with Blower | S6BF-048K |  | C7B(A,H)MX48(C,U)-D | 13 | 16 | Yes | Yes | 2015-06-02 |  | 2
FALSE | S6QF-048K | 4466 | 7153034 | TAPPAN | ES6BF-048K | AC | Split System: Air-Cooled Condensing Unit, Coil with Blower | S6BF-048K |  | C7B(A,H)MX48(C,U)-D | 13 | 16 | Yes | Yes | 2015-06-02 |  | 2
FALSE | S6QF-048K | 4466 | 7153035 | TAPPAN | ES6BF-048K | AC | Split System: Air-Cooled Condensing Unit, Coil with Blower | S6BF-048K |  | C7B(A,H)MX48(C,U)-D | 13 | 16 | Yes | Yes | 2015-06-02 |  | 2
FALSE | S6BF-024K | 2682 | 7153036 | WESTINGHOUSE | ES6BF-024K | AC | Split System: Air-Cooled Condensing Unit, Coil with Blower | S6BF-024K |  | C7B(A,H)MX24(C,U)-A | 13 | 16 | Yes | Yes | 2015-06-02 |  | 2
FALSE | S6BF-024K | 2682 | 7153037 | WESTINGHOUSE | ES6BF-024K | AC | Split System: Air-Cooled Condensing Unit, Coil with Blower | S6BF-024K |  | C7B(A,H)MX24(C,U)-A | 13 | 16 | Yes | Yes | 2015-06-02 |  | 2
FALSE | S6BF-024K | 2682 | 7153038 | WESTINGHOUSE | ES6BF-024K | AC | Split System: Air-Cooled Condensing Unit, Coil with Blower | S6BF-024K |  | C7B(A,H)MX24(C,U)-B | 13 | 16 | Yes | Yes | 2015-06-02 |  | 2
FALSE | S6BF-024K | 2682 | 7153039 | WESTINGHOUSE | ES6BF-024K | AC | Split System: Air-Cooled Condensing Unit, Coil with Blower | S6BF-024K |  | C7B(A,H)MX24(C,U)-B | 13 | 16 | Yes | Yes | 2015-06-02 |  | 2
FALSE | S6BF-024K | 2682 | 7153040 | WESTINGHOUSE | ES6BF-024K | AC | Split System: Air-Cooled Condensing Unit, Coil with Blower | S6BF-024K |  | C7B(A,H)MX24(C,U)-B | 13 | 16 | Yes | Yes | 2015-06-02 |  | 2
FALSE | S6BF-030K | 2690 | 7153041 | WESTINGHOUSE | ES6BF-030K | AC | Split System: Air-Cooled Condensing Unit, Coil with Blower | S6BF-030K |  | C7B(A,H)MX30(C,U)-A | 12.5 | 15 | Yes | Yes | 2015-06-02 |  | 1
FALSE | S6BF-030K | 2690 | 7153042 | WESTINGHOUSE | ES6BF-030K | AC | Split System: Air-Cooled Condensing Unit, Coil with Blower | S6BF-030K |  | C7B(A,H)MX30(C,U)-B | 12.5 | 15 | Yes | Yes | 2015-06-02 |  | 1
FALSE | S6BF-030K | 2690 | 7153043 | WESTINGHOUSE | ES6BF-030K | AC | Split System: Air-Cooled Condensing Unit, Coil with Blower | S6BF-030K |  | C7B(A,H)MX30(C,U)-B | 12.5 | 15 | Yes | Yes | 2015-06-02 |  | 1
FALSE | S6BF-030K | 2690 | 7153044 | WESTINGHOUSE | ES6BF-030K | AC | Split System: Air-Cooled Condensing Unit, Coil with Blower | S6BF-030K |  | C7B(A,H)MX30(C,U)-B | 12.5 | 15 | Yes | Yes | 2015-06-02 |  | 1
FALSE | S6BF-030K | 2690 | 7153045 | WESTINGHOUSE | ES6BF-030K | AC | Split System: Air-Cooled Condensing Unit, Coil with Blower | S6BF-030K |  | C7B(A,H)MX30(C,U)-C | 12.5 | 15 | Yes | Yes | 2015-06-02 |  | 1
FALSE | S6BF-030K | 2690 | 7153046 | WESTINGHOUSE | ES6BF-030K | AC | Split System: Air-Cooled Condensing Unit, Coil with Blower | S6BF-030K |  | C7B(A,H)MX30(C,U)-C | 12.5 | 15 | Yes | Yes | 2015-06-02 |  | 1
FALSE | S6BF-030K | 2690 | 7153047 | WESTINGHOUSE | ES6BF-030K | AC | Split System: Air-Cooled Condensing Unit, Coil with Blower | S6BF-030K |  | C7B(A,H)MX30(C,U)-C | 12.5 | 15 | Yes | Yes | 2015-06-02 |  | 1
FALSE | S6BF-036K | 2702 | 7153048 | WESTINGHOUSE | ES6BF-036K | AC | Split System: Air-Cooled Condensing Unit, Coil with Blower | S6BF-036K |  | C7B(A,H)MX36(C,U)-B | 13 | 16 | Yes | Yes | 2015-06-02 |  | 2
FALSE | S6BF-036K | 2702 | 7153049 | WESTINGHOUSE | ES6BF-036K | AC | Split System: Air-Cooled Condensing Unit, Coil with Blower | S6BF-036K |  | C7B(A,H)MX36(C,U)-B | 13 | 16 | Yes | Yes | 2015-06-02 |  | 2
FALSE | S6BF-036K | 2702 | 7153050 | WESTINGHOUSE | ES6BF-036K | AC | Split System: Air-Cooled Condensing Unit, Coil with Blower | S6BF-036K |  | C7B(A,H)MX36(C,U)-B | 13 | 16 | Yes | Yes | 2015-06-02 |  | 2
FALSE | S6BF-036K | 2702 | 7153051 | WESTINGHOUSE | ES6BF-036K | AC | Split System: Air-Cooled Condensing Unit, Coil with Blower | S6BF-036K |  | C7B(A,H)MX36(C,U)-C | 13 | 16 | Yes | Yes | 2015-06-02 |  | 2
FALSE | S6BF-036K | 2702 | 7153052 | WESTINGHOUSE | ES6BF-036K | AC | Split System: Air-Cooled Condensing Unit, Coil with Blower | S6BF-036K |  | C7B(A,H)MX36(C,U)-C | 13 | 16 | Yes | Yes | 2015-06-02 |  | 2
FALSE | S6BF-036K | 2702 | 7153053 | WESTINGHOUSE | ES6BF-036K | AC | Split System: Air-Cooled Condensing Unit, Coil with Blower | S6BF-036K |  | C7B(A,H)MX36(C,U)-C | 13 | 16 | Yes | Yes | 2015-06-02 |  | 2
FALSE | S6QF-042K | 4506 | 7153054 | WESTINGHOUSE | ES6BF-042K | AC | Split System: Air-Cooled Condensing Unit, Coil with Blower | S6BF-042K |  | C7B(A,H)MX42(C,U)-C | 13 | 16 | Yes | Yes | 2015-06-02 |  | 2
FALSE | S6BF-036K | 2702 | 7153102 | BROAN | ES6BF-036K | AC | Split System: Air-Cooled Condensing Unit, Coil with Blower | S6BF-036K |  | C7B(A,H)MX36(C,U)-B | 13 | 16 | Yes | Yes | 2015-06-02 |  | 2
FALSE | S6BF-036K | 2702 | 7153103 | BROAN | ES6BF-036K | AC | Split System: Air-Cooled Condensing Unit, Coil with Blower | S6BF-036K |  | C7B(A,H)MX36(C,U)-B | 13 | 16 | Yes | Yes | 2015-06-02 |  | 2
FALSE | S6BF-036K | 2702 | 7153104 | BROAN | ES6BF-036K | AC | Split System: Air-Cooled Condensing Unit, Coil with Blower | S6BF-036K |  | C7B(A,H)MX36(C,U)-B | 13 | 16 | Yes | Yes | 2015-06-02 |  | 2
FALSE | S6BF-036K | 2702 | 7153105 | BROAN | ES6BF-036K | AC | Split System: Air-Cooled Condensing Unit, Coil with Blower | S6BF-036K |  | C7B(A,H)MX36(C,U)-C | 13 | 16 | Yes | Yes | 2015-06-02 |  | 2
FALSE | S6BF-036K | 2702 | 7153106 | BROAN | ES6BF-036K | AC | Split System: Air-Cooled Condensing Unit, Coil with Blower | S6BF-036K |  | C7B(A,H)MX36(C,U)-C | 13 | 16 | Yes | Yes | 2015-06-02 |  | 2
FALSE | S6BF-036K | 2702 | 7153107 | BROAN | ES6BF-036K | AC | Split System: Air-Cooled Condensing Unit, Coil with Blower | S6BF-036K |  | C7B(A,H)MX36(C,U)-C | 13 | 16 | Yes | Yes | 2015-06-02 |  | 2
FALSE | S6QF-042K | 4506 | 7153108 | BROAN | ES6BF-042K | AC | Split System: Air-Cooled Condensing Unit, Coil with Blower | S6BF-042K |  | C7B(A,H)MX42(C,U)-C | 13 | 16 | Yes | Yes | 2015-06-02 |  | 2
FALSE | S6QF-042K | 4506 | 7153109 | BROAN | ES6BF-042K | AC | Split System: Air-Cooled Condensing Unit, Coil with Blower | S6BF-042K |  | C7B(A,H)MX42(C,U)-C | 13 | 16 | Yes | Yes | 2015-06-02 |  | 2
FALSE | S6QF-042K | 4506 | 7153110 | BROAN | ES6BF-042K | AC | Split System: Air-Cooled Condensing Unit, Coil with Blower | S6BF-042K |  | C7B(A,H)MX42(C,U)-C | 13 | 16 | Yes | Yes | 2015-06-02 |  | 2
FALSE | S6QF-048K | 4466 | 7153111 | BROAN | ES6BF-048K | AC | Split System: Air-Cooled Condensing Unit, Coil with Blower | S6BF-048K |  | C7B(A,H)MX48(C,U)-C | 13 | 16 | Yes | Yes | 2015-06-02 |  | 2
FALSE | S6QF-048K | 4466 | 7153112 | BROAN | ES6BF-048K | AC | Split System: Air-Cooled Condensing Unit, Coil with Blower | S6BF-048K |  | C7B(A,H)MX48(C,U)-C | 13 | 16 | Yes | Yes | 2015-06-02 |  | 2
FALSE | S6QF-048K | 4466 | 7153113 | BROAN | ES6BF-048K | AC | Split System: Air-Cooled Condensing Unit, Coil with Blower | S6BF-048K |  | C7B(A,H)MX48(C,U)-C | 13 | 16 | Yes | Yes | 2015-06-02 |  | 2
FALSE | S6QF-048K | 4466 | 7153114 | BROAN | ES6BF-048K | AC | Split System: Air-Cooled Condensing Unit, Coil with Blower | S6BF-048K |  | C7B(A,H)MX48(C,U)-D | 13 | 16 | Yes | Yes | 2015-06-02 |  | 2
FALSE | S6QF-048K | 4466 | 7153115 | BROAN | ES6BF-048K | AC | Split System: Air-Cooled Condensing Unit, Coil with Blower | S6BF-048K |  | C7B(A,H)MX48(C,U)-D | 13 | 16 | Yes | Yes | 2015-06-02 |  | 2
FALSE | S6QF-048K | 4466 | 7153116 | BROAN | ES6BF-048K | AC | Split System: Air-Cooled Condensing Unit, Coil with Blower | S6BF-048K |  | C7B(A,H)MX48(C,U)-D | 13 | 16 | Yes | Yes | 2015-06-02 |  | 2
FALSE | S6BF-024K | 2682 | 7153117 | MAYTAG | MSA6BF024K | AC | Split System: Air-Cooled Condensing Unit, Coil with Blower | S6BF-024K |  | C7B(A,H)MX24(C,U)-A | 13 | 16 | Yes | Yes | 2015-06-02 |  | 2
FALSE | S6BF-024K | 2682 | 7153118 | MAYTAG | MSA6BF024K | AC | Split System: Air-Cooled Condensing Unit, Coil with Blower | S6BF-024K |  | C7B(A,H)MX24(C,U)-A | 13 | 16 | Yes | Yes | 2015-06-02 |  | 2
FALSE | S6BF-024K | 2682 | 7153119 | MAYTAG | MSA6BF024K | AC | Split System: Air-Cooled Condensing Unit, Coil with Blower | S6BF-024K |  | C7B(A,H)MX24(C,U)-B | 13 | 16 | Yes | Yes | 2015-06-02 |  | 2
FALSE | S6BF-024K | 2682 | 7153120 | MAYTAG | MSA6BF024K | AC | Split System: Air-Cooled Condensing Unit, Coil with Blower | S6BF-024K |  | C7B(A,H)MX24(C,U)-B | 13 | 16 | Yes | Yes | 2015-06-02 |  | 2
FALSE | S6BF-030K | 2690 | 7153074 | NUTONE | ES6BF-030K | AC | Split System: Air-Cooled Condensing Unit, Coil with Blower | S6BF-030K |  | C7B(A,H)MX30(C,U)-C | 12.5 | 15 | Yes | Yes | 2015-06-02 |  | 1
FALSE | S6BF-036K | 2702 | 7153075 | NUTONE | ES6BF-036K | AC | Split System: Air-Cooled Condensing Unit, Coil with Blower | S6BF-036K |  | C7B(A,H)MX36(C,U)-B | 13 | 16 | Yes | Yes | 2015-06-02 |  | 2
FALSE | S6BF-036K | 2702 | 7153076 | NUTONE | ES6BF-036K | AC | Split System: Air-Cooled Condensing Unit, Coil with Blower | S6BF-036K |  | C7B(A,H)MX36(C,U)-B | 13 | 16 | Yes | Yes | 2015-06-02 |  | 2
FALSE | S6BF-036K | 2702 | 7153077 | NUTONE | ES6BF-036K | AC | Split System: Air-Cooled Condensing Unit, Coil with Blower | S6BF-036K |  | C7B(A,H)MX36(C,U)-B | 13 | 16 | Yes | Yes | 2015-06-02 |  | 2
FALSE | S6BF-036K | 2702 | 7153078 | NUTONE | ES6BF-036K | AC | Split System: Air-Cooled Condensing Unit, Coil with Blower | S6BF-036K |  | C7B(A,H)MX36(C,U)-C | 13 | 16 | Yes | Yes | 2015-06-02 |  | 2
FALSE | S6BF-036K | 2702 | 7153079 | NUTONE | ES6BF-036K | AC | Split System: Air-Cooled Condensing Unit, Coil with Blower | S6BF-036K |  | C7B(A,H)MX36(C,U)-C | 13 | 16 | Yes | Yes | 2015-06-02 |  | 2
FALSE | S6BF-036K | 2702 | 7153080 | NUTONE | ES6BF-036K | AC | Split System: Air-Cooled Condensing Unit, Coil with Blower | S6BF-036K |  | C7B(A,H)MX36(C,U)-C | 13 | 16 | Yes | Yes | 2015-06-02 |  | 2
FALSE | S6QF-042K | 4506 | 7153081 | NUTONE | ES6BF-042K | AC | Split System: Air-Cooled Condensing Unit, Coil with Blower | S6BF-042K |  | C7B(A,H)MX42(C,U)-C | 13 | 16 | Yes | Yes | 2015-06-02 |  | 2
FALSE | S6QF-042K | 4506 | 7153082 | NUTONE | ES6BF-042K | AC | Split System: Air-Cooled Condensing Unit, Coil with Blower | S6BF-042K |  | C7B(A,H)MX42(C,U)-C | 13 | 16 | Yes | Yes | 2015-06-02 |  | 2
FALSE | S6QF-042K | 4506 | 7153083 | NUTONE | ES6BF-042K | AC | Split System: Air-Cooled Condensing Unit, Coil with Blower | S6BF-042K |  | C7B(A,H)MX42(C,U)-C | 13 | 16 | Yes | Yes | 2015-06-02 |  | 2
FALSE | S6QF-048K | 4466 | 7153084 | NUTONE | ES6BF-048K | AC | Split System: Air-Cooled Condensing Unit, Coil with Blower | S6BF-048K |  | C7B(A,H)MX48(C,U)-C | 13 | 16 | Yes | Yes | 2015-06-02 |  | 2
FALSE | S6QF-048K | 4466 | 7153085 | NUTONE | ES6BF-048K | AC | Split System: Air-Cooled Condensing Unit, Coil with Blower | S6BF-048K |  | C7B(A,H)MX48(C,U)-C | 13 | 16 | Yes | Yes | 2015-06-02 |  | 2
FALSE | S6QF-048K | 4466 | 7153086 | NUTONE | ES6BF-048K | AC | Split System: Air-Cooled Condensing Unit, Coil with Blower | S6BF-048K |  | C7B(A,H)MX48(C,U)-C | 13 | 16 | Yes | Yes | 2015-06-02 |  | 2
FALSE | S6QF-048K | 4466 | 7153087 | NUTONE | ES6BF-048K | AC | Split System: Air-Cooled Condensing Unit, Coil with Blower | S6BF-048K |  | C7B(A,H)MX48(C,U)-D | 13 | 16 | Yes | Yes | 2015-06-02 |  | 2
FALSE | S6QF-048K | 4466 | 7153088 | NUTONE | ES6BF-048K | AC | Split System: Air-Cooled Condensing Unit, Coil with Blower | S6BF-048K |  | C7B(A,H)MX48(C,U)-D | 13 | 16 | Yes | Yes | 2015-06-02 |  | 2
FALSE | S6QF-048K | 4466 | 7153089 | NUTONE | ES6BF-048K | AC | Split System: Air-Cooled Condensing Unit, Coil with Blower | S6BF-048K |  | C7B(A,H)MX48(C,U)-D | 13 | 16 | Yes | Yes | 2015-06-02 |  | 2
FALSE | S6BF-024K | 2682 | 7153090 | BROAN | ES6BF-024K | AC | Split System: Air-Cooled Condensing Unit, Coil with Blower | S6BF-024K |  | C7B(A,H)MX24(C,U)-A | 13 | 16 | Yes | Yes | 2015-06-02 |  | 2
FALSE | S6BF-024K | 2682 | 7153091 | BROAN | ES6BF-024K | AC | Split System: Air-Cooled Condensing Unit, Coil with Blower | S6BF-024K |  | C7B(A,H)MX24(C,U)-A | 13 | 16 | Yes | Yes | 2015-06-02 |  | 2
FALSE | S6BF-024K | 2682 | 7153092 | BROAN | ES6BF-024K | AC | Split System: Air-Cooled Condensing Unit, Coil with Blower | S6BF-024K |  | C7B(A,H)MX24(C,U)-B | 13 | 16 | Yes | Yes | 2015-06-02 |  | 2
FALSE | S6BF-024K | 2682 | 7153093 | BROAN | ES6BF-024K | AC | Split System: Air-Cooled Condensing Unit, Coil with Blower | S6BF-024K |  | C7B(A,H)MX24(C,U)-B | 13 | 16 | Yes | Yes | 2015-06-02 |  | 2
FALSE | S6BF-024K | 2682 | 7153094 | BROAN | ES6BF-024K | AC | Split System: Air-Cooled Condensing Unit, Coil with Blower | S6BF-024K |  | C7B(A,H)MX24(C,U)-B | 13 | 16 | Yes | Yes | 2015-06-02 |  | 2
FALSE | S6BF-030K | 2690 | 7153095 | BROAN | ES6BF-030K | AC | Split System: Air-Cooled Condensing Unit, Coil with Blower | S6BF-030K |  | C7B(A,H)MX30(C,U)-A | 12.5 | 15 | Yes | Yes | 2015-06-02 |  | 1
FALSE | S6BF-030K | 2690 | 7153096 | BROAN | ES6BF-030K | AC | Split System: Air-Cooled Condensing Unit, Coil with Blower | S6BF-030K |  | C7B(A,H)MX30(C,U)-B | 12.5 | 15 | Yes | Yes | 2015-06-02 |  | 1
FALSE | S6BF-030K | 2690 | 7153097 | BROAN | ES6BF-030K | AC | Split System: Air-Cooled Condensing Unit, Coil with Blower | S6BF-030K |  | C7B(A,H)MX30(C,U)-B | 12.5 | 15 | Yes | Yes | 2015-06-02 |  | 1
FALSE | S6BF-030K | 2690 | 7153098 | BROAN | ES6BF-030K | AC | Split System: Air-Cooled Condensing Unit, Coil with Blower | S6BF-030K |  | C7B(A,H)MX30(C,U)-B | 12.5 | 15 | Yes | Yes | 2015-06-02 |  | 1
FALSE | S6BF-030K | 2690 | 7153099 | BROAN | ES6BF-030K | AC | Split System: Air-Cooled Condensing Unit, Coil with Blower | S6BF-030K |  | C7B(A,H)MX30(C,U)-C | 12.5 | 15 | Yes | Yes | 2015-06-02 |  | 1
FALSE | S6BF-030K | 2690 | 7153100 | BROAN | ES6BF-030K | AC | Split System: Air-Cooled Condensing Unit, Coil with Blower | S6BF-030K |  | C7B(A,H)MX30(C,U)-C | 12.5 | 15 | Yes | Yes | 2015-06-02 |  | 1
FALSE | S6BF-030K | 2690 | 7153101 | BROAN | ES6BF-030K | AC | Split System: Air-Cooled Condensing Unit, Coil with Blower | S6BF-030K |  | C7B(A,H)MX30(C,U)-C | 12.5 | 15 | Yes | Yes | 2015-06-02 |  | 1
FALSE | S6BF-030K | 2690 | 7153121 | MAYTAG | MSA6BF030K | AC | Split System: Air-Cooled Condensing Unit, Coil with Blower | S6BF-030K |  | C7B(A,H)MX30(C,U)-A | 12.5 | 15 | Yes | Yes | 2015-06-02 |  | 1
FALSE | S6BF-030K | 2690 | 7153122 | MAYTAG | MSA6BF030K | AC | Split System: Air-Cooled Condensing Unit, Coil with Blower | S6BF-030K |  | C7B(A,H)MX30(C,U)-B | 12.5 | 15 | Yes | Yes | 2015-06-02 |  | 1
FALSE | S6BF-030K | 2690 | 7153123 | MAYTAG | MSA6BF030K | AC | Split System: Air-Cooled Condensing Unit, Coil with Blower | S6BF-030K |  | C7B(A,H)MX30(C,U)-B | 12.5 | 15 | Yes | Yes | 2015-06-02 |  | 1
FALSE | S6BF-030K | 2690 | 7153124 | MAYTAG | MSA6BF030K | AC | Split System: Air-Cooled Condensing Unit, Coil with Blower | S6BF-030K |  | C7B(A,H)MX30(C,U)-C | 12.5 | 15 | Yes | Yes | 2015-06-02 |  | 1
FALSE | S6BF-030K | 2690 | 7153125 | MAYTAG | MSA6BF030K | AC | Split System: Air-Cooled Condensing Unit, Coil with Blower | S6BF-030K |  | C7B(A,H)MX30(C,U)-C | 12.5 | 15 | Yes | Yes | 2015-06-02 |  | 1
FALSE | S6BF-036K | 2702 | 7153126 | MAYTAG | MSA6BF036K | AC | Split System: Air-Cooled Condensing Unit, Coil with Blower | S6BF-036K |  | C7B(A,H)MX36(C,U)-B | 13 | 16 | Yes | Yes | 2015-06-02 |  | 2
FALSE | S6BF-036K | 2702 | 7153127 | MAYTAG | MSA6BF036K | AC | Split System: Air-Cooled Condensing Unit, Coil with Blower | S6BF-036K |  | C7B(A,H)MX36(C,U)-B | 13 | 16 | Yes | Yes | 2015-06-02 |  | 2
FALSE | S6BF-036K | 2702 | 7153128 | MAYTAG | MSA6BF036K | AC | Split System: Air-Cooled Condensing Unit, Coil with Blower | S6BF-036K |  | C7B(A,H)MX36(C,U)-C | 13 | 16 | Yes | Yes | 2015-06-02 |  | 2
FALSE | S6BF-036K | 2702 | 7153129 | MAYTAG | MSA6BF036K | AC | Split System: Air-Cooled Condensing Unit, Coil with Blower | S6BF-036K |  | C7B(A,H)MX36(C,U)-C | 13 | 16 | Yes | Yes | 2015-06-02 |  | 2
FALSE | S6QF-042K | 4506 | 7153130 | MAYTAG | MSA6BF042K | AC | Split System: Air-Cooled Condensing Unit, Coil with Blower | S6BF-042K |  | C7B(A,H)MX42(C,U)-C | 13 | 16 | Yes | Yes | 2015-06-02 |  | 2
FALSE | S6QF-042K | 4506 | 7153131 | MAYTAG | MSA6BF042K | AC | Split System: Air-Cooled Condensing Unit, Coil with Blower | S6BF-042K |  | C7B(A,H)MX42(C,U)-C | 13 | 16 | Yes | Yes | 2015-06-02 |  | 2
FALSE | S6QF-048K | 4466 | 7153132 | MAYTAG | MSA6BF048K | AC | Split System: Air-Cooled Condensing Unit, Coil with Blower | S6BF-048K |  | C7B(A,H)MX48(C,U)-C | 13 | 16 | Yes | Yes | 2015-06-02 |  | 2
FALSE | S6QF-048K | 4466 | 7153133 | MAYTAG | MSA6BF048K | AC | Split System: Air-Cooled Condensing Unit, Coil with Blower | S6BF-048K |  | C7B(A,H)MX48(C,U)-C | 13 | 16 | Yes | Yes | 2015-06-02 |  | 2
FALSE | S6QF-048K | 4466 | 7153134 | MAYTAG | MSA6BF048K | AC | Split System: Air-Cooled Condensing Unit, Coil with Blower | S6BF-048K |  | C7B(A,H)MX48(C,U)-D | 13 | 16 | Yes | Yes | 2015-06-02 |  | 2
FALSE | S6QF-048K | 4466 | 7153135 | MAYTAG | MSA6BF048K | AC | Split System: Air-Cooled Condensing Unit, Coil with Blower | S6BF-048K |  | C7B(A,H)MX48(C,U)-D | 13 | 16 | Yes | Yes | 2015-06-02 |  | 2
FALSE | S6BF-024K | 2682 | 7153136 | MAYTAG | CSA6BF024K | AC | Split System: Air-Cooled Condensing Unit, Coil with Blower | S6BF-024K |  | C7B(A,H)MX24(C,U)-A | 13 | 16 | Yes | Yes | 2015-06-02 |  | 2
FALSE | S6BF-024K | 2682 | 7153137 | MAYTAG | CSA6BF024K | AC | Split System: Air-Cooled Condensing Unit, Coil with Blower | S6BF-024K |  | C7B(A,H)MX24(C,U)-B | 13 | 16 | Yes | Yes | 2015-06-02 |  | 2
FALSE | S6BF-024K | 2682 | 7153138 | MAYTAG | CSA6BF024K | AC | Split System: Air-Cooled Condensing Unit, Coil with Blower | S6BF-024K |  | C7B(A,H)MX24(C,U)-B | 13 | 16 | Yes | Yes | 2015-06-02 |  | 2
FALSE | S6BF-030K | 2690 | 7153139 | MAYTAG | CSA6BF030K | AC | Split System: Air-Cooled Condensing Unit, Coil with Blower | S6BF-030K |  | C7B(A,H)MX30(C,U)-A | 12.5 | 15 | Yes | Yes | 2015-06-02 |  | 1
FALSE | S6BF-030K | 2690 | 7153140 | MAYTAG | CSA6BF030K | AC | Split System: Air-Cooled Condensing Unit, Coil with Blower | S6BF-030K |  | C7B(A,H)MX30(C,U)-B | 12.5 | 15 | Yes | Yes | 2015-06-02 |  | 1
FALSE | S6BF-030K | 2690 | 7153141 | MAYTAG | CSA6BF030K | AC | Split System: Air-Cooled Condensing Unit, Coil with Blower | S6BF-030K |  | C7B(A,H)MX30(C,U)-B | 12.5 | 15 | Yes | Yes | 2015-06-02 |  | 1
FALSE | S6BF-030K | 2690 | 7153142 | MAYTAG | CSA6BF030K | AC | Split System: Air-Cooled Condensing Unit, Coil with Blower | S6BF-030K |  | C7B(A,H)MX30(C,U)-C | 12.5 | 15 | Yes | Yes | 2015-06-02 |  | 1
FALSE | S6BF-030K | 2690 | 7153143 | MAYTAG | CSA6BF030K | AC | Split System: Air-Cooled Condensing Unit, Coil with Blower | S6BF-030K |  | C7B(A,H)MX30(C,U)-C | 12.5 | 15 | Yes | Yes | 2015-06-02 |  | 1
FALSE | S6BF-036K | 2702 | 7153144 | MAYTAG | CSA6BF036K | AC | Split System: Air-Cooled Condensing Unit, Coil with Blower | S6BF-036K |  | C7B(A,H)MX36(C,U)-B | 13 | 16 | Yes | Yes | 2015-06-02 |  | 2
FALSE | S6BF-036K | 2702 | 7153145 | MAYTAG | CSA6BF036K | AC | Split System: Air-Cooled Condensing Unit, Coil with Blower | S6BF-036K |  | C7B(A,H)MX36(C,U)-B | 13 | 16 | Yes | Yes | 2015-06-02 |  | 2
FALSE | S6BF-036K | 2702 | 7153146 | MAYTAG | CSA6BF036K | AC | Split System: Air-Cooled Condensing Unit, Coil with Blower | S6BF-036K |  | C7B(A,H)MX36(C,U)-C | 13 | 16 | Yes | Yes | 2015-06-02 |  | 2
FALSE | S6BF-036K | 2702 | 7153147 | MAYTAG | CSA6BF036K | AC | Split System: Air-Cooled Condensing Unit, Coil with Blower | S6BF-036K |  | C7B(A,H)MX36(C,U)-C | 13 | 16 | Yes | Yes | 2015-06-02 |  | 2
FALSE | S6QF-042K | 4506 | 7153148 | MAYTAG | CSA6BF042K | AC | Split System: Air-Cooled Condensing Unit, Coil with Blower | S6BF-042K |  | C7B(A,H)MX42(C,U)-C | 13 | 16 | Yes | Yes | 2015-06-02 |  | 2
FALSE | S6QF-042K | 4506 | 7153149 | MAYTAG | CSA6BF042K | AC | Split System: Air-Cooled Condensing Unit, Coil with Blower | S6BF-042K |  | C7B(A,H)MX42(C,U)-C | 13 | 16 | Yes | Yes | 2015-06-02 |  | 2
FALSE | S6QF-048K | 4466 | 7153194 | NORDYNE, LLC. | ES6BF-048K | AC | Split System: Air-Cooled Condensing Unit, Coil with Blower | S6BF-048K |  | C7B(A,H)MX48(C,U)-C | 13 | 16 | Yes | Yes | 2015-06-02 |  | 2
FALSE | S6QF-048K | 4466 | 7153195 | NORDYNE, LLC. | ES6BF-048K | AC | Split System: Air-Cooled Condensing Unit, Coil with Blower | S6BF-048K |  | C7B(A,H)MX48(C,U)-C | 13 | 16 | Yes | Yes | 2015-06-02 |  | 2
FALSE | S6QF-048K | 4466 | 7153196 | NORDYNE, LLC. | ES6BF-048K | AC | Split System: Air-Cooled Condensing Unit, Coil with Blower | S6BF-048K |  | C7B(A,H)MX48(C,U)-C | 13 | 16 | Yes | Yes | 2015-06-02 |  | 2
FALSE | S6QF-048K | 4466 | 7153198 | NORDYNE, LLC. | ES6BF-048K | AC | Split System: Air-Cooled Condensing Unit, Coil with Blower | S6BF-048K |  | C7B(A,H)MX48(C,U)-D | 13 | 16 | Yes | Yes | 2015-06-02 |  | 2
FALSE | S6QF-048K | 4466 | 7153199 | NORDYNE, LLC. | ES6BF-048K | AC | Split System: Air-Cooled Condensing Unit, Coil with Blower | S6BF-048K |  | C7B(A,H)MX48(C,U)-D | 13 | 16 | Yes | Yes | 2015-06-02 |  | 2
FALSE | S6QF-048K | 4466 | 7153200 | NORDYNE, LLC. | ES6BF-048K | AC | Split System: Air-Cooled Condensing Unit, Coil with Blower | S6BF-048K |  | C7B(A,H)MX48(C,U)-D | 13 | 16 | Yes | Yes | 2015-06-02 |  | 2
FALSE | S6BF-024K | 2682 | 7153201 | NORDYNE, LLC. | JS6BF-024K | AC | Split System: Air-Cooled Condensing Unit, Coil with Blower | S6BF-024K |  | C7B(A,H)MX24(C,U)-A | 13 | 16 | Yes | Yes | 2015-06-02 |  | 2
FALSE | S6BF-024K | 2682 | 7153202 | NORDYNE, LLC. | JS6BF-024K | AC | Split System: Air-Cooled Condensing Unit, Coil with Blower | S6BF-024K |  | C7B(A,H)MX24(C,U)-A | 13 | 16 | Yes | Yes | 2015-06-02 |  | 2
FALSE | S6BF-024K | 2682 | 7153204 | NORDYNE, LLC. | JS6BF-024K | AC | Split System: Air-Cooled Condensing Unit, Coil with Blower | S6BF-024K |  | C7B(A,H)MX24(C,U)-B | 13 | 16 | Yes | Yes | 2015-06-02 |  | 2
FALSE | S6BF-024K | 2682 | 7153205 | NORDYNE, LLC. | JS6BF-024K | AC | Split System: Air-Cooled Condensing Unit, Coil with Blower | S6BF-024K |  | C7B(A,H)MX24(C,U)-B | 13 | 16 | Yes | Yes | 2015-06-02 |  | 2
FALSE | S6BF-030K | 2690 | 7153206 | NORDYNE, LLC. | JS6BF-030K | AC | Split System: Air-Cooled Condensing Unit, Coil with Blower | S6BF-030K |  | C7B(A,H)MX30(C,U)-A | 12.5 | 15 | Yes | Yes | 2015-06-02 |  | 1
FALSE | S6BF-030K | 2690 | 7153207 | NORDYNE, LLC. | JS6BF-030K | AC | Split System: Air-Cooled Condensing Unit, Coil with Blower | S6BF-030K |  | C7B(A,H)MX30(C,U)-B | 12.5 | 15 | Yes | Yes | 2015-06-02 |  | 1
FALSE | S6BF-030K | 2690 | 7153208 | NORDYNE, LLC. | JS6BF-030K | AC | Split System: Air-Cooled Condensing Unit, Coil with Blower | S6BF-030K |  | C7B(A,H)MX30(C,U)-B | 12.5 | 15 | Yes | Yes | 2015-06-02 |  | 1
FALSE | S6BF-030K | 2690 | 7153209 | NORDYNE, LLC. | JS6BF-030K | AC | Split System: Air-Cooled Condensing Unit, Coil with Blower | S6BF-030K |  | C7B(A,H)MX30(C,U)-C | 12.5 | 15 | Yes | Yes | 2015-06-02 |  | 1
FALSE | S6BF-030K | 2690 | 7153210 | NORDYNE, LLC. | JS6BF-030K | AC | Split System: Air-Cooled Condensing Unit, Coil with Blower | S6BF-030K |  | C7B(A,H)MX30(C,U)-C | 12.5 | 15 | Yes | Yes | 2015-06-02 |  | 1
FALSE | S6BF-036K | 2702 | 7153211 | NORDYNE, LLC. | JS6BF-036K | AC | Split System: Air-Cooled Condensing Unit, Coil with Blower | S6BF-036K |  | C7B(A,H)MX36(C,U)-B | 13 | 16 | Yes | Yes | 2015-06-02 |  | 2
FALSE | S6BF-036K | 2702 | 7153212 | NORDYNE, LLC. | JS6BF-036K | AC | Split System: Air-Cooled Condensing Unit, Coil with Blower | S6BF-036K |  | C7B(A,H)MX36(C,U)-B | 13 | 16 | Yes | Yes | 2015-06-02 |  | 2
FALSE | S6BF-036K | 2702 | 7153213 | NORDYNE, LLC. | JS6BF-036K | AC | Split System: Air-Cooled Condensing Unit, Coil with Blower | S6BF-036K |  | C7B(A,H)MX36(C,U)-C | 13 | 16 | Yes | Yes | 2015-06-02 |  | 2
FALSE | S6BF-036K | 2702 | 7153214 | NORDYNE, LLC. | JS6BF-036K | AC | Split System: Air-Cooled Condensing Unit, Coil with Blower | S6BF-036K |  | C7B(A,H)MX36(C,U)-C | 13 | 16 | Yes | Yes | 2015-06-02 |  | 2
FALSE | S6QF-048K | 4466 | 7153169 | NORDYNE, LLC. | ES6BF-048K | AC | Split System: Air-Cooled Condensing Unit, Coil with Blower | S6BF-048K |  | C7B(A,H)MX48(C,U)-C | 13 | 16 | Yes | Yes | 2015-06-02 |  | 2
FALSE | S6QF-048K | 4466 | 7153170 | NORDYNE, LLC. | ES6BF-048K | AC | Split System: Air-Cooled Condensing Unit, Coil with Blower | S6BF-048K |  | C7B(A,H)MX48(C,U)-C | 13 | 16 | Yes | Yes | 2015-06-02 |  | 2
FALSE | S6QF-048K | 4466 | 7153171 | NORDYNE, LLC. | ES6BF-048K | AC | Split System: Air-Cooled Condensing Unit, Coil with Blower | S6BF-048K |  | C7B(A,H)MX48(C,U)-D | 13 | 16 | Yes | Yes | 2015-06-02 |  | 2
FALSE | S6QF-048K | 4466 | 7153172 | NORDYNE, LLC. | ES6BF-048K | AC | Split System: Air-Cooled Condensing Unit, Coil with Blower | S6BF-048K |  | C7B(A,H)MX48(C,U)-D | 13 | 16 | Yes | Yes | 2015-06-02 |  | 2
FALSE | S6BF-024K | 2682 | 7153173 | NORDYNE, LLC. | ES6BF-024K | AC | Split System: Air-Cooled Condensing Unit, Coil with Blower | S6BF-024K |  | C7B(A,H)MX24(C,U)-A | 13 | 16 | Yes | Yes | 2015-06-02 |  | 2
FALSE | S6BF-024K | 2682 | 7153174 | NORDYNE, LLC. | ES6BF-024K | AC | Split System: Air-Cooled Condensing Unit, Coil with Blower | S6BF-024K |  | C7B(A,H)MX24(C,U)-A | 13 | 16 | Yes | Yes | 2015-06-02 |  | 2
FALSE | S6BF-024K | 2682 | 7153175 | NORDYNE, LLC. | ES6BF-024K | AC | Split System: Air-Cooled Condensing Unit, Coil with Blower | S6BF-024K |  | C7B(A,H)MX24(C,U)-B | 13 | 16 | Yes | Yes | 2015-06-02 |  | 2
FALSE | S6BF-024K | 2682 | 7153176 | NORDYNE, LLC. | ES6BF-024K | AC | Split System: Air-Cooled Condensing Unit, Coil with Blower | S6BF-024K |  | C7B(A,H)MX24(C,U)-B | 13 | 16 | Yes | Yes | 2015-06-02 |  | 2
FALSE | S6BF-024K | 2682 | 7153177 | NORDYNE, LLC. | ES6BF-024K | AC | Split System: Air-Cooled Condensing Unit, Coil with Blower | S6BF-024K |  | C7B(A,H)MX24(C,U)-B | 13 | 16 | Yes | Yes | 2015-06-02 |  | 2
FALSE | S6BF-030K | 2690 | 7153178 | NORDYNE, LLC. | ES6BF-030K | AC | Split System: Air-Cooled Condensing Unit, Coil with Blower | S6BF-030K |  | C7B(A,H)MX30(C,U)-A | 12.5 | 15 | Yes | Yes | 2015-06-02 |  | 1
FALSE | S6BF-030K | 2690 | 7153179 | NORDYNE, LLC. | ES6BF-030K | AC | Split System: Air-Cooled Condensing Unit, Coil with Blower | S6BF-030K |  | C7B(A,H)MX30(C,U)-B | 12.5 | 15 | Yes | Yes | 2015-06-02 |  | 1
FALSE | S6BF-030K | 2690 | 7153180 | NORDYNE, LLC. | ES6BF-030K | AC | Split System: Air-Cooled Condensing Unit, Coil with Blower | S6BF-030K |  | C7B(A,H)MX30(C,U)-B | 12.5 | 15 | Yes | Yes | 2015-06-02 |  | 1
FALSE | S6BF-030K | 2690 | 7153181 | NORDYNE, LLC. | ES6BF-030K | AC | Split System: Air-Cooled Condensing Unit, Coil with Blower | S6BF-030K |  | C7B(A,H)MX30(C,U)-B | 12.5 | 15 | Yes | Yes | 2015-06-02 |  | 1
FALSE | S6BF-030K | 2690 | 7153182 | NORDYNE, LLC. | ES6BF-030K | AC | Split System: Air-Cooled Condensing Unit, Coil with Blower | S6BF-030K |  | C7B(A,H)MX30(C,U)-C | 12.5 | 15 | Yes | Yes | 2015-06-02 |  | 1
FALSE | S6BF-030K | 2690 | 7153183 | NORDYNE, LLC. | ES6BF-030K | AC | Split System: Air-Cooled Condensing Unit, Coil with Blower | S6BF-030K |  | C7B(A,H)MX30(C,U)-C | 12.5 | 15 | Yes | Yes | 2015-06-02 |  | 1
FALSE | S6BF-030K | 2690 | 7153184 | NORDYNE, LLC. | ES6BF-030K | AC | Split System: Air-Cooled Condensing Unit, Coil with Blower | S6BF-030K |  | C7B(A,H)MX30(C,U)-C | 12.5 | 15 | Yes | Yes | 2015-06-02 |  | 1
FALSE | S6BF-036K | 2702 | 7153185 | NORDYNE, LLC. | ES6BF-036K | AC | Split System: Air-Cooled Condensing Unit, Coil with Blower | S6BF-036K |  | C7B(A,H)MX36(C,U)-B | 13 | 16 | Yes | Yes | 2015-06-02 |  | 2
FALSE | S6BF-036K | 2702 | 7153186 | NORDYNE, LLC. | ES6BF-036K | AC | Split System: Air-Cooled Condensing Unit, Coil with Blower | S6BF-036K |  | C7B(A,H)MX36(C,U)-B | 13 | 16 | Yes | Yes | 2015-06-02 |  | 2
FALSE | S6BF-036K | 2702 | 7153187 | NORDYNE, LLC. | ES6BF-036K | AC | Split System: Air-Cooled Condensing Unit, Coil with Blower | S6BF-036K |  | C7B(A,H)MX36(C,U)-B | 13 | 16 | Yes | Yes | 2015-06-02 |  | 2
FALSE | S6BF-036K | 2702 | 7153188 | NORDYNE, LLC. | ES6BF-036K | AC | Split System: Air-Cooled Condensing Unit, Coil with Blower | S6BF-036K |  | C7B(A,H)MX36(C,U)-C | 13 | 16 | Yes | Yes | 2015-06-02 |  | 2
FALSE | S6BF-036K | 2702 | 7153189 | NORDYNE, LLC. | ES6BF-036K | AC | Split System: Air-Cooled Condensing Unit, Coil with Blower | S6BF-036K |  | C7B(A,H)MX36(C,U)-C | 13 | 16 | Yes | Yes | 2015-06-02 |  | 2
FALSE | S6BF-036K | 2702 | 7153190 | NORDYNE, LLC. | ES6BF-036K | AC | Split System: Air-Cooled Condensing Unit, Coil with Blower | S6BF-036K |  | C7B(A,H)MX36(C,U)-C | 13 | 16 | Yes | Yes | 2015-06-02 |  | 2
FALSE | S6QF-042K | 4506 | 7153191 | NORDYNE, LLC. | ES6BF-042K | AC | Split System: Air-Cooled Condensing Unit, Coil with Blower | S6BF-042K |  | C7B(A,H)MX42(C,U)-C | 13 | 16 | Yes | Yes | 2015-06-02 |  | 2
FALSE | S6QF-042K | 4506 | 7153192 | NORDYNE, LLC. | ES6BF-042K | AC | Split System: Air-Cooled Condensing Unit, Coil with Blower | S6BF-042K |  | C7B(A,H)MX42(C,U)-C | 13 | 16 | Yes | Yes | 2015-06-02 |  | 2
FALSE | S6QF-042K | 4506 | 7153193 | NORDYNE, LLC. | ES6BF-042K | AC | Split System: Air-Cooled Condensing Unit, Coil with Blower | S6BF-042K |  | C7B(A,H)MX42(C,U)-C | 13 | 16 | Yes | Yes | 2015-06-02 |  | 2
FALSE | S6QF-042K | 4506 | 7153215 | NORDYNE, LLC. | JS6BF-042K | AC | Split System: Air-Cooled Condensing Unit, Coil with Blower | S6BF-042K |  | C7B(A,H)MX42(C,U)-C | 13 | 16 | Yes | Yes | 2015-06-02 |  | 2
FALSE | S6QF-042K | 4506 | 7153216 | NORDYNE, LLC. | JS6BF-042K | AC | Split System: Air-Cooled Condensing Unit, Coil with Blower | S6BF-042K |  | C7B(A,H)MX42(C,U)-C | 13 | 16 | Yes | Yes | 2015-06-02 |  | 2
FALSE | S6QF-048K | 4466 | 7153217 | NORDYNE, LLC. | JS6BF-048K | AC | Split System: Air-Cooled Condensing Unit, Coil with Blower | S6BF-048K |  | C7B(A,H)MX48(C,U)-C | 13 | 16 | Yes | Yes | 2015-06-02 |  | 2
FALSE | S6QF-048K | 4466 | 7153218 | NORDYNE, LLC. | JS6BF-048K | AC | Split System: Air-Cooled Condensing Unit, Coil with Blower | S6BF-048K |  | C7B(A,H)MX48(C,U)-C | 13 | 16 | Yes | Yes | 2015-06-02 |  | 2
FALSE | S6QF-048K | 4466 | 7153219 | NORDYNE, LLC. | JS6BF-048K | AC | Split System: Air-Cooled Condensing Unit, Coil with Blower | S6BF-048K |  | C7B(A,H)MX48(C,U)-D | 13 | 16 | Yes | Yes | 2015-06-02 |  | 2
FALSE | S6QF-048K | 4466 | 7153220 | NORDYNE, LLC. | JS6BF-048K | AC | Split System: Air-Cooled Condensing Unit, Coil with Blower | S6BF-048K |  | C7B(A,H)MX48(C,U)-D | 13 | 16 | Yes | Yes | 2015-06-02 |  | 2
FALSE | S6BF-024K | 2682 | 7153221 | NORDYNE, LLC. | JS6BF-024K | AC | Split System: Air-Cooled Condensing Unit, Coil with Blower | S6BF-024K |  | C7B(A,H)MX24(C,U)-A | 13 | 16 | Yes | Yes | 2015-06-02 |  | 2
FALSE | S6BF-024K | 2682 | 7153222 | NORDYNE, LLC. | JS6BF-024K | AC | Split System: Air-Cooled Condensing Unit, Coil with Blower | S6BF-024K |  | C7B(A,H)MX24(C,U)-A | 13 | 16 | Yes | Yes | 2015-06-02 |  | 2
FALSE | S6BF-024K | 2682 | 7153223 | NORDYNE, LLC. | JS6BF-024K | AC | Split System: Air-Cooled Condensing Unit, Coil with Blower | S6BF-024K |  | C7B(A,H)MX24(C,U)-B | 13 | 16 | Yes | Yes | 2015-06-02 |  | 2
FALSE | S6BF-024K | 2682 | 7153224 | NORDYNE, LLC. | JS6BF-024K | AC | Split System: Air-Cooled Condensing Unit, Coil with Blower | S6BF-024K |  | C7B(A,H)MX24(C,U)-B | 13 | 16 | Yes | Yes | 2015-06-02 |  | 2
FALSE | S6BF-024K | 2682 | 7153225 | NORDYNE, LLC. | JS6BF-024K | AC | Split System: Air-Cooled Condensing Unit, Coil with Blower | S6BF-024K |  | C7B(A,H)MX24(C,U)-B | 13 | 16 | Yes | Yes | 2015-06-02 |  | 2
FALSE | S6BF-030K | 2690 | 7153226 | NORDYNE, LLC. | JS6BF-030K | AC | Split System: Air-Cooled Condensing Unit, Coil with Blower | S6BF-030K |  | C7B(A,H)MX30(C,U)-A | 12.5 | 15 | Yes | Yes | 2015-06-02 |  | 1
FALSE | S6BF-030K | 2690 | 7153227 | NORDYNE, LLC. | JS6BF-030K | AC | Split System: Air-Cooled Condensing Unit, Coil with Blower | S6BF-030K |  | C7B(A,H)MX30(C,U)-B | 12.5 | 15 | Yes | Yes | 2015-06-02 |  | 1
FALSE | S6BF-030K | 2690 | 7153228 | NORDYNE, LLC. | JS6BF-030K | AC | Split System: Air-Cooled Condensing Unit, Coil with Blower | S6BF-030K |  | C7B(A,H)MX30(C,U)-B | 12.5 | 15 | Yes | Yes | 2015-06-02 |  | 1
FALSE | S6BF-030K | 2690 | 7153229 | NORDYNE, LLC. | JS6BF-030K | AC | Split System: Air-Cooled Condensing Unit, Coil with Blower | S6BF-030K |  | C7B(A,H)MX30(C,U)-B | 12.5 | 15 | Yes | Yes | 2015-06-02 |  | 1
FALSE | S6BF-030K | 2690 | 7153230 | NORDYNE, LLC. | JS6BF-030K | AC | Split System: Air-Cooled Condensing Unit, Coil with Blower | S6BF-030K |  | C7B(A,H)MX30(C,U)-C | 12.5 | 15 | Yes | Yes | 2015-06-02 |  | 1
FALSE | S6BF-030K | 2690 | 7153231 | NORDYNE, LLC. | JS6BF-030K | AC | Split System: Air-Cooled Condensing Unit, Coil with Blower | S6BF-030K |  | C7B(A,H)MX30(C,U)-C | 12.5 | 15 | Yes | Yes | 2015-06-02 |  | 1
FALSE | S6BF-030K | 2690 | 7153232 | NORDYNE, LLC. | JS6BF-030K | AC | Split System: Air-Cooled Condensing Unit, Coil with Blower | S6BF-030K |  | C7B(A,H)MX30(C,U)-C | 12.5 | 15 | Yes | Yes | 2015-06-02 |  | 1
FALSE | S6BF-036K | 2702 | 7153233 | NORDYNE, LLC. | JS6BF-036K | AC | Split System: Air-Cooled Condensing Unit, Coil with Blower | S6BF-036K |  | C7B(A,H)MX36(C,U)-B | 13 | 16 | Yes | Yes | 2015-06-02 |  | 2
FALSE | S6BF-036K | 2702 | 7153234 | NORDYNE, LLC. | JS6BF-036K | AC | Split System: Air-Cooled Condensing Unit, Coil with Blower | S6BF-036K |  | C7B(A,H)MX36(C,U)-B | 13 | 16 | Yes | Yes | 2015-06-02 |  | 2
FALSE | S6BF-036K | 2702 | 7153235 | NORDYNE, LLC. | JS6BF-036K | AC | Split System: Air-Cooled Condensing Unit, Coil with Blower | S6BF-036K |  | C7B(A,H)MX36(C,U)-B | 13 | 16 | Yes | Yes | 2015-06-02 |  | 2
FALSE | S6BF-036K | 2702 | 7153236 | NORDYNE, LLC. | JS6BF-036K | AC | Split System: Air-Cooled Condensing Unit, Coil with Blower | S6BF-036K |  | C7B(A,H)MX36(C,U)-C | 13 | 16 | Yes | Yes | 2015-06-02 |  | 2
FALSE | S6BF-036K | 2702 | 7153237 | NORDYNE, LLC. | JS6BF-036K | AC | Split System: Air-Cooled Condensing Unit, Coil with Blower | S6BF-036K |  | C7B(A,H)MX36(C,U)-C | 13 | 16 | Yes | Yes | 2015-06-02 |  | 2
FALSE | S6BF-036K | 2702 | 7153238 | NORDYNE, LLC. | JS6BF-036K | AC | Split System: Air-Cooled Condensing Unit, Coil with Blower | S6BF-036K |  | C7B(A,H)MX36(C,U)-C | 13 | 16 | Yes | Yes | 2015-06-02 |  | 2
FALSE | S6QF-042K | 4506 | 7153239 | NORDYNE, LLC. | JS6BF-042K | AC | Split System: Air-Cooled Condensing Unit, Coil with Blower | S6BF-042K |  | C7B(A,H)MX42(C,U)-C | 13 | 16 | Yes | Yes | 2015-06-02 |  | 2
FALSE | S6BF-036K | 2702 | 7201797 | NORDYNE, LLC. | S6BF-036K | AC | Split System: Air-Cooled Condensing Unit, Coil with Blower | S6BF-036K |  | C7B(A,H)MX36(C,U)-B | 13 | 16 | Yes | Yes | 2015-06-02 |  | 2
FALSE | S6BF-036K | 2702 | 7201798 | NORDYNE, LLC. | S6BF-036K | AC | Split System: Air-Cooled Condensing Unit, Coil with Blower | S6BF-036K |  | C7B(A,H)MX36(C,U)-C | 13 | 16 | Yes | Yes | 2015-06-02 |  | 2
FALSE | S6QF-042K | 4506 | 7201799 | NORDYNE, LLC. | S6BF-042K | AC | Split System: Air-Cooled Condensing Unit, Coil with Blower | S6BF-042K |  | C7B(A,H)MX42(C,U)-C | 13 | 16 | Yes | Yes | 2015-06-02 |  | 2
FALSE | S6QF-048K | 4466 | 7201800 | NORDYNE, LLC. | S6BF-048K | AC | Split System: Air-Cooled Condensing Unit, Coil with Blower | S6BF-048K |  | C7B(A,H)MX48(C,U)-C | 13 | 16 | Yes | Yes | 2015-06-02 |  | 2
FALSE | S4BE-018KA | 2679 | 7279647 | MAYTAG | MSA4BE018KA | AC | Split System: Air-Cooled Condensing Unit, Coil with Blower | S4BE-018KA |  | C7B(A,H)MX24(C,U)-B | 12.5 | 15 | Yes | Yes | 2015-06-02 |  | 1
FALSE | S4BE-018KA | 2679 | 7279649 | MAYTAG | MSA4BE018KA | AC | Split System: Air-Cooled Condensing Unit, Coil with Blower | S4BE-018KA |  | C7B(A,H)M01824(C,U)-B+TXV | 12.5 | 15 | Yes | Yes | 2015-06-02 |  | 1
FALSE | S4BE-018KA | 2679 | 7279651 | MAYTAG | MSA4BE018KA | AC | Split System: Air-Cooled Condensing Unit, Coil with Blower | S4BE-018KA |  | C6B(A,H)-X24(C,U)-B | 12.5 | 15 | Yes | Yes | 2015-06-02 |  | 1
FALSE | S4BE-018KA | 2679 | 7279653 | MAYTAG | MSA4BE018KA | AC | Split System: Air-Cooled Condensing Unit, Coil with Blower | S4BE-018KA |  | C7B(A,H)M01824(C,U)-A+TXV | 12.5 | 15 | Yes | Yes | 2015-06-02 |  | 1
FALSE | S4BE-018KA | 2679 | 7279655 | MAYTAG | MSA4BE018KA | AC | Split System: Air-Cooled Condensing Unit, Coil with Blower | S4BE-018KA |  | C7B(A,H)MX24(C,U)-A | 12.5 | 15 | Yes | Yes | 2015-06-02 |  | 1
FALSE | S4BE-018KA | 2679 | 7279657 | MAYTAG | MSA4BE018KA | AC | Split System: Air-Cooled Condensing Unit, Coil with Blower | S4BE-018KA |  | C6B(A,H)-X24(C,U)-A | 12.5 | 15 | Yes | Yes | 2015-06-02 |  | 1
FALSE | S4BE-018KA | 2679 | 7279660 | MAYTAG | MSA4BE018KA | AC | Split System: Air-Cooled Condensing Unit, Coil with Blower | S4BE-018KA |  | C7B(A,H)M01824(C,U)-B+TXV | 12.5 | 15 | Yes | Yes | 2015-06-02 |  | 1
FALSE | S4BE-018KA | 2679 | 7279662 | MAYTAG | MSA4BE018KA | AC | Split System: Air-Cooled Condensing Unit, Coil with Blower | S4BE-018KA |  | C6B(A,H)-X24(C,U)-B | 12.5 | 15 | Yes | Yes | 2015-06-02 |  | 1
FALSE | S4BE-018KA | 2679 | 7279664 | MAYTAG | MSA4BE018KA | AC | Split System: Air-Cooled Condensing Unit, Coil with Blower | S4BE-018KA |  | C7B(A,H)MX24(C,U)-B | 12.5 | 15 | Yes | Yes | 2015-06-02 |  | 1
FALSE | S4QE-024KA | 2681 | 7279666 | MAYTAG | MSA4BE024KA | AC | Split System: Air-Cooled Condensing Unit, Coil with Blower | S4BE-024KA |  | C7B(A,H)MX24(C,U)-B | 12.5 | 15 | Yes | Yes | 2015-06-02 |  | 1
FALSE | S4QE-024KA | 2681 | 7279668 | MAYTAG | MSA4BE024KA | AC | Split System: Air-Cooled Condensing Unit, Coil with Blower | S4BE-024KA |  | C7B(A,H)M01824(C,U)-B+TXV | 12.5 | 15 | Yes | Yes | 2015-06-02 |  | 1
FALSE | S4QE-024KA | 2681 | 7279670 | MAYTAG | MSA4BE024KA | AC | Split System: Air-Cooled Condensing Unit, Coil with Blower | S4BE-024KA |  | C6B(A,H)-X24(C,U)-B | 12.5 | 15 | Yes | Yes | 2015-06-02 |  | 1
FALSE | S4QE-024KA | 2681 | 7279672 | MAYTAG | MSA4BE024KA | AC | Split System: Air-Cooled Condensing Unit, Coil with Blower | S4BE-024KA |  | C6B(A,H)-X30(C,U)-C+TDR | 12.5 | 15 | Yes | Yes | 2015-06-02 |  | 1
FALSE | S4QE-024KA | 2681 | 7279674 | MAYTAG | MSA4BE024KA | AC | Split System: Air-Cooled Condensing Unit, Coil with Blower | S4BE-024KA |  | C7B(A,H)M030(C,U)-C+TXV | 12.5 | 15 | Yes | Yes | 2015-06-02 |  | 1
FALSE | S4QE-024KA | 2681 | 7279676 | MAYTAG | MSA4BE024KA | AC | Split System: Air-Cooled Condensing Unit, Coil with Blower | S4BE-024KA |  | C7B(A,H)MX30(C,U)-C | 12.5 | 15 | Yes | Yes | 2015-06-02 |  | 1
FALSE | S4QE-024KA | 2681 | 7279678 | MAYTAG | MSA4BE024KA | AC | Split System: Air-Cooled Condensing Unit, Coil with Blower | S4BE-024KA |  | C6B(A,H)-X24(C,U)-A | 12.5 | 15 | Yes | Yes | 2015-06-02 |  | 1
FALSE | S4QE-024KA | 2681 | 7279680 | MAYTAG | MSA4BE024KA | AC | Split System: Air-Cooled Condensing Unit, Coil with Blower | S4BE-024KA |  | C7B(A,H)M01824(C,U)-A+TXV | 12.5 | 15 | Yes | Yes | 2015-06-02 |  | 1
FALSE | S4QE-024KA | 2681 | 7279682 | MAYTAG | MSA4BE024KA | AC | Split System: Air-Cooled Condensing Unit, Coil with Blower | S4BE-024KA |  | C7B(A,H)MX24(C,U)-A | 12.5 | 15 | Yes | Yes | 2015-06-02 |  | 1
FALSE | S4QE-024KA | 2681 | 7279684 | MAYTAG | MSA4BE024KA | AC | Split System: Air-Cooled Condensing Unit, Coil with Blower | S4BE-024KA |  | C7B(A,H)M01824(C,U)-B+TXV | 12.5 | 15 | Yes | Yes | 2015-06-02 |  | 1
FALSE | S4QE-024KA | 2681 | 7279686 | MAYTAG | MSA4BE024KA | AC | Split System: Air-Cooled Condensing Unit, Coil with Blower | S4BE-024KA |  | C6B(A,H)-X24(C,U)-B | 12.5 | 15 | Yes | Yes | 2015-06-02 |  | 1
FALSE | S4QE-024KA | 2681 | 7279688 | MAYTAG | MSA4BE024KA | AC | Split System: Air-Cooled Condensing Unit, Coil with Blower | S4BE-024KA |  | C7B(A,H)MX24(C,U)-B | 12.5 | 15 | Yes | Yes | 2015-06-02 |  | 1
FALSE | S4QE-024KA | 2681 | 7279690 | MAYTAG | MSA4BE024KA | AC | Split System: Air-Cooled Condensing Unit, Coil with Blower | S4BE-024KA |  | C7B(A,H)MX30(C,U)-C | 12.5 | 15 | Yes | Yes | 2015-06-02 |  | 1
FALSE | S4QE-024KA | 2681 | 7279692 | MAYTAG | MSA4BE024KA | AC | Split System: Air-Cooled Condensing Unit, Coil with Blower | S4BE-024KA |  | C7B(A,H)M030(C,U)-C+TXV | 12.5 | 15 | Yes | Yes | 2015-06-02 |  | 1
FALSE | S4QE-024KA | 2681 | 7279694 | MAYTAG | MSA4BE024KA | AC | Split System: Air-Cooled Condensing Unit, Coil with Blower | S4BE-024KA |  | C7B(A,H)M030(C,U)-C+TXV | 12.5 | 15 | Yes | Yes | 2015-06-02 |  | 1
FALSE | S4QE-024KA | 2681 | 7279696 | MAYTAG | MSA4BE024KA | AC | Split System: Air-Cooled Condensing Unit, Coil with Blower | S4BE-024KA |  | C6B(A,H)-X30(C,U)-C+TDR | 12.5 | 15 | Yes | Yes | 2015-06-02 |  | 1
FALSE | S4QE-024KA | 2681 | 7279698 | MAYTAG | MSA4BE024KA | AC | Split System: Air-Cooled Condensing Unit, Coil with Blower | S4BE-024KA |  | C7B(A,H)MX30(C,U)-C | 12.5 | 15 | Yes | Yes | 2015-06-02 |  | 1
FALSE | S4QE-030KA | 2694 | 7279700 | MAYTAG | MSA4BE030KA | AC | Split System: Air-Cooled Condensing Unit, Coil with Blower | S4BE-030KA |  | C6B(A,H)-X30(C,U)-B | 12.5 | 15 | Yes | Yes | 2015-06-02 |  | 1
FALSE | S4QE-030KA | 2694 | 7279702 | MAYTAG | MSA4BE030KA | AC | Split System: Air-Cooled Condensing Unit, Coil with Blower | S4BE-030KA |  | C7B(A,H)M03036(C,U)-B+TXV | 12.5 | 15 | Yes | Yes | 2015-06-02 |  | 1
FALSE | S4QE-030KA | 2694 | 7279704 | MAYTAG | MSA4BE030KA | AC | Split System: Air-Cooled Condensing Unit, Coil with Blower | S4BE-030KA |  | C7B(A,H)MX30(C,U)-B | 12.5 | 15 | Yes | Yes | 2015-06-02 |  | 1
FALSE | S4QE-030KA | 2694 | 7279706 | MAYTAG | MSA4BE030KA | AC | Split System: Air-Cooled Condensing Unit, Coil with Blower | S4BE-030KA |  | C7B(A,H)MX30(C,U)-C | 12.5 | 15 | Yes | Yes | 2015-06-02 |  | 1
FALSE | S4QE-030KA | 2694 | 7279708 | MAYTAG | MSA4BE030KA | AC | Split System: Air-Cooled Condensing Unit, Coil with Blower | S4BE-030KA |  | C6B(A,H)-X30(C,U)-C | 12.5 | 15 | Yes | Yes | 2015-06-02 |  | 1
FALSE | S4QE-030KA | 2694 | 7279710 | MAYTAG | MSA4BE030KA | AC | Split System: Air-Cooled Condensing Unit, Coil with Blower | S4BE-030KA |  | C7B(A,H)M030(C,U)-C+TXV | 12.5 | 15 | Yes | Yes | 2015-06-02 |  | 1
FALSE | S4QE-030KA | 2694 | 7279712 | MAYTAG | MSA4BE030KA | AC | Split System: Air-Cooled Condensing Unit, Coil with Blower | S4BE-030KA |  | C7B(A,H)M03036(C,U)-A+TXV | 12.5 | 15 | Yes | Yes | 2015-06-02 |  | 1
FALSE | S4QE-030KA | 2694 | 7279714 | MAYTAG | MSA4BE030KA | AC | Split System: Air-Cooled Condensing Unit, Coil with Blower | S4BE-030KA |  | C6B(A,H)-X30(C,U)-A | 12.5 | 15 | Yes | Yes | 2015-06-02 |  | 1
FALSE | S4QE-030KA | 2694 | 7279716 | MAYTAG | MSA4BE030KA | AC | Split System: Air-Cooled Condensing Unit, Coil with Blower | S4BE-030KA |  | C7B(A,H)MX30(C,U)-A | 12.5 | 15 | Yes | Yes | 2015-06-02 |  | 1
FALSE | S4QE-030KA | 2694 | 7279718 | MAYTAG | MSA4BE030KA | AC | Split System: Air-Cooled Condensing Unit, Coil with Blower | S4BE-030KA |  | C6B(A,H)-X30(C,U)-B | 12.5 | 15 | Yes | Yes | 2015-06-02 |  | 1
FALSE | S4QE-030KA | 2694 | 7279720 | MAYTAG | MSA4BE030KA | AC | Split System: Air-Cooled Condensing Unit, Coil with Blower | S4BE-030KA |  | C7B(A,H)M03036(C,U)-B+TXV | 12.5 | 15 | Yes | Yes | 2015-06-02 |  | 1
FALSE | S4QE-030KA | 2694 | 7279722 | MAYTAG | MSA4BE030KA | AC | Split System: Air-Cooled Condensing Unit, Coil with Blower | S4BE-030KA |  | C7B(A,H)MX30(C,U)-B | 12.5 | 15 | Yes | Yes | 2015-06-02 |  | 1
FALSE | S4BF-024KB | 2733 | 7279830 | MAYTAG | MSA4BF024KB | AC | Split System: Air-Cooled Condensing Unit, Coil with Blower | S4BF-024KB |  | C6B(A,H)-X24(C,U)-B | 12.5 | 15.5 | Yes | Yes | 2015-06-02 |  | 1
FALSE | S4BF-024KB | 2733 | 7279832 | MAYTAG | MSA4BF024KB | AC | Split System: Air-Cooled Condensing Unit, Coil with Blower | S4BF-024KB |  | C6B(A,H)-X26(C,U)-B | 13 | 16 | Yes | Yes | 2015-06-02 |  | 2
FALSE | S4BF-024KB | 2733 | 7279834 | MAYTAG | MSA4BF024KB | AC | Split System: Air-Cooled Condensing Unit, Coil with Blower | S4BF-024KB |  | C6B(A,H)-X24(C,U)-B | 12.5 | 15.5 | Yes | Yes | 2015-06-02 |  | 1
FALSE | S4BF-036KB | 2740 | 7279836 | MAYTAG | MSA4BF036KB | AC | Split System: Air-Cooled Condensing Unit, Coil with Blower | S4BF-036KB |  | C6B(A,H)-X37(C,U)-C | 13 | 16 | Yes | Yes | 2015-06-02 |  | 2
FALSE | S4BF-036KB | 2740 | 7279838 | MAYTAG | MSA4BF036KB | AC | Split System: Air-Cooled Condensing Unit, Coil with Blower | S4BF-036KB |  | C6B(A,H)-X36(C,U)-B | 12.5 | 15 | Yes | Yes | 2015-06-02 |  | 1
FALSE | S4BF-036KB | 2740 | 7279839 | MAYTAG | MSA4BF036KB | AC | Split System: Air-Cooled Condensing Unit, Coil with Blower | S4BF-036KB |  | C6B(A,H)-X36(C,U)-C | 13 | 16 | Yes | Yes | 2015-06-02 |  | 2
FALSE | S4BF-036KB | 2740 | 7279841 | MAYTAG | MSA4BF036KB | AC | Split System: Air-Cooled Condensing Unit, Coil with Blower | S4BF-036KB |  | C6B(A,H)-X36(C,U)-B | 12.5 | 15 | Yes | Yes | 2015-06-02 |  | 1
FALSE | S4BF-036KB | 2740 | 7279844 | MAYTAG | MSA4BF036KB | AC | Split System: Air-Cooled Condensing Unit, Coil with Blower | S4BF-036KB |  | C6B(A,H)-X36(C,U)-B | 12.5 | 15 | Yes | Yes | 2015-06-02 |  | 1
FALSE | S4BF-036KB | 2740 | 7279846 | MAYTAG | MSA4BF036KB | AC | Split System: Air-Cooled Condensing Unit, Coil with Blower | S4BF-036KB |  | C6B(A,H)-X37(C,U)-C | 13 | 16 | Yes | Yes | 2015-06-02 |  | 2
FALSE | S4BF-036KB | 2740 | 7279847 | MAYTAG | MSA4BF036KB | AC | Split System: Air-Cooled Condensing Unit, Coil with Blower | S4BF-036KB |  | C6B(A,H)-X36(C,U)-C | 13 | 16 | Yes | Yes | 2015-06-02 |  | 2
FALSE | S4BF-036KB | 2740 | 7279850 | MAYTAG | MSA4BF036KB | AC | Split System: Air-Cooled Condensing Unit, Coil with Blower | S4BF-036KB |  | C6B(A,H)-X37(C,U)-C | 13 | 16 | Yes | Yes | 2015-06-02 |  | 2
FALSE | S4BF-036KB | 2740 | 7279851 | MAYTAG | MSA4BF036KB | AC | Split System: Air-Cooled Condensing Unit, Coil with Blower | S4BF-036KB |  | C6B(A,H)-X36(C,U)-C | 13 | 16 | Yes | Yes | 2015-06-02 |  | 2
FALSE | S4BF-036KB | 2740 | 7279853 | MAYTAG | MSA4BF036KB | AC | Split System: Air-Cooled Condensing Unit, Coil with Blower | S4BF-036KB |  | C6B(A,H)-X36(C,U)-B | 12.5 | 15 | Yes | Yes | 2015-06-02 |  | 1
FALSE | S4BF-036KB | 2740 | 7279856 | MAYTAG | MSA4BF036KB | AC | Split System: Air-Cooled Condensing Unit, Coil with Blower | S4BF-036KB |  | C6B(A,H)-X36(C,U)-C | 13 | 16 | Yes | Yes | 2015-06-02 |  | 2
FALSE | S4BF-048KC | 2750 | 7279857 | MAYTAG | MSA4BF048KC | AC | Split System: Air-Cooled Condensing Unit, Coil with Blower | S4BF-048KC |  | C6B(A,H)-X48(C,U)-C | 12.5 | 16 | Yes | Yes | 2015-06-02 |  | 1
FALSE | S4BF-048KC | 2750 | 7279859 | MAYTAG | MSA4BF048KC | AC | Split System: Air-Cooled Condensing Unit, Coil with Blower | S4BF-048KC |  | C6B(A,H)-X48(C,U)-D | 12 | 15 | Yes | Yes | 2015-06-02 |  | 0
FALSE | S4BF-048KC | 2750 | 7279861 | MAYTAG | MSA4BF048KC | AC | Split System: Air-Cooled Condensing Unit, Coil with Blower | S4BF-048KC |  | C6B(A,H)-X48(C,U)-C | 12.5 | 16 | Yes | Yes | 2015-06-02 |  | 1
FALSE | S4BF-048KC | 2750 | 7279864 | MAYTAG | MSA4BF048KC | AC | Split System: Air-Cooled Condensing Unit, Coil with Blower | S4BF-048KC |  | C6B(A,H)-X48(C,U)-C | 12.5 | 16 | Yes | Yes | 2015-06-02 |  | 1
FALSE | S4BF-048KC | 2750 | 7279865 | MAYTAG | MSA4BF048KC | AC | Split System: Air-Cooled Condensing Unit, Coil with Blower | S4BF-048KC |  | C6B(A,H)-X48(C,U)-D | 12 | 15 | Yes | Yes | 2015-06-02 |  | 0
FALSE | S4BE-042KA | 2712 | 7279770 | MAYTAG | MSA4BE042KA | AC | Split System: Air-Cooled Condensing Unit, Coil with Blower | S4BE-042KA |  | C6B(A,H)-X42(C,U)-C | 12.5 | 15 | Yes | Yes | 2015-06-02 |  | 1
FALSE | S4BE-042KA | 2712 | 7279772 | MAYTAG | MSA4BE042KA | AC | Split System: Air-Cooled Condensing Unit, Coil with Blower | S4BE-042KA |  | C7B(A,H)M03648(C,U)-C+TXV | 12.5 | 15 | Yes | Yes | 2015-06-02 |  | 1
FALSE | S4BE-048KA | 2717 | 7279774 | MAYTAG | MSA4BE048KA | AC | Split System: Air-Cooled Condensing Unit, Coil with Blower | S4BE-048KA |  | C7B(A,H)MX48(C,U)-C | 12 | 15 | Yes | Yes | 2015-06-02 |  | 0
FALSE | S4BE-048KA | 2717 | 7279776 | MAYTAG | MSA4BE048KA | AC | Split System: Air-Cooled Condensing Unit, Coil with Blower | S4BE-048KA |  | C6B(A,H)-X48(C,U)-C | 12 | 15 | Yes | Yes | 2015-06-02 |  | 0
FALSE | S4BE-048KA | 2717 | 7279778 | MAYTAG | MSA4BE048KA | AC | Split System: Air-Cooled Condensing Unit, Coil with Blower | S4BE-048KA |  | C7B(A,H)M048(C,U)-C+TXV | 12 | 15 | Yes | Yes | 2015-06-02 |  | 0
FALSE | S4BE-048KA | 2717 | 7279780 | MAYTAG | MSA4BE048KA | AC | Split System: Air-Cooled Condensing Unit, Coil with Blower | S4BE-048KA |  | C7B(A,H)M048(C,U)-D+TXV | 12 | 15 | Yes | Yes | 2015-06-02 |  | 0
FALSE | S4BE-048KA | 2717 | 7279782 | MAYTAG | MSA4BE048KA | AC | Split System: Air-Cooled Condensing Unit, Coil with Blower | S4BE-048KA |  | C6B(A,H)-X48(C,U)-D | 12 | 15 | Yes | Yes | 2015-06-02 |  | 0
FALSE | S4BE-048KA | 2717 | 7279784 | MAYTAG | MSA4BE048KA | AC | Split System: Air-Cooled Condensing Unit, Coil with Blower | S4BE-048KA |  | C7B(A,H)MX48(C,U)-D | 12 | 15 | Yes | Yes | 2015-06-02 |  | 0
FALSE | S4BE-048KA | 2717 | 7279786 | MAYTAG | MSA4BE048KA | AC | Split System: Air-Cooled Condensing Unit, Coil with Blower | S4BE-048KA |  | C7B(A,H)M048(C,U)-C+TXV | 12 | 15 | Yes | Yes | 2015-06-02 |  | 0
FALSE | S4BE-048KA | 2717 | 7279788 | MAYTAG | MSA4BE048KA | AC | Split System: Air-Cooled Condensing Unit, Coil with Blower | S4BE-048KA |  | C6B(A,H)-X48(C,U)-C | 12 | 15 | Yes | Yes | 2015-06-02 |  | 0
FALSE | S4BE-048KA | 2717 | 7279790 | MAYTAG | MSA4BE048KA | AC | Split System: Air-Cooled Condensing Unit, Coil with Blower | S4BE-048KA |  | C7B(A,H)MX48(C,U)-C | 12 | 15 | Yes | Yes | 2015-06-02 |  | 0
FALSE | S4BE-048KA | 2717 | 7279792 | MAYTAG | MSA4BE048KA | AC | Split System: Air-Cooled Condensing Unit, Coil with Blower | S4BE-048KA |  | C7B(A,H)MX48(C,U)-D | 12 | 15 | Yes | Yes | 2015-06-02 |  | 0
FALSE | S4BE-048KA | 2717 | 7279794 | MAYTAG | MSA4BE048KA | AC | Split System: Air-Cooled Condensing Unit, Coil with Blower | S4BE-048KA |  | C6B(A,H)-X48(C,U)-D | 12 | 15 | Yes | Yes | 2015-06-02 |  | 0
FALSE | S4BE-048KA | 2717 | 7279796 | MAYTAG | MSA4BE048KA | AC | Split System: Air-Cooled Condensing Unit, Coil with Blower | S4BE-048KA |  | C7B(A,H)M048(C,U)-D+TXV | 12 | 15 | Yes | Yes | 2015-06-02 |  | 0
FALSE | S4BE-060KA | 4508 | 7279799 | MAYTAG | MSA4BE060KA | AC | Split System: Air-Cooled Condensing Unit, Coil with Blower | S4BE-060KA |  | C7B(A,H)MX60(C,U)-C | 12 | 15 | Yes | Yes | 2015-06-02 |  | 0
FALSE | S4BE-060KA | 4508 | 7279802 | MAYTAG | MSA4BE060KA | AC | Split System: Air-Cooled Condensing Unit, Coil with Blower | S4BE-060KA |  | C7B(A,H)MX60(C,U)-D | 12 | 14.5 | Yes | Yes | 2015-06-02 |  | 0
FALSE | S4BE-060KA | 4508 | 7279805 | MAYTAG | MSA4BE060KA | AC | Split System: Air-Cooled Condensing Unit, Coil with Blower | S4BE-060KA |  | C7B(A,H)MX60(C,U)-C | 12 | 15 | Yes | Yes | 2015-06-02 |  | 0
FALSE | S4BE-060KA | 4508 | 7279808 | MAYTAG | MSA4BE060KA | AC | Split System: Air-Cooled Condensing Unit, Coil with Blower | S4BE-060KA |  | C7B(A,H)MX60(C,U)-D | 12 | 14.5 | Yes | Yes | 2015-06-02 |  | 0
FALSE | S4BF-024KB | 2733 | 7279812 | MAYTAG | MSA4BF024KB | AC | Split System: Air-Cooled Condensing Unit, Coil with Blower | S4BF-024KB |  | C6B(A,H)-X26(C,U)-B | 13 | 16 | Yes | Yes | 2015-06-02 |  | 2
FALSE | S4BF-024KB | 2733 | 7279814 | MAYTAG | MSA4BF024KB | AC | Split System: Air-Cooled Condensing Unit, Coil with Blower | S4BF-024KB |  | C6B(A,H)-X24(C,U)-B | 12.5 | 15.5 | Yes | Yes | 2015-06-02 |  | 1
FALSE | S4BF-024KB | 2733 | 7279816 | MAYTAG | MSA4BF024KB | AC | Split System: Air-Cooled Condensing Unit, Coil with Blower | S4BF-024KB |  | C6B(A,H)-X24(C,U)-B | 12.5 | 15.5 | Yes | Yes | 2015-06-02 |  | 1
FALSE | S4BF-024KB | 2733 | 7279818 | MAYTAG | MSA4BF024KB | AC | Split System: Air-Cooled Condensing Unit, Coil with Blower | S4BF-024KB |  | C6B(A,H)-X26(C,U)-B | 13 | 16 | Yes | Yes | 2015-06-02 |  | 2
FALSE | S4BF-024KB | 2733 | 7279820 | MAYTAG | MSA4BF024KB | AC | Split System: Air-Cooled Condensing Unit, Coil with Blower | S4BF-024KB |  | C6B(A,H)-X24(C,U)-B | 12.5 | 15.5 | Yes | Yes | 2015-06-02 |  | 1
FALSE | S4BF-024KB | 2733 | 7279822 | MAYTAG | MSA4BF024KB | AC | Split System: Air-Cooled Condensing Unit, Coil with Blower | S4BF-024KB |  | C6B(A,H)-X26(C,U)-B | 13 | 16 | Yes | Yes | 2015-06-02 |  | 2
FALSE | S4BF-024KB | 2733 | 7279824 | MAYTAG | MSA4BF024KB | AC | Split System: Air-Cooled Condensing Unit, Coil with Blower | S4BF-024KB |  | C6B(A,H)-X24(C,U)-B | 12.5 | 15.5 | Yes | Yes | 2015-06-02 |  | 1
FALSE | S4BF-024KB | 2733 | 7279826 | MAYTAG | MSA4BF024KB | AC | Split System: Air-Cooled Condensing Unit, Coil with Blower | S4BF-024KB |  | C6B(A,H)-X26(C,U)-B | 13 | 16 | Yes | Yes | 2015-06-02 |  | 2
FALSE | S4BF-024KB | 2733 | 7279828 | MAYTAG | MSA4BF024KB | AC | Split System: Air-Cooled Condensing Unit, Coil with Blower | S4BF-024KB |  | C6B(A,H)-X26(C,U)-B | 13 | 16 | Yes | Yes | 2015-06-02 |  | 2
FALSE | S4BF-048KC | 2750 | 7279867 | MAYTAG | MSA4BF048KC | AC | Split System: Air-Cooled Condensing Unit, Coil with Blower | S4BF-048KC |  | C6B(A,H)-X48(C,U)-D | 12 | 15 | Yes | Yes | 2015-06-02 |  | 0
FALSE | S4BF-048KC | 2750 | 7279870 | MAYTAG | MSA4BF048KC | AC | Split System: Air-Cooled Condensing Unit, Coil with Blower | S4BF-048KC |  | C6B(A,H)-X48(C,U)-D | 12 | 15 | Yes | Yes | 2015-06-02 |  | 0
FALSE | S6BF-024K | 2682 | 7279892 | MAYTAG | MSA6BF024K | AC | Split System: Air-Cooled Condensing Unit, Coil with Blower | S6BF-024K |  | C7B(A,H)MX24(C,U)-B | 13 | 16 | Yes | Yes | 2015-06-02 |  | 2
FALSE | S6BF-024K | 2682 | 7279896 | MAYTAG | MSA6BF024K | AC | Split System: Air-Cooled Condensing Unit, Coil with Blower | S6BF-024K |  | C7B(A,H)MX24(C,U)-A | 13 | 16 | Yes | Yes | 2015-06-02 |  | 2
FALSE | S6BF-024K | 2682 | 7279899 | MAYTAG | MSA6BF024K | AC | Split System: Air-Cooled Condensing Unit, Coil with Blower | S6BF-024K |  | C7B(A,H)MX24(C,U)-B | 13 | 16 | Yes | Yes | 2015-06-02 |  | 2
FALSE | S6BF-030K | 2690 | 7279900 | MAYTAG | MSA6BF030K | AC | Split System: Air-Cooled Condensing Unit, Coil with Blower | S6BF-030K |  | C7B(A,H)MX30(C,U)-B | 12.5 | 15 | Yes | Yes | 2015-06-02 |  | 1
FALSE | S6BF-030K | 2690 | 7279904 | MAYTAG | MSA6BF030K | AC | Split System: Air-Cooled Condensing Unit, Coil with Blower | S6BF-030K |  | C7B(A,H)MX30(C,U)-C | 12.5 | 15 | Yes | Yes | 2015-06-02 |  | 1
FALSE | S6BF-030K | 2690 | 7279906 | MAYTAG | MSA6BF030K | AC | Split System: Air-Cooled Condensing Unit, Coil with Blower | S6BF-030K |  | C7B(A,H)MX30(C,U)-A | 12.5 | 15 | Yes | Yes | 2015-06-02 |  | 1
FALSE | S6BF-030K | 2690 | 7279910 | MAYTAG | MSA6BF030K | AC | Split System: Air-Cooled Condensing Unit, Coil with Blower | S6BF-030K |  | C7B(A,H)MX30(C,U)-B | 12.5 | 15 | Yes | Yes | 2015-06-02 |  | 1
FALSE | S6BF-030K | 2690 | 7279912 | MAYTAG | MSA6BF030K | AC | Split System: Air-Cooled Condensing Unit, Coil with Blower | S6BF-030K |  | C7B(A,H)MX30(C,U)-C | 12.5 | 15 | Yes | Yes | 2015-06-02 |  | 1
FALSE | S6BF-036K | 2702 | 7279914 | MAYTAG | MSA6BF036K | AC | Split System: Air-Cooled Condensing Unit, Coil with Blower | S6BF-036K |  | C7B(A,H)MX36(C,U)-B | 13 | 16 | Yes | Yes | 2015-06-02 |  | 2
FALSE | S6BF-036K | 2702 | 7279918 | MAYTAG | MSA6BF036K | AC | Split System: Air-Cooled Condensing Unit, Coil with Blower | S6BF-036K |  | C7B(A,H)MX36(C,U)-C | 13 | 16 | Yes | Yes | 2015-06-02 |  | 2
FALSE | S6BF-036K | 2702 | 7279920 | MAYTAG | MSA6BF036K | AC | Split System: Air-Cooled Condensing Unit, Coil with Blower | S6BF-036K |  | C7B(A,H)MX36(C,U)-B | 13 | 16 | Yes | Yes | 2015-06-02 |  | 2
FALSE | S6BF-036K | 2702 | 7279923 | MAYTAG | MSA6BF036K | AC | Split System: Air-Cooled Condensing Unit, Coil with Blower | S6BF-036K |  | C7B(A,H)MX36(C,U)-C | 13 | 16 | Yes | Yes | 2015-06-02 |  | 2
FALSE | S6QF-042K | 4506 | 7279925 | MAYTAG | MSA6BF042K | AC | Split System: Air-Cooled Condensing Unit, Coil with Blower | S6BF-042K |  | C7B(A,H)M03642(C,U)-B+TXV | 12.5 | 15.5 | Yes | Yes | 2015-06-02 |  | 1
FALSE | S6QF-042K | 4506 | 7279927 | MAYTAG | MSA6BF042K | AC | Split System: Air-Cooled Condensing Unit, Coil with Blower | S6BF-042K |  | C7B(A,H)MX42(C,U)-C | 13 | 16 | Yes | Yes | 2015-06-02 |  | 2
FALSE | S6QF-042K | 4506 | 7279930 | MAYTAG | MSA6BF042K | AC | Split System: Air-Cooled Condensing Unit, Coil with Blower | S6BF-042K |  | C7B(A,H)M03648(C,U)-C+TXV | 13 | 16 | Yes | Yes | 2015-06-02 |  | 2
FALSE | S6QF-042K | 4506 | 7279931 | MAYTAG | MSA6BF042K | AC | Split System: Air-Cooled Condensing Unit, Coil with Blower | S6BF-042K |  | C7B(A,H)M03642(C,U)-B+TXV | 12.5 | 15.5 | Yes | Yes | 2015-06-02 |  | 1
FALSE | S6QF-042K | 4506 | 7279933 | MAYTAG | MSA6BF042K | AC | Split System: Air-Cooled Condensing Unit, Coil with Blower | S6BF-042K |  | C7B(A,H)M03648(C,U)-C+TXV | 13 | 16 | Yes | Yes | 2015-06-02 |  | 2
FALSE | S6QF-042K | 4506 | 7279935 | MAYTAG | MSA6BF042K | AC | Split System: Air-Cooled Condensing Unit, Coil with Blower | S6BF-042K |  | C7B(A,H)MX42(C,U)-C | 13 | 16 | Yes | Yes | 2015-06-02 |  | 2
FALSE | S6QF-048K | 4466 | 7279937 | MAYTAG | MSA6BF048K | AC | Split System: Air-Cooled Condensing Unit, Coil with Blower | S6BF-048K |  | C7B(A,H)MX48(C,U)-C | 13 | 16 | Yes | Yes | 2015-06-02 |  | 2
FALSE | S6QF-048K | 4466 | 7279939 | MAYTAG | MSA6BF048K | AC | Split System: Air-Cooled Condensing Unit, Coil with Blower | S6BF-048K |  | C7B(A,H)M048(C,U)-C+TXV | 13 | 16 | Yes | Yes | 2015-06-02 |  | 2
FALSE | S6QF-048K | 4466 | 7279941 | MAYTAG | MSA6BF048K | AC | Split System: Air-Cooled Condensing Unit, Coil with Blower | S6BF-048K |  | C7B(A,H)MX48(C,U)-D | 13 | 16 | Yes | Yes | 2015-06-02 |  | 2
FALSE | S6QF-048K | 4466 | 7279943 | MAYTAG | MSA6BF048K | AC | Split System: Air-Cooled Condensing Unit, Coil with Blower | S6BF-048K |  | C7B(A,H)M048(C,U)-D+TXV | 13 | 16 | Yes | Yes | 2015-06-02 |  | 2
FALSE | S6QF-048K | 4466 | 7279946 | MAYTAG | MSA6BF048K | AC | Split System: Air-Cooled Condensing Unit, Coil with Blower | S6BF-048K |  | C7B(A,H)MX48(C,U)-C | 13 | 16 | Yes | Yes | 2015-06-02 |  | 2
FALSE | S6QF-048K | 4466 | 7279947 | MAYTAG | MSA6BF048K | AC | Split System: Air-Cooled Condensing Unit, Coil with Blower | S6BF-048K |  | C7B(A,H)M048(C,U)-C+TXV | 13 | 16 | Yes | Yes | 2015-06-02 |  | 2
FALSE | S6QF-048K | 4466 | 7279950 | MAYTAG | MSA6BF048K | AC | Split System: Air-Cooled Condensing Unit, Coil with Blower | S6BF-048K |  | C7B(A,H)MX48(C,U)-D | 13 | 16 | Yes | Yes | 2015-06-02 |  | 2
FALSE | S6QF-048K | 4466 | 7279951 | MAYTAG | MSA6BF048K | AC | Split System: Air-Cooled Condensing Unit, Coil with Blower | S6BF-048K |  | C7B(A,H)M048(C,U)-D+TXV | 13 | 16 | Yes | Yes | 2015-06-02 |  | 2
FALSE | S4BE-018KA | 2679 | 7294655 | NORDYNE, LLC. | JS4BE-018KA | AC | Split System: Air-Cooled Condensing Unit, Coil with Blower | S4BE-018KA |  | C7B(A,H)MX24(C,U)-A | 12.5 | 15 | Yes | Yes | 2015-06-02 |  | 1
FALSE | S4BE-018KA | 2679 | 7294708 | TAPPAN | FS4BE-018KA | AC | Split System: Air-Cooled Condensing Unit, Coil with Blower | S4BE-018KA |  | C7B(A,H)MX24(C,U)-B | 12.5 | 15 | Yes | Yes | 2015-06-02 |  | 1
FALSE | S4BE-018KA | 2679 | 7294709 | WESTINGHOUSE | ES4BE-018KA | AC | Split System: Air-Cooled Condensing Unit, Coil with Blower | S4BE-018KA |  | C7B(A,H)MX24(C,U)-B | 12.5 | 15 | Yes | Yes | 2015-06-02 |  | 1
FALSE | S4BE-018KA | 2679 | 7294710 | WESTINGHOUSE | FS4BE-018KA | AC | Split System: Air-Cooled Condensing Unit, Coil with Blower | S4BE-018KA |  | C7B(A,H)MX24(C,U)-B | 12.5 | 15 | Yes | Yes | 2015-06-02 |  | 1
FALSE | S4QE-024KA | 2681 | 7294711 | NORDYNE, LLC. | JS4BE-024KA | AC | Split System: Air-Cooled Condensing Unit, Coil with Blower | S4BE-024KA |  | C7B(A,H)MX24(C,U)-B | 12.5 | 15 | Yes | Yes | 2015-06-02 |  | 1
FALSE | S4QE-024KA | 2681 | 7294712 | AIRTEMP | VS4BE-024KA | AC | Split System: Air-Cooled Condensing Unit, Coil with Blower | S4BE-024KA |  | C7B(A,H)MX24(C,U)-B | 12.5 | 15 | Yes | Yes | 2015-06-02 |  | 1
FALSE | S4QE-024KA | 2681 | 7294713 | NORDYNE, LLC. | ES4BE-024KA | AC | Split System: Air-Cooled Condensing Unit, Coil with Blower | S4BE-024KA |  | C7B(A,H)MX24(C,U)-B | 12.5 | 15 | Yes | Yes | 2015-06-02 |  | 1
FALSE | S4QE-024KA | 2681 | 7294714 | NORDYNE, LLC. | FS4BE-024KA | AC | Split System: Air-Cooled Condensing Unit, Coil with Blower | S4BE-024KA |  | C7B(A,H)MX24(C,U)-B | 12.5 | 15 | Yes | Yes | 2015-06-02 |  | 1
FALSE | S4QE-024KA | 2681 | 7294716 | BROAN | DS4BE-024KA | AC | Split System: Air-Cooled Condensing Unit, Coil with Blower | S4BE-024KA |  | C7B(A,H)MX24(C,U)-B | 12.5 | 15 | Yes | Yes | 2015-06-02 |  | 1
FALSE | S4QE-024KA | 2681 | 7294717 | BROAN | ES4BE-024KA | AC | Split System: Air-Cooled Condensing Unit, Coil with Blower | S4BE-024KA |  | C7B(A,H)MX24(C,U)-B | 12.5 | 15 | Yes | Yes | 2015-06-02 |  | 1
FALSE | S4QE-024KA | 2681 | 7294718 | BROAN | FS4BE-024KA | AC | Split System: Air-Cooled Condensing Unit, Coil with Blower | S4BE-024KA |  | C7B(A,H)MX24(C,U)-B | 12.5 | 15 | Yes | Yes | 2015-06-02 |  | 1
FALSE | S4QE-024KA | 2681 | 7294720 | FRIGIDAIRE | ES4BE-024KA | AC | Split System: Air-Cooled Condensing Unit, Coil with Blower | S4BE-024KA |  | C7B(A,H)MX24(C,U)-B | 12.5 | 15 | Yes | Yes | 2015-06-02 |  | 1
FALSE | S4QE-024KA | 2681 | 7294721 | FRIGIDAIRE | FS4BE-024KA | AC | Split System: Air-Cooled Condensing Unit, Coil with Blower | S4BE-024KA |  | C7B(A,H)MX24(C,U)-B | 12.5 | 15 | Yes | Yes | 2015-06-02 |  | 1
FALSE | S4QE-024KA | 2681 | 7294722 | GIBSON | JS4BE-024KA | AC | Split System: Air-Cooled Condensing Unit, Coil with Blower | S4BE-024KA |  | C7B(A,H)MX24(C,U)-B | 12.5 | 15 | Yes | Yes | 2015-06-02 |  | 1
FALSE | S4QE-024KA | 2681 | 7294723 | INTERTHERM | DS4BE-024KA | AC | Split System: Air-Cooled Condensing Unit, Coil with Blower | S4BE-024KA |  | C7B(A,H)MX24(C,U)-B | 12.5 | 15 | Yes | Yes | 2015-06-02 |  | 1
FALSE | S4QE-024KA | 2681 | 7294724 | KELVINATOR | JS4BE-024KA | AC | Split System: Air-Cooled Condensing Unit, Coil with Blower | S4BE-024KA |  | C7B(A,H)MX24(C,U)-B | 12.5 | 15 | Yes | Yes | 2015-06-02 |  | 1
FALSE | S4QE-024KA | 2681 | 7294726 | MAYTAG | CSA4BE024KA | AC | Split System: Air-Cooled Condensing Unit, Coil with Blower | S4BE-024KA |  | C7B(A,H)MX24(C,U)-B | 12.5 | 15 | Yes | Yes | 2015-06-02 |  | 1
FALSE | S4QE-024KA | 2681 | 7294727 | MAYTAG | DS4BE-024KA | AC | Split System: Air-Cooled Condensing Unit, Coil with Blower | S4BE-024KA |  | C7B(A,H)MX24(C,U)-B | 12.5 | 15 | Yes | Yes | 2015-06-02 |  | 1
FALSE | S4QE-024KA | 2681 | 7294729 | MAYTAG | MSA4BE024KA | AC | Split System: Air-Cooled Condensing Unit, Coil with Blower | S4BE-024KA |  | C7B(A,H)MX24(C,U)-B | 12.5 | 15 | Yes | Yes | 2015-06-02 |  | 1
FALSE | S4QE-024KA | 2681 | 7294730 | MAYTAG | PSA4BE024KA | AC | Split System: Air-Cooled Condensing Unit, Coil with Blower | S4BE-024KA |  | C7B(A,H)MX24(C,U)-B | 12.5 | 15 | Yes | Yes | 2015-06-02 |  | 1
FALSE | S4BE-018KA | 2679 | 7294678 | PHILCO | JS4BE-018KA | AC | Split System: Air-Cooled Condensing Unit, Coil with Blower | S4BE-018KA |  | C7B(A,H)MX24(C,U)-A | 12.5 | 15 | Yes | Yes | 2015-06-02 |  | 1
FALSE | S4BE-018KA | 2679 | 7294679 | TAPPAN | ES4BE-018KA | AC | Split System: Air-Cooled Condensing Unit, Coil with Blower | S4BE-018KA |  | C7B(A,H)MX24(C,U)-A | 12.5 | 15 | Yes | Yes | 2015-06-02 |  | 1
FALSE | S4BE-018KA | 2679 | 7294680 | TAPPAN | FS4BE-018KA | AC | Split System: Air-Cooled Condensing Unit, Coil with Blower | S4BE-018KA |  | C7B(A,H)MX24(C,U)-A | 12.5 | 15 | Yes | Yes | 2015-06-02 |  | 1
FALSE | S4BE-018KA | 2679 | 7294682 | WESTINGHOUSE | ES4BE-018KA | AC | Split System: Air-Cooled Condensing Unit, Coil with Blower | S4BE-018KA |  | C7B(A,H)MX24(C,U)-A | 12.5 | 15 | Yes | Yes | 2015-06-02 |  | 1
FALSE | S4BE-018KA | 2679 | 7294683 | WESTINGHOUSE | FS4BE-018KA | AC | Split System: Air-Cooled Condensing Unit, Coil with Blower | S4BE-018KA |  | C7B(A,H)MX24(C,U)-A | 12.5 | 15 | Yes | Yes | 2015-06-02 |  | 1
FALSE | S4BE-018KA | 2679 | 7294684 | NORDYNE, LLC. | JS4BE-018KA | AC | Split System: Air-Cooled Condensing Unit, Coil with Blower | S4BE-018KA |  | C7B(A,H)MX24(C,U)-B | 12.5 | 15 | Yes | Yes | 2015-06-02 |  | 1
FALSE | S4BE-018KA | 2679 | 7294685 | AIRTEMP | VS4BE-018KA | AC | Split System: Air-Cooled Condensing Unit, Coil with Blower | S4BE-018KA |  | C7B(A,H)MX24(C,U)-B | 12.5 | 15 | Yes | Yes | 2015-06-02 |  | 1
FALSE | S4BE-018KA | 2679 | 7294686 | NORDYNE, LLC. | ES4BE-018KA | AC | Split System: Air-Cooled Condensing Unit, Coil with Blower | S4BE-018KA |  | C7B(A,H)MX24(C,U)-B | 12.5 | 15 | Yes | Yes | 2015-06-02 |  | 1
FALSE | S4BE-018KA | 2679 | 7294687 | NORDYNE, LLC. | FS4BE-018KA | AC | Split System: Air-Cooled Condensing Unit, Coil with Blower | S4BE-018KA |  | C7B(A,H)MX24(C,U)-B | 12.5 | 15 | Yes | Yes | 2015-06-02 |  | 1
FALSE | S4BE-018KA | 2679 | 7294688 | BROAN | DS4BE-018KA | AC | Split System: Air-Cooled Condensing Unit, Coil with Blower | S4BE-018KA |  | C7B(A,H)MX24(C,U)-B | 12.5 | 15 | Yes | Yes | 2015-06-02 |  | 1
FALSE | S4BE-018KA | 2679 | 7294690 | BROAN | ES4BE-018KA | AC | Split System: Air-Cooled Condensing Unit, Coil with Blower | S4BE-018KA |  | C7B(A,H)MX24(C,U)-B | 12.5 | 15 | Yes | Yes | 2015-06-02 |  | 1
FALSE | S4BE-018KA | 2679 | 7294691 | BROAN | FS4BE-018KA | AC | Split System: Air-Cooled Condensing Unit, Coil with Blower | S4BE-018KA |  | C7B(A,H)MX24(C,U)-B | 12.5 | 15 | Yes | Yes | 2015-06-02 |  | 1
FALSE | S4BE-018KA | 2679 | 7294692 | FRIGIDAIRE | ES4BE-018KA | AC | Split System: Air-Cooled Condensing Unit, Coil with Blower | S4BE-018KA |  | C7B(A,H)MX24(C,U)-B | 12.5 | 15 | Yes | Yes | 2015-06-02 |  | 1
FALSE | S4BE-018KA | 2679 | 7294693 | FRIGIDAIRE | FS4BE-018KA | AC | Split System: Air-Cooled Condensing Unit, Coil with Blower | S4BE-018KA |  | C7B(A,H)MX24(C,U)-B | 12.5 | 15 | Yes | Yes | 2015-06-02 |  | 1
FALSE | S4BE-018KA | 2679 | 7294694 | GIBSON | JS4BE-018KA | AC | Split System: Air-Cooled Condensing Unit, Coil with Blower | S4BE-018KA |  | C7B(A,H)MX24(C,U)-B | 12.5 | 15 | Yes | Yes | 2015-06-02 |  | 1
FALSE | S4BE-018KA | 2679 | 7294695 | INTERTHERM | DS4BE-018KA | AC | Split System: Air-Cooled Condensing Unit, Coil with Blower | S4BE-018KA |  | C7B(A,H)MX24(C,U)-B | 12.5 | 15 | Yes | Yes | 2015-06-02 |  | 1
FALSE | S4BE-018KA | 2679 | 7294696 | KELVINATOR | JS4BE-018KA | AC | Split System: Air-Cooled Condensing Unit, Coil with Blower | S4BE-018KA |  | C7B(A,H)MX24(C,U)-B | 12.5 | 15 | Yes | Yes | 2015-06-02 |  | 1
FALSE | S4BE-018KA | 2679 | 7294697 | MAYTAG | CSA4BE018KA | AC | Split System: Air-Cooled Condensing Unit, Coil with Blower | S4BE-018KA |  | C7B(A,H)MX24(C,U)-B | 12.5 | 15 | Yes | Yes | 2015-06-02 |  | 1
FALSE | S4BE-018KA | 2679 | 7294698 | MAYTAG | DS4BE-018KA | AC | Split System: Air-Cooled Condensing Unit, Coil with Blower | S4BE-018KA |  | C7B(A,H)MX24(C,U)-B | 12.5 | 15 | Yes | Yes | 2015-06-02 |  | 1
FALSE | S4BE-018KA | 2679 | 7294699 | MAYTAG | MSA4BE018KA | AC | Split System: Air-Cooled Condensing Unit, Coil with Blower | S4BE-018KA |  | C7B(A,H)MX24(C,U)-B | 12.5 | 15 | Yes | Yes | 2015-06-02 |  | 1
FALSE | S4BE-018KA | 2679 | 7294700 | MAYTAG | PSA4BE018KA | AC | Split System: Air-Cooled Condensing Unit, Coil with Blower | S4BE-018KA |  | C7B(A,H)MX24(C,U)-B | 12.5 | 15 | Yes | Yes | 2015-06-02 |  | 1
FALSE | S4BE-018KA | 2679 | 7294701 | MILLER | DS4BE-018KA | AC | Split System: Air-Cooled Condensing Unit, Coil with Blower | S4BE-018KA |  | C7B(A,H)MX24(C,U)-B | 12.5 | 15 | Yes | Yes | 2015-06-02 |  | 1
FALSE | S4BE-018KA | 2679 | 7294702 | NUTONE | ES4BE-018KA | AC | Split System: Air-Cooled Condensing Unit, Coil with Blower | S4BE-018KA |  | C7B(A,H)MX24(C,U)-B | 12.5 | 15 | Yes | Yes | 2015-06-02 |  | 1
FALSE | S4BE-018KA | 2679 | 7294703 | NUTONE | FS4BE-018KA | AC | Split System: Air-Cooled Condensing Unit, Coil with Blower | S4BE-018KA |  | C7B(A,H)MX24(C,U)-B | 12.5 | 15 | Yes | Yes | 2015-06-02 |  | 1
FALSE | S4BE-018KA | 2679 | 7294705 | NUTONE | JS4BE-018KA | AC | Split System: Air-Cooled Condensing Unit, Coil with Blower | S4BE-018KA |  | C7B(A,H)MX24(C,U)-B | 12.5 | 15 | Yes | Yes | 2015-06-02 |  | 1
FALSE | S4BE-018KA | 2679 | 7294706 | PHILCO | JS4BE-018KA | AC | Split System: Air-Cooled Condensing Unit, Coil with Blower | S4BE-018KA |  | C7B(A,H)MX24(C,U)-B | 12.5 | 15 | Yes | Yes | 2015-06-02 |  | 1
FALSE | S4BE-018KA | 2679 | 7294707 | TAPPAN | ES4BE-018KA | AC | Split System: Air-Cooled Condensing Unit, Coil with Blower | S4BE-018KA |  | C7B(A,H)MX24(C,U)-B | 12.5 | 15 | Yes | Yes | 2015-06-02 |  | 1
FALSE | S4QE-024KA | 2681 | 7294731 | MILLER | DS4BE-024KA | AC | Split System: Air-Cooled Condensing Unit, Coil with Blower | S4BE-024KA |  | C7B(A,H)MX24(C,U)-B | 12.5 | 15 | Yes | Yes | 2015-06-02 |  | 1
FALSE | S4QE-024KA | 2681 | 7294732 | NUTONE | ES4BE-024KA | AC | Split System: Air-Cooled Condensing Unit, Coil with Blower | S4BE-024KA |  | C7B(A,H)MX24(C,U)-B | 12.5 | 15 | Yes | Yes | 2015-06-02 |  | 1
FALSE | S4QE-024KA | 2681 | 7294733 | NUTONE | FS4BE-024KA | AC | Split System: Air-Cooled Condensing Unit, Coil with Blower | S4BE-024KA |  | C7B(A,H)MX24(C,U)-B | 12.5 | 15 | Yes | Yes | 2015-06-02 |  | 1
FALSE | S4QE-024KA | 2681 | 7294734 | NUTONE | JS4BE-024KA | AC | Split System: Air-Cooled Condensing Unit, Coil with Blower | S4BE-024KA |  | C7B(A,H)MX24(C,U)-B | 12.5 | 15 | Yes | Yes | 2015-06-02 |  | 1
FALSE | S4QE-024KA | 2681 | 7294735 | PHILCO | JS4BE-024KA | AC | Split System: Air-Cooled Condensing Unit, Coil with Blower | S4BE-024KA |  | C7B(A,H)MX24(C,U)-B | 12.5 | 15 | Yes | Yes | 2015-06-02 |  | 1
FALSE | S4QE-024KA | 2681 | 7294736 | TAPPAN | ES4BE-024KA | AC | Split System: Air-Cooled Condensing Unit, Coil with Blower | S4BE-024KA |  | C7B(A,H)MX24(C,U)-B | 12.5 | 15 | Yes | Yes | 2015-06-02 |  | 1
FALSE | S4QE-024KA | 2681 | 7294737 | TAPPAN | FS4BE-024KA | AC | Split System: Air-Cooled Condensing Unit, Coil with Blower | S4BE-024KA |  | C7B(A,H)MX24(C,U)-B | 12.5 | 15 | Yes | Yes | 2015-06-02 |  | 1
FALSE | S4QE-024KA | 2681 | 7294738 | WESTINGHOUSE | ES4BE-024KA | AC | Split System: Air-Cooled Condensing Unit, Coil with Blower | S4BE-024KA |  | C7B(A,H)MX24(C,U)-B | 12.5 | 15 | Yes | Yes | 2015-06-02 |  | 1
FALSE | S4QE-024KA | 2681 | 7294739 | WESTINGHOUSE | FS4BE-024KA | AC | Split System: Air-Cooled Condensing Unit, Coil with Blower | S4BE-024KA |  | C7B(A,H)MX24(C,U)-B | 12.5 | 15 | Yes | Yes | 2015-06-02 |  | 1
FALSE | S4QE-030KA | 2694 | 7294740 | NORDYNE, LLC. | JS4BE-030KA | AC | Split System: Air-Cooled Condensing Unit, Coil with Blower | S4BE-030KA |  | C7B(A,H)MX30(C,U)-B | 12.5 | 15 | Yes | Yes | 2015-06-02 |  | 1
FALSE | S4QE-030KA | 2694 | 7294741 | AIRTEMP | VS4BE-030KA | AC | Split System: Air-Cooled Condensing Unit, Coil with Blower | S4BE-030KA |  | C7B(A,H)MX30(C,U)-B | 12.5 | 15 | Yes | Yes | 2015-06-02 |  | 1
FALSE | S4QE-030KA | 2694 | 7294742 | NORDYNE, LLC. | ES4BE-030KA | AC | Split System: Air-Cooled Condensing Unit, Coil with Blower | S4BE-030KA |  | C7B(A,H)MX30(C,U)-B | 12.5 | 15 | Yes | Yes | 2015-06-02 |  | 1
FALSE | S4QE-030KA | 2694 | 7294744 | NORDYNE, LLC. | FS4BE-030KA | AC | Split System: Air-Cooled Condensing Unit, Coil with Blower | S4BE-030KA |  | C7B(A,H)MX30(C,U)-B | 12.5 | 15 | Yes | Yes | 2015-06-02 |  | 1
FALSE | S4QE-030KA | 2694 | 7294745 | BROAN | DS4BE-030KA | AC | Split System: Air-Cooled Condensing Unit, Coil with Blower | S4BE-030KA |  | C7B(A,H)MX30(C,U)-B | 12.5 | 15 | Yes | Yes | 2015-06-02 |  | 1
FALSE | S4QE-030KA | 2694 | 7294746 | BROAN | ES4BE-030KA | AC | Split System: Air-Cooled Condensing Unit, Coil with Blower | S4BE-030KA |  | C7B(A,H)MX30(C,U)-B | 12.5 | 15 | Yes | Yes | 2015-06-02 |  | 1
FALSE | S4QE-030KA | 2694 | 7294748 | BROAN | FS4BE-030KA | AC | Split System: Air-Cooled Condensing Unit, Coil with Blower | S4BE-030KA |  | C7B(A,H)MX30(C,U)-B | 12.5 | 15 | Yes | Yes | 2015-06-02 |  | 1
FALSE | S4QE-030KA | 2694 | 7294749 | FRIGIDAIRE | ES4BE-030KA | AC | Split System: Air-Cooled Condensing Unit, Coil with Blower | S4BE-030KA |  | C7B(A,H)MX30(C,U)-B | 12.5 | 15 | Yes | Yes | 2015-06-02 |  | 1
FALSE | S4QE-030KA | 2694 | 7294750 | FRIGIDAIRE | FS4BE-030KA | AC | Split System: Air-Cooled Condensing Unit, Coil with Blower | S4BE-030KA |  | C7B(A,H)MX30(C,U)-B | 12.5 | 15 | Yes | Yes | 2015-06-02 |  | 1
FALSE | S4QE-030KA | 2694 | 7294751 | GIBSON | JS4BE-030KA | AC | Split System: Air-Cooled Condensing Unit, Coil with Blower | S4BE-030KA |  | C7B(A,H)MX30(C,U)-B | 12.5 | 15 | Yes | Yes | 2015-06-02 |  | 1
FALSE | S4QE-030KA | 2694 | 7294752 | INTERTHERM | DS4BE-030KA | AC | Split System: Air-Cooled Condensing Unit, Coil with Blower | S4BE-030KA |  | C7B(A,H)MX30(C,U)-B | 12.5 | 15 | Yes | Yes | 2015-06-02 |  | 1
FALSE | S4QE-030KA | 2694 | 7294754 | KELVINATOR | JS4BE-030KA | AC | Split System: Air-Cooled Condensing Unit, Coil with Blower | S4BE-030KA |  | C7B(A,H)MX30(C,U)-B | 12.5 | 15 | Yes | Yes | 2015-06-02 |  | 1
FALSE | S4QE-030KA | 2694 | 7294755 | MAYTAG | CSA4BE030KA | AC | Split System: Air-Cooled Condensing Unit, Coil with Blower | S4BE-030KA |  | C7B(A,H)MX30(C,U)-B | 12.5 | 15 | Yes | Yes | 2015-06-02 |  | 1
FALSE | S4QE-030KA | 2694 | 7294757 | MAYTAG | DS4BE-030KA | AC | Split System: Air-Cooled Condensing Unit, Coil with Blower | S4BE-030KA |  | C7B(A,H)MX30(C,U)-B | 12.5 | 15 | Yes | Yes | 2015-06-02 |  | 1
FALSE | S4QE-030KA | 2694 | 7294758 | MAYTAG | MSA4BE030KA | AC | Split System: Air-Cooled Condensing Unit, Coil with Blower | S4BE-030KA |  | C7B(A,H)MX30(C,U)-B | 12.5 | 15 | Yes | Yes | 2015-06-02 |  | 1
FALSE | S4QE-030KA | 2694 | 7294759 | MAYTAG | PSA4BE030KA | AC | Split System: Air-Cooled Condensing Unit, Coil with Blower | S4BE-030KA |  | C7B(A,H)MX30(C,U)-B | 12.5 | 15 | Yes | Yes | 2015-06-02 |  | 1
FALSE | S4QE-030KA | 2694 | 7294760 | MILLER | DS4BE-030KA | AC | Split System: Air-Cooled Condensing Unit, Coil with Blower | S4BE-030KA |  | C7B(A,H)MX30(C,U)-B | 12.5 | 15 | Yes | Yes | 2015-06-02 |  | 1
FALSE | S4QE-030KA | 2694 | 7294761 | NUTONE | ES4BE-030KA | AC | Split System: Air-Cooled Condensing Unit, Coil with Blower | S4BE-030KA |  | C7B(A,H)MX30(C,U)-B | 12.5 | 15 | Yes | Yes | 2015-06-02 |  | 1
FALSE | S4QE-036KA | 2699 | 7294814 | MAYTAG | DS4BE-036KA | AC | Split System: Air-Cooled Condensing Unit, Coil with Blower | S4BE-036KA |  | C7B(A,H)MX36(C,U)-B | 12.5 | 15 | Yes | Yes | 2015-06-02 |  | 1
FALSE | S4QE-036KA | 2699 | 7294816 | MAYTAG | MSA4BE036KA | AC | Split System: Air-Cooled Condensing Unit, Coil with Blower | S4BE-036KA |  | C7B(A,H)MX36(C,U)-B | 12.5 | 15 | Yes | Yes | 2015-06-02 |  | 1
FALSE | S4QE-036KA | 2699 | 7294817 | MAYTAG | PSA4BE036KA | AC | Split System: Air-Cooled Condensing Unit, Coil with Blower | S4BE-036KA |  | C7B(A,H)MX36(C,U)-B | 12.5 | 15 | Yes | Yes | 2015-06-02 |  | 1
FALSE | S4QE-036KA | 2699 | 7294818 | MILLER | DS4BE-036KA | AC | Split System: Air-Cooled Condensing Unit, Coil with Blower | S4BE-036KA |  | C7B(A,H)MX36(C,U)-B | 12.5 | 15 | Yes | Yes | 2015-06-02 |  | 1
FALSE | S4QE-036KA | 2699 | 7294819 | NUTONE | ES4BE-036KA | AC | Split System: Air-Cooled Condensing Unit, Coil with Blower | S4BE-036KA |  | C7B(A,H)MX36(C,U)-B | 12.5 | 15 | Yes | Yes | 2015-06-02 |  | 1
FALSE | S4QE-036KA | 2699 | 7294820 | NUTONE | FS4BE-036KA | AC | Split System: Air-Cooled Condensing Unit, Coil with Blower | S4BE-036KA |  | C7B(A,H)MX36(C,U)-B | 12.5 | 15 | Yes | Yes | 2015-06-02 |  | 1
FALSE | S4QE-036KA | 2699 | 7294821 | NUTONE | JS4BE-036KA | AC | Split System: Air-Cooled Condensing Unit, Coil with Blower | S4BE-036KA |  | C7B(A,H)MX36(C,U)-B | 12.5 | 15 | Yes | Yes | 2015-06-02 |  | 1
FALSE | S4QE-036KA | 2699 | 7294822 | PHILCO | JS4BE-036KA | AC | Split System: Air-Cooled Condensing Unit, Coil with Blower | S4BE-036KA |  | C7B(A,H)MX36(C,U)-B | 12.5 | 15 | Yes | Yes | 2015-06-02 |  | 1
FALSE | S4QE-036KA | 2699 | 7294823 | TAPPAN | ES4BE-036KA | AC | Split System: Air-Cooled Condensing Unit, Coil with Blower | S4BE-036KA |  | C7B(A,H)MX36(C,U)-B | 12.5 | 15 | Yes | Yes | 2015-06-02 |  | 1
FALSE | S4QE-036KA | 2699 | 7294824 | TAPPAN | FS4BE-036KA | AC | Split System: Air-Cooled Condensing Unit, Coil with Blower | S4BE-036KA |  | C7B(A,H)MX36(C,U)-B | 12.5 | 15 | Yes | Yes | 2015-06-02 |  | 1
FALSE | S4QE-036KA | 2699 | 7294825 | WESTINGHOUSE | ES4BE-036KA | AC | Split System: Air-Cooled Condensing Unit, Coil with Blower | S4BE-036KA |  | C7B(A,H)MX36(C,U)-B | 12.5 | 15 | Yes | Yes | 2015-06-02 |  | 1
FALSE | S4QE-036KA | 2699 | 7294826 | WESTINGHOUSE | FS4BE-036KA | AC | Split System: Air-Cooled Condensing Unit, Coil with Blower | S4BE-036KA |  | C7B(A,H)MX36(C,U)-B | 12.5 | 15 | Yes | Yes | 2015-06-02 |  | 1
FALSE | S4QE-036KA | 2699 | 7294827 | NORDYNE, LLC. | JS4BE-036KA | AC | Split System: Air-Cooled Condensing Unit, Coil with Blower | S4BE-036KA |  | C7B(A,H)MX36(C,U)-C | 12.5 | 15 | Yes | Yes | 2015-06-02 |  | 1
FALSE | S4QE-036KA | 2699 | 7294828 | AIRTEMP | VS4BE-036KA | AC | Split System: Air-Cooled Condensing Unit, Coil with Blower | S4BE-036KA |  | C7B(A,H)MX36(C,U)-C | 12.5 | 15 | Yes | Yes | 2015-06-02 |  | 1
FALSE | S4QE-036KA | 2699 | 7294830 | NORDYNE, LLC. | ES4BE-036KA | AC | Split System: Air-Cooled Condensing Unit, Coil with Blower | S4BE-036KA |  | C7B(A,H)MX36(C,U)-C | 12.5 | 15 | Yes | Yes | 2015-06-02 |  | 1
FALSE | S4QE-036KA | 2699 | 7294831 | NORDYNE, LLC. | FS4BE-036KA | AC | Split System: Air-Cooled Condensing Unit, Coil with Blower | S4BE-036KA |  | C7B(A,H)MX36(C,U)-C | 12.5 | 15 | Yes | Yes | 2015-06-02 |  | 1
FALSE | S4QE-036KA | 2699 | 7294832 | BROAN | DS4BE-036KA | AC | Split System: Air-Cooled Condensing Unit, Coil with Blower | S4BE-036KA |  | C7B(A,H)MX36(C,U)-C | 12.5 | 15 | Yes | Yes | 2015-06-02 |  | 1
FALSE | S4QE-036KA | 2699 | 7294833 | BROAN | ES4BE-036KA | AC | Split System: Air-Cooled Condensing Unit, Coil with Blower | S4BE-036KA |  | C7B(A,H)MX36(C,U)-C | 12.5 | 15 | Yes | Yes | 2015-06-02 |  | 1
FALSE | S4QE-036KA | 2699 | 7294834 | BROAN | FS4BE-036KA | AC | Split System: Air-Cooled Condensing Unit, Coil with Blower | S4BE-036KA |  | C7B(A,H)MX36(C,U)-C | 12.5 | 15 | Yes | Yes | 2015-06-02 |  | 1
FALSE | S4QE-030KA | 2694 | 7294783 | MAYTAG | CSA4BE030KA | AC | Split System: Air-Cooled Condensing Unit, Coil with Blower | S4BE-030KA |  | C7B(A,H)MX30(C,U)-C | 12.5 | 15 | Yes | Yes | 2015-06-02 |  | 1
FALSE | S4QE-030KA | 2694 | 7294785 | MAYTAG | DS4BE-030KA | AC | Split System: Air-Cooled Condensing Unit, Coil with Blower | S4BE-030KA |  | C7B(A,H)MX30(C,U)-C | 12.5 | 15 | Yes | Yes | 2015-06-02 |  | 1
FALSE | S4QE-030KA | 2694 | 7294786 | MAYTAG | MSA4BE030KA | AC | Split System: Air-Cooled Condensing Unit, Coil with Blower | S4BE-030KA |  | C7B(A,H)MX30(C,U)-C | 12.5 | 15 | Yes | Yes | 2015-06-02 |  | 1
FALSE | S4QE-030KA | 2694 | 7294788 | MAYTAG | PSA4BE030KA | AC | Split System: Air-Cooled Condensing Unit, Coil with Blower | S4BE-030KA |  | C7B(A,H)MX30(C,U)-C | 12.5 | 15 | Yes | Yes | 2015-06-02 |  | 1
FALSE | S4QE-030KA | 2694 | 7294789 | MILLER | DS4BE-030KA | AC | Split System: Air-Cooled Condensing Unit, Coil with Blower | S4BE-030KA |  | C7B(A,H)MX30(C,U)-C | 12.5 | 15 | Yes | Yes | 2015-06-02 |  | 1
FALSE | S4QE-030KA | 2694 | 7294790 | NUTONE | ES4BE-030KA | AC | Split System: Air-Cooled Condensing Unit, Coil with Blower | S4BE-030KA |  | C7B(A,H)MX30(C,U)-C | 12.5 | 15 | Yes | Yes | 2015-06-02 |  | 1
FALSE | S4QE-030KA | 2694 | 7294791 | NUTONE | FS4BE-030KA | AC | Split System: Air-Cooled Condensing Unit, Coil with Blower | S4BE-030KA |  | C7B(A,H)MX30(C,U)-C | 12.5 | 15 | Yes | Yes | 2015-06-02 |  | 1
FALSE | S4QE-030KA | 2694 | 7294792 | NUTONE | JS4BE-030KA | AC | Split System: Air-Cooled Condensing Unit, Coil with Blower | S4BE-030KA |  | C7B(A,H)MX30(C,U)-C | 12.5 | 15 | Yes | Yes | 2015-06-02 |  | 1
FALSE | S4QE-030KA | 2694 | 7294793 | PHILCO | JS4BE-030KA | AC | Split System: Air-Cooled Condensing Unit, Coil with Blower | S4BE-030KA |  | C7B(A,H)MX30(C,U)-C | 12.5 | 15 | Yes | Yes | 2015-06-02 |  | 1
FALSE | S4QE-030KA | 2694 | 7294794 | TAPPAN | ES4BE-030KA | AC | Split System: Air-Cooled Condensing Unit, Coil with Blower | S4BE-030KA |  | C7B(A,H)MX30(C,U)-C | 12.5 | 15 | Yes | Yes | 2015-06-02 |  | 1
FALSE | S4QE-030KA | 2694 | 7294795 | TAPPAN | FS4BE-030KA | AC | Split System: Air-Cooled Condensing Unit, Coil with Blower | S4BE-030KA |  | C7B(A,H)MX30(C,U)-C | 12.5 | 15 | Yes | Yes | 2015-06-02 |  | 1
FALSE | S4QE-030KA | 2694 | 7294796 | WESTINGHOUSE | ES4BE-030KA | AC | Split System: Air-Cooled Condensing Unit, Coil with Blower | S4BE-030KA |  | C7B(A,H)MX30(C,U)-C | 12.5 | 15 | Yes | Yes | 2015-06-02 |  | 1
FALSE | S4QE-030KA | 2694 | 7294797 | WESTINGHOUSE | FS4BE-030KA | AC | Split System: Air-Cooled Condensing Unit, Coil with Blower | S4BE-030KA |  | C7B(A,H)MX30(C,U)-C | 12.5 | 15 | Yes | Yes | 2015-06-02 |  | 1
FALSE | S4QE-036KA | 2699 | 7294798 | NORDYNE, LLC. | JS4BE-036KA | AC | Split System: Air-Cooled Condensing Unit, Coil with Blower | S4BE-036KA |  | C7B(A,H)MX36(C,U)-B | 12.5 | 15 | Yes | Yes | 2015-06-02 |  | 1
FALSE | S4QE-036KA | 2699 | 7294799 | AIRTEMP | VS4BE-036KA | AC | Split System: Air-Cooled Condensing Unit, Coil with Blower | S4BE-036KA |  | C7B(A,H)MX36(C,U)-B | 12.5 | 15 | Yes | Yes | 2015-06-02 |  | 1
FALSE | S4QE-036KA | 2699 | 7294800 | NORDYNE, LLC. | ES4BE-036KA | AC | Split System: Air-Cooled Condensing Unit, Coil with Blower | S4BE-036KA |  | C7B(A,H)MX36(C,U)-B | 12.5 | 15 | Yes | Yes | 2015-06-02 |  | 1
FALSE | S4QE-036KA | 2699 | 7294801 | NORDYNE, LLC. | FS4BE-036KA | AC | Split System: Air-Cooled Condensing Unit, Coil with Blower | S4BE-036KA |  | C7B(A,H)MX36(C,U)-B | 12.5 | 15 | Yes | Yes | 2015-06-02 |  | 1
FALSE | S4QE-036KA | 2699 | 7294803 | BROAN | DS4BE-036KA | AC | Split System: Air-Cooled Condensing Unit, Coil with Blower | S4BE-036KA |  | C7B(A,H)MX36(C,U)-B | 12.5 | 15 | Yes | Yes | 2015-06-02 |  | 1
FALSE | S4QE-036KA | 2699 | 7294804 | BROAN | ES4BE-036KA | AC | Split System: Air-Cooled Condensing Unit, Coil with Blower | S4BE-036KA |  | C7B(A,H)MX36(C,U)-B | 12.5 | 15 | Yes | Yes | 2015-06-02 |  | 1
FALSE | S4QE-036KA | 2699 | 7294805 | BROAN | FS4BE-036KA | AC | Split System: Air-Cooled Condensing Unit, Coil with Blower | S4BE-036KA |  | C7B(A,H)MX36(C,U)-B | 12.5 | 15 | Yes | Yes | 2015-06-02 |  | 1
FALSE | S4QE-036KA | 2699 | 7294807 | FRIGIDAIRE | ES4BE-036KA | AC | Split System: Air-Cooled Condensing Unit, Coil with Blower | S4BE-036KA |  | C7B(A,H)MX36(C,U)-B | 12.5 | 15 | Yes | Yes | 2015-06-02 |  | 1
FALSE | S4QE-036KA | 2699 | 7294808 | FRIGIDAIRE | FS4BE-036KA | AC | Split System: Air-Cooled Condensing Unit, Coil with Blower | S4BE-036KA |  | C7B(A,H)MX36(C,U)-B | 12.5 | 15 | Yes | Yes | 2015-06-02 |  | 1
FALSE | S4QE-036KA | 2699 | 7294809 | GIBSON | JS4BE-036KA | AC | Split System: Air-Cooled Condensing Unit, Coil with Blower | S4BE-036KA |  | C7B(A,H)MX36(C,U)-B | 12.5 | 15 | Yes | Yes | 2015-06-02 |  | 1
FALSE | S4QE-036KA | 2699 | 7294810 | INTERTHERM | DS4BE-036KA | AC | Split System: Air-Cooled Condensing Unit, Coil with Blower | S4BE-036KA |  | C7B(A,H)MX36(C,U)-B | 12.5 | 15 | Yes | Yes | 2015-06-02 |  | 1
FALSE | S4QE-036KA | 2699 | 7294811 | KELVINATOR | JS4BE-036KA | AC | Split System: Air-Cooled Condensing Unit, Coil with Blower | S4BE-036KA |  | C7B(A,H)MX36(C,U)-B | 12.5 | 15 | Yes | Yes | 2015-06-02 |  | 1
FALSE | S4QE-036KA | 2699 | 7294813 | MAYTAG | CSA4BE036KA | AC | Split System: Air-Cooled Condensing Unit, Coil with Blower | S4BE-036KA |  | C7B(A,H)MX36(C,U)-B | 12.5 | 15 | Yes | Yes | 2015-06-02 |  | 1
FALSE | S4QE-036KA | 2699 | 7294836 | FRIGIDAIRE | ES4BE-036KA | AC | Split System: Air-Cooled Condensing Unit, Coil with Blower | S4BE-036KA |  | C7B(A,H)MX36(C,U)-C | 12.5 | 15 | Yes | Yes | 2015-06-02 |  | 1
FALSE | S4QE-036KA | 2699 | 7294837 | FRIGIDAIRE | FS4BE-036KA | AC | Split System: Air-Cooled Condensing Unit, Coil with Blower | S4BE-036KA |  | C7B(A,H)MX36(C,U)-C | 12.5 | 15 | Yes | Yes | 2015-06-02 |  | 1
FALSE | S4QE-036KA | 2699 | 7294838 | GIBSON | JS4BE-036KA | AC | Split System: Air-Cooled Condensing Unit, Coil with Blower | S4BE-036KA |  | C7B(A,H)MX36(C,U)-C | 12.5 | 15 | Yes | Yes | 2015-06-02 |  | 1
FALSE | S4QE-036KA | 2699 | 7294839 | INTERTHERM | DS4BE-036KA | AC | Split System: Air-Cooled Condensing Unit, Coil with Blower | S4BE-036KA |  | C7B(A,H)MX36(C,U)-C | 12.5 | 15 | Yes | Yes | 2015-06-02 |  | 1
FALSE | S4QE-036KA | 2699 | 7294841 | KELVINATOR | JS4BE-036KA | AC | Split System: Air-Cooled Condensing Unit, Coil with Blower | S4BE-036KA |  | C7B(A,H)MX36(C,U)-C | 12.5 | 15 | Yes | Yes | 2015-06-02 |  | 1
FALSE | S4QE-036KA | 2699 | 7294842 | MAYTAG | CSA4BE036KA | AC | Split System: Air-Cooled Condensing Unit, Coil with Blower | S4BE-036KA |  | C7B(A,H)MX36(C,U)-C | 12.5 | 15 | Yes | Yes | 2015-06-02 |  | 1
FALSE | S4QE-036KA | 2699 | 7294844 | MAYTAG | DS4BE-036KA | AC | Split System: Air-Cooled Condensing Unit, Coil with Blower | S4BE-036KA |  | C7B(A,H)MX36(C,U)-C | 12.5 | 15 | Yes | Yes | 2015-06-02 |  | 1
FALSE | S4QE-036KA | 2699 | 7294845 | MAYTAG | MSA4BE036KA | AC | Split System: Air-Cooled Condensing Unit, Coil with Blower | S4BE-036KA |  | C7B(A,H)MX36(C,U)-C | 12.5 | 15 | Yes | Yes | 2015-06-02 |  | 1
FALSE | S4QE-036KA | 2699 | 7294846 | MAYTAG | PSA4BE036KA | AC | Split System: Air-Cooled Condensing Unit, Coil with Blower | S4BE-036KA |  | C7B(A,H)MX36(C,U)-C | 12.5 | 15 | Yes | Yes | 2015-06-02 |  | 1
FALSE | S4QE-036KA | 2699 | 7294847 | MILLER | DS4BE-036KA | AC | Split System: Air-Cooled Condensing Unit, Coil with Blower | S4BE-036KA |  | C7B(A,H)MX36(C,U)-C | 12.5 | 15 | Yes | Yes | 2015-06-02 |  | 1
FALSE | S4QE-036KA | 2699 | 7294848 | NUTONE | ES4BE-036KA | AC | Split System: Air-Cooled Condensing Unit, Coil with Blower | S4BE-036KA |  | C7B(A,H)MX36(C,U)-C | 12.5 | 15 | Yes | Yes | 2015-06-02 |  | 1
FALSE | S4QE-036KA | 2699 | 7294849 | NUTONE | FS4BE-036KA | AC | Split System: Air-Cooled Condensing Unit, Coil with Blower | S4BE-036KA |  | C7B(A,H)MX36(C,U)-C | 12.5 | 15 | Yes | Yes | 2015-06-02 |  | 1
FALSE | S4QE-036KA | 2699 | 7294850 | NUTONE | JS4BE-036KA | AC | Split System: Air-Cooled Condensing Unit, Coil with Blower | S4BE-036KA |  | C7B(A,H)MX36(C,U)-C | 12.5 | 15 | Yes | Yes | 2015-06-02 |  | 1
FALSE | S4QE-036KA | 2699 | 7294851 | PHILCO | JS4BE-036KA | AC | Split System: Air-Cooled Condensing Unit, Coil with Blower | S4BE-036KA |  | C7B(A,H)MX36(C,U)-C | 12.5 | 15 | Yes | Yes | 2015-06-02 |  | 1
FALSE | S4QE-036KA | 2699 | 7294852 | TAPPAN | ES4BE-036KA | AC | Split System: Air-Cooled Condensing Unit, Coil with Blower | S4BE-036KA |  | C7B(A,H)MX36(C,U)-C | 12.5 | 15 | Yes | Yes | 2015-06-02 |  | 1
FALSE | S4QE-036KA | 2699 | 7294853 | TAPPAN | FS4BE-036KA | AC | Split System: Air-Cooled Condensing Unit, Coil with Blower | S4BE-036KA |  | C7B(A,H)MX36(C,U)-C | 12.5 | 15 | Yes | Yes | 2015-06-02 |  | 1
FALSE | S4QE-036KA | 2699 | 7294854 | WESTINGHOUSE | ES4BE-036KA | AC | Split System: Air-Cooled Condensing Unit, Coil with Blower | S4BE-036KA |  | C7B(A,H)MX36(C,U)-C | 12.5 | 15 | Yes | Yes | 2015-06-02 |  | 1
FALSE | S4QE-036KA | 2699 | 7294855 | WESTINGHOUSE | FS4BE-036KA | AC | Split System: Air-Cooled Condensing Unit, Coil with Blower | S4BE-036KA |  | C7B(A,H)MX36(C,U)-C | 12.5 | 15 | Yes | Yes | 2015-06-02 |  | 1
FALSE | S4BE-042KA | 2712 | 7294856 | NORDYNE, LLC. | JS4BE-042KA | AC | Split System: Air-Cooled Condensing Unit, Coil with Blower | S4BE-042KA |  | C7B(A,H)MX42(C,U)-C | 12.5 | 15 | Yes | Yes | 2015-06-02 |  | 1
FALSE | S4BE-042KA | 2712 | 7294857 | AIRTEMP | VS4BE-042KA | AC | Split System: Air-Cooled Condensing Unit, Coil with Blower | S4BE-042KA |  | C7B(A,H)MX42(C,U)-C | 12.5 | 15 | Yes | Yes | 2015-06-02 |  | 1
FALSE | S4BE-042KA | 2712 | 7294858 | NORDYNE, LLC. | ES4BE-042KA | AC | Split System: Air-Cooled Condensing Unit, Coil with Blower | S4BE-042KA |  | C7B(A,H)MX42(C,U)-C | 12.5 | 15 | Yes | Yes | 2015-06-02 |  | 1
FALSE | S4BE-042KA | 2712 | 7294859 | NORDYNE, LLC. | FS4BE-042KA | AC | Split System: Air-Cooled Condensing Unit, Coil with Blower | S4BE-042KA |  | C7B(A,H)MX42(C,U)-C | 12.5 | 15 | Yes | Yes | 2015-06-02 |  | 1
FALSE | S4BE-042KA | 2712 | 7294860 | BROAN | DS4BE-042KA | AC | Split System: Air-Cooled Condensing Unit, Coil with Blower | S4BE-042KA |  | C7B(A,H)MX42(C,U)-C | 12.5 | 15 | Yes | Yes | 2015-06-02 |  | 1
FALSE | S4BE-042KA | 2712 | 7294861 | BROAN | ES4BE-042KA | AC | Split System: Air-Cooled Condensing Unit, Coil with Blower | S4BE-042KA |  | C7B(A,H)MX42(C,U)-C | 12.5 | 15 | Yes | Yes | 2015-06-02 |  | 1
FALSE | S4BE-042KA | 2712 | 7294862 | BROAN | FS4BE-042KA | AC | Split System: Air-Cooled Condensing Unit, Coil with Blower | S4BE-042KA |  | C7B(A,H)MX42(C,U)-C | 12.5 | 15 | Yes | Yes | 2015-06-02 |  | 1
FALSE | S4BE-042KA | 2712 | 7294863 | FRIGIDAIRE | ES4BE-042KA | AC | Split System: Air-Cooled Condensing Unit, Coil with Blower | S4BE-042KA |  | C7B(A,H)MX42(C,U)-C | 12.5 | 15 | Yes | Yes | 2015-06-02 |  | 1
FALSE | S4BE-042KA | 2712 | 7294864 | FRIGIDAIRE | FS4BE-042KA | AC | Split System: Air-Cooled Condensing Unit, Coil with Blower | S4BE-042KA |  | C7B(A,H)MX42(C,U)-C | 12.5 | 15 | Yes | Yes | 2015-06-02 |  | 1
FALSE | S4BE-042KA | 2712 | 7294865 | GIBSON | JS4BE-042KA | AC | Split System: Air-Cooled Condensing Unit, Coil with Blower | S4BE-042KA |  | C7B(A,H)MX42(C,U)-C | 12.5 | 15 | Yes | Yes | 2015-06-02 |  | 1
FALSE | S4BE-060KA | 4508 | 7294915 | BROAN | ES4BE-060KA | AC | Split System: Air-Cooled Condensing Unit, Coil with Blower | S4BE-060KA |  | C7B(A,H)MX60(C,U)-C | 12 | 15 | Yes | Yes | 2015-06-02 |  | 0
FALSE | S4BE-060KA | 4508 | 7294916 | BROAN | FS4BE-060KA | AC | Split System: Air-Cooled Condensing Unit, Coil with Blower | S4BE-060KA |  | C7B(A,H)MX60(C,U)-C | 12 | 15 | Yes | Yes | 2015-06-02 |  | 0
FALSE | S4BE-060KA | 4508 | 7294918 | FRIGIDAIRE | ES4BE-060KA | AC | Split System: Air-Cooled Condensing Unit, Coil with Blower | S4BE-060KA |  | C7B(A,H)MX60(C,U)-C | 12 | 15 | Yes | Yes | 2015-06-02 |  | 0
FALSE | S4BE-060KA | 4508 | 7294919 | FRIGIDAIRE | FS4BE-060KA | AC | Split System: Air-Cooled Condensing Unit, Coil with Blower | S4BE-060KA |  | C7B(A,H)MX60(C,U)-C | 12 | 15 | Yes | Yes | 2015-06-02 |  | 0
FALSE | S4BE-060KA | 4508 | 7294920 | GIBSON | JS4BE-060KA | AC | Split System: Air-Cooled Condensing Unit, Coil with Blower | S4BE-060KA |  | C7B(A,H)MX60(C,U)-C | 12 | 15 | Yes | Yes | 2015-06-02 |  | 0
FALSE | S4BE-060KA | 4508 | 7294922 | INTERTHERM | DS4BE-060KA | AC | Split System: Air-Cooled Condensing Unit, Coil with Blower | S4BE-060KA |  | C7B(A,H)MX60(C,U)-C | 12 | 15 | Yes | Yes | 2015-06-02 |  | 0
FALSE | S4BE-060KA | 4508 | 7294923 | KELVINATOR | JS4BE-060KA | AC | Split System: Air-Cooled Condensing Unit, Coil with Blower | S4BE-060KA |  | C7B(A,H)MX60(C,U)-C | 12 | 15 | Yes | Yes | 2015-06-02 |  | 0
FALSE | S4BE-060KA | 4508 | 7294924 | MAYTAG | CSA4BE060KA | AC | Split System: Air-Cooled Condensing Unit, Coil with Blower | S4BE-060KA |  | C7B(A,H)MX60(C,U)-C | 12 | 15 | Yes | Yes | 2015-06-02 |  | 0
FALSE | S4BE-060KA | 4508 | 7294925 | MAYTAG | DS4BE-060KA | AC | Split System: Air-Cooled Condensing Unit, Coil with Blower | S4BE-060KA |  | C7B(A,H)MX60(C,U)-C | 12 | 15 | Yes | Yes | 2015-06-02 |  | 0
FALSE | S4BE-060KA | 4508 | 7294926 | MAYTAG | MSA4BE060KA | AC | Split System: Air-Cooled Condensing Unit, Coil with Blower | S4BE-060KA |  | C7B(A,H)MX60(C,U)-C | 12 | 15 | Yes | Yes | 2015-06-02 |  | 0
FALSE | S4BE-060KA | 4508 | 7294928 | MAYTAG | PSA4BE060KA | AC | Split System: Air-Cooled Condensing Unit, Coil with Blower | S4BE-060KA |  | C7B(A,H)MX60(C,U)-C | 12 | 15 | Yes | Yes | 2015-06-02 |  | 0
FALSE | S4BE-060KA | 4508 | 7294929 | MILLER | DS4BE-060KA | AC | Split System: Air-Cooled Condensing Unit, Coil with Blower | S4BE-060KA |  | C7B(A,H)MX60(C,U)-C | 12 | 15 | Yes | Yes | 2015-06-02 |  | 0
FALSE | S4BE-060KA | 4508 | 7294931 | NUTONE | ES4BE-060KA | AC | Split System: Air-Cooled Condensing Unit, Coil with Blower | S4BE-060KA |  | C7B(A,H)MX60(C,U)-C | 12 | 15 | Yes | Yes | 2015-06-02 |  | 0
FALSE | S4BE-060KA | 4508 | 7294932 | NUTONE | FS4BE-060KA | AC | Split System: Air-Cooled Condensing Unit, Coil with Blower | S4BE-060KA |  | C7B(A,H)MX60(C,U)-C | 12 | 15 | Yes | Yes | 2015-06-02 |  | 0
FALSE | S4BE-060KA | 4508 | 7294933 | NUTONE | JS4BE-060KA | AC | Split System: Air-Cooled Condensing Unit, Coil with Blower | S4BE-060KA |  | C7B(A,H)MX60(C,U)-C | 12 | 15 | Yes | Yes | 2015-06-02 |  | 0
FALSE | S4BE-060KA | 4508 | 7294934 | PHILCO | JS4BE-060KA | AC | Split System: Air-Cooled Condensing Unit, Coil with Blower | S4BE-060KA |  | C7B(A,H)MX60(C,U)-C | 12 | 15 | Yes | Yes | 2015-06-02 |  | 0
FALSE | S4BE-060KA | 4508 | 7294935 | TAPPAN | ES4BE-060KA | AC | Split System: Air-Cooled Condensing Unit, Coil with Blower | S4BE-060KA |  | C7B(A,H)MX60(C,U)-C | 12 | 15 | Yes | Yes | 2015-06-02 |  | 0
FALSE | S4BE-060KA | 4508 | 7294936 | TAPPAN | FS4BE-060KA | AC | Split System: Air-Cooled Condensing Unit, Coil with Blower | S4BE-060KA |  | C7B(A,H)MX60(C,U)-C | 12 | 15 | Yes | Yes | 2015-06-02 |  | 0
FALSE | S4BE-060KA | 4508 | 7294937 | WESTINGHOUSE | ES4BE-060KA | AC | Split System: Air-Cooled Condensing Unit, Coil with Blower | S4BE-060KA |  | C7B(A,H)MX60(C,U)-C | 12 | 15 | Yes | Yes | 2015-06-02 |  | 0
FALSE | S4BE-048KA | 2717 | 7294887 | BROAN | DS4BE-048KA | AC | Split System: Air-Cooled Condensing Unit, Coil with Blower | S4BE-048KA |  | C7B(A,H)MX48(C,U)-C | 12 | 15 | Yes | Yes | 2015-06-02 |  | 0
FALSE | S4BE-048KA | 2717 | 7294889 | BROAN | ES4BE-048KA | AC | Split System: Air-Cooled Condensing Unit, Coil with Blower | S4BE-048KA |  | C7B(A,H)MX48(C,U)-C | 12 | 15 | Yes | Yes | 2015-06-02 |  | 0
FALSE | S4BE-048KA | 2717 | 7294890 | BROAN | FS4BE-048KA | AC | Split System: Air-Cooled Condensing Unit, Coil with Blower | S4BE-048KA |  | C7B(A,H)MX48(C,U)-C | 12 | 15 | Yes | Yes | 2015-06-02 |  | 0
FALSE | S4BE-048KA | 2717 | 7294892 | FRIGIDAIRE | ES4BE-048KA | AC | Split System: Air-Cooled Condensing Unit, Coil with Blower | S4BE-048KA |  | C7B(A,H)MX48(C,U)-C | 12 | 15 | Yes | Yes | 2015-06-02 |  | 0
FALSE | S4BE-048KA | 2717 | 7294893 | FRIGIDAIRE | FS4BE-048KA | AC | Split System: Air-Cooled Condensing Unit, Coil with Blower | S4BE-048KA |  | C7B(A,H)MX48(C,U)-C | 12 | 15 | Yes | Yes | 2015-06-02 |  | 0
FALSE | S4BE-048KA | 2717 | 7294894 | GIBSON | JS4BE-048KA | AC | Split System: Air-Cooled Condensing Unit, Coil with Blower | S4BE-048KA |  | C7B(A,H)MX48(C,U)-C | 12 | 15 | Yes | Yes | 2015-06-02 |  | 0
FALSE | S4BE-048KA | 2717 | 7294895 | INTERTHERM | DS4BE-048KA | AC | Split System: Air-Cooled Condensing Unit, Coil with Blower | S4BE-048KA |  | C7B(A,H)MX48(C,U)-C | 12 | 15 | Yes | Yes | 2015-06-02 |  | 0
FALSE | S4BE-048KA | 2717 | 7294896 | KELVINATOR | JS4BE-048KA | AC | Split System: Air-Cooled Condensing Unit, Coil with Blower | S4BE-048KA |  | C7B(A,H)MX48(C,U)-C | 12 | 15 | Yes | Yes | 2015-06-02 |  | 0
FALSE | S4BE-048KA | 2717 | 7294897 | MAYTAG | CSA4BE048KA | AC | Split System: Air-Cooled Condensing Unit, Coil with Blower | S4BE-048KA |  | C7B(A,H)MX48(C,U)-C | 12 | 15 | Yes | Yes | 2015-06-02 |  | 0
FALSE | S4BE-048KA | 2717 | 7294898 | MAYTAG | DS4BE-048KA | AC | Split System: Air-Cooled Condensing Unit, Coil with Blower | S4BE-048KA |  | C7B(A,H)MX48(C,U)-C | 12 | 15 | Yes | Yes | 2015-06-02 |  | 0
FALSE | S4BE-048KA | 2717 | 7294899 | MAYTAG | MSA4BE048KA | AC | Split System: Air-Cooled Condensing Unit, Coil with Blower | S4BE-048KA |  | C7B(A,H)MX48(C,U)-C | 12 | 15 | Yes | Yes | 2015-06-02 |  | 0
FALSE | S4BE-048KA | 2717 | 7294900 | MAYTAG | PSA4BE048KA | AC | Split System: Air-Cooled Condensing Unit, Coil with Blower | S4BE-048KA |  | C7B(A,H)MX48(C,U)-C | 12 | 15 | Yes | Yes | 2015-06-02 |  | 0
FALSE | S4BE-048KA | 2717 | 7294901 | MILLER | DS4BE-048KA | AC | Split System: Air-Cooled Condensing Unit, Coil with Blower | S4BE-048KA |  | C7B(A,H)MX48(C,U)-C | 12 | 15 | Yes | Yes | 2015-06-02 |  | 0
FALSE | S4BE-048KA | 2717 | 7294902 | NUTONE | ES4BE-048KA | AC | Split System: Air-Cooled Condensing Unit, Coil with Blower | S4BE-048KA |  | C7B(A,H)MX48(C,U)-C | 12 | 15 | Yes | Yes | 2015-06-02 |  | 0
FALSE | S4BE-048KA | 2717 | 7294903 | NUTONE | FS4BE-048KA | AC | Split System: Air-Cooled Condensing Unit, Coil with Blower | S4BE-048KA |  | C7B(A,H)MX48(C,U)-C | 12 | 15 | Yes | Yes | 2015-06-02 |  | 0
FALSE | S4BE-048KA | 2717 | 7294904 | NUTONE | JS4BE-048KA | AC | Split System: Air-Cooled Condensing Unit, Coil with Blower | S4BE-048KA |  | C7B(A,H)MX48(C,U)-C | 12 | 15 | Yes | Yes | 2015-06-02 |  | 0
FALSE | S4BE-048KA | 2717 | 7294905 | PHILCO | JS4BE-048KA | AC | Split System: Air-Cooled Condensing Unit, Coil with Blower | S4BE-048KA |  | C7B(A,H)MX48(C,U)-C | 12 | 15 | Yes | Yes | 2015-06-02 |  | 0
FALSE | S4BE-048KA | 2717 | 7294906 | TAPPAN | ES4BE-048KA | AC | Split System: Air-Cooled Condensing Unit, Coil with Blower | S4BE-048KA |  | C7B(A,H)MX48(C,U)-C | 12 | 15 | Yes | Yes | 2015-06-02 |  | 0
FALSE | S4BE-048KA | 2717 | 7294907 | TAPPAN | FS4BE-048KA | AC | Split System: Air-Cooled Condensing Unit, Coil with Blower | S4BE-048KA |  | C7B(A,H)MX48(C,U)-C | 12 | 15 | Yes | Yes | 2015-06-02 |  | 0
FALSE | S4BE-048KA | 2717 | 7294908 | WESTINGHOUSE | ES4BE-048KA | AC | Split System: Air-Cooled Condensing Unit, Coil with Blower | S4BE-048KA |  | C7B(A,H)MX48(C,U)-C | 12 | 15 | Yes | Yes | 2015-06-02 |  | 0
FALSE | S4BE-048KA | 2717 | 7294909 | WESTINGHOUSE | FS4BE-048KA | AC | Split System: Air-Cooled Condensing Unit, Coil with Blower | S4BE-048KA |  | C7B(A,H)MX48(C,U)-C | 12 | 15 | Yes | Yes | 2015-06-02 |  | 0
FALSE | S4BE-060KA | 4508 | 7294910 | NORDYNE, LLC. | JS4BE-060KA | AC | Split System: Air-Cooled Condensing Unit, Coil with Blower | S4BE-060KA |  | C7B(A,H)MX60(C,U)-C | 12 | 15 | Yes | Yes | 2015-06-02 |  | 0
FALSE | S4BE-060KA | 4508 | 7294911 | AIRTEMP | VS4BE-060KA | AC | Split System: Air-Cooled Condensing Unit, Coil with Blower | S4BE-060KA |  | C7B(A,H)MX60(C,U)-C | 12 | 15 | Yes | Yes | 2015-06-02 |  | 0
FALSE | S4BE-060KA | 4508 | 7294912 | NORDYNE, LLC. | ES4BE-060KA | AC | Split System: Air-Cooled Condensing Unit, Coil with Blower | S4BE-060KA |  | C7B(A,H)MX60(C,U)-C | 12 | 15 | Yes | Yes | 2015-06-02 |  | 0
FALSE | S4BE-060KA | 4508 | 7294913 | NORDYNE, LLC. | FS4BE-060KA | AC | Split System: Air-Cooled Condensing Unit, Coil with Blower | S4BE-060KA |  | C7B(A,H)MX60(C,U)-C | 12 | 15 | Yes | Yes | 2015-06-02 |  | 0
FALSE | S4BE-060KA | 4508 | 7294914 | BROAN | DS4BE-060KA | AC | Split System: Air-Cooled Condensing Unit, Coil with Blower | S4BE-060KA |  | C7B(A,H)MX60(C,U)-C | 12 | 15 | Yes | Yes | 2015-06-02 |  | 0
FALSE | S4BE-060KA | 4508 | 7294938 | WESTINGHOUSE | FS4BE-060KA | AC | Split System: Air-Cooled Condensing Unit, Coil with Blower | S4BE-060KA |  | C7B(A,H)MX60(C,U)-C | 12 | 15 | Yes | Yes | 2015-06-02 |  | 0
FALSE | S6BF-024K | 2682 | 7294939 | NORDYNE, LLC. | JS6BF-024K | AC | Split System: Air-Cooled Condensing Unit, Coil with Blower | S6BF-024K |  | C7B(A,H)MX24(C,U)-B | 13 | 16 | Yes | Yes | 2015-06-02 |  | 2
FALSE | S6BF-024K | 2682 | 7294940 | AIRTEMP | VS6BF-024K | AC | Split System: Air-Cooled Condensing Unit, Coil with Blower | S6BF-024K |  | C7B(A,H)MX24(C,U)-B | 13 | 16 | Yes | Yes | 2015-06-02 |  | 2
FALSE | S6BF-024K | 2682 | 7294941 | NORDYNE, LLC. | ES6BF-024K | AC | Split System: Air-Cooled Condensing Unit, Coil with Blower | S6BF-024K |  | C7B(A,H)MX24(C,U)-B | 13 | 16 | Yes | Yes | 2015-06-02 |  | 2
FALSE | S6BF-024K | 2682 | 7294942 | BROAN | ES6BF-024K | AC | Split System: Air-Cooled Condensing Unit, Coil with Blower | S6BF-024K |  | C7B(A,H)MX24(C,U)-B | 13 | 16 | Yes | Yes | 2015-06-02 |  | 2
FALSE | S6BF-024K | 2682 | 7294943 | FRIGIDAIRE | ES6BF-024K | AC | Split System: Air-Cooled Condensing Unit, Coil with Blower | S6BF-024K |  | C7B(A,H)MX24(C,U)-B | 13 | 16 | Yes | Yes | 2015-06-02 |  | 2
FALSE | S6BF-024K | 2682 | 7294944 | GIBSON | JS6BF-024K | AC | Split System: Air-Cooled Condensing Unit, Coil with Blower | S6BF-024K |  | C7B(A,H)MX24(C,U)-B | 13 | 16 | Yes | Yes | 2015-06-02 |  | 2
FALSE | S6BF-024K | 2682 | 7294946 | KELVINATOR | JS6BF-024K | AC | Split System: Air-Cooled Condensing Unit, Coil with Blower | S6BF-024K |  | C7B(A,H)MX24(C,U)-B | 13 | 16 | Yes | Yes | 2015-06-02 |  | 2
FALSE | S6BF-024K | 2682 | 7294947 | MAYTAG | CSA6BF024K | AC | Split System: Air-Cooled Condensing Unit, Coil with Blower | S6BF-024K |  | C7B(A,H)MX24(C,U)-B | 13 | 16 | Yes | Yes | 2015-06-02 |  | 2
FALSE | S6BF-024K | 2682 | 7294948 | MAYTAG | MSA6BF024K | AC | Split System: Air-Cooled Condensing Unit, Coil with Blower | S6BF-024K |  | C7B(A,H)MX24(C,U)-B | 13 | 16 | Yes | Yes | 2015-06-02 |  | 2
FALSE | S6BF-024K | 2682 | 7294950 | NUTONE | ES6BF-024K | AC | Split System: Air-Cooled Condensing Unit, Coil with Blower | S6BF-024K |  | C7B(A,H)MX24(C,U)-B | 13 | 16 | Yes | Yes | 2015-06-02 |  | 2
FALSE | S6BF-024K | 2682 | 7294951 | NUTONE | JS6BF-024K | AC | Split System: Air-Cooled Condensing Unit, Coil with Blower | S6BF-024K |  | C7B(A,H)MX24(C,U)-B | 13 | 16 | Yes | Yes | 2015-06-02 |  | 2
FALSE | S6BF-024K | 2682 | 7294952 | PHILCO | JS6BF-024K | AC | Split System: Air-Cooled Condensing Unit, Coil with Blower | S6BF-024K |  | C7B(A,H)MX24(C,U)-B | 13 | 16 | Yes | Yes | 2015-06-02 |  | 2
FALSE | S6BF-024K | 2682 | 7294954 | TAPPAN | ES6BF-024K | AC | Split System: Air-Cooled Condensing Unit, Coil with Blower | S6BF-024K |  | C7B(A,H)MX24(C,U)-B | 13 | 16 | Yes | Yes | 2015-06-02 |  | 2
FALSE | S6BF-024K | 2682 | 7294955 | WESTINGHOUSE | ES6BF-024K | AC | Split System: Air-Cooled Condensing Unit, Coil with Blower | S6BF-024K |  | C7B(A,H)MX24(C,U)-B | 13 | 16 | Yes | Yes | 2015-06-02 |  | 2
FALSE | S6BF-030K | 2690 | 7294957 | NORDYNE, LLC. | JS6BF-030K | AC | Split System: Air-Cooled Condensing Unit, Coil with Blower | S6BF-030K |  | C7B(A,H)MX30(C,U)-B | 13 | 16 | Yes | Yes | 2015-06-02 |  | 2
FALSE | S6BF-030K | 2690 | 7294958 | AIRTEMP | VS6BF-030K | AC | Split System: Air-Cooled Condensing Unit, Coil with Blower | S6BF-030K |  | C7B(A,H)MX30(C,U)-B | 13 | 16 | Yes | Yes | 2015-06-02 |  | 2
FALSE | S6BF-030K | 2690 | 7294959 | NORDYNE, LLC. | ES6BF-030K | AC | Split System: Air-Cooled Condensing Unit, Coil with Blower | S6BF-030K |  | C7B(A,H)MX30(C,U)-B | 13 | 16 | Yes | Yes | 2015-06-02 |  | 2
FALSE | S6BF-030K | 2690 | 7294960 | BROAN | ES6BF-030K | AC | Split System: Air-Cooled Condensing Unit, Coil with Blower | S6BF-030K |  | C7B(A,H)MX30(C,U)-B | 13 | 16 | Yes | Yes | 2015-06-02 |  | 2
FALSE | S6BF-030K | 2690 | 7294961 | FRIGIDAIRE | ES6BF-030K | AC | Split System: Air-Cooled Condensing Unit, Coil with Blower | S6BF-030K |  | C7B(A,H)MX30(C,U)-B | 13 | 16 | Yes | Yes | 2015-06-02 |  | 2
FALSE | S6BF-030K | 2690 | 7294962 | GIBSON | JS6BF-030K | AC | Split System: Air-Cooled Condensing Unit, Coil with Blower | S6BF-030K |  | C7B(A,H)MX30(C,U)-B | 13 | 16 | Yes | Yes | 2015-06-02 |  | 2
FALSE | S6BF-030K | 2690 | 7294963 | KELVINATOR | JS6BF-030K | AC | Split System: Air-Cooled Condensing Unit, Coil with Blower | S6BF-030K |  | C7B(A,H)MX30(C,U)-B | 13 | 16 | Yes | Yes | 2015-06-02 |  | 2
FALSE | S6BF-030K | 2690 | 7294964 | MAYTAG | CSA6BF030K | AC | Split System: Air-Cooled Condensing Unit, Coil with Blower | S6BF-030K |  | C7B(A,H)MX30(C,U)-B | 13 | 16 | Yes | Yes | 2015-06-02 |  | 2
FALSE | S6BF-030K | 2690 | 7294965 | MAYTAG | MSA6BF030K | AC | Split System: Air-Cooled Condensing Unit, Coil with Blower | S6BF-030K |  | C7B(A,H)MX30(C,U)-B | 13 | 16 | Yes | Yes | 2015-06-02 |  | 2
FALSE | S6BF-030K | 2690 | 7294966 | NUTONE | ES6BF-030K | AC | Split System: Air-Cooled Condensing Unit, Coil with Blower | S6BF-030K |  | C7B(A,H)MX30(C,U)-B | 13 | 16 | Yes | Yes | 2015-06-02 |  | 2
FALSE | S6BF-030K | 2690 | 7294967 | NUTONE | JS6BF-030K | AC | Split System: Air-Cooled Condensing Unit, Coil with Blower | S6BF-030K |  | C7B(A,H)MX30(C,U)-B | 13 | 16 | Yes | Yes | 2015-06-02 |  | 2
FALSE | S6BF-030K | 2690 | 7294968 | PHILCO | JS6BF-030K | AC | Split System: Air-Cooled Condensing Unit, Coil with Blower | S6BF-030K |  | C7B(A,H)MX30(C,U)-B | 13 | 16 | Yes | Yes | 2015-06-02 |  | 2
FALSE | S6BF-030K | 2690 | 7294969 | TAPPAN | ES6BF-030K | AC | Split System: Air-Cooled Condensing Unit, Coil with Blower | S6BF-030K |  | C7B(A,H)MX30(C,U)-B | 13 | 16 | Yes | Yes | 2015-06-02 |  | 2
FALSE | S6QF-048K | 4466 | 7295020 | BROAN | ES6BF-048K | AC | Split System: Air-Cooled Condensing Unit, Coil with Blower | S6BF-048K |  | C7B(A,H)MX48(C,U)-C | 13 | 16 | Yes | Yes | 2015-06-02 |  | 2
FALSE | S6QF-048K | 4466 | 7295021 | FRIGIDAIRE | ES6BF-048K | AC | Split System: Air-Cooled Condensing Unit, Coil with Blower | S6BF-048K |  | C7B(A,H)MX48(C,U)-C | 13 | 16 | Yes | Yes | 2015-06-02 |  | 2
FALSE | S6QF-048K | 4466 | 7295022 | GIBSON | JS6BF-048K | AC | Split System: Air-Cooled Condensing Unit, Coil with Blower | S6BF-048K |  | C7B(A,H)MX48(C,U)-C | 13 | 16 | Yes | Yes | 2015-06-02 |  | 2
FALSE | S6QF-048K | 4466 | 7295023 | KELVINATOR | JS6BF-048K | AC | Split System: Air-Cooled Condensing Unit, Coil with Blower | S6BF-048K |  | C7B(A,H)MX48(C,U)-C | 13 | 16 | Yes | Yes | 2015-06-02 |  | 2
FALSE | S6QF-048K | 4466 | 7295024 | MAYTAG | CSA6BF048K | AC | Split System: Air-Cooled Condensing Unit, Coil with Blower | S6BF-048K |  | C7B(A,H)MX48(C,U)-C | 13 | 16 | Yes | Yes | 2015-06-02 |  | 2
FALSE | S6QF-048K | 4466 | 7295025 | MAYTAG | MSA6BF048K | AC | Split System: Air-Cooled Condensing Unit, Coil with Blower | S6BF-048K |  | C7B(A,H)MX48(C,U)-C | 13 | 16 | Yes | Yes | 2015-06-02 |  | 2
FALSE | S6QF-048K | 4466 | 7295026 | NUTONE | ES6BF-048K | AC | Split System: Air-Cooled Condensing Unit, Coil with Blower | S6BF-048K |  | C7B(A,H)MX48(C,U)-C | 13 | 16 | Yes | Yes | 2015-06-02 |  | 2
FALSE | S6QF-048K | 4466 | 7295027 | NUTONE | JS6BF-048K | AC | Split System: Air-Cooled Condensing Unit, Coil with Blower | S6BF-048K |  | C7B(A,H)MX48(C,U)-C | 13 | 16 | Yes | Yes | 2015-06-02 |  | 2
FALSE | S6QF-048K | 4466 | 7295028 | PHILCO | JS6BF-048K | AC | Split System: Air-Cooled Condensing Unit, Coil with Blower | S6BF-048K |  | C7B(A,H)MX48(C,U)-C | 13 | 16 | Yes | Yes | 2015-06-02 |  | 2
FALSE | S6QF-048K | 4466 | 7295029 | TAPPAN | ES6BF-048K | AC | Split System: Air-Cooled Condensing Unit, Coil with Blower | S6BF-048K |  | C7B(A,H)MX48(C,U)-C | 13 | 16 | Yes | Yes | 2015-06-02 |  | 2
FALSE | S6QF-048K | 4466 | 7295030 | WESTINGHOUSE | ES6BF-048K | AC | Split System: Air-Cooled Condensing Unit, Coil with Blower | S6BF-048K |  | C7B(A,H)MX48(C,U)-C | 13 | 16 | Yes | Yes | 2015-06-02 |  | 2
FALSE | S4BG-024K | 4971 | 8051612 | NORDYNE, LLC. | S4BG-024K | AC | Split System: Air-Cooled Condensing Unit, Coil with Blower | S4BG-024K |  | B6VMMX24K-B | 13.5 | 20 | Yes | Yes | 2015-06-02 |  | 3
FALSE | S4BG-048K | 4969 | 8051628 | NORDYNE, LLC. | S4BG-048K | AC | Split System: Air-Cooled Condensing Unit, Coil with Blower | S4BG-048K |  | B6VMMX48K-C | 13 | 20 | Yes | Yes | 2015-06-02 |  | 3
FALSE | S4BG-060K | 4970 | 8051640 | NORDYNE, LLC. | S4BG-060K | AC | Split System: Air-Cooled Condensing Unit, Coil with Blower | S4BG-060K |  | B6VMMX60K-C | 12.5 | 20 | Yes | Yes | 2015-06-02 |  | 1
FALSE | S4BG-024K | 4971 | 8052376 | BROAN | FS4BG-024K | AC | Split System: Air-Cooled Condensing Unit, Coil with Blower | S4BG-024K |  | B6VMMX24K-B | 13.5 | 20 | Yes | Yes | 2015-06-02 |  | 3
FALSE | S4BG-036K | 4968 | 8052380 | BROAN | FS4BG-036K | AC | Split System: Air-Cooled Condensing Unit, Coil with Blower | S4BG-036K |  | B6VMMX36K-B | 12.2 | 20 | Yes | Yes | 2015-06-02 |  | 0
FALSE | S4BG-048K | 4969 | 8052382 | BROAN | FS4BG-048K | AC | Split System: Air-Cooled Condensing Unit, Coil with Blower | S4BG-048K |  | B6VMMX48K-C | 13 | 20 | Yes | Yes | 2015-06-02 |  | 3
FALSE | S4BG-060K | 4970 | 8052385 | BROAN | FS4BG-060K | AC | Split System: Air-Cooled Condensing Unit, Coil with Blower | S4BG-060K |  | B6VMMX60K-C | 12.5 | 20 | Yes | Yes | 2015-06-02 |  | 1
FALSE | S4BG-024K | 4971 | 8052388 | FRIGIDAIRE | FS4BG-024K | AC | Split System: Air-Cooled Condensing Unit, Coil with Blower | S4BG-024K |  | B6VMMX24K-B | 13.5 | 20 | Yes | Yes | 2015-06-02 |  | 3
FALSE | S4BG-036K | 4968 | 8052391 | FRIGIDAIRE | FS4BG-036K | AC | Split System: Air-Cooled Condensing Unit, Coil with Blower | S4BG-036K |  | B6VMMX36K-B | 12.2 | 20 | Yes | Yes | 2015-06-02 |  | 0
FALSE | S4BG-048K | 4969 | 8052394 | FRIGIDAIRE | FS4BG-048K | AC | Split System: Air-Cooled Condensing Unit, Coil with Blower | S4BG-048K |  | B6VMMX48K-C | 13 | 20 | Yes | Yes | 2015-06-02 |  | 3
FALSE | S4BG-060K | 4970 | 8052397 | FRIGIDAIRE | FS4BG-060K | AC | Split System: Air-Cooled Condensing Unit, Coil with Blower | S4BG-060K |  | B6VMMX60K-C | 12.5 | 20 | Yes | Yes | 2015-06-02 |  | 1
FALSE | S4BG-024K | 4971 | 8052415 | NUTONE | FS4BG-024K | AC | Split System: Air-Cooled Condensing Unit, Coil with Blower | S4BG-024K |  | B6VMMX24K-B | 13.5 | 20 | Yes | Yes | 2015-06-02 |  | 3
FALSE | S4BG-036K | 4968 | 8052418 | NUTONE | FS4BG-036K | AC | Split System: Air-Cooled Condensing Unit, Coil with Blower | S4BG-036K |  | B6VMMX36K-B | 12.2 | 20 | Yes | Yes | 2015-06-02 |  | 0
FALSE | S4BG-048K | 4969 | 8052421 | NUTONE | FS4BG-048K | AC | Split System: Air-Cooled Condensing Unit, Coil with Blower | S4BG-048K |  | B6VMMX48K-C | 13 | 20 | Yes | Yes | 2015-06-02 |  | 3
FALSE | S4BG-060K | 4970 | 8052424 | NUTONE | FS4BG-060K | AC | Split System: Air-Cooled Condensing Unit, Coil with Blower | S4BG-060K |  | B6VMMX60K-C | 12.5 | 20 | Yes | Yes | 2015-06-02 |  | 1
FALSE | S4BG-024K | 4971 | 8052426 | WESTINGHOUSE | FS4BG-024K | AC | Split System: Air-Cooled Condensing Unit, Coil with Blower | S4BG-024K |  | B6VMMX24K-B | 13.5 | 20 | Yes | Yes | 2015-06-02 |  | 3
FALSE | S4BG-036K | 4968 | 8052429 | WESTINGHOUSE | FS4BG-036K | AC | Split System: Air-Cooled Condensing Unit, Coil with Blower | S4BG-036K |  | B6VMMX36K-B | 12.2 | 20 | Yes | Yes | 2015-06-02 |  | 0
FALSE | S4BG-048K | 4969 | 8052434 | WESTINGHOUSE | FS4BG-048K | AC | Split System: Air-Cooled Condensing Unit, Coil with Blower | S4BG-048K |  | B6VMMX48K-C | 13 | 20 | Yes | Yes | 2015-06-02 |  | 3
FALSE | S4BG-060K | 4970 | 8052435 | WESTINGHOUSE | FS4BG-060K | AC | Split System: Air-Cooled Condensing Unit, Coil with Blower | S4BG-060K |  | B6VMMX60K-C | 12.5 | 20 | Yes | Yes | 2015-06-02 |  | 1
FALSE | S4BG-024K | 4971 | 8052549 | NORDYNE, LLC. | S4BG-024K | AC | Split System: Air-Cooled Condensing Unit, Coil with Blower | S4BG-024K |  | C7B(A,H)MX24(C,U)-B | 13.5 | 20 | Yes | Yes | 2015-06-02 |  | 3
FALSE | S4BG-024K | 4971 | 8052550 | NORDYNE, LLC. | S4BG-024K | AC | Split System: Air-Cooled Condensing Unit, Coil with Blower | S4BG-024K |  | C7B(A,H)MX24(C,U)-B | 13.5 | 20 | Yes | Yes | 2015-06-02 |  | 3
FALSE | S6BF-036K | 2702 | 7294993 | FRIGIDAIRE | ES6BF-036K | AC | Split System: Air-Cooled Condensing Unit, Coil with Blower | S6BF-036K |  | C7B(A,H)MX36(C,U)-C | 13 | 16 | Yes | Yes | 2015-06-02 |  | 2
FALSE | S6BF-036K | 2702 | 7294994 | GIBSON | JS6BF-036K | AC | Split System: Air-Cooled Condensing Unit, Coil with Blower | S6BF-036K |  | C7B(A,H)MX36(C,U)-C | 13 | 16 | Yes | Yes | 2015-06-02 |  | 2
FALSE | S6BF-036K | 2702 | 7294995 | KELVINATOR | JS6BF-036K | AC | Split System: Air-Cooled Condensing Unit, Coil with Blower | S6BF-036K |  | C7B(A,H)MX36(C,U)-C | 13 | 16 | Yes | Yes | 2015-06-02 |  | 2
FALSE | S6BF-036K | 2702 | 7294996 | MAYTAG | CSA6BF036K | AC | Split System: Air-Cooled Condensing Unit, Coil with Blower | S6BF-036K |  | C7B(A,H)MX36(C,U)-C | 13 | 16 | Yes | Yes | 2015-06-02 |  | 2
FALSE | S6BF-036K | 2702 | 7294997 | MAYTAG | MSA6BF036K | AC | Split System: Air-Cooled Condensing Unit, Coil with Blower | S6BF-036K |  | C7B(A,H)MX36(C,U)-C | 13 | 16 | Yes | Yes | 2015-06-02 |  | 2
FALSE | S6BF-036K | 2702 | 7294998 | NUTONE | ES6BF-036K | AC | Split System: Air-Cooled Condensing Unit, Coil with Blower | S6BF-036K |  | C7B(A,H)MX36(C,U)-C | 13 | 16 | Yes | Yes | 2015-06-02 |  | 2
FALSE | S6BF-036K | 2702 | 7294999 | NUTONE | JS6BF-036K | AC | Split System: Air-Cooled Condensing Unit, Coil with Blower | S6BF-036K |  | C7B(A,H)MX36(C,U)-C | 13 | 16 | Yes | Yes | 2015-06-02 |  | 2
FALSE | S6BF-036K | 2702 | 7295000 | PHILCO | JS6BF-036K | AC | Split System: Air-Cooled Condensing Unit, Coil with Blower | S6BF-036K |  | C7B(A,H)MX36(C,U)-C | 13 | 16 | Yes | Yes | 2015-06-02 |  | 2
FALSE | S6BF-036K | 2702 | 7295001 | TAPPAN | ES6BF-036K | AC | Split System: Air-Cooled Condensing Unit, Coil with Blower | S6BF-036K |  | C7B(A,H)MX36(C,U)-C | 13 | 16 | Yes | Yes | 2015-06-02 |  | 2
FALSE | S6BF-036K | 2702 | 7295002 | WESTINGHOUSE | ES6BF-036K | AC | Split System: Air-Cooled Condensing Unit, Coil with Blower | S6BF-036K |  | C7B(A,H)MX36(C,U)-C | 13 | 16 | Yes | Yes | 2015-06-02 |  | 2
FALSE | S6QF-042K | 4506 | 7295003 | NORDYNE, LLC. | JS6BF-042K | AC | Split System: Air-Cooled Condensing Unit, Coil with Blower | S6BF-042K |  | C7B(A,H)MX42(C,U)-C | 13 | 16 | Yes | Yes | 2015-06-02 |  | 2
FALSE | S6QF-042K | 4506 | 7295004 | AIRTEMP | VS6BF-042K | AC | Split System: Air-Cooled Condensing Unit, Coil with Blower | S6BF-042K |  | C7B(A,H)MX42(C,U)-C | 13 | 16 | Yes | Yes | 2015-06-02 |  | 2
FALSE | S6QF-042K | 4506 | 7295005 | NORDYNE, LLC. | ES6BF-042K | AC | Split System: Air-Cooled Condensing Unit, Coil with Blower | S6BF-042K |  | C7B(A,H)MX42(C,U)-C | 13 | 16 | Yes | Yes | 2015-06-02 |  | 2
FALSE | S6QF-042K | 4506 | 7295006 | BROAN | ES6BF-042K | AC | Split System: Air-Cooled Condensing Unit, Coil with Blower | S6BF-042K |  | C7B(A,H)MX42(C,U)-C | 13 | 16 | Yes | Yes | 2015-06-02 |  | 2
FALSE | S6QF-042K | 4506 | 7295007 | FRIGIDAIRE | ES6BF-042K | AC | Split System: Air-Cooled Condensing Unit, Coil with Blower | S6BF-042K |  | C7B(A,H)MX42(C,U)-C | 13 | 16 | Yes | Yes | 2015-06-02 |  | 2
FALSE | S6QF-042K | 4506 | 7295008 | GIBSON | JS6BF-042K | AC | Split System: Air-Cooled Condensing Unit, Coil with Blower | S6BF-042K |  | C7B(A,H)MX42(C,U)-C | 13 | 16 | Yes | Yes | 2015-06-02 |  | 2
FALSE | S6QF-042K | 4506 | 7295009 | KELVINATOR | JS6BF-042K | AC | Split System: Air-Cooled Condensing Unit, Coil with Blower | S6BF-042K |  | C7B(A,H)MX42(C,U)-C | 13 | 16 | Yes | Yes | 2015-06-02 |  | 2
FALSE | S6QF-042K | 4506 | 7295010 | MAYTAG | CSA6BF042K | AC | Split System: Air-Cooled Condensing Unit, Coil with Blower | S6BF-042K |  | C7B(A,H)MX42(C,U)-C | 13 | 16 | Yes | Yes | 2015-06-02 |  | 2
FALSE | S6QF-042K | 4506 | 7295011 | MAYTAG | MSA6BF042K | AC | Split System: Air-Cooled Condensing Unit, Coil with Blower | S6BF-042K |  | C7B(A,H)MX42(C,U)-C | 13 | 16 | Yes | Yes | 2015-06-02 |  | 2
FALSE | S6QF-042K | 4506 | 7295012 | NUTONE | ES6BF-042K | AC | Split System: Air-Cooled Condensing Unit, Coil with Blower | S6BF-042K |  | C7B(A,H)MX42(C,U)-C | 13 | 16 | Yes | Yes | 2015-06-02 |  | 2
FALSE | S6QF-042K | 4506 | 7295013 | NUTONE | JS6BF-042K | AC | Split System: Air-Cooled Condensing Unit, Coil with Blower | S6BF-042K |  | C7B(A,H)MX42(C,U)-C | 13 | 16 | Yes | Yes | 2015-06-02 |  | 2
FALSE | S6QF-042K | 4506 | 7295014 | PHILCO | JS6BF-042K | AC | Split System: Air-Cooled Condensing Unit, Coil with Blower | S6BF-042K |  | C7B(A,H)MX42(C,U)-C | 13 | 16 | Yes | Yes | 2015-06-02 |  | 2
FALSE | S6QF-042K | 4506 | 7295015 | TAPPAN | ES6BF-042K | AC | Split System: Air-Cooled Condensing Unit, Coil with Blower | S6BF-042K |  | C7B(A,H)MX42(C,U)-C | 13 | 16 | Yes | Yes | 2015-06-02 |  | 2
FALSE | S6QF-042K | 4506 | 7295016 | WESTINGHOUSE | ES6BF-042K | AC | Split System: Air-Cooled Condensing Unit, Coil with Blower | S6BF-042K |  | C7B(A,H)MX42(C,U)-C | 13 | 16 | Yes | Yes | 2015-06-02 |  | 2
FALSE | S6QF-048K | 4466 | 7295017 | NORDYNE, LLC. | JS6BF-048K | AC | Split System: Air-Cooled Condensing Unit, Coil with Blower | S6BF-048K |  | C7B(A,H)MX48(C,U)-C | 13 | 16 | Yes | Yes | 2015-06-02 |  | 2
FALSE | S6QF-048K | 4466 | 7295018 | AIRTEMP | VS6BF-048K | AC | Split System: Air-Cooled Condensing Unit, Coil with Blower | S6BF-048K |  | C7B(A,H)MX48(C,U)-C | 13 | 16 | Yes | Yes | 2015-06-02 |  | 2
FALSE | S6QF-048K | 4466 | 7295019 | NORDYNE, LLC. | ES6BF-048K | AC | Split System: Air-Cooled Condensing Unit, Coil with Blower | S6BF-048K |  | C7B(A,H)MX48(C,U)-C | 13 | 16 | Yes | Yes | 2015-06-02 |  | 2
FALSE | XC16S024-230-04 | 4464 | 7622702 | LENNOX INDUSTRIES, INC. | XC16S024-230-04 | AC | Split System: Air-Cooled Condensing Unit, Coil with Blower | XC16S024-230-04 |  | CBX25UHV-024-230-* | 13 | 16 | Yes | Yes | 2015-06-24 |  | 2
FALSE | XC16S024-230-04 | 4464 | 7622433 | LENNOX INDUSTRIES, INC. | XC16S024-230-04 | AC | Split System: Air-Cooled Condensing Unit, Coil with Blower | XC16S024-230-04 |  | CBX27UH-024-230*+TDR | 13.5 | 16 | Yes | Yes | 2015-06-24 |  | 2
FALSE | XC16S024-230-04 | 4464 | 7622434 | LENNOX INDUSTRIES, INC. | XC16S024-230-04 | AC | Split System: Air-Cooled Condensing Unit, Coil with Blower | XC16S024-230-04 |  | CBX27UH-030-230*+TDR | 13.5 | 17 | Yes | Yes | 2015-06-24 |  | 2
FALSE | XC16S024-230-04 | 4464 | 7622439 | LENNOX INDUSTRIES, INC. | XC16S024-230-04 | AC | Split System: Air-Cooled Condensing Unit, Coil with Blower | XC16S024-230-04 |  | CBX32MV-024/030*+TDR | 12.5 | 15.5 | Yes | Yes | 2015-06-24 |  | 1
FALSE | XC14S036-230A** | 4819 | 7515149 | LENNOX INDUSTRIES, INC. | XC14-036-230A** | AC | Split System: Air-Cooled Condensing Unit, Coil with Blower | XC14-036-230A** |  | CBX40UHV-036*+TDR | 12.5 | 15.1 | Yes | Yes | 2015-06-24 |  | 1
FALSE | XC14S036-230A** | 4819 | 7515150 | LENNOX INDUSTRIES, INC. | XC14-036-230A** | AC | Split System: Air-Cooled Condensing Unit, Coil with Blower | XC14-036-230A** |  | CBX40UHV-042*+TDR | 12.5 | 15.5 | Yes | Yes | 2015-06-24 |  | 1
FALSE | XC14S036-230A** | 4819 | 7515151 | LENNOX INDUSTRIES, INC. | XC14-036-230A** | AC | Split System: Air-Cooled Condensing Unit, Coil with Blower | XC14-036-230A** |  | CBX40UHV-048*+TDR | 13 | 16 | Yes | Yes | 2015-06-24 |  | 2
FALSE | XC14-041-230* | 2272 | 5732811 | LENNOX INDUSTRIES, INC. | XC14-041-230* | AC | Split System: Air-Cooled Condensing Unit, Coil with Blower | XC14-041-230* |  | CBX25UH-048-230-* | 13 | 15.2 | Yes | Yes | 2015-06-24 |  | 1
FALSE | XC14-041-230* | 2272 | 6970210 | LENNOX INDUSTRIES, INC. | XC14-041-230* | AC | Split System: Air-Cooled Condensing Unit, Coil with Blower | XC14-041-230* |  | CBX25UHV-042-230-* | 13.5 | 16 | Yes | Yes | 2015-06-24 |  | 2
FALSE | XC14-041-230* | 2272 | 6970211 | LENNOX INDUSTRIES, INC. | XC14-041-230* | AC | Split System: Air-Cooled Condensing Unit, Coil with Blower | XC14-041-230* |  | CBX25UHV-048-230-* | 14 | 16 | Yes | Yes | 2015-06-24 |  | 2
FALSE | TSA042H4N4*Y | 2280 | 6970212 | LENNOX INDUSTRIES, INC. | XC14-042-230-** | AC | Split System: Air-Cooled Condensing Unit, Coil with Blower | XC14-042-230-** |  | CBX25UHV-042-230-* | 13 | 15.5 | Yes | Yes | 2015-06-24 |  | 1
FALSE | TSA042H4N4*Y | 2280 | 5429564 | LENNOX INDUSTRIES, INC. | XC14-042-230-** | AC | Split System: Air-Cooled Condensing Unit, Coil with Blower | XC14-042-230-** |  | CBX27UH-042-230*+TDR | 12.5 | 15 | Yes | Yes | 2015-06-24 |  | 1
FALSE | TSA042H4N4*Y | 2280 | 5429565 | LENNOX INDUSTRIES, INC. | XC14-042-230-** | AC | Split System: Air-Cooled Condensing Unit, Coil with Blower | XC14-042-230-** |  | CBX27UH-048-230*+TDR | 12.5 | 15 | Yes | Yes | 2015-06-24 |  | 1
FALSE | TSA042H4N4*Y | 2280 | 5429569 | LENNOX INDUSTRIES, INC. | XC14-042-230-** | AC | Split System: Air-Cooled Condensing Unit, Coil with Blower | XC14-042-230-** |  | CBX40UHV-042*+TDR | 12.5 | 15 | Yes | Yes | 2015-06-24 |  | 1
FALSE | 14ACXS042-230A** | 4820 | 7514318 | LENNOX INDUSTRIES, INC. | XC14-042-230A** | AC | Split System: Air-Cooled Condensing Unit, Coil with Blower | XC14-042-230A** |  | CBX25UHV-042-230-* | 12.5 | 15.1 | Yes | Yes | 2015-06-24 |  | 1
FALSE | 14ACXS042-230A** | 4820 | 7514319 | LENNOX INDUSTRIES, INC. | XC14-042-230A** | AC | Split System: Air-Cooled Condensing Unit, Coil with Blower | XC14-042-230A** |  | CBX25UHV-048-230-* | 12.5 | 15.5 | Yes | Yes | 2015-06-24 |  | 1
FALSE | 14ACXS042-230A** | 4820 | 7514326 | LENNOX INDUSTRIES, INC. | XC14-042-230A** | AC | Split System: Air-Cooled Condensing Unit, Coil with Blower | XC14-042-230A** |  | CBX27UH-042-230*+TDR | 12.5 | 15.5 | Yes | Yes | 2015-06-24 |  | 1
FALSE | 14ACXS042-230A** | 4820 | 7514327 | LENNOX INDUSTRIES, INC. | XC14-042-230A** | AC | Split System: Air-Cooled Condensing Unit, Coil with Blower | XC14-042-230A** |  | CBX27UH-048-230*+TDR | 12.5 | 15.1 | Yes | Yes | 2015-06-24 |  | 1
FALSE | 14ACXS042-230A** | 4820 | 7514322 | LENNOX INDUSTRIES, INC. | XC14-042-230A** | AC | Split System: Air-Cooled Condensing Unit, Coil with Blower | XC14-042-230A** |  | CBX32MV-048*+TDR | 12.5 | 15.1 | Yes | Yes | 2015-06-24 |  | 1
FALSE | 14ACXS042-230A** | 4820 | 7514311 | LENNOX INDUSTRIES, INC. | XC14-042-230A** | AC | Split System: Air-Cooled Condensing Unit, Coil with Blower | XC14-042-230A** |  | CBX40UHV-042*+TDR | 12.5 | 15 | Yes | Yes | 2015-06-24 |  | 1
FALSE | 14ACXS042-230A** | 4820 | 7514312 | LENNOX INDUSTRIES, INC. | XC14-042-230A** | AC | Split System: Air-Cooled Condensing Unit, Coil with Blower | XC14-042-230A** |  | CBX40UHV-048*+TDR | 12.5 | 15 | Yes | Yes | 2015-06-24 |  | 1
FALSE | XC14-047-230* | 2292 | 5732813 | LENNOX INDUSTRIES, INC. | XC14-047-230* | AC | Split System: Air-Cooled Condensing Unit, Coil with Blower | XC14-047-230* |  | CBX25UH-048-230-* | 12.5 | 15 | Yes | Yes | 2015-06-24 |  | 1
FALSE | XC14-018-230A** | 4650 | 7296721 | LENNOX INDUSTRIES, INC. | XC14-018-230A** | AC | Split System: Air-Cooled Condensing Unit, Coil with Blower | XC14-018-230A** |  | CBX25UHV-018-230-* | 12.5 | 15.5 | Yes | Yes | 2015-06-24 |  | 1
FALSE | XC14-018-230A** | 4650 | 7296722 | LENNOX INDUSTRIES, INC. | XC14-018-230A** | AC | Split System: Air-Cooled Condensing Unit, Coil with Blower | XC14-018-230A** |  | CBX25UHV-024-230-* | 13 | 16 | Yes | Yes | 2015-06-24 |  | 2
FALSE | XC14-018-230A** | 4650 | 7296723 | LENNOX INDUSTRIES, INC. | XC14-018-230A** | AC | Split System: Air-Cooled Condensing Unit, Coil with Blower | XC14-018-230A** |  | CBX27UH-018-230*+TDR | 13 | 16 | Yes | Yes | 2015-06-24 |  | 2
FALSE | XC14-018-230A** | 4650 | 7296724 | LENNOX INDUSTRIES, INC. | XC14-018-230A** | AC | Split System: Air-Cooled Condensing Unit, Coil with Blower | XC14-018-230A** |  | CBX27UH-024-230*+TDR | 13 | 16 | Yes | Yes | 2015-06-24 |  | 2
FALSE | XC14-018-230A** | 4650 | 7296727 | LENNOX INDUSTRIES, INC. | XC14-018-230A** | AC | Split System: Air-Cooled Condensing Unit, Coil with Blower | XC14-018-230A** |  | CBX32MV-018/024*+TDR | 13 | 16 | Yes | Yes | 2015-06-24 |  | 2
FALSE | XC14-018-230A** | 4650 | 7296728 | LENNOX INDUSTRIES, INC. | XC14-018-230A** | AC | Split System: Air-Cooled Condensing Unit, Coil with Blower | XC14-018-230A** |  | CBX32MV-024/030*+TDR | 13 | 16 | Yes | Yes | 2015-06-24 |  | 2
FALSE | XC14-018-230A** | 4650 | 7296729 | LENNOX INDUSTRIES, INC. | XC14-018-230A** | AC | Split System: Air-Cooled Condensing Unit, Coil with Blower | XC14-018-230A** |  | CBX40UHV-024*+TDR | 13 | 16 | Yes | Yes | 2015-06-24 |  | 2
FALSE | XC14-018-230A** | 4650 | 7296730 | LENNOX INDUSTRIES, INC. | XC14-018-230A** | AC | Split System: Air-Cooled Condensing Unit, Coil with Blower | XC14-018-230A** |  | CBX40UHV-030*+TDR | 13 | 16 | Yes | Yes | 2015-06-24 |  | 2
FALSE | 14ACXS030-230A** | 4818 | 7513773 | LENNOX INDUSTRIES, INC. | XC14-030-230A** | AC | Split System: Air-Cooled Condensing Unit, Coil with Blower | XC14-030-230A** |  | CBX25UHV-030-230-* | 12.5 | 15.1 | Yes | Yes | 2015-06-24 |  | 1
FALSE | 14ACXS030-230A** | 4818 | 7513774 | LENNOX INDUSTRIES, INC. | XC14-030-230A** | AC | Split System: Air-Cooled Condensing Unit, Coil with Blower | XC14-030-230A** |  | CBX25UHV-036-230-* | 12.5 | 15.1 | Yes | Yes | 2015-06-24 |  | 1
FALSE | 14ACXS030-230A** | 4818 | 7513763 | LENNOX INDUSTRIES, INC. | XC14-030-230A** | AC | Split System: Air-Cooled Condensing Unit, Coil with Blower | XC14-030-230A** |  | CBX27UH-030-230*+TDR | 13 | 16 | Yes | Yes | 2015-06-24 |  | 2
FALSE | 14ACXS030-230A** | 4818 | 7513764 | LENNOX INDUSTRIES, INC. | XC14-030-230A** | AC | Split System: Air-Cooled Condensing Unit, Coil with Blower | XC14-030-230A** |  | CBX27UH-036-230*+TDR | 13 | 16 | Yes | Yes | 2015-06-24 |  | 2
FALSE | 14ACXS030-230A** | 4818 | 7513765 | LENNOX INDUSTRIES, INC. | XC14-030-230A** | AC | Split System: Air-Cooled Condensing Unit, Coil with Blower | XC14-030-230A** |  | CBX32M-030*+TDR | 12.5 | 15 | Yes | Yes | 2015-06-24 |  | 1
FALSE | 14ACXS030-230A** | 4818 | 7513766 | LENNOX INDUSTRIES, INC. | XC14-030-230A** | AC | Split System: Air-Cooled Condensing Unit, Coil with Blower | XC14-030-230A** |  | CBX32M-036*+TDR | 12.5 | 15 | Yes | Yes | 2015-06-24 |  | 1
FALSE | 14ACXS030-230A** | 4818 | 7513768 | LENNOX INDUSTRIES, INC. | XC14-030-230A** | AC | Split System: Air-Cooled Condensing Unit, Coil with Blower | XC14-030-230A** |  | CBX32MV-036*+TDR | 12.5 | 15.1 | Yes | Yes | 2015-06-24 |  | 1
FALSE | 14ACXS030-230A** | 4818 | 7513757 | LENNOX INDUSTRIES, INC. | XC14-030-230A** | AC | Split System: Air-Cooled Condensing Unit, Coil with Blower | XC14-030-230A** |  | CBX40UHV-030*+TDR | 12.5 | 15.1 | Yes | Yes | 2015-06-24 |  | 1
FALSE | 14ACXS030-230A** | 4818 | 7513490 | LENNOX INDUSTRIES, INC. | XC14-030-230A** | AC | Split System: Air-Cooled Condensing Unit, Coil with Blower | XC14-030-230A** |  | CBX40UHV-036*+TDR | 12.5 | 15.5 | Yes | Yes | 2015-06-24 |  | 1
FALSE | 14ACX-036-230-15 | 2264 | 6970209 | LENNOX INDUSTRIES, INC. | XC14-036-230-** | AC | Split System: Air-Cooled Condensing Unit, Coil with Blower | XC14-036-230-** |  | CBX25UHV-036-230-* | 12.5 | 15 | Yes | Yes | 2015-06-24 |  | 1
FALSE | 14ACX-036-230-15 | 2264 | 7038632 | LENNOX INDUSTRIES, INC. | XC14-036-230-** | AC | Split System: Air-Cooled Condensing Unit, Coil with Blower | XC14-036-230-** |  | CBX25UHV-042-230-* | 13 | 16 | Yes | Yes | 2015-06-24 |  | 2
FALSE | 14ACX-036-230-15 | 2264 | 5698778 | LENNOX INDUSTRIES, INC. | XC14-036-230-** | AC | Split System: Air-Cooled Condensing Unit, Coil with Blower | XC14-036-230-** |  | CBX27UH-036-230*+TDR | 13 | 16 | Yes | Yes | 2015-06-24 |  | 2
FALSE | 14ACX-036-230-15 | 2264 | 5698779 | LENNOX INDUSTRIES, INC. | XC14-036-230-** | AC | Split System: Air-Cooled Condensing Unit, Coil with Blower | XC14-036-230-** |  | CBX27UH-042-230*+TDR | 13 | 16 | Yes | Yes | 2015-06-24 |  | 2
FALSE | 14ACX-036-230-15 | 2264 | 5943476 | LENNOX INDUSTRIES, INC. | XC14-036-230-** | AC | Split System: Air-Cooled Condensing Unit, Coil with Blower | XC14-036-230-** |  | CBX32MV-036-230*+TDR | 12.5 | 15 | Yes | Yes | 2015-06-24 |  | 1
FALSE | GSX160481F* | 4299 | 7362470 | AMANA HEATING AND AIR CONDITIONING | ASX160481F* | AC | Year-Round Air-Conditioner, Remote Air-Cooled Condensing Unit | GSX160481F* |  | CA*F4961*6D*+TXV | 13 | 16 | Yes | Yes | 2015-06-30 |  | 2
FALSE | GSX160181F* | 4288 | 7367766 | AMANA HEATING AND AIR CONDITIONING | ASX160181F* | AC | Year-Round Air-Conditioner, Remote Air-Cooled Condensing Unit | GSX160181F* |  | CA*F3636*6D*+TXV | 13 | 16 | Yes | Yes | 2015-06-30 |  | 2
FALSE | GSX160181F* | 4288 | 7367773 | AMANA HEATING AND AIR CONDITIONING | ASX160181F* | AC | Year-Round Air-Conditioner, Remote Air-Cooled Condensing Unit | GSX160181F* |  | CA*F3636*6D*+TXV | 13 | 16 | Yes | Yes | 2015-06-30 |  | 2
FALSE | GSX160181F* | 4288 | 7367780 | AMANA HEATING AND AIR CONDITIONING | ASX160181F* | AC | Year-Round Air-Conditioner, Remote Air-Cooled Condensing Unit | GSX160181F* |  | CA*F3636*6D*+TXV | 13 | 16 | Yes | Yes | 2015-06-30 |  | 2
FALSE | GSX160241F* | 4332 | 7367792 | AMANA HEATING AND AIR CONDITIONING | ASX160241F* | AC | Year-Round Air-Conditioner, Remote Air-Cooled Condensing Unit | GSX160241F* |  | CA*F3636*6D*+TXV | 13 | 16 | Yes | Yes | 2015-06-30 |  | 2
FALSE | GSX160241F* | 4332 | 7367798 | AMANA HEATING AND AIR CONDITIONING | ASX160241F* | AC | Year-Round Air-Conditioner, Remote Air-Cooled Condensing Unit | GSX160241F* |  | CA*F3636*6D*+TXV | 13 | 16 | Yes | Yes | 2015-06-30 |  | 2
FALSE | GSX160241F* | 4332 | 7367809 | AMANA HEATING AND AIR CONDITIONING | ASX160241F* | AC | Year-Round Air-Conditioner, Remote Air-Cooled Condensing Unit | GSX160241F* |  | CA*F3636*6D*+TXV | 13 | 16 | Yes | Yes | 2015-06-30 |  | 2
FALSE | GSX160301F* | 4362 | 7367845 | AMANA HEATING AND AIR CONDITIONING | ASX160301F* | AC | Year-Round Air-Conditioner, Remote Air-Cooled Condensing Unit | GSX160301F* |  | CA*F3743*6D*+TXV | 13 | 16 | Yes | Yes | 2015-06-30 |  | 2
FALSE | GSX160481F* | 4299 | 7367907 | AMANA HEATING AND AIR CONDITIONING | ASX160481F* | AC | Year-Round Air-Conditioner, Remote Air-Cooled Condensing Unit | GSX160481F* |  | CA*F4961*6D*+TXV | 13 | 16 | Yes | Yes | 2015-06-30 |  | 2
FALSE | CZF03614 | 4180 | 8260931 | CHAMPION BY JOHNSON CONTROLS | AL6B036F4 | AC | Split System: Air-Cooled Condensing Unit, Coil with Blower | CZF03614 |  | FC/MC/PC48C+TXV | 13.25 | 16 | Yes | Yes | 2015-09-11 |  | 2
FALSE | 14ACX-036-230-15 | 2264 | 3118889 | LENNOX INDUSTRIES, INC. | TSA036H4N42G | AC | Split System: Air-Cooled Condensing Unit, Coil with Blower | TSA036H4N42G |  | CX34-36+TDR | 12.5 | 15 | Yes | Yes | 2011-01-21 |  | 1
FALSE | 14ACX-036-230-15 | 2264 | 3118890 | LENNOX INDUSTRIES, INC. | TSA036H4N42G | AC | Split System: Air-Cooled Condensing Unit, Coil with Blower | TSA036H4N42G |  | CX34-36+TDR | 12 | 14.5 | Yes | Yes | 2011-01-21 |  | 0
FALSE | 14ACX-036-230-15 | 2264 | 3118891 | LENNOX INDUSTRIES, INC. | TSA036H4N42G | AC | Split System: Air-Cooled Condensing Unit, Coil with Blower | TSA036H4N42G |  | CX34-36+TDR | 12 | 14.5 | Yes | Yes | 2011-01-21 |  | 0
FALSE | 14ACX-036-230-15 | 2264 | 3118892 | LENNOX INDUSTRIES, INC. | TSA036H4N42G | AC | Split System: Air-Cooled Condensing Unit, Coil with Blower | TSA036H4N42G |  | CX34-38+TDR | 12 | 14.5 | Yes | Yes | 2011-01-21 |  | 0
FALSE | 14ACX-036-230-15 | 2264 | 3118893 | LENNOX INDUSTRIES, INC. | TSA036H4N42G | AC | Split System: Air-Cooled Condensing Unit, Coil with Blower | TSA036H4N42G |  | CX34-38+TDR | 12.5 | 15 | Yes | Yes | 2011-01-21 |  | 1
FALSE | 14ACX-036-230-15 | 2264 | 3118894 | LENNOX INDUSTRIES, INC. | TSA036H4N42G | AC | Split System: Air-Cooled Condensing Unit, Coil with Blower | TSA036H4N42G |  | CX34-38+TDR | 12 | 14.5 | Yes | Yes | 2011-01-21 |  | 0
FALSE | 14ACX-036-230-15 | 2264 | 3118895 | LENNOX INDUSTRIES, INC. | TSA036H4N42G | AC | Split System: Air-Cooled Condensing Unit, Coil with Blower | TSA036H4N42G |  | CX34-38+TDR | 12 | 14.5 | Yes | Yes | 2011-01-21 |  | 0
FALSE | 14ACX-036-230-15 | 2264 | 3118896 | LENNOX INDUSTRIES, INC. | TSA036H4N42G | AC | Split System: Air-Cooled Condensing Unit, Coil with Blower | TSA036H4N42G |  | CX34-38+TDR | 12 | 14.5 | Yes | Yes | 2011-01-21 |  | 0
FALSE | 14ACX-036-230-15 | 2264 | 3118897 | LENNOX INDUSTRIES, INC. | TSA036H4N42G | AC | Split System: Air-Cooled Condensing Unit, Coil with Blower | TSA036H4N42G |  | CX34-31+TDR | 12 | 14.5 | Yes | Yes | 2011-01-21 |  | 0
FALSE | 14ACX-036-230-15 | 2264 | 3118898 | LENNOX INDUSTRIES, INC. | TSA036H4N42G | AC | Split System: Air-Cooled Condensing Unit, Coil with Blower | TSA036H4N42G |  | CX34-31+TDR | 12.5 | 15 | Yes | Yes | 2011-01-21 |  | 1
FALSE | 14ACX-036-230-15 | 2264 | 3118899 | LENNOX INDUSTRIES, INC. | TSA036H4N42G | AC | Split System: Air-Cooled Condensing Unit, Coil with Blower | TSA036H4N42G |  | CX34-31+TDR | 12 | 14.5 | Yes | Yes | 2011-01-21 |  | 0
FALSE | 14ACX-036-230-15 | 2264 | 3118900 | LENNOX INDUSTRIES, INC. | TSA036H4N42G | AC | Split System: Air-Cooled Condensing Unit, Coil with Blower | TSA036H4N42G |  | CX34-31+TDR | 12 | 14.5 | Yes | Yes | 2011-01-21 |  | 0
FALSE | 14ACX-036-230-15 | 2264 | 3118901 | LENNOX INDUSTRIES, INC. | TSA036H4N42G | AC | Split System: Air-Cooled Condensing Unit, Coil with Blower | TSA036H4N42G |  | CX34-31+TDR | 12 | 14.5 | Yes | Yes | 2011-01-21 |  | 0
FALSE | 14ACX-036-230-15 | 2264 | 3118902 | LENNOX INDUSTRIES, INC. | TSA036H4N42G | AC | Split System: Air-Cooled Condensing Unit, Coil with Blower | TSA036H4N42G |  | CX34-42+TDR | 12.5 | 15 | Yes | Yes | 2011-01-21 |  | 1
FALSE | 14ACX-036-230-15 | 2264 | 3118903 | LENNOX INDUSTRIES, INC. | TSA036H4N42G | AC | Split System: Air-Cooled Condensing Unit, Coil with Blower | TSA036H4N42G |  | CX34-42+TDR | 12 | 14.5 | Yes | Yes | 2011-01-21 |  | 0
FALSE | 14ACX-036-230-15 | 2264 | 3118904 | LENNOX INDUSTRIES, INC. | TSA036H4N42G | AC | Split System: Air-Cooled Condensing Unit, Coil with Blower | TSA036H4N42G |  | CX34-42+TDR | 12 | 14.5 | Yes | Yes | 2011-01-21 |  | 0
FALSE | 14ACX-036-230-15 | 2264 | 3118923 | LENNOX INDUSTRIES, INC. | TSA036H4N42G | AC | Split System: Air-Cooled Condensing Unit, Coil with Blower | TSA036H4N42G |  | CX34-50/60C+TDR | 12.5 | 15 | Yes | Yes | 2011-01-21 |  | 1
FALSE | 14ACX-036-230-15 | 2264 | 3118924 | LENNOX INDUSTRIES, INC. | TSA036H4N42G | AC | Split System: Air-Cooled Condensing Unit, Coil with Blower | TSA036H4N42G |  | CX34-50/60C+TDR | 12.5 | 15 | Yes | Yes | 2011-01-21 |  | 1
FALSE | 14ACX-036-230-15 | 2264 | 3118925 | LENNOX INDUSTRIES, INC. | TSA036H4N42G | AC | Split System: Air-Cooled Condensing Unit, Coil with Blower | TSA036H4N42G |  | CX34-50/60C+TDR | 12.5 | 15 | Yes | Yes | 2011-01-21 |  | 1
FALSE | 14ACX-036-230-15 | 2264 | 3118926 | LENNOX INDUSTRIES, INC. | TSA036H4N42G | AC | Split System: Air-Cooled Condensing Unit, Coil with Blower | TSA036H4N42G |  | CX34-50/60C+TDR | 12.5 | 15 | Yes | Yes | 2011-01-21 |  | 1
FALSE | 14ACX-036-230-15 | 2264 | 3118928 | LENNOX INDUSTRIES, INC. | TSA036H4N42G | AC | Split System: Air-Cooled Condensing Unit, Coil with Blower | TSA036H4N42G |  | C33-36+TDR+TXV | 12.5 | 15 | Yes | Yes | 2011-01-21 |  | 1
FALSE | 14ACX-036-230-15 | 2264 | 3118929 | LENNOX INDUSTRIES, INC. | TSA036H4N42G | AC | Split System: Air-Cooled Condensing Unit, Coil with Blower | TSA036H4N42G |  | C33-36+TDR+TXV | 12 | 14.5 | Yes | Yes | 2011-01-21 |  | 0
FALSE | 14ACX-036-230-15 | 2264 | 3118930 | LENNOX INDUSTRIES, INC. | TSA036H4N42G | AC | Split System: Air-Cooled Condensing Unit, Coil with Blower | TSA036H4N42G |  | C33-36+TDR+TXV | 12 | 14.5 | Yes | Yes | 2011-01-21 |  | 0
FALSE | 14ACX-036-230-15 | 2264 | 3118931 | LENNOX INDUSTRIES, INC. | TSA036H4N42G | AC | Split System: Air-Cooled Condensing Unit, Coil with Blower | TSA036H4N42G |  | C33-38+TDR+TXV | 12 | 14.5 | Yes | Yes | 2011-01-21 |  | 0
FALSE | 14ACX-036-230-15 | 2264 | 3118932 | LENNOX INDUSTRIES, INC. | TSA036H4N42G | AC | Split System: Air-Cooled Condensing Unit, Coil with Blower | TSA036H4N42G |  | C33-38+TDR+TXV | 12.5 | 15 | Yes | Yes | 2011-01-21 |  | 1
FALSE | 14ACX-036-230-15 | 2264 | 3118933 | LENNOX INDUSTRIES, INC. | TSA036H4N42G | AC | Split System: Air-Cooled Condensing Unit, Coil with Blower | TSA036H4N42G |  | C33-38+TDR+TXV | 12 | 14.5 | Yes | Yes | 2011-01-21 |  | 0
FALSE | 14ACX-036-230-15 | 2264 | 3118934 | LENNOX INDUSTRIES, INC. | TSA036H4N42G | AC | Split System: Air-Cooled Condensing Unit, Coil with Blower | TSA036H4N42G |  | C33-38+TDR+TXV | 12 | 14.5 | Yes | Yes | 2011-01-21 |  | 0
FALSE | 14ACX-036-230-15 | 2264 | 3118935 | LENNOX INDUSTRIES, INC. | TSA036H4N42G | AC | Split System: Air-Cooled Condensing Unit, Coil with Blower | TSA036H4N42G |  | C33-38+TDR+TXV | 12 | 14.5 | Yes | Yes | 2011-01-21 |  | 0
FALSE | 14ACX-036-230-15 | 2264 | 3118936 | LENNOX INDUSTRIES, INC. | TSA036H4N42G | AC | Split System: Air-Cooled Condensing Unit, Coil with Blower | TSA036H4N42G |  | C33-31+TDR+TXV | 12 | 14.5 | Yes | Yes | 2011-01-21 |  | 0
FALSE | 14ACX-036-230-15 | 2264 | 3118937 | LENNOX INDUSTRIES, INC. | TSA036H4N42G | AC | Split System: Air-Cooled Condensing Unit, Coil with Blower | TSA036H4N42G |  | C33-31+TDR+TXV | 12.5 | 15 | Yes | Yes | 2011-01-21 |  | 1
FALSE | 14ACX-036-230-15 | 2264 | 3118938 | LENNOX INDUSTRIES, INC. | TSA036H4N42G | AC | Split System: Air-Cooled Condensing Unit, Coil with Blower | TSA036H4N42G |  | C33-31+TDR+TXV | 12 | 14.5 | Yes | Yes | 2011-01-21 |  | 0
FALSE | 14ACX-036-230-15 | 2264 | 3118939 | LENNOX INDUSTRIES, INC. | TSA036H4N42G | AC | Split System: Air-Cooled Condensing Unit, Coil with Blower | TSA036H4N42G |  | C33-31+TDR+TXV | 12 | 14.5 | Yes | Yes | 2011-01-21 |  | 0
FALSE | 14ACX-036-230-15 | 2264 | 3118940 | LENNOX INDUSTRIES, INC. | TSA036H4N42G | AC | Split System: Air-Cooled Condensing Unit, Coil with Blower | TSA036H4N42G |  | C33-31+TDR+TXV | 12 | 14.5 | Yes | Yes | 2011-01-21 |  | 0
FALSE | 14ACX-036-230-15 | 2264 | 3118958 | LENNOX INDUSTRIES, INC. | TSA036H4N42G | AC | Split System: Air-Cooled Condensing Unit, Coil with Blower | TSA036H4N42G |  | C33-49+TDR+TXV | 12.5 | 15 | Yes | Yes | 2011-01-21 |  | 1
FALSE | 14ACX-036-230-15 | 2264 | 3118959 | LENNOX INDUSTRIES, INC. | TSA036H4N42G | AC | Split System: Air-Cooled Condensing Unit, Coil with Blower | TSA036H4N42G |  | C33-49+TDR+TXV | 12.5 | 15 | Yes | Yes | 2011-01-21 |  | 1
FALSE | 14ACX-036-230-15 | 2264 | 3118960 | LENNOX INDUSTRIES, INC. | TSA036H4N42G | AC | Split System: Air-Cooled Condensing Unit, Coil with Blower | TSA036H4N42G |  | C33-49+TDR+TXV | 12.5 | 15 | Yes | Yes | 2011-01-21 |  | 1
FALSE | 14ACX-036-230-15 | 2264 | 3118961 | LENNOX INDUSTRIES, INC. | TSA036H4N42G | AC | Split System: Air-Cooled Condensing Unit, Coil with Blower | TSA036H4N42G |  | C33-49+TDR+TXV | 12.5 | 15 | Yes | Yes | 2011-01-21 |  | 1
FALSE | 14ACX-036-230-15 | 2264 | 3118962 | LENNOX INDUSTRIES, INC. | TSA036H4N42G | AC | Split System: Air-Cooled Condensing Unit, Coil with Blower | TSA036H4N42G |  | C33-50/60C+TDR+TXV | 12.5 | 15 | Yes | Yes | 2011-01-21 |  | 1
FALSE | 14ACX-036-230-15 | 2264 | 3118963 | LENNOX INDUSTRIES, INC. | TSA036H4N42G | AC | Split System: Air-Cooled Condensing Unit, Coil with Blower | TSA036H4N42G |  | C33-50/60C+TDR+TXV | 12.5 | 15 | Yes | Yes | 2011-01-21 |  | 1
FALSE | 14ACX-036-230-15 | 2264 | 3118964 | LENNOX INDUSTRIES, INC. | TSA036H4N42G | AC | Split System: Air-Cooled Condensing Unit, Coil with Blower | TSA036H4N42G |  | C33-50/60C+TDR+TXV | 12.5 | 15 | Yes | Yes | 2011-01-21 |  | 1
FALSE | 14ACX-036-230-15 | 2264 | 3118965 | LENNOX INDUSTRIES, INC. | TSA036H4N42G | AC | Split System: Air-Cooled Condensing Unit, Coil with Blower | TSA036H4N42G |  | C33-50/60C+TDR+TXV | 12.5 | 15 | Yes | Yes | 2011-01-21 |  | 1
FALSE | 14ACX-036-230-15 | 2264 | 3118966 | LENNOX INDUSTRIES, INC. | TSA036H4N42G | AC | Split System: Air-Cooled Condensing Unit, Coil with Blower | TSA036H4N42G |  | CR33-30/36+TDR+TXV | 12.5 | 15 | Yes | Yes | 2011-01-21 |  | 1
FALSE | 14ACX-036-230-15 | 2264 | 3118968 | LENNOX INDUSTRIES, INC. | TSA036H4N42G | AC | Split System: Air-Cooled Condensing Unit, Coil with Blower | TSA036H4N42G |  | CR33-30/36+TDR+TXV | 12 | 14.5 | Yes | Yes | 2011-01-21 |  | 0
FALSE | 14ACX-036-230-15 | 2264 | 3118969 | LENNOX INDUSTRIES, INC. | TSA036H4N42G | AC | Split System: Air-Cooled Condensing Unit, Coil with Blower | TSA036H4N42G |  | CR33-30/36+TDR+TXV | 12 | 14.5 | Yes | Yes | 2011-01-21 |  | 0
FALSE | 14ACX-036-230-15 | 2264 | 3118970 | LENNOX INDUSTRIES, INC. | TSA036H4N42G | AC | Split System: Air-Cooled Condensing Unit, Coil with Blower | TSA036H4N42G |  | CR33-48+TDR+TXV | 12.5 | 15 | Yes | Yes | 2011-01-21 |  | 1
FALSE | 14ACX-036-230-15 | 2264 | 3118971 | LENNOX INDUSTRIES, INC. | TSA036H4N42G | AC | Split System: Air-Cooled Condensing Unit, Coil with Blower | TSA036H4N42G |  | CR33-48+TDR+TXV | 12 | 14.5 | Yes | Yes | 2011-01-21 |  | 0
FALSE | 14ACX-036-230-15 | 2264 | 3118972 | LENNOX INDUSTRIES, INC. | TSA036H4N42G | AC | Split System: Air-Cooled Condensing Unit, Coil with Blower | TSA036H4N42G |  | CR33-48+TDR+TXV | 12 | 14.5 | Yes | Yes | 2011-01-21 |  | 0
FALSE | 14ACX-036-230-15 | 2264 | 3118973 | LENNOX INDUSTRIES, INC. | TSA036H4N42G | AC | Split System: Air-Cooled Condensing Unit, Coil with Blower | TSA036H4N42G |  | CR33-48+TDR+TXV | 12 | 14.5 | Yes | Yes | 2011-01-21 |  | 0
FALSE | 14ACX-036-230-15 | 2264 | 3118974 | LENNOX INDUSTRIES, INC. | TSA036H4N42G | AC | Split System: Air-Cooled Condensing Unit, Coil with Blower | TSA036H4N42G |  | CH33-31+TDR+TXV | 12.5 | 15 | Yes | Yes | 2011-01-21 |  | 1
FALSE | 14ACX-036-230-15 | 2264 | 3118975 | LENNOX INDUSTRIES, INC. | TSA036H4N42G | AC | Split System: Air-Cooled Condensing Unit, Coil with Blower | TSA036H4N42G |  | CH33-31+TDR+TXV | 12 | 14.5 | Yes | Yes | 2011-01-21 |  | 0
FALSE | 14ACX-036-230-15 | 2264 | 3118976 | LENNOX INDUSTRIES, INC. | TSA036H4N42G | AC | Split System: Air-Cooled Condensing Unit, Coil with Blower | TSA036H4N42G |  | CH33-31+TDR+TXV | 12 | 14.5 | Yes | Yes | 2011-01-21 |  | 0
FALSE | 14ACX-036-230-15 | 2264 | 3118995 | LENNOX INDUSTRIES, INC. | TSA036H4N42G | AC | Split System: Air-Cooled Condensing Unit, Coil with Blower | TSA036H4N42G |  | CH23-51+TDR+TXV | 12.5 | 14.5 | Yes | Yes | 2011-01-21 |  | 0
FALSE | 14ACX-036-230-15 | 2264 | 3119002 | LENNOX INDUSTRIES, INC. | TSA036H4N42G | AC | Split System: Air-Cooled Condensing Unit, Coil with Blower | TSA036H4N42G |  | CB31MV-51*P+TDR+TXV | 12.5 | 15 | Yes | Yes | 2011-01-21 |  | 1
FALSE | 14ACX-036-230-15 | 2264 | 3119008 | LENNOX INDUSTRIES, INC. | TSA036H4N42G | AC | Split System: Air-Cooled Condensing Unit, Coil with Blower | TSA036H4N42G |  | CBX32MV-048*+TDR | 12.5 | 15 | Yes | Yes | 2011-01-21 |  | 1
FALSE | 14ACX-036-230-15 | 2264 | 3119010 | LENNOX INDUSTRIES, INC. | TSA036H4N42G | AC | Split System: Air-Cooled Condensing Unit, Coil with Blower | TSA036H4N42G |  | CH33-44/48+TDR+TXV | 12.5 | 15 | Yes | Yes | 2011-01-21 |  | 1
FALSE | 14ACX-036-230-15 | 2264 | 3119011 | LENNOX INDUSTRIES, INC. | TSA036H4N42G | AC | Split System: Air-Cooled Condensing Unit, Coil with Blower | TSA036H4N42G |  | CH33-44/48+TDR+TXV | 12 | 14.5 | Yes | Yes | 2011-01-21 |  | 0
FALSE | 14ACX-036-230-15 | 2264 | 3119012 | LENNOX INDUSTRIES, INC. | TSA036H4N42G | AC | Split System: Air-Cooled Condensing Unit, Coil with Blower | TSA036H4N42G |  | CH33-44/48+TDR+TXV | 12.5 | 14.5 | Yes | Yes | 2011-01-21 |  | 0
FALSE | 14ACX-036-230-15 | 2264 | 3119030 | LENNOX INDUSTRIES, INC. | TSA036H4N42G | AC | Split System: Air-Cooled Condensing Unit, Coil with Blower | TSA036H4N42G |  | CH33-43+TDR+TXV | 12.5 | 15 | Yes | Yes | 2011-01-21 |  | 1
FALSE | 14ACX-036-230-15 | 2264 | 3119032 | LENNOX INDUSTRIES, INC. | TSA036H4N42G | AC | Split System: Air-Cooled Condensing Unit, Coil with Blower | TSA036H4N42G |  | C33-43+TDR+TXV | 12.5 | 15 | Yes | Yes | 2011-01-21 |  | 1
FALSE | 14ACX-036-230-15 | 2264 | 3119033 | LENNOX INDUSTRIES, INC. | TSA036H4N42G | AC | Split System: Air-Cooled Condensing Unit, Coil with Blower | TSA036H4N42G |  | CX34-43+TDR | 12.5 | 15 | Yes | Yes | 2011-01-21 |  | 1
FALSE | 14ACX-036-230-15 | 2264 | 3119034 | LENNOX INDUSTRIES, INC. | TSA036H4N42G | AC | Split System: Air-Cooled Condensing Unit, Coil with Blower | TSA036H4N42G |  | C33-49+TDR+TXV | 12.7 | 15.2 | Yes | Yes | 2011-01-21 |  | 1
FALSE | 14ACX-036-230-15 | 2264 | 3119035 | LENNOX INDUSTRIES, INC. | TSA036H4N42G | AC | Split System: Air-Cooled Condensing Unit, Coil with Blower | TSA036H4N42G |  | CX34-49+TDR | 12.7 | 15.2 | Yes | Yes | 2011-01-21 |  | 1
FALSE | 14ACX-036-230-15 | 2264 | 3119036 | LENNOX INDUSTRIES, INC. | TSA036H4N42G | AC | Split System: Air-Cooled Condensing Unit, Coil with Blower | TSA036H4N42G |  | C33-49+TDR+TXV | 12.5 | 15 | Yes | Yes | 2011-01-21 |  | 1
FALSE | 14ACX-036-230-15 | 2264 | 3119037 | LENNOX INDUSTRIES, INC. | TSA036H4N42G | AC | Split System: Air-Cooled Condensing Unit, Coil with Blower | TSA036H4N42G |  | CX34-49+TDR | 12.5 | 15 | Yes | Yes | 2011-01-21 |  | 1
FALSE | 14ACX-036-230-15 | 2264 | 3119038 | LENNOX INDUSTRIES, INC. | TSA036H4N42G | AC | Split System: Air-Cooled Condensing Unit, Coil with Blower | TSA036H4N42G |  | C33-50/60C+TDR+TXV | 12.5 | 15 | Yes | Yes | 2011-01-21 |  | 1
FALSE | 14ACX-036-230-15 | 2264 | 3119039 | LENNOX INDUSTRIES, INC. | TSA036H4N42G | AC | Split System: Air-Cooled Condensing Unit, Coil with Blower | TSA036H4N42G |  | CX34-50/60C+TDR | 12.5 | 15 | Yes | Yes | 2011-01-21 |  | 1
FALSE | 14ACX-036-230-15 | 2264 | 3119040 | LENNOX INDUSTRIES, INC. | TSA036H4N42G | AC | Split System: Air-Cooled Condensing Unit, Coil with Blower | TSA036H4N42G |  | CB27UH-036-230*+TDR+TXV | 12.5 | 15 | Yes | Yes | 2011-01-21 |  | 1
FALSE | 14ACX-036-230-15 | 2264 | 3119041 | LENNOX INDUSTRIES, INC. | TSA036H4N42G | AC | Split System: Air-Cooled Condensing Unit, Coil with Blower | TSA036H4N42G |  | CB27UH-042-230*+TDR+TXV | 12.5 | 15 | Yes | Yes | 2011-01-21 |  | 1
FALSE | 14ACX-036-230-15 | 2264 | 3119042 | LENNOX INDUSTRIES, INC. | TSA036H4N42G | AC | Split System: Air-Cooled Condensing Unit, Coil with Blower | TSA036H4N42G |  | C33-48+TDR+TXV | 12.5 | 15 | Yes | Yes | 2011-01-21 |  | 1
FALSE | 14ACX-036-230-15 | 2264 | 3119043 | LENNOX INDUSTRIES, INC. | TSA036H4N42G | AC | Split System: Air-Cooled Condensing Unit, Coil with Blower | TSA036H4N42G |  | CX34-44/48+TDR | 12.5 | 15 | Yes | Yes | 2011-01-21 |  | 1
FALSE | 14ACX-036-230-15 | 2264 | 3119046 | LENNOX INDUSTRIES, INC. | TSA036H4N42G | AC | Split System: Air-Cooled Condensing Unit, Coil with Blower | TSA036H4N42G |  | CH33-43C+TDR+TXV | 12.5 | 15 | Yes | Yes | 2011-01-21 |  | 1
FALSE | 14ACX-036-230-15 | 2264 | 3119047 | LENNOX INDUSTRIES, INC. | TSA036H4N42G | AC | Split System: Air-Cooled Condensing Unit, Coil with Blower | TSA036H4N42G |  | CH33-43C+TDR+TXV | 12.5 | 15 | Yes | Yes | 2011-01-21 |  | 1
FALSE | 14ACX-036-230-15 | 2264 | 3119048 | LENNOX INDUSTRIES, INC. | TSA036H4N42G | AC | Split System: Air-Cooled Condensing Unit, Coil with Blower | TSA036H4N42G |  | C33-38+TDR+TXV | 12 | 14.5 | Yes | Yes | 2011-01-21 |  | 0
FALSE | 14ACX-036-230-15 | 2264 | 3119067 | LENNOX INDUSTRIES, INC. | TSA036H4N42G | AC | Split System: Air-Cooled Condensing Unit, Coil with Blower | TSA036H4N42G |  | C33-42+TDR+TXV | 12 | 14.5 | Yes | Yes | 2011-01-21 |  | 0
FALSE | 14ACX-036-230-15 | 2264 | 3119068 | LENNOX INDUSTRIES, INC. | TSA036H4N42G | AC | Split System: Air-Cooled Condensing Unit, Coil with Blower | TSA036H4N42G |  | C33-43+TDR+TXV | 12.5 | 15 | Yes | Yes | 2011-01-21 |  | 1
FALSE | 14ACX-036-230-15 | 2264 | 3119069 | LENNOX INDUSTRIES, INC. | TSA036H4N42G | AC | Split System: Air-Cooled Condensing Unit, Coil with Blower | TSA036H4N42G |  | C33-48+TDR+TXV | 12.5 | 15 | Yes | Yes | 2011-01-21 |  | 1
FALSE | 14ACX-036-230-15 | 2264 | 3119070 | LENNOX INDUSTRIES, INC. | TSA036H4N42G | AC | Split System: Air-Cooled Condensing Unit, Coil with Blower | TSA036H4N42G |  | CR33-30/36+TDR+TXV | 12 | 14.5 | Yes | Yes | 2011-01-21 |  | 0
FALSE | 14ACX-036-230-15 | 2264 | 3119071 | LENNOX INDUSTRIES, INC. | TSA036H4N42G | AC | Split System: Air-Cooled Condensing Unit, Coil with Blower | TSA036H4N42G |  | CR33-48+TDR+TXV | 12 | 14.5 | Yes | Yes | 2011-01-21 |  | 0
FALSE | 14ACX-036-230-15 | 2264 | 3119072 | LENNOX INDUSTRIES, INC. | TSA036H4N42G | AC | Split System: Air-Cooled Condensing Unit, Coil with Blower | TSA036H4N42G |  | CH33-31+TDR+TXV | 12 | 14.5 | Yes | Yes | 2011-01-21 |  | 0
FALSE | 14ACX-036-230-15 | 2264 | 3119073 | LENNOX INDUSTRIES, INC. | TSA036H4N42G | AC | Split System: Air-Cooled Condensing Unit, Coil with Blower | TSA036H4N42G |  | CH33-43+TDR+TXV | 12.5 | 15 | Yes | Yes | 2011-01-21 |  | 1
FALSE | 14ACX-036-230-15 | 2264 | 3119074 | LENNOX INDUSTRIES, INC. | TSA036H4N42G | AC | Split System: Air-Cooled Condensing Unit, Coil with Blower | TSA036H4N42G |  | CH23-41+TDR+TXV | 12 | 14.5 | Yes | Yes | 2011-01-21 |  | 0
FALSE | 14ACX-036-230-15 | 2264 | 3119075 | LENNOX INDUSTRIES, INC. | TSA036H4N42G | AC | Split System: Air-Cooled Condensing Unit, Coil with Blower | TSA036H4N42G |  | CH23-51+TDR+TXV | 12.5 | 15 | Yes | Yes | 2011-01-21 |  | 1
FALSE | 14ACX-036-230-15 | 2264 | 3119076 | LENNOX INDUSTRIES, INC. | TSA036H4N42G | AC | Split System: Air-Cooled Condensing Unit, Coil with Blower | TSA036H4N42G |  | CH33-44/48+TDR+TXV | 12.5 | 14.5 | Yes | Yes | 2011-01-21 |  | 0
FALSE | 14ACX-036-230-15 | 2264 | 3119077 | LENNOX INDUSTRIES, INC. | TSA036H4N42G | AC | Split System: Air-Cooled Condensing Unit, Coil with Blower | TSA036H4N42G |  | CH33-36+TDR+TXV | 12 | 14.5 | Yes | Yes | 2011-01-21 |  | 0
FALSE | 14ACX-036-230-15 | 2264 | 3119080 | LENNOX INDUSTRIES, INC. | TSA036H4N42G | AC | Split System: Air-Cooled Condensing Unit, Coil with Blower | TSA036H4N42G |  | CH33-43C+TDR+TXV | 12.5 | 15 | Yes | Yes | 2011-01-21 |  | 1
FALSE | 14ACX-036-230-15 | 2264 | 3119081 | LENNOX INDUSTRIES, INC. | TSA036H4N42G | AC | Split System: Air-Cooled Condensing Unit, Coil with Blower | TSA036H4N42G |  | C33-43+TDR+TXV | 12.5 | 15 | Yes | Yes | 2011-01-21 |  | 1
FALSE | 14ACX-036-230-15 | 2264 | 3119082 | LENNOX INDUSTRIES, INC. | TSA036H4N42G | AC | Split System: Air-Cooled Condensing Unit, Coil with Blower | TSA036H4N42G |  | CX34-43+TDR | 12.5 | 15 | Yes | Yes | 2011-01-21 |  | 1
FALSE | 14ACX-036-230-15 | 2264 | 3119083 | LENNOX INDUSTRIES, INC. | TSA036H4N42G | AC | Split System: Air-Cooled Condensing Unit, Coil with Blower | TSA036H4N42G |  | C33-49+TDR+TXV | 12.7 | 15.2 | Yes | Yes | 2011-01-21 |  | 1
FALSE | 14ACX-036-230-15 | 2264 | 3119084 | LENNOX INDUSTRIES, INC. | TSA036H4N42G | AC | Split System: Air-Cooled Condensing Unit, Coil with Blower | TSA036H4N42G |  | CX34-49+TDR | 12.7 | 15.2 | Yes | Yes | 2011-01-21 |  | 1
FALSE | 14ACX-036-230-15 | 2264 | 3119102 | LENNOX INDUSTRIES, INC. | TSA036H4N42G | AC | Split System: Air-Cooled Condensing Unit, Coil with Blower | TSA036H4N42G |  | CX34-36+TDR | 12 | 14.5 | Yes | Yes | 2011-01-21 |  | 0
FALSE | 14ACX-036-230-15 | 2264 | 3119103 | LENNOX INDUSTRIES, INC. | TSA036H4N42G | AC | Split System: Air-Cooled Condensing Unit, Coil with Blower | TSA036H4N42G |  | CX34-42+TDR | 12 | 14.5 | Yes | Yes | 2011-01-21 |  | 0
FALSE | 14ACX-036-230-15 | 2264 | 3119104 | LENNOX INDUSTRIES, INC. | TSA036H4N42G | AC | Split System: Air-Cooled Condensing Unit, Coil with Blower | TSA036H4N42G |  | CX34-44/48+TDR | 12.5 | 15 | Yes | Yes | 2011-01-21 |  | 1
FALSE | 14ACX-036-230-15 | 2264 | 3119105 | LENNOX INDUSTRIES, INC. | TSA036H4N42G | AC | Split System: Air-Cooled Condensing Unit, Coil with Blower | TSA036H4N42G |  | CX34-44/48+TDR | 12.5 | 15 | Yes | Yes | 2011-01-21 |  | 1
FALSE | 14ACX-036-230-15 | 2264 | 3119106 | LENNOX INDUSTRIES, INC. | TSA036H4N42G | AC | Split System: Air-Cooled Condensing Unit, Coil with Blower | TSA036H4N42G |  | C33-36+TDR+TXV | 12 | 14.5 | Yes | Yes | 2011-01-21 |  | 0
FALSE | 14ACX-036-230-15 | 2264 | 3119107 | LENNOX INDUSTRIES, INC. | TSA036H4N42G | AC | Split System: Air-Cooled Condensing Unit, Coil with Blower | TSA036H4N42G |  | C33-42+TDR+TXV | 12 | 14.5 | Yes | Yes | 2011-01-21 |  | 0
FALSE | 14ACX-036-230-15 | 2264 | 3119108 | LENNOX INDUSTRIES, INC. | TSA036H4N42G | AC | Split System: Air-Cooled Condensing Unit, Coil with Blower | TSA036H4N42G |  | C33-48+TDR+TXV | 12.5 | 15 | Yes | Yes | 2011-01-21 |  | 1
FALSE | 14ACX-036-230-15 | 2264 | 3119109 | LENNOX INDUSTRIES, INC. | TSA036H4N42G | AC | Split System: Air-Cooled Condensing Unit, Coil with Blower | TSA036H4N42G |  | C33-48+TDR+TXV | 12.5 | 15 | Yes | Yes | 2011-01-21 |  | 1
FALSE | 14ACX-036-230-15 | 2264 | 3119110 | LENNOX INDUSTRIES, INC. | TSA036H4N42G | AC | Split System: Air-Cooled Condensing Unit, Coil with Blower | TSA036H4N42G |  | CH23-51+TDR+TXV | 12.5 | 15 | Yes | Yes | 2011-01-21 |  | 1
FALSE | 14ACX-036-230-15 | 2264 | 3119111 | LENNOX INDUSTRIES, INC. | TSA036H4N42G | AC | Split System: Air-Cooled Condensing Unit, Coil with Blower | TSA036H4N42G |  | CH23-51+TDR+TXV | 12.5 | 15 | Yes | Yes | 2011-01-21 |  | 1
FALSE | 14ACX-036-230-15 | 2264 | 3119112 | LENNOX INDUSTRIES, INC. | TSA036H4N42G | AC | Split System: Air-Cooled Condensing Unit, Coil with Blower | TSA036H4N42G |  | CBX32MV-036*+TDR | 12.5 | 15 | Yes | Yes | 2011-01-21 |  | 1
FALSE | 14ACX-036-230-15 | 2264 | 3119113 | LENNOX INDUSTRIES, INC. | TSA036H4N42G | AC | Split System: Air-Cooled Condensing Unit, Coil with Blower | TSA036H4N42G |  | CB31MV-41*P+TDR+TXV | 12.5 | 15 | Yes | Yes | 2011-01-21 |  | 1
FALSE | 14ACX-036-230-15 | 2264 | 3119114 | LENNOX INDUSTRIES, INC. | TSA036H4N42G | AC | Split System: Air-Cooled Condensing Unit, Coil with Blower | TSA036H4N42G |  | CH33-36+TDR+TXV | 12 | 14.5 | Yes | Yes | 2011-01-21 |  | 0
FALSE | 14ACX-036-230-15 | 2264 | 3119189 | LENNOX INDUSTRIES, INC. | TSA036H4N42Y | AC | Split System: Air-Cooled Condensing Unit, Coil with Blower | TSA036H4N42Y |  | C33-38+TDR+TXV | 12 | 14.5 | Yes | Yes | 2011-01-21 |  | 0
FALSE | 14ACX-036-230-15 | 2264 | 3119190 | LENNOX INDUSTRIES, INC. | TSA036H4N42Y | AC | Split System: Air-Cooled Condensing Unit, Coil with Blower | TSA036H4N42Y |  | C33-31+TDR+TXV | 12 | 14.5 | Yes | Yes | 2011-01-21 |  | 0
FALSE | 14ACX-036-230-15 | 2264 | 3119191 | LENNOX INDUSTRIES, INC. | TSA036H4N42Y | AC | Split System: Air-Cooled Condensing Unit, Coil with Blower | TSA036H4N42Y |  | C33-31+TDR+TXV | 12.5 | 15 | Yes | Yes | 2011-01-21 |  | 1
FALSE | 14ACX-036-230-15 | 2264 | 3119192 | LENNOX INDUSTRIES, INC. | TSA036H4N42Y | AC | Split System: Air-Cooled Condensing Unit, Coil with Blower | TSA036H4N42Y |  | C33-31+TDR+TXV | 12 | 14.5 | Yes | Yes | 2011-01-21 |  | 0
FALSE | 14ACX-036-230-15 | 2264 | 3119193 | LENNOX INDUSTRIES, INC. | TSA036H4N42Y | AC | Split System: Air-Cooled Condensing Unit, Coil with Blower | TSA036H4N42Y |  | C33-31+TDR+TXV | 12 | 14.5 | Yes | Yes | 2011-01-21 |  | 0
FALSE | 14ACX-036-230-15 | 2264 | 3119194 | LENNOX INDUSTRIES, INC. | TSA036H4N42Y | AC | Split System: Air-Cooled Condensing Unit, Coil with Blower | TSA036H4N42Y |  | C33-31+TDR+TXV | 12 | 14.5 | Yes | Yes | 2011-01-21 |  | 0
FALSE | 14ACX-036-230-15 | 2264 | 3119195 | LENNOX INDUSTRIES, INC. | TSA036H4N42Y | AC | Split System: Air-Cooled Condensing Unit, Coil with Blower | TSA036H4N42Y |  | C33-42+TDR+TXV | 12.5 | 15 | Yes | Yes | 2011-01-21 |  | 1
FALSE | 14ACX-036-230-15 | 2264 | 3119196 | LENNOX INDUSTRIES, INC. | TSA036H4N42Y | AC | Split System: Air-Cooled Condensing Unit, Coil with Blower | TSA036H4N42Y |  | C33-42+TDR+TXV | 12 | 14.5 | Yes | Yes | 2011-01-21 |  | 0
FALSE | 14ACX-036-230-15 | 2264 | 3119197 | LENNOX INDUSTRIES, INC. | TSA036H4N42Y | AC | Split System: Air-Cooled Condensing Unit, Coil with Blower | TSA036H4N42Y |  | C33-42+TDR+TXV | 12 | 14.5 | Yes | Yes | 2011-01-21 |  | 0
FALSE | 14ACX-036-230-15 | 2264 | 3119198 | LENNOX INDUSTRIES, INC. | TSA036H4N42Y | AC | Split System: Air-Cooled Condensing Unit, Coil with Blower | TSA036H4N42Y |  | C33-43+TDR+TXV | 12.5 | 15 | Yes | Yes | 2011-01-21 |  | 1
FALSE | 14ACX-036-230-15 | 2264 | 3119199 | LENNOX INDUSTRIES, INC. | TSA036H4N42Y | AC | Split System: Air-Cooled Condensing Unit, Coil with Blower | TSA036H4N42Y |  | C33-43+TDR+TXV | 12.5 | 15 | Yes | Yes | 2011-01-21 |  | 1
FALSE | 14ACX-036-230-15 | 2264 | 3119200 | LENNOX INDUSTRIES, INC. | TSA036H4N42Y | AC | Split System: Air-Cooled Condensing Unit, Coil with Blower | TSA036H4N42Y |  | C33-43+TDR+TXV | 12.5 | 15 | Yes | Yes | 2011-01-21 |  | 1
FALSE | 14ACX-036-230-15 | 2264 | 3119201 | LENNOX INDUSTRIES, INC. | TSA036H4N42Y | AC | Split System: Air-Cooled Condensing Unit, Coil with Blower | TSA036H4N42Y |  | C33-43+TDR+TXV | 12.5 | 15 | Yes | Yes | 2011-01-21 |  | 1
FALSE | 14ACX-036-230-15 | 2264 | 3119202 | LENNOX INDUSTRIES, INC. | TSA036H4N42Y | AC | Split System: Air-Cooled Condensing Unit, Coil with Blower | TSA036H4N42Y |  | C33-43+TDR+TXV | 12.5 | 15 | Yes | Yes | 2011-01-21 |  | 1
FALSE | 14ACX-036-230-15 | 2264 | 3119203 | LENNOX INDUSTRIES, INC. | TSA036H4N42Y | AC | Split System: Air-Cooled Condensing Unit, Coil with Blower | TSA036H4N42Y |  | C33-43+TDR+TXV | 12.5 | 15 | Yes | Yes | 2011-01-21 |  | 1
FALSE | 14ACX-036-230-15 | 2264 | 3119204 | LENNOX INDUSTRIES, INC. | TSA036H4N42Y | AC | Split System: Air-Cooled Condensing Unit, Coil with Blower | TSA036H4N42Y |  | C33-43+TDR+TXV | 12.5 | 15 | Yes | Yes | 2011-01-21 |  | 1
FALSE | 14ACX-036-230-15 | 2264 | 3119205 | LENNOX INDUSTRIES, INC. | TSA036H4N42Y | AC | Split System: Air-Cooled Condensing Unit, Coil with Blower | TSA036H4N42Y |  | C33-43+TDR+TXV | 12.5 | 15 | Yes | Yes | 2011-01-21 |  | 1
FALSE | 14ACX-036-230-15 | 2264 | 3119206 | LENNOX INDUSTRIES, INC. | TSA036H4N42Y | AC | Split System: Air-Cooled Condensing Unit, Coil with Blower | TSA036H4N42Y |  | C33-48+TDR+TXV | 12.5 | 15 | Yes | Yes | 2011-01-21 |  | 1
FALSE | 14ACX-036-230-15 | 2264 | 3119207 | LENNOX INDUSTRIES, INC. | TSA036H4N42Y | AC | Split System: Air-Cooled Condensing Unit, Coil with Blower | TSA036H4N42Y |  | C33-48+TDR+TXV | 12.5 | 14.5 | Yes | Yes | 2011-01-21 |  | 0
FALSE | 14ACX-036-230-15 | 2264 | 3119225 | LENNOX INDUSTRIES, INC. | TSA036H4N42Y | AC | Split System: Air-Cooled Condensing Unit, Coil with Blower | TSA036H4N42Y |  | CR33-48+TDR+TXV | 12 | 14.5 | Yes | Yes | 2011-01-21 |  | 0
FALSE | 14ACX-036-230-15 | 2264 | 3119226 | LENNOX INDUSTRIES, INC. | TSA036H4N42Y | AC | Split System: Air-Cooled Condensing Unit, Coil with Blower | TSA036H4N42Y |  | CR33-48+TDR+TXV | 12 | 14.5 | Yes | Yes | 2011-01-21 |  | 0
FALSE | 14ACX-036-230-15 | 2264 | 3119227 | LENNOX INDUSTRIES, INC. | TSA036H4N42Y | AC | Split System: Air-Cooled Condensing Unit, Coil with Blower | TSA036H4N42Y |  | CR33-48+TDR+TXV | 12 | 14.5 | Yes | Yes | 2011-01-21 |  | 0
FALSE | 14ACX-036-230-15 | 2264 | 3119228 | LENNOX INDUSTRIES, INC. | TSA036H4N42Y | AC | Split System: Air-Cooled Condensing Unit, Coil with Blower | TSA036H4N42Y |  | CH33-31+TDR+TXV | 12.5 | 15 | Yes | Yes | 2011-01-21 |  | 1
FALSE | 14ACX-036-230-15 | 2264 | 3119229 | LENNOX INDUSTRIES, INC. | TSA036H4N42Y | AC | Split System: Air-Cooled Condensing Unit, Coil with Blower | TSA036H4N42Y |  | CH33-31+TDR+TXV | 12 | 14.5 | Yes | Yes | 2011-01-21 |  | 0
FALSE | 14ACX-036-230-15 | 2264 | 3119230 | LENNOX INDUSTRIES, INC. | TSA036H4N42Y | AC | Split System: Air-Cooled Condensing Unit, Coil with Blower | TSA036H4N42Y |  | CH33-31+TDR+TXV | 12 | 14.5 | Yes | Yes | 2011-01-21 |  | 0
FALSE | 14ACX-036-230-15 | 2264 | 3119231 | LENNOX INDUSTRIES, INC. | TSA036H4N42Y | AC | Split System: Air-Cooled Condensing Unit, Coil with Blower | TSA036H4N42Y |  | CH33-31+TDR+TXV | 12 | 14.5 | Yes | Yes | 2011-01-21 |  | 0
FALSE | 14ACX-036-230-15 | 2264 | 3119232 | LENNOX INDUSTRIES, INC. | TSA036H4N42Y | AC | Split System: Air-Cooled Condensing Unit, Coil with Blower | TSA036H4N42Y |  | CH33-43+TDR+TXV | 12.5 | 15 | Yes | Yes | 2011-01-21 |  | 1
FALSE | 14ACX-036-230-15 | 2264 | 3119233 | LENNOX INDUSTRIES, INC. | TSA036H4N42Y | AC | Split System: Air-Cooled Condensing Unit, Coil with Blower | TSA036H4N42Y |  | CH33-43+TDR+TXV | 12.5 | 15 | Yes | Yes | 2011-01-21 |  | 1
FALSE | 14ACX-036-230-15 | 2264 | 3119234 | LENNOX INDUSTRIES, INC. | TSA036H4N42Y | AC | Split System: Air-Cooled Condensing Unit, Coil with Blower | TSA036H4N42Y |  | CH33-43+TDR+TXV | 12.5 | 15 | Yes | Yes | 2011-01-21 |  | 1
FALSE | 14ACX-036-230-15 | 2264 | 3119235 | LENNOX INDUSTRIES, INC. | TSA036H4N42Y | AC | Split System: Air-Cooled Condensing Unit, Coil with Blower | TSA036H4N42Y |  | CH33-43+TDR+TXV | 12.5 | 15 | Yes | Yes | 2011-01-21 |  | 1
FALSE | 14ACX-036-230-15 | 2264 | 3119236 | LENNOX INDUSTRIES, INC. | TSA036H4N42Y | AC | Split System: Air-Cooled Condensing Unit, Coil with Blower | TSA036H4N42Y |  | CH33-43+TDR+TXV | 12.5 | 15 | Yes | Yes | 2011-01-21 |  | 1
FALSE | 14ACX-036-230-15 | 2264 | 3119237 | LENNOX INDUSTRIES, INC. | TSA036H4N42Y | AC | Split System: Air-Cooled Condensing Unit, Coil with Blower | TSA036H4N42Y |  | CH33-43+TDR+TXV | 12.5 | 15 | Yes | Yes | 2011-01-21 |  | 1
FALSE | 14ACX-036-230-15 | 2264 | 3119238 | LENNOX INDUSTRIES, INC. | TSA036H4N42Y | AC | Split System: Air-Cooled Condensing Unit, Coil with Blower | TSA036H4N42Y |  | CH33-43+TDR+TXV | 12.5 | 15 | Yes | Yes | 2011-01-21 |  | 1
FALSE | 14ACX-036-230-15 | 2264 | 3119239 | LENNOX INDUSTRIES, INC. | TSA036H4N42Y | AC | Split System: Air-Cooled Condensing Unit, Coil with Blower | TSA036H4N42Y |  | CH33-43+TDR+TXV | 12.5 | 15 | Yes | Yes | 2011-01-21 |  | 1
FALSE | 14ACX-036-230-15 | 2264 | 3119240 | LENNOX INDUSTRIES, INC. | TSA036H4N42Y | AC | Split System: Air-Cooled Condensing Unit, Coil with Blower | TSA036H4N42Y |  | CH33-48+TDR+TXV | 12.5 | 15 | Yes | Yes | 2011-01-21 |  | 1
FALSE | 14ACX-036-230-15 | 2264 | 3119241 | LENNOX INDUSTRIES, INC. | TSA036H4N42Y | AC | Split System: Air-Cooled Condensing Unit, Coil with Blower | TSA036H4N42Y |  | CH33-48+TDR+TXV | 12.5 | 15 | Yes | Yes | 2011-01-21 |  | 1
FALSE | 14ACX-036-230-15 | 2264 | 3119242 | LENNOX INDUSTRIES, INC. | TSA036H4N42Y | AC | Split System: Air-Cooled Condensing Unit, Coil with Blower | TSA036H4N42Y |  | CH33-48+TDR+TXV | 12.5 | 15 | Yes | Yes | 2011-01-21 |  | 1
FALSE | 14ACX-036-230-15 | 2264 | 3119243 | LENNOX INDUSTRIES, INC. | TSA036H4N42Y | AC | Split System: Air-Cooled Condensing Unit, Coil with Blower | TSA036H4N42Y |  | CH33-48+TDR+TXV | 12.5 | 15 | Yes | Yes | 2011-01-21 |  | 1
FALSE | 14ACX-036-230-15 | 2264 | 3119262 | LENNOX INDUSTRIES, INC. | TSA036H4N42Y | AC | Split System: Air-Cooled Condensing Unit, Coil with Blower | TSA036H4N42Y |  | CBX32MV-048*+TDR | 12.5 | 15 | Yes | Yes | 2011-01-21 |  | 1
FALSE | 14ACX-036-230-15 | 2264 | 3119264 | LENNOX INDUSTRIES, INC. | TSA036H4N42Y | AC | Split System: Air-Cooled Condensing Unit, Coil with Blower | TSA036H4N42Y |  | CH33-44/48+TDR+TXV | 12.5 | 15 | Yes | Yes | 2011-01-21 |  | 1
FALSE | 14ACX-036-230-15 | 2264 | 3119265 | LENNOX INDUSTRIES, INC. | TSA036H4N42Y | AC | Split System: Air-Cooled Condensing Unit, Coil with Blower | TSA036H4N42Y |  | CH33-44/48+TDR+TXV | 12 | 14.5 | Yes | Yes | 2011-01-21 |  | 0
FALSE | 14ACX-036-230-15 | 2264 | 3119266 | LENNOX INDUSTRIES, INC. | TSA036H4N42Y | AC | Split System: Air-Cooled Condensing Unit, Coil with Blower | TSA036H4N42Y |  | CH33-44/48+TDR+TXV | 12.5 | 14.5 | Yes | Yes | 2011-01-21 |  | 0
FALSE | 14ACX-036-230-15 | 2264 | 3119267 | LENNOX INDUSTRIES, INC. | TSA036H4N42Y | AC | Split System: Air-Cooled Condensing Unit, Coil with Blower | TSA036H4N42Y |  | CH33-44/48+TDR+TXV | 12.5 | 14.5 | Yes | Yes | 2011-01-21 |  | 0
FALSE | 14ACX-036-230-15 | 2264 | 3119269 | LENNOX INDUSTRIES, INC. | TSA036H4N42Y | AC | Split System: Air-Cooled Condensing Unit, Coil with Blower | TSA036H4N42Y |  | CH33-36+TDR+TXV | 12.5 | 15 | Yes | Yes | 2011-01-21 |  | 1
FALSE | 14ACX-036-230-15 | 2264 | 3119270 | LENNOX INDUSTRIES, INC. | TSA036H4N42Y | AC | Split System: Air-Cooled Condensing Unit, Coil with Blower | TSA036H4N42Y |  | CH33-36+TDR+TXV | 12 | 14.5 | Yes | Yes | 2011-01-21 |  | 0
FALSE | 14ACX-036-230-15 | 2264 | 3119271 | LENNOX INDUSTRIES, INC. | TSA036H4N42Y | AC | Split System: Air-Cooled Condensing Unit, Coil with Blower | TSA036H4N42Y |  | CH33-36+TDR+TXV | 12 | 14.5 | Yes | Yes | 2011-01-21 |  | 0
FALSE | 14ACX-036-230-15 | 2264 | 3119272 | LENNOX INDUSTRIES, INC. | TSA036H4N42Y | AC | Split System: Air-Cooled Condensing Unit, Coil with Blower | TSA036H4N42Y |  | CH33-36+TDR+TXV | 12.5 | 15 | Yes | Yes | 2011-01-21 |  | 1
FALSE | 14ACX-036-230-15 | 2264 | 3119273 | LENNOX INDUSTRIES, INC. | TSA036H4N42Y | AC | Split System: Air-Cooled Condensing Unit, Coil with Blower | TSA036H4N42Y |  | CH33-36+TDR+TXV | 12.5 | 15 | Yes | Yes | 2011-01-21 |  | 1
FALSE | 14ACX-036-230-15 | 2264 | 3119274 | LENNOX INDUSTRIES, INC. | TSA036H4N42Y | AC | Split System: Air-Cooled Condensing Unit, Coil with Blower | TSA036H4N42Y |  | CH33-36+TDR+TXV | 12.5 | 15 | Yes | Yes | 2011-01-21 |  | 1
FALSE | 14ACX-036-230-15 | 2264 | 3119275 | LENNOX INDUSTRIES, INC. | TSA036H4N42Y | AC | Split System: Air-Cooled Condensing Unit, Coil with Blower | TSA036H4N42Y |  | CH33-36+TDR+TXV | 12.5 | 15 | Yes | Yes | 2011-01-21 |  | 1
FALSE | 14ACX-036-230-15 | 2264 | 3119276 | LENNOX INDUSTRIES, INC. | TSA036H4N42Y | AC | Split System: Air-Cooled Condensing Unit, Coil with Blower | TSA036H4N42Y |  | CR33-48+TDR+TXV | 12.5 | 15 | Yes | Yes | 2011-01-21 |  | 1
FALSE | 14ACX-036-230-15 | 2264 | 3119277 | LENNOX INDUSTRIES, INC. | TSA036H4N42Y | AC | Split System: Air-Cooled Condensing Unit, Coil with Blower | TSA036H4N42Y |  | CR33-48+TDR+TXV | 12.5 | 15 | Yes | Yes | 2011-01-21 |  | 1
FALSE | 14ACX-036-230-15 | 2264 | 3119278 | LENNOX INDUSTRIES, INC. | TSA036H4N42Y | AC | Split System: Air-Cooled Condensing Unit, Coil with Blower | TSA036H4N42Y |  | CR33-48+TDR+TXV | 12.5 | 15 | Yes | Yes | 2011-01-21 |  | 1
FALSE | 14ACX-036-230-15 | 2264 | 3119279 | LENNOX INDUSTRIES, INC. | TSA036H4N42Y | AC | Split System: Air-Cooled Condensing Unit, Coil with Blower | TSA036H4N42Y |  | CR33-30/36+TDR+TXV | 12.5 | 15 | Yes | Yes | 2011-01-21 |  | 1
FALSE | 14ACX-036-230-15 | 2264 | 3119297 | LENNOX INDUSTRIES, INC. | TSA036H4N42Y | AC | Split System: Air-Cooled Condensing Unit, Coil with Blower | TSA036H4N42Y |  | CX34-44/48+TDR | 12.5 | 15 | Yes | Yes | 2011-01-21 |  | 1
FALSE | 14ACX-036-230-15 | 2264 | 3119300 | LENNOX INDUSTRIES, INC. | TSA036H4N42Y | AC | Split System: Air-Cooled Condensing Unit, Coil with Blower | TSA036H4N42Y |  | CH33-43C+TDR+TXV | 12.5 | 15 | Yes | Yes | 2011-01-21 |  | 1
FALSE | 14ACX-036-230-15 | 2264 | 3119301 | LENNOX INDUSTRIES, INC. | TSA036H4N42Y | AC | Split System: Air-Cooled Condensing Unit, Coil with Blower | TSA036H4N42Y |  | CH33-43C+TDR+TXV | 12.5 | 15 | Yes | Yes | 2011-01-21 |  | 1
FALSE | 14ACX-036-230-15 | 2264 | 3119302 | LENNOX INDUSTRIES, INC. | TSA036H4N42Y | AC | Split System: Air-Cooled Condensing Unit, Coil with Blower | TSA036H4N42Y |  | C33-38+TDR+TXV | 12 | 14.5 | Yes | Yes | 2011-01-21 |  | 0
FALSE | 14ACX-036-230-15 | 2264 | 3119303 | LENNOX INDUSTRIES, INC. | TSA036H4N42Y | AC | Split System: Air-Cooled Condensing Unit, Coil with Blower | TSA036H4N42Y |  | C33-43+TDR+TXV | 12.5 | 15 | Yes | Yes | 2011-01-21 |  | 1
FALSE | 14ACX-036-230-15 | 2264 | 3119304 | LENNOX INDUSTRIES, INC. | TSA036H4N42Y | AC | Split System: Air-Cooled Condensing Unit, Coil with Blower | TSA036H4N42Y |  | CX34-38+TDR | 12 | 14.5 | Yes | Yes | 2011-01-21 |  | 0
FALSE | 14ACX-036-230-15 | 2264 | 3119305 | LENNOX INDUSTRIES, INC. | TSA036H4N42Y | AC | Split System: Air-Cooled Condensing Unit, Coil with Blower | TSA036H4N42Y |  | CX34-43+TDR | 12.5 | 15 | Yes | Yes | 2011-01-21 |  | 1
FALSE | 14ACX-036-230-15 | 2264 | 3119306 | LENNOX INDUSTRIES, INC. | TSA036H4N42Y | AC | Split System: Air-Cooled Condensing Unit, Coil with Blower | TSA036H4N42Y |  | C33-44C+TDR+TXV | 12.5 | 15 | Yes | Yes | 2011-01-21 |  | 1
FALSE | 14ACX-036-230-15 | 2264 | 3119307 | LENNOX INDUSTRIES, INC. | TSA036H4N42Y | AC | Split System: Air-Cooled Condensing Unit, Coil with Blower | TSA036H4N42Y |  | C33-43+TDR+TXV | 12.5 | 15 | Yes | Yes | 2011-01-21 |  | 1
FALSE | 14ACX-036-230-15 | 2264 | 3119308 | LENNOX INDUSTRIES, INC. | TSA036H4N42Y | AC | Split System: Air-Cooled Condensing Unit, Coil with Blower | TSA036H4N42Y |  | CX34-43+TDR | 12.5 | 15 | Yes | Yes | 2011-01-21 |  | 1
FALSE | 14ACX-036-230-15 | 2264 | 3119309 | LENNOX INDUSTRIES, INC. | TSA036H4N42Y | AC | Split System: Air-Cooled Condensing Unit, Coil with Blower | TSA036H4N42Y |  | C33-43+TDR+TXV | 12.5 | 15 | Yes | Yes | 2011-01-21 |  | 1
FALSE | 14ACX-036-230-15 | 2264 | 3119310 | LENNOX INDUSTRIES, INC. | TSA036H4N42Y | AC | Split System: Air-Cooled Condensing Unit, Coil with Blower | TSA036H4N42Y |  | CX34-43+TDR | 12.5 | 15 | Yes | Yes | 2011-01-21 |  | 1
FALSE | 14ACX-036-230-15 | 2264 | 3119311 | LENNOX INDUSTRIES, INC. | TSA036H4N42Y | AC | Split System: Air-Cooled Condensing Unit, Coil with Blower | TSA036H4N42Y |  | CH33-50/60C+TDR+TXV | 12.5 | 15 | Yes | Yes | 2011-01-21 |  | 1
FALSE | 14ACX-036-230-15 | 2264 | 3119312 | LENNOX INDUSTRIES, INC. | TSA036H4N42Y | AC | Split System: Air-Cooled Condensing Unit, Coil with Blower | TSA036H4N42Y |  | CX34-36+TDR | 12 | 14.5 | Yes | Yes | 2011-01-21 |  | 0
FALSE | 14ACX-036-230-15 | 2264 | 3119313 | LENNOX INDUSTRIES, INC. | TSA036H4N42Y | AC | Split System: Air-Cooled Condensing Unit, Coil with Blower | TSA036H4N42Y |  | CX34-38+TDR | 12 | 14.5 | Yes | Yes | 2011-01-21 |  | 0
FALSE | 14ACX-036-230-15 | 2264 | 3119314 | LENNOX INDUSTRIES, INC. | TSA036H4N42Y | AC | Split System: Air-Cooled Condensing Unit, Coil with Blower | TSA036H4N42Y |  | CX34-31+TDR | 12 | 14.5 | Yes | Yes | 2011-01-21 |  | 0
FALSE | 14ACX-036-230-15 | 2264 | 3119315 | LENNOX INDUSTRIES, INC. | TSA036H4N42Y | AC | Split System: Air-Cooled Condensing Unit, Coil with Blower | TSA036H4N42Y |  | CX34-42+TDR | 12 | 14.5 | Yes | Yes | 2011-01-21 |  | 0
FALSE | 14ACX-036-230-15 | 2264 | 3119334 | LENNOX INDUSTRIES, INC. | TSA036H4N42Y | AC | Split System: Air-Cooled Condensing Unit, Coil with Blower | TSA036H4N42Y |  | CH33-43C+TDR+TXV | 12.5 | 15 | Yes | Yes | 2011-01-21 |  | 1
FALSE | 14ACX-036-230-15 | 2264 | 3119335 | LENNOX INDUSTRIES, INC. | TSA036H4N42Y | AC | Split System: Air-Cooled Condensing Unit, Coil with Blower | TSA036H4N42Y |  | C33-43+TDR+TXV | 12.5 | 15 | Yes | Yes | 2011-01-21 |  | 1
FALSE | 14ACX-036-230-15 | 2264 | 3119336 | LENNOX INDUSTRIES, INC. | TSA036H4N42Y | AC | Split System: Air-Cooled Condensing Unit, Coil with Blower | TSA036H4N42Y |  | CX34-43+TDR | 12.5 | 15 | Yes | Yes | 2011-01-21 |  | 1
FALSE | 14ACX-036-230-15 | 2264 | 3119337 | LENNOX INDUSTRIES, INC. | TSA036H4N42Y | AC | Split System: Air-Cooled Condensing Unit, Coil with Blower | TSA036H4N42Y |  | C33-49+TDR+TXV | 12.7 | 15.2 | Yes | Yes | 2011-01-21 |  | 1
FALSE | 14ACX-036-230-15 | 2264 | 3119338 | LENNOX INDUSTRIES, INC. | TSA036H4N42Y | AC | Split System: Air-Cooled Condensing Unit, Coil with Blower | TSA036H4N42Y |  | CX34-49+TDR | 12.7 | 15.2 | Yes | Yes | 2011-01-21 |  | 1
FALSE | 14ACX-036-230-15 | 2264 | 3119339 | LENNOX INDUSTRIES, INC. | TSA036H4N42Y | AC | Split System: Air-Cooled Condensing Unit, Coil with Blower | TSA036H4N42Y |  | CX34-43+TDR | 12.5 | 15 | Yes | Yes | 2011-01-21 |  | 1
FALSE | 14ACX-036-230-15 | 2264 | 3119340 | LENNOX INDUSTRIES, INC. | TSA036H4N42Y | AC | Split System: Air-Cooled Condensing Unit, Coil with Blower | TSA036H4N42Y |  | CX34-44/48+TDR | 12.5 | 15 | Yes | Yes | 2011-01-21 |  | 1
FALSE | 14ACX-036-230-15 | 2264 | 3119341 | LENNOX INDUSTRIES, INC. | TSA036H4N42Y | AC | Split System: Air-Cooled Condensing Unit, Coil with Blower | TSA036H4N42Y |  | CX34-49+TDR | 12.5 | 15 | Yes | Yes | 2011-01-21 |  | 1
FALSE | 14ACX-036-230-15 | 2264 | 3119342 | LENNOX INDUSTRIES, INC. | TSA036H4N42Y | AC | Split System: Air-Cooled Condensing Unit, Coil with Blower | TSA036H4N42Y |  | CX34-50/60C+TDR | 12.5 | 15 | Yes | Yes | 2011-01-21 |  | 1
FALSE | 14ACX-036-230-15 | 2264 | 3119343 | LENNOX INDUSTRIES, INC. | TSA036H4N42Y | AC | Split System: Air-Cooled Condensing Unit, Coil with Blower | TSA036H4N42Y |  | C33-43+TDR+TXV | 12.5 | 15 | Yes | Yes | 2011-01-21 |  | 1
FALSE | 14ACX-036-230-15 | 2264 | 3119344 | LENNOX INDUSTRIES, INC. | TSA036H4N42Y | AC | Split System: Air-Cooled Condensing Unit, Coil with Blower | TSA036H4N42Y |  | C33-48+TDR+TXV | 12.5 | 15 | Yes | Yes | 2011-01-21 |  | 1
FALSE | 14ACX-036-230-15 | 2264 | 3119345 | LENNOX INDUSTRIES, INC. | TSA036H4N42Y | AC | Split System: Air-Cooled Condensing Unit, Coil with Blower | TSA036H4N42Y |  | C33-49+TDR+TXV | 12.5 | 15 | Yes | Yes | 2011-01-21 |  | 1
FALSE | 14ACX-036-230-15 | 2264 | 3119346 | LENNOX INDUSTRIES, INC. | TSA036H4N42Y | AC | Split System: Air-Cooled Condensing Unit, Coil with Blower | TSA036H4N42Y |  | C33-50/60C+TDR+TXV | 12.5 | 15 | Yes | Yes | 2011-01-21 |  | 1
FALSE | 14ACX-036-230-15 | 2264 | 3119347 | LENNOX INDUSTRIES, INC. | TSA036H4N42Y | AC | Split System: Air-Cooled Condensing Unit, Coil with Blower | TSA036H4N42Y |  | CH33-43+TDR+TXV | 12.5 | 15 | Yes | Yes | 2011-01-21 |  | 1
FALSE | 14ACX-036-230-15 | 2264 | 3119348 | LENNOX INDUSTRIES, INC. | TSA036H4N42Y | AC | Split System: Air-Cooled Condensing Unit, Coil with Blower | TSA036H4N42Y |  | CH33-48+TDR+TXV | 12.5 | 15 | Yes | Yes | 2011-01-21 |  | 1
FALSE | 14ACX-036-230-15 | 2264 | 3119349 | LENNOX INDUSTRIES, INC. | TSA036H4N42Y | AC | Split System: Air-Cooled Condensing Unit, Coil with Blower | TSA036H4N42Y |  | CH33-36+TDR+TXV | 12.5 | 15 | Yes | Yes | 2011-01-21 |  | 1
FALSE | 14ACX-036-230-15 | 2264 | 3119350 | LENNOX INDUSTRIES, INC. | TSA036H4N42Y | AC | Split System: Air-Cooled Condensing Unit, Coil with Blower | TSA036H4N42Y |  | CR33-48+TDR+TXV | 12.5 | 15 | Yes | Yes | 2011-01-21 |  | 1
FALSE | 14ACX-036-230-15 | 2264 | 3119351 | LENNOX INDUSTRIES, INC. | TSA036H4N42Y | AC | Split System: Air-Cooled Condensing Unit, Coil with Blower | TSA036H4N42Y |  | CR33-30/36+TDR+TXV | 12.5 | 15 | Yes | Yes | 2011-01-21 |  | 1
FALSE | 14ACX-036-230-15 | 2264 | 3130651 | LENNOX INDUSTRIES, INC. | XC14-036-230-03 | AC | Split System: Air-Cooled Condensing Unit, Coil with Blower | XC14-036-230-03 |  | C33-36+TDR+TXV | 12.2 | 14.5 | Yes | Yes | 2011-01-21 |  | 0
FALSE | 14ACX-036-230-15 | 2264 | 3130652 | LENNOX INDUSTRIES, INC. | XC14-036-230-03 | AC | Split System: Air-Cooled Condensing Unit, Coil with Blower | XC14-036-230-03 |  | C33-38+TDR+TXV | 12.2 | 14.5 | Yes | Yes | 2011-01-21 |  | 0
FALSE | 14ACX-036-230-15 | 2264 | 3130653 | LENNOX INDUSTRIES, INC. | XC14-036-230-03 | AC | Split System: Air-Cooled Condensing Unit, Coil with Blower | XC14-036-230-03 |  | C33-38+TDR+TXV | 12.7 | 15.2 | Yes | Yes | 2011-01-21 |  | 1
FALSE | 14ACX-036-230-15 | 2264 | 3130654 | LENNOX INDUSTRIES, INC. | XC14-036-230-03 | AC | Split System: Air-Cooled Condensing Unit, Coil with Blower | XC14-036-230-03 |  | C33-38+TDR+TXV | 12.2 | 14.7 | Yes | Yes | 2011-01-21 |  | 0
FALSE | 14ACX-036-230-15 | 2264 | 3130655 | LENNOX INDUSTRIES, INC. | XC14-036-230-03 | AC | Split System: Air-Cooled Condensing Unit, Coil with Blower | XC14-036-230-03 |  | C33-38+TDR+TXV | 12.2 | 14.7 | Yes | Yes | 2011-01-21 |  | 0
FALSE | 14ACX-036-230-15 | 2264 | 3130656 | LENNOX INDUSTRIES, INC. | XC14-036-230-03 | AC | Split System: Air-Cooled Condensing Unit, Coil with Blower | XC14-036-230-03 |  | C33-31+TDR+TXV | 12.2 | 14.7 | Yes | Yes | 2011-01-21 |  | 0
FALSE | 14ACX-036-230-15 | 2264 | 3130657 | LENNOX INDUSTRIES, INC. | XC14-036-230-03 | AC | Split System: Air-Cooled Condensing Unit, Coil with Blower | XC14-036-230-03 |  | C33-31+TDR+TXV | 12.7 | 15.2 | Yes | Yes | 2011-01-21 |  | 1
FALSE | 14ACX-036-230-15 | 2264 | 3130658 | LENNOX INDUSTRIES, INC. | XC14-036-230-03 | AC | Split System: Air-Cooled Condensing Unit, Coil with Blower | XC14-036-230-03 |  | C33-31+TDR+TXV | 12.2 | 14.5 | Yes | Yes | 2011-01-21 |  | 0
FALSE | 14ACX-036-230-15 | 2264 | 3130659 | LENNOX INDUSTRIES, INC. | XC14-036-230-03 | AC | Split System: Air-Cooled Condensing Unit, Coil with Blower | XC14-036-230-03 |  | C33-42+TDR+TXV | 12.5 | 15 | Yes | Yes | 2011-01-21 |  | 1
FALSE | 14ACX-036-230-15 | 2264 | 3130660 | LENNOX INDUSTRIES, INC. | XC14-036-230-03 | AC | Split System: Air-Cooled Condensing Unit, Coil with Blower | XC14-036-230-03 |  | C33-42+TDR+TXV | 12.2 | 14.5 | Yes | Yes | 2011-01-21 |  | 0
FALSE | 14ACX-036-230-15 | 2264 | 3130661 | LENNOX INDUSTRIES, INC. | XC14-036-230-03 | AC | Split System: Air-Cooled Condensing Unit, Coil with Blower | XC14-036-230-03 |  | C33-43+TDR+TXV | 13.2 | 15.7 | Yes | Yes | 2011-01-21 |  | 1
FALSE | 14ACX-036-230-15 | 2264 | 3130662 | LENNOX INDUSTRIES, INC. | XC14-036-230-03 | AC | Split System: Air-Cooled Condensing Unit, Coil with Blower | XC14-036-230-03 |  | C33-43+TDR+TXV | 12.7 | 15 | Yes | Yes | 2011-01-21 |  | 1
FALSE | 14ACX-036-230-15 | 2264 | 3130663 | LENNOX INDUSTRIES, INC. | XC14-036-230-03 | AC | Split System: Air-Cooled Condensing Unit, Coil with Blower | XC14-036-230-03 |  | C33-43+TDR+TXV | 12.7 | 15 | Yes | Yes | 2011-01-21 |  | 1
FALSE | 14ACX-036-230-15 | 2264 | 3130664 | LENNOX INDUSTRIES, INC. | XC14-036-230-03 | AC | Split System: Air-Cooled Condensing Unit, Coil with Blower | XC14-036-230-03 |  | C33-43+TDR+TXV | 13.2 | 15.7 | Yes | Yes | 2011-01-21 |  | 1
FALSE | 14ACX-036-230-15 | 2264 | 3130665 | LENNOX INDUSTRIES, INC. | XC14-036-230-03 | AC | Split System: Air-Cooled Condensing Unit, Coil with Blower | XC14-036-230-03 |  | C33-43+TDR+TXV | 13 | 15.5 | Yes | Yes | 2011-01-21 |  | 1
FALSE | 14ACX-036-230-15 | 2264 | 3130666 | LENNOX INDUSTRIES, INC. | XC14-036-230-03 | AC | Split System: Air-Cooled Condensing Unit, Coil with Blower | XC14-036-230-03 |  | C33-43+TDR+TXV | 13 | 15.7 | Yes | Yes | 2011-01-21 |  | 1
FALSE | 14ACX-036-230-15 | 2264 | 3130667 | LENNOX INDUSTRIES, INC. | XC14-036-230-03 | AC | Split System: Air-Cooled Condensing Unit, Coil with Blower | XC14-036-230-03 |  | C33-43+TDR+TXV | 13 | 15.5 | Yes | Yes | 2011-01-21 |  | 1
FALSE | 14ACX-036-230-15 | 2264 | 3130668 | LENNOX INDUSTRIES, INC. | XC14-036-230-03 | AC | Split System: Air-Cooled Condensing Unit, Coil with Blower | XC14-036-230-03 |  | C33-48+TDR+TXV | 13 | 15.5 | Yes | Yes | 2011-01-21 |  | 1
FALSE | 14ACX-036-230-15 | 2264 | 3130767 | LENNOX INDUSTRIES, INC. | XC14-036-230-03 | AC | Split System: Air-Cooled Condensing Unit, Coil with Blower | XC14-036-230-03 |  | CX34-38+TDR | 12 | 14.5 | Yes | Yes | 2011-01-21 |  | 0
FALSE | 14ACX-036-230-15 | 2264 | 3130768 | LENNOX INDUSTRIES, INC. | XC14-036-230-03 | AC | Split System: Air-Cooled Condensing Unit, Coil with Blower | XC14-036-230-03 |  | CX34-43+TDR | 12.5 | 15 | Yes | Yes | 2011-01-21 |  | 1
FALSE | 14ACX-036-230-15 | 2264 | 3130769 | LENNOX INDUSTRIES, INC. | XC14-036-230-03 | AC | Split System: Air-Cooled Condensing Unit, Coil with Blower | XC14-036-230-03 |  | C33-44C+TDR+TXV | 12.5 | 15.2 | Yes | Yes | 2011-01-21 |  | 1
FALSE | 14ACX-036-230-15 | 2264 | 3130770 | LENNOX INDUSTRIES, INC. | XC14-036-230-03 | AC | Split System: Air-Cooled Condensing Unit, Coil with Blower | XC14-036-230-03 |  | C33-43+TDR+TXV | 12.5 | 15 | Yes | Yes | 2011-01-21 |  | 1
FALSE | 14ACX-036-230-15 | 2264 | 3130771 | LENNOX INDUSTRIES, INC. | XC14-036-230-03 | AC | Split System: Air-Cooled Condensing Unit, Coil with Blower | XC14-036-230-03 |  | CX34-43+TDR | 12.5 | 15 | Yes | Yes | 2011-01-21 |  | 1
FALSE | 14ACX-036-230-15 | 2264 | 3130772 | LENNOX INDUSTRIES, INC. | XC14-036-230-03 | AC | Split System: Air-Cooled Condensing Unit, Coil with Blower | XC14-036-230-03 |  | C33-43+TDR+TXV | 12.5 | 15 | Yes | Yes | 2011-01-21 |  | 1
FALSE | 14ACX-036-230-15 | 2264 | 3130773 | LENNOX INDUSTRIES, INC. | XC14-036-230-03 | AC | Split System: Air-Cooled Condensing Unit, Coil with Blower | XC14-036-230-03 |  | CX34-43+TDR | 12.5 | 15 | Yes | Yes | 2011-01-21 |  | 1
FALSE | 14ACX-036-230-15 | 2264 | 3130774 | LENNOX INDUSTRIES, INC. | XC14-036-230-03 | AC | Split System: Air-Cooled Condensing Unit, Coil with Blower | XC14-036-230-03 |  | CH33-50/60C+TDR+TXV | 12.5 | 15.5 | Yes | Yes | 2011-01-21 |  | 1
FALSE | 14ACX-036-230-15 | 2264 | 3130775 | LENNOX INDUSTRIES, INC. | XC14-036-230-03 | AC | Split System: Air-Cooled Condensing Unit, Coil with Blower | XC14-036-230-03 |  | CX34-36+TDR | 12.2 | 14.5 | Yes | Yes | 2011-01-21 |  | 0
FALSE | 14ACX-036-230-15 | 2264 | 3130776 | LENNOX INDUSTRIES, INC. | XC14-036-230-03 | AC | Split System: Air-Cooled Condensing Unit, Coil with Blower | XC14-036-230-03 |  | CX34-38+TDR | 12.2 | 14.7 | Yes | Yes | 2011-01-21 |  | 0
FALSE | 14ACX-036-230-15 | 2264 | 3130777 | LENNOX INDUSTRIES, INC. | XC14-036-230-03 | AC | Split System: Air-Cooled Condensing Unit, Coil with Blower | XC14-036-230-03 |  | CX34-31+TDR | 12.2 | 14.7 | Yes | Yes | 2011-01-21 |  | 0
FALSE | 14ACX-036-230-15 | 2264 | 3130778 | LENNOX INDUSTRIES, INC. | XC14-036-230-03 | AC | Split System: Air-Cooled Condensing Unit, Coil with Blower | XC14-036-230-03 |  | CX34-42+TDR | 12.2 | 14.5 | Yes | Yes | 2011-01-21 |  | 0
FALSE | 14ACX-036-230-15 | 2264 | 3130779 | LENNOX INDUSTRIES, INC. | XC14-036-230-03 | AC | Split System: Air-Cooled Condensing Unit, Coil with Blower | XC14-036-230-03 |  | CX34-43+TDR | 12.7 | 15 | Yes | Yes | 2011-01-21 |  | 1
FALSE | 14ACX-036-230-15 | 2264 | 3130780 | LENNOX INDUSTRIES, INC. | XC14-036-230-03 | AC | Split System: Air-Cooled Condensing Unit, Coil with Blower | XC14-036-230-03 |  | CX34-44/48+TDR | 12.5 | 14.7 | Yes | Yes | 2011-01-21 |  | 0
FALSE | 14ACX-036-230-15 | 2264 | 3130781 | LENNOX INDUSTRIES, INC. | XC14-036-230-03 | AC | Split System: Air-Cooled Condensing Unit, Coil with Blower | XC14-036-230-03 |  | C33-36+TDR+TXV | 12.2 | 14.5 | Yes | Yes | 2011-01-21 |  | 0
FALSE | 14ACX-036-230-15 | 2264 | 3130782 | LENNOX INDUSTRIES, INC. | XC14-036-230-03 | AC | Split System: Air-Cooled Condensing Unit, Coil with Blower | XC14-036-230-03 |  | C33-38+TDR+TXV | 12.2 | 14.7 | Yes | Yes | 2011-01-21 |  | 0
FALSE | 14ACX-036-230-15 | 2264 | 3130783 | LENNOX INDUSTRIES, INC. | XC14-036-230-03 | AC | Split System: Air-Cooled Condensing Unit, Coil with Blower | XC14-036-230-03 |  | C33-31+TDR+TXV | 12.2 | 14.7 | Yes | Yes | 2011-01-21 |  | 0
FALSE | 14ACX-036-230-15 | 2264 | 3130784 | LENNOX INDUSTRIES, INC. | XC14-036-230-03 | AC | Split System: Air-Cooled Condensing Unit, Coil with Blower | XC14-036-230-03 |  | C33-42+TDR+TXV | 12.2 | 14.5 | Yes | Yes | 2011-01-21 |  | 0
FALSE | XC14-048-230-08 | 2298 | 3139780 | LENNOX INDUSTRIES, INC. | TSA048H4N41Y | AC | Split System: Air-Cooled Condensing Unit, Coil with Blower | TSA048H4N41Y |  | CH33-49+TDR+TXV | 12 | 14.5 | Yes | Yes | 2011-01-21 |  | 0
FALSE | XC14-048-230-08 | 2298 | 3139781 | LENNOX INDUSTRIES, INC. | TSA048H4N41Y | AC | Split System: Air-Cooled Condensing Unit, Coil with Blower | TSA048H4N41Y |  | CH33-49+TDR+TXV | 12 | 14.5 | Yes | Yes | 2011-01-21 |  | 0
FALSE | XC14-048-230-08 | 2298 | 3139782 | LENNOX INDUSTRIES, INC. | TSA048H4N41Y | AC | Split System: Air-Cooled Condensing Unit, Coil with Blower | TSA048H4N41Y |  | CH33-49+TDR+TXV | 12 | 14.5 | Yes | Yes | 2011-01-21 |  | 0
FALSE | XC14-048-230-08 | 2298 | 3139783 | LENNOX INDUSTRIES, INC. | TSA048H4N41Y | AC | Split System: Air-Cooled Condensing Unit, Coil with Blower | TSA048H4N41Y |  | CH33-49+TDR+TXV | 12 | 14.5 | Yes | Yes | 2011-01-21 |  | 0
FALSE | XC14-048-230-08 | 2298 | 3139785 | LENNOX INDUSTRIES, INC. | TSA048H4N41Y | AC | Split System: Air-Cooled Condensing Unit, Coil with Blower | TSA048H4N41Y |  | CH33-49+TDR+TXV | 12 | 14.5 | Yes | Yes | 2011-01-21 |  | 0
FALSE | XC14-048-230-08 | 2298 | 3139786 | LENNOX INDUSTRIES, INC. | TSA048H4N41Y | AC | Split System: Air-Cooled Condensing Unit, Coil with Blower | TSA048H4N41Y |  | CH33-50/60C+TDR+TXV | 12 | 14.5 | Yes | Yes | 2011-01-21 |  | 0
FALSE | XC14-048-230-08 | 2298 | 3139787 | LENNOX INDUSTRIES, INC. | TSA048H4N41Y | AC | Split System: Air-Cooled Condensing Unit, Coil with Blower | TSA048H4N41Y |  | CH33-50/60C+TDR+TXV | 12 | 14.5 | Yes | Yes | 2011-01-21 |  | 0
FALSE | XC14-048-230-08 | 2298 | 3139788 | LENNOX INDUSTRIES, INC. | TSA048H4N41Y | AC | Split System: Air-Cooled Condensing Unit, Coil with Blower | TSA048H4N41Y |  | CH33-50/60C+TDR+TXV | 12 | 14.5 | Yes | Yes | 2011-01-21 |  | 0
FALSE | XC14-048-230-08 | 2298 | 3139790 | LENNOX INDUSTRIES, INC. | TSA048H4N41Y | AC | Split System: Air-Cooled Condensing Unit, Coil with Blower | TSA048H4N41Y |  | CH33-60D+TDR+TXV | 12.5 | 15 | Yes | Yes | 2011-01-21 |  | 1
FALSE | XC14-048-230-08 | 2298 | 3139791 | LENNOX INDUSTRIES, INC. | TSA048H4N41Y | AC | Split System: Air-Cooled Condensing Unit, Coil with Blower | TSA048H4N41Y |  | CH33-60D+TDR+TXV | 12 | 14.5 | Yes | Yes | 2011-01-21 |  | 0
FALSE | XC14-048-230-08 | 2298 | 3139792 | LENNOX INDUSTRIES, INC. | TSA048H4N41Y | AC | Split System: Air-Cooled Condensing Unit, Coil with Blower | TSA048H4N41Y |  | CH33-62D+TDR+TXV | 12.5 | 15 | Yes | Yes | 2011-01-21 |  | 1
FALSE | XC14-048-230-08 | 2298 | 3139793 | LENNOX INDUSTRIES, INC. | TSA048H4N41Y | AC | Split System: Air-Cooled Condensing Unit, Coil with Blower | TSA048H4N41Y |  | CH33-62D+TDR+TXV | 12 | 14.5 | Yes | Yes | 2011-01-21 |  | 0
FALSE | XC14-048-230-08 | 2298 | 3139794 | LENNOX INDUSTRIES, INC. | TSA048H4N41Y | AC | Split System: Air-Cooled Condensing Unit, Coil with Blower | TSA048H4N41Y |  | CH33-62D+TDR+TXV | 12 | 14.5 | Yes | Yes | 2011-01-21 |  | 0
FALSE | XC14-048-230-08 | 2298 | 3139795 | LENNOX INDUSTRIES, INC. | TSA048H4N41Y | AC | Split System: Air-Cooled Condensing Unit, Coil with Blower | TSA048H4N41Y |  | CH33-62D+TDR+TXV | 12 | 14.5 | Yes | Yes | 2011-01-21 |  | 0
FALSE | XC14-048-230-08 | 2298 | 3139796 | LENNOX INDUSTRIES, INC. | TSA048H4N41Y | AC | Split System: Air-Cooled Condensing Unit, Coil with Blower | TSA048H4N41Y |  | CH33-62D+TDR+TXV | 12 | 14.5 | Yes | Yes | 2011-01-21 |  | 0
FALSE | XC14-048-230-08 | 2298 | 3139826 | LENNOX INDUSTRIES, INC. | TSA048H4N41Y | AC | Split System: Air-Cooled Condensing Unit, Coil with Blower | TSA048H4N41Y |  | CBX27UH-048-230*+TDR | 12 | 14.5 | Yes | Yes | 2011-01-21 |  | 0
FALSE | XC14-048-230-08 | 2298 | 3139827 | LENNOX INDUSTRIES, INC. | TSA048H4N41Y | AC | Split System: Air-Cooled Condensing Unit, Coil with Blower | TSA048H4N41Y |  | CBX27UH-060-230*+TDR | 12 | 14.5 | Yes | Yes | 2011-01-21 |  | 0
FALSE | XC14-048-230-08 | 2298 | 3139829 | LENNOX INDUSTRIES, INC. | TSA048H4N41Y | AC | Split System: Air-Cooled Condensing Unit, Coil with Blower | TSA048H4N41Y |  | CH33-60D+TDR+TXV | 12 | 14.5 | Yes | Yes | 2011-01-21 |  | 0
FALSE | XC14-048-230-08 | 2298 | 3139830 | LENNOX INDUSTRIES, INC. | TSA048H4N41Y | AC | Split System: Air-Cooled Condensing Unit, Coil with Blower | TSA048H4N41Y |  | CB27UH-048-230*+TDR+TXV | 12 | 14.5 | Yes | Yes | 2011-01-21 |  | 0
FALSE | XC14-048-230-08 | 2298 | 3139831 | LENNOX INDUSTRIES, INC. | TSA048H4N41Y | AC | Split System: Air-Cooled Condensing Unit, Coil with Blower | TSA048H4N41Y |  | CB27UH-060-230*+TDR+TXV | 12 | 14.5 | Yes | Yes | 2011-01-21 |  | 0
FALSE | XC14-048-230-08 | 2298 | 3139835 | LENNOX INDUSTRIES, INC. | TSA048H4N41Y | AC | Split System: Air-Cooled Condensing Unit, Coil with Blower | TSA048H4N41Y |  | CX34-43+TDR | 12 | 14.5 | Yes | Yes | 2011-01-21 |  | 0
FALSE | XC14-048-230-08 | 2298 | 3139836 | LENNOX INDUSTRIES, INC. | TSA048H4N41Y | AC | Split System: Air-Cooled Condensing Unit, Coil with Blower | TSA048H4N41Y |  | CX34-49+TDR | 12 | 14.5 | Yes | Yes | 2011-01-21 |  | 0
FALSE | XC14-048-230-08 | 2298 | 3139837 | LENNOX INDUSTRIES, INC. | TSA048H4N41Y | AC | Split System: Air-Cooled Condensing Unit, Coil with Blower | TSA048H4N41Y |  | CX34-62C+TDR | 12.5 | 15 | Yes | Yes | 2011-01-21 |  | 1
FALSE | XC14-048-230-08 | 2298 | 3139839 | LENNOX INDUSTRIES, INC. | TSA048H4N41Y | AC | Split System: Air-Cooled Condensing Unit, Coil with Blower | TSA048H4N41Y |  | C33-43+TDR+TXV | 12 | 14.5 | Yes | Yes | 2011-01-21 |  | 0
FALSE | XC14-048-230-08 | 2298 | 3139840 | LENNOX INDUSTRIES, INC. | TSA048H4N41Y | AC | Split System: Air-Cooled Condensing Unit, Coil with Blower | TSA048H4N41Y |  | C33-49+TDR+TXV | 12 | 14.5 | Yes | Yes | 2011-01-21 |  | 0
FALSE | XC14-048-230-08 | 2298 | 3139841 | LENNOX INDUSTRIES, INC. | TSA048H4N41Y | AC | Split System: Air-Cooled Condensing Unit, Coil with Blower | TSA048H4N41Y |  | C33-62C+TDR+TXV | 12.5 | 15 | Yes | Yes | 2011-01-21 |  | 1
FALSE | XC14-048-230-08 | 2298 | 3139935 | LENNOX INDUSTRIES, INC. | TSA048H4N41G | AC | Split System: Air-Cooled Condensing Unit, Coil with Blower | TSA048H4N41G |  | CR33-60+TDR+TXV | 12 | 14.5 | Yes | Yes | 2011-01-21 |  | 0
FALSE | XC14-048-230-08 | 2298 | 3139936 | LENNOX INDUSTRIES, INC. | TSA048H4N41G | AC | Split System: Air-Cooled Condensing Unit, Coil with Blower | TSA048H4N41G |  | CH33-43+TDR+TXV | 12 | 14.5 | Yes | Yes | 2011-01-21 |  | 0
FALSE | XC14-048-230-08 | 2298 | 3139937 | LENNOX INDUSTRIES, INC. | TSA048H4N41G | AC | Split System: Air-Cooled Condensing Unit, Coil with Blower | TSA048H4N41G |  | CH33-43+TDR+TXV | 12 | 14.5 | Yes | Yes | 2011-01-21 |  | 0
FALSE | XC14-048-230-08 | 2298 | 3139942 | LENNOX INDUSTRIES, INC. | TSA048H4N41G | AC | Split System: Air-Cooled Condensing Unit, Coil with Blower | TSA048H4N41G |  | CH33-48+TDR+TXV | 12 | 14.5 | Yes | Yes | 2011-01-21 |  | 0
FALSE | XC14-048-230-08 | 2298 | 3139948 | LENNOX INDUSTRIES, INC. | TSA048H4N41G | AC | Split System: Air-Cooled Condensing Unit, Coil with Blower | TSA048H4N41G |  | CH33-49+TDR+TXV | 12 | 14.5 | Yes | Yes | 2011-01-21 |  | 0
FALSE | XC14-048-230-08 | 2298 | 3139949 | LENNOX INDUSTRIES, INC. | TSA048H4N41G | AC | Split System: Air-Cooled Condensing Unit, Coil with Blower | TSA048H4N41G |  | CH33-49+TDR+TXV | 12 | 14.5 | Yes | Yes | 2011-01-21 |  | 0
FALSE | XC14-048-230-08 | 2298 | 3139950 | LENNOX INDUSTRIES, INC. | TSA048H4N41G | AC | Split System: Air-Cooled Condensing Unit, Coil with Blower | TSA048H4N41G |  | CH33-49+TDR+TXV | 12 | 14.5 | Yes | Yes | 2011-01-21 |  | 0
FALSE | XC14-048-230-08 | 2298 | 3139951 | LENNOX INDUSTRIES, INC. | TSA048H4N41G | AC | Split System: Air-Cooled Condensing Unit, Coil with Blower | TSA048H4N41G |  | CH33-49+TDR+TXV | 12 | 14.5 | Yes | Yes | 2011-01-21 |  | 0
FALSE | XC14-048-230-08 | 2298 | 3139953 | LENNOX INDUSTRIES, INC. | TSA048H4N41G | AC | Split System: Air-Cooled Condensing Unit, Coil with Blower | TSA048H4N41G |  | CH33-49+TDR+TXV | 12 | 14.5 | Yes | Yes | 2011-01-21 |  | 0
FALSE | XC14-048-230-08 | 2298 | 3139954 | LENNOX INDUSTRIES, INC. | TSA048H4N41G | AC | Split System: Air-Cooled Condensing Unit, Coil with Blower | TSA048H4N41G |  | CH33-50/60C+TDR+TXV | 12 | 14.5 | Yes | Yes | 2011-01-21 |  | 0
FALSE | XC14-048-230-08 | 2298 | 3139955 | LENNOX INDUSTRIES, INC. | TSA048H4N41G | AC | Split System: Air-Cooled Condensing Unit, Coil with Blower | TSA048H4N41G |  | CH33-50/60C+TDR+TXV | 12 | 14.5 | Yes | Yes | 2011-01-21 |  | 0
FALSE | XC14-048-230-08 | 2298 | 3139956 | LENNOX INDUSTRIES, INC. | TSA048H4N41G | AC | Split System: Air-Cooled Condensing Unit, Coil with Blower | TSA048H4N41G |  | CH33-50/60C+TDR+TXV | 12 | 14.5 | Yes | Yes | 2011-01-21 |  | 0
FALSE | XC14-048-230-08 | 2298 | 3139958 | LENNOX INDUSTRIES, INC. | TSA048H4N41G | AC | Split System: Air-Cooled Condensing Unit, Coil with Blower | TSA048H4N41G |  | CH33-60D+TDR+TXV | 12.5 | 15 | Yes | Yes | 2011-01-21 |  | 1
FALSE | XC14-048-230-08 | 2298 | 3140022 | LENNOX INDUSTRIES, INC. | TSA048H4N41G | AC | Split System: Air-Cooled Condensing Unit, Coil with Blower | TSA048H4N41G |  | CH33-60D+TDR+TXV | 12 | 14.5 | Yes | Yes | 2011-01-21 |  | 0
FALSE | XC14-048-230-08 | 2298 | 3140023 | LENNOX INDUSTRIES, INC. | TSA048H4N41G | AC | Split System: Air-Cooled Condensing Unit, Coil with Blower | TSA048H4N41G |  | CH33-62D+TDR+TXV | 12 | 14.5 | Yes | Yes | 2011-01-21 |  | 0
FALSE | XC14-048-230-08 | 2298 | 3140024 | LENNOX INDUSTRIES, INC. | TSA048H4N41G | AC | Split System: Air-Cooled Condensing Unit, Coil with Blower | TSA048H4N41G |  | CH23-68+TDR+TXV | 12.5 | 15 | Yes | Yes | 2011-01-21 |  | 1
FALSE | XC14-048-230-08 | 2298 | 3140298 | LENNOX INDUSTRIES, INC. | TSA048H4N41Y | AC | Split System: Air-Cooled Condensing Unit, Coil with Blower | TSA048H4N41Y |  | CX34-43+TDR | 12 | 14.5 | Yes | Yes | 2011-01-21 |  | 0
FALSE | XC14-048-230-08 | 2298 | 3140299 | LENNOX INDUSTRIES, INC. | TSA048H4N41Y | AC | Split System: Air-Cooled Condensing Unit, Coil with Blower | TSA048H4N41Y |  | CX34-49+TDR | 12.5 | 15 | Yes | Yes | 2011-01-21 |  | 1
FALSE | XC14-048-230-08 | 2298 | 3140300 | LENNOX INDUSTRIES, INC. | TSA048H4N41Y | AC | Split System: Air-Cooled Condensing Unit, Coil with Blower | TSA048H4N41Y |  | CX34-49+TDR | 12.5 | 15 | Yes | Yes | 2011-01-21 |  | 1
FALSE | XC14-048-230-08 | 2298 | 3140301 | LENNOX INDUSTRIES, INC. | TSA048H4N41Y | AC | Split System: Air-Cooled Condensing Unit, Coil with Blower | TSA048H4N41Y |  | CX34-49+TDR | 12 | 14.5 | Yes | Yes | 2011-01-21 |  | 0
FALSE | XC14-048-230-08 | 2298 | 3140302 | LENNOX INDUSTRIES, INC. | TSA048H4N41Y | AC | Split System: Air-Cooled Condensing Unit, Coil with Blower | TSA048H4N41Y |  | CX34-62C+TDR | 12.5 | 15 | Yes | Yes | 2011-01-21 |  | 1
FALSE | XC14-048-230-08 | 2298 | 3140303 | LENNOX INDUSTRIES, INC. | TSA048H4N41Y | AC | Split System: Air-Cooled Condensing Unit, Coil with Blower | TSA048H4N41Y |  | C33-43+TDR+TXV | 12 | 14.5 | Yes | Yes | 2011-01-21 |  | 0
FALSE | XC14-048-230-08 | 2298 | 3140304 | LENNOX INDUSTRIES, INC. | TSA048H4N41Y | AC | Split System: Air-Cooled Condensing Unit, Coil with Blower | TSA048H4N41Y |  | C33-49+TDR+TXV | 12.5 | 15 | Yes | Yes | 2011-01-21 |  | 1
FALSE | XC14-048-230-08 | 2298 | 3140305 | LENNOX INDUSTRIES, INC. | TSA048H4N41Y | AC | Split System: Air-Cooled Condensing Unit, Coil with Blower | TSA048H4N41Y |  | C33-49+TDR+TXV | 12.5 | 15 | Yes | Yes | 2011-01-21 |  | 1
FALSE | XC14-048-230-08 | 2298 | 3140306 | LENNOX INDUSTRIES, INC. | TSA048H4N41Y | AC | Split System: Air-Cooled Condensing Unit, Coil with Blower | TSA048H4N41Y |  | C33-49+TDR+TXV | 12 | 14.5 | Yes | Yes | 2011-01-21 |  | 0
FALSE | XC14-048-230-08 | 2298 | 3140307 | LENNOX INDUSTRIES, INC. | TSA048H4N41Y | AC | Split System: Air-Cooled Condensing Unit, Coil with Blower | TSA048H4N41Y |  | C33-62C+TDR+TXV | 12.5 | 15 | Yes | Yes | 2011-01-21 |  | 1
FALSE | XC14-048-230-08 | 2298 | 3140308 | LENNOX INDUSTRIES, INC. | TSA048H4N41Y | AC | Split System: Air-Cooled Condensing Unit, Coil with Blower | TSA048H4N41Y |  | CH33-50/60C+TDR+TXV | 12 | 14.5 | Yes | Yes | 2011-01-21 |  | 0
FALSE | XC14-048-230-08 | 2298 | 3140309 | LENNOX INDUSTRIES, INC. | TSA048H4N41Y | AC | Split System: Air-Cooled Condensing Unit, Coil with Blower | TSA048H4N41Y |  | CX34-50/60C+TDR | 12 | 14.5 | Yes | Yes | 2011-01-21 |  | 0
FALSE | XC14-048-230-08 | 2298 | 3140310 | LENNOX INDUSTRIES, INC. | TSA048H4N41Y | AC | Split System: Air-Cooled Condensing Unit, Coil with Blower | TSA048H4N41Y |  | C33-50/60C+TDR+TXV | 12 | 14.5 | Yes | Yes | 2011-01-21 |  | 0
FALSE | XC14-048-230-08 | 2298 | 3140311 | LENNOX INDUSTRIES, INC. | TSA048H4N41G | AC | Split System: Air-Cooled Condensing Unit, Coil with Blower | TSA048H4N41G |  | CX34-43+TDR | 12 | 14.5 | Yes | Yes | 2011-01-21 |  | 0
FALSE | XC14-048-230-08 | 2298 | 3140312 | LENNOX INDUSTRIES, INC. | TSA048H4N41G | AC | Split System: Air-Cooled Condensing Unit, Coil with Blower | TSA048H4N41G |  | CX34-49+TDR | 12.5 | 15 | Yes | Yes | 2011-01-21 |  | 1
FALSE | XC14-048-230-08 | 2298 | 3140313 | LENNOX INDUSTRIES, INC. | TSA048H4N41G | AC | Split System: Air-Cooled Condensing Unit, Coil with Blower | TSA048H4N41G |  | CX34-49+TDR | 12.5 | 15 | Yes | Yes | 2011-01-21 |  | 1
FALSE | XC14-060-230-** | 2308 | 3140675 | LENNOX INDUSTRIES, INC. | TSA060H4N41Y | AC | Split System: Air-Cooled Condensing Unit, Coil with Blower | TSA060H4N41Y |  | CBX32MV-068+TDR | 12 | 14.5 | Yes | Yes | 2011-01-21 |  | 0
FALSE | XC14-060-230-** | 2308 | 3140679 | LENNOX INDUSTRIES, INC. | TSA060H4N41Y | AC | Split System: Air-Cooled Condensing Unit, Coil with Blower | TSA060H4N41Y |  | C33-62C+TDR+TXV | 12 | 14.5 | Yes | Yes | 2011-01-21 |  | 0
FALSE | XC14-060-230-** | 2308 | 3140680 | LENNOX INDUSTRIES, INC. | TSA060H4N41Y | AC | Split System: Air-Cooled Condensing Unit, Coil with Blower | TSA060H4N41Y |  | CX34-62C+TDR | 12 | 14.5 | Yes | Yes | 2011-01-21 |  | 0
FALSE | XC14-060-230-** | 2308 | 3140683 | LENNOX INDUSTRIES, INC. | TSA060H4N41Y | AC | Split System: Air-Cooled Condensing Unit, Coil with Blower | TSA060H4N41Y |  | CX34-62C+TDR | 12 | 14.5 | Yes | Yes | 2011-01-21 |  | 0
FALSE | XC14-060-230-** | 2308 | 3140686 | LENNOX INDUSTRIES, INC. | TSA060H4N41Y | AC | Split System: Air-Cooled Condensing Unit, Coil with Blower | TSA060H4N41Y |  | C33-62C+TDR+TXV | 12 | 14.5 | Yes | Yes | 2011-01-21 |  | 0
FALSE | XC14-060-230-** | 2308 | 3140765 | LENNOX INDUSTRIES, INC. | TSA060H4N41G | AC | Split System: Air-Cooled Condensing Unit, Coil with Blower | TSA060H4N41G |  | CH23-68+TDR+TXV | 12.5 | 15 | Yes | Yes | 2011-01-21 |  | 1
FALSE | XC14-060-230-** | 2308 | 3140766 | LENNOX INDUSTRIES, INC. | TSA060H4N41G | AC | Split System: Air-Cooled Condensing Unit, Coil with Blower | TSA060H4N41G |  | CH23-68+TDR+TXV | 12 | 14.5 | Yes | Yes | 2011-01-21 |  | 0
FALSE | XC14-060-230-** | 2308 | 3140779 | LENNOX INDUSTRIES, INC. | TSA060H4N41G | AC | Split System: Air-Cooled Condensing Unit, Coil with Blower | TSA060H4N41G |  | CBX32MV-068+TDR | 12 | 14.5 | Yes | Yes | 2011-01-21 |  | 0
FALSE | XC14-060-230-** | 2308 | 3140783 | LENNOX INDUSTRIES, INC. | TSA060H4N41G | AC | Split System: Air-Cooled Condensing Unit, Coil with Blower | TSA060H4N41G |  | C33-62C+TDR+TXV | 12 | 14.5 | Yes | Yes | 2011-01-21 |  | 0
FALSE | XC14-060-230-** | 2308 | 3140784 | LENNOX INDUSTRIES, INC. | TSA060H4N41G | AC | Split System: Air-Cooled Condensing Unit, Coil with Blower | TSA060H4N41G |  | CX34-62C+TDR | 12 | 14.5 | Yes | Yes | 2011-01-21 |  | 0
FALSE | XC17-036-230-** | 2261 | 3844408 | LENNOX INDUSTRIES, INC. | XC17-036-230* | AC | Split System: Air-Cooled Condensing Unit, Coil with Blower | XC17-036-230* |  | CX34-44/48+TDR | 13.7 | 16.2 | Yes | Yes | 2011-01-21 |  | 2
FALSE | XC17-036-230-** | 2261 | 3844409 | LENNOX INDUSTRIES, INC. | XC17-036-230* | AC | Split System: Air-Cooled Condensing Unit, Coil with Blower | XC17-036-230* |  | CX34-44/48+TDR | 13.7 | 16.2 | Yes | Yes | 2011-01-21 |  | 2
FALSE | XC17-036-230-** | 2261 | 3844410 | LENNOX INDUSTRIES, INC. | XC17-036-230* | AC | Split System: Air-Cooled Condensing Unit, Coil with Blower | XC17-036-230* |  | CX34-44/48+TDR | 13.7 | 16.2 | Yes | Yes | 2011-01-21 |  | 2
FALSE | XC17-036-230-** | 2261 | 3844411 | LENNOX INDUSTRIES, INC. | XC17-036-230* | AC | Split System: Air-Cooled Condensing Unit, Coil with Blower | XC17-036-230* |  | CX34-44/48+TDR | 13.7 | 16.2 | Yes | Yes | 2011-01-21 |  | 2
FALSE | XC17-036-230-** | 2261 | 3844412 | LENNOX INDUSTRIES, INC. | XC17-036-230* | AC | Split System: Air-Cooled Condensing Unit, Coil with Blower | XC17-036-230* |  | CX34-44/48+TDR | 13.7 | 16.2 | Yes | Yes | 2011-01-21 |  | 2
FALSE | XC17-036-230-** | 2261 | 3844413 | LENNOX INDUSTRIES, INC. | XC17-036-230* | AC | Split System: Air-Cooled Condensing Unit, Coil with Blower | XC17-036-230* |  | CX34-44/48+TDR | 13.7 | 16.2 | Yes | Yes | 2011-01-21 |  | 2
FALSE | XC17-036-230-** | 2261 | 3844414 | LENNOX INDUSTRIES, INC. | XC17-036-230* | AC | Split System: Air-Cooled Condensing Unit, Coil with Blower | XC17-036-230* |  | CX34-49+TDR | 14.2 | 16.7 | Yes | Yes | 2011-01-21 |  | 2
FALSE | XC17-036-230-** | 2261 | 3844415 | LENNOX INDUSTRIES, INC. | XC17-036-230* | AC | Split System: Air-Cooled Condensing Unit, Coil with Blower | XC17-036-230* |  | CX34-49+TDR | 14 | 16.7 | Yes | Yes | 2011-01-21 |  | 2
FALSE | XC17-036-230-** | 2261 | 3844416 | LENNOX INDUSTRIES, INC. | XC17-036-230* | AC | Split System: Air-Cooled Condensing Unit, Coil with Blower | XC17-036-230* |  | CX34-49+TDR | 14 | 16.5 | Yes | Yes | 2011-01-21 |  | 2
FALSE | XC17-036-230-** | 2261 | 3844417 | LENNOX INDUSTRIES, INC. | XC17-036-230* | AC | Split System: Air-Cooled Condensing Unit, Coil with Blower | XC17-036-230* |  | CX34-49+TDR | 14 | 16.5 | Yes | Yes | 2011-01-21 |  | 2
FALSE | XC17-036-230-** | 2261 | 3844418 | LENNOX INDUSTRIES, INC. | XC17-036-230* | AC | Split System: Air-Cooled Condensing Unit, Coil with Blower | XC17-036-230* |  | CX34-49+TDR | 14 | 16.5 | Yes | Yes | 2011-01-21 |  | 2
FALSE | XC17-036-230-** | 2261 | 3844419 | LENNOX INDUSTRIES, INC. | XC17-036-230* | AC | Split System: Air-Cooled Condensing Unit, Coil with Blower | XC17-036-230* |  | CX34-49+TDR | 13.7 | 16.2 | Yes | Yes | 2011-01-21 |  | 2
FALSE | XC17-036-230-** | 2261 | 3844420 | LENNOX INDUSTRIES, INC. | XC17-036-230* | AC | Split System: Air-Cooled Condensing Unit, Coil with Blower | XC17-036-230* |  | CX34-49+TDR | 14 | 16.5 | Yes | Yes | 2011-01-21 |  | 2
FALSE | XC17-036-230-** | 2261 | 3844421 | LENNOX INDUSTRIES, INC. | XC17-036-230* | AC | Split System: Air-Cooled Condensing Unit, Coil with Blower | XC17-036-230* |  | CX34-49+TDR | 14 | 16.5 | Yes | Yes | 2011-01-21 |  | 2
FALSE | XC17-036-230-** | 2261 | 3844422 | LENNOX INDUSTRIES, INC. | XC17-036-230* | AC | Split System: Air-Cooled Condensing Unit, Coil with Blower | XC17-036-230* |  | CX34-49+TDR | 14 | 16.5 | Yes | Yes | 2011-01-21 |  | 2
FALSE | XC17-036-230-** | 2261 | 3844423 | LENNOX INDUSTRIES, INC. | XC17-036-230* | AC | Split System: Air-Cooled Condensing Unit, Coil with Blower | XC17-036-230* |  | CX34-50/60C+TDR | 14 | 16.5 | Yes | Yes | 2011-01-21 |  | 2
FALSE | XC17-036-230-** | 2261 | 3844424 | LENNOX INDUSTRIES, INC. | XC17-036-230* | AC | Split System: Air-Cooled Condensing Unit, Coil with Blower | XC17-036-230* |  | CX34-50/60C+TDR | 13.7 | 16.5 | Yes | Yes | 2011-01-21 |  | 2
FALSE | XC17-036-230-** | 2261 | 3844425 | LENNOX INDUSTRIES, INC. | XC17-036-230* | AC | Split System: Air-Cooled Condensing Unit, Coil with Blower | XC17-036-230* |  | CX34-50/60C+TDR | 13.7 | 16.5 | Yes | Yes | 2011-01-21 |  | 2
FALSE | XC17-036-230-** | 2261 | 3844426 | LENNOX INDUSTRIES, INC. | XC17-036-230* | AC | Split System: Air-Cooled Condensing Unit, Coil with Blower | XC17-036-230* |  | CX34-50/60C+TDR | 13.7 | 16.2 | Yes | Yes | 2011-01-21 |  | 2
FALSE | XC17-036-230-** | 2261 | 3844445 | LENNOX INDUSTRIES, INC. | XC17-036-230* | AC | Split System: Air-Cooled Condensing Unit, Coil with Blower | XC17-036-230* |  | C33-36+TDR+TXV | 13 | 15.2 | Yes | Yes | 2011-01-21 |  | 1
FALSE | XC17-036-230-** | 2261 | 3844446 | LENNOX INDUSTRIES, INC. | XC17-036-230* | AC | Split System: Air-Cooled Condensing Unit, Coil with Blower | XC17-036-230* |  | C33-36+TDR+TXV | 13.5 | 16 | Yes | Yes | 2011-01-21 |  | 2
FALSE | XC17-036-230-** | 2261 | 3844447 | LENNOX INDUSTRIES, INC. | XC17-036-230* | AC | Split System: Air-Cooled Condensing Unit, Coil with Blower | XC17-036-230* |  | C33-36+TDR+TXV | 13 | 15.2 | Yes | Yes | 2011-01-21 |  | 1
FALSE | XC17-036-230-** | 2261 | 3844448 | LENNOX INDUSTRIES, INC. | XC17-036-230* | AC | Split System: Air-Cooled Condensing Unit, Coil with Blower | XC17-036-230* |  | C33-36+TDR+TXV | 13 | 15.2 | Yes | Yes | 2011-01-21 |  | 1
FALSE | XC17-036-230-** | 2261 | 3844449 | LENNOX INDUSTRIES, INC. | XC17-036-230* | AC | Split System: Air-Cooled Condensing Unit, Coil with Blower | XC17-036-230* |  | C33-36+TDR+TXV | 13 | 15.2 | Yes | Yes | 2011-01-21 |  | 1
FALSE | XC17-036-230-** | 2261 | 3844450 | LENNOX INDUSTRIES, INC. | XC17-036-230* | AC | Split System: Air-Cooled Condensing Unit, Coil with Blower | XC17-036-230* |  | C33-36+TDR+TXV | 13 | 15.2 | Yes | Yes | 2011-01-21 |  | 1
FALSE | XC17-036-230-** | 2261 | 3844451 | LENNOX INDUSTRIES, INC. | XC17-036-230* | AC | Split System: Air-Cooled Condensing Unit, Coil with Blower | XC17-036-230* |  | C33-36+TDR+TXV | 13.5 | 16 | Yes | Yes | 2011-01-21 |  | 2
FALSE | XC17-036-230-** | 2261 | 3844452 | LENNOX INDUSTRIES, INC. | XC17-036-230* | AC | Split System: Air-Cooled Condensing Unit, Coil with Blower | XC17-036-230* |  | C33-36+TDR+TXV | 13.5 | 16 | Yes | Yes | 2011-01-21 |  | 2
FALSE | XC17-036-230-** | 2261 | 3844453 | LENNOX INDUSTRIES, INC. | XC17-036-230* | AC | Split System: Air-Cooled Condensing Unit, Coil with Blower | XC17-036-230* |  | C33-38+TDR+TXV | 13.5 | 16 | Yes | Yes | 2011-01-21 |  | 2
FALSE | XC17-036-230-** | 2261 | 3844454 | LENNOX INDUSTRIES, INC. | XC17-036-230* | AC | Split System: Air-Cooled Condensing Unit, Coil with Blower | XC17-036-230* |  | C33-38+TDR+TXV | 13.7 | 16.5 | Yes | Yes | 2011-01-21 |  | 2
FALSE | XC17-036-230-** | 2261 | 3844455 | LENNOX INDUSTRIES, INC. | XC17-036-230* | AC | Split System: Air-Cooled Condensing Unit, Coil with Blower | XC17-036-230* |  | C33-38+TDR+TXV | 13.2 | 15.7 | Yes | Yes | 2011-01-21 |  | 1
FALSE | XC17-036-230-** | 2261 | 3844456 | LENNOX INDUSTRIES, INC. | XC17-036-230* | AC | Split System: Air-Cooled Condensing Unit, Coil with Blower | XC17-036-230* |  | C33-38+TDR+TXV | 13.5 | 15.7 | Yes | Yes | 2011-01-21 |  | 1
FALSE | XC17-036-230-** | 2261 | 3844457 | LENNOX INDUSTRIES, INC. | XC17-036-230* | AC | Split System: Air-Cooled Condensing Unit, Coil with Blower | XC17-036-230* |  | C33-38+TDR+TXV | 13.5 | 15.7 | Yes | Yes | 2011-01-21 |  | 1
FALSE | XC17-036-230-** | 2261 | 3844458 | LENNOX INDUSTRIES, INC. | XC17-036-230* | AC | Split System: Air-Cooled Condensing Unit, Coil with Blower | XC17-036-230* |  | C33-38+TDR+TXV | 13.2 | 15.7 | Yes | Yes | 2011-01-21 |  | 1
FALSE | XC17-036-230-** | 2261 | 3844459 | LENNOX INDUSTRIES, INC. | XC17-036-230* | AC | Split System: Air-Cooled Condensing Unit, Coil with Blower | XC17-036-230* |  | C33-42+TDR+TXV | 13.5 | 16 | Yes | Yes | 2011-01-21 |  | 2
FALSE | XC17-036-230-** | 2261 | 3844460 | LENNOX INDUSTRIES, INC. | XC17-036-230* | AC | Split System: Air-Cooled Condensing Unit, Coil with Blower | XC17-036-230* |  | C33-42+TDR+TXV | 13 | 15.2 | Yes | Yes | 2011-01-21 |  | 1
FALSE | XC17-036-230-** | 2261 | 3844461 | LENNOX INDUSTRIES, INC. | XC17-036-230* | AC | Split System: Air-Cooled Condensing Unit, Coil with Blower | XC17-036-230* |  | C33-42+TDR+TXV | 13 | 15.2 | Yes | Yes | 2011-01-21 |  | 1
FALSE | XC17-036-230-** | 2261 | 3844462 | LENNOX INDUSTRIES, INC. | XC17-036-230* | AC | Split System: Air-Cooled Condensing Unit, Coil with Blower | XC17-036-230* |  | C33-42+TDR+TXV | 13 | 15.2 | Yes | Yes | 2011-01-21 |  | 1
FALSE | XC17-048-230-** | 2300 | 3844970 | LENNOX INDUSTRIES, INC. | XC17-048-230* | AC | Split System: Air-Cooled Condensing Unit, Coil with Blower | XC17-048-230* |  | CX34-62C+TDR | 13 | 15.7 | Yes | Yes | 2011-01-21 |  | 1
FALSE | XC17-048-230-** | 2300 | 3844971 | LENNOX INDUSTRIES, INC. | XC17-048-230* | AC | Split System: Air-Cooled Condensing Unit, Coil with Blower | XC17-048-230* |  | CX34-62C+TDR | 12.7 | 15.2 | Yes | Yes | 2011-01-21 |  | 1
FALSE | XC17-048-230-** | 2300 | 3844972 | LENNOX INDUSTRIES, INC. | XC17-048-230* | AC | Split System: Air-Cooled Condensing Unit, Coil with Blower | XC17-048-230* |  | CX34-62C+TDR | 13 | 15.7 | Yes | Yes | 2011-01-21 |  | 1
FALSE | XC17-048-230-** | 2300 | 3844973 | LENNOX INDUSTRIES, INC. | XC17-048-230* | AC | Split System: Air-Cooled Condensing Unit, Coil with Blower | XC17-048-230* |  | CX34-62C+TDR | 13 | 15.7 | Yes | Yes | 2011-01-21 |  | 1
FALSE | XC17-048-230-** | 2300 | 3844974 | LENNOX INDUSTRIES, INC. | XC17-048-230* | AC | Split System: Air-Cooled Condensing Unit, Coil with Blower | XC17-048-230* |  | CX34-62C+TDR | 13 | 15.7 | Yes | Yes | 2011-01-21 |  | 1
FALSE | XC17-048-230-** | 2300 | 3844975 | LENNOX INDUSTRIES, INC. | XC17-048-230* | AC | Split System: Air-Cooled Condensing Unit, Coil with Blower | XC17-048-230* |  | CX34-62D+TDR | 13 | 15.7 | Yes | Yes | 2011-01-21 |  | 1
FALSE | XC17-048-230-** | 2300 | 3844976 | LENNOX INDUSTRIES, INC. | XC17-048-230* | AC | Split System: Air-Cooled Condensing Unit, Coil with Blower | XC17-048-230* |  | CX34-62D+TDR | 13 | 15.7 | Yes | Yes | 2011-01-21 |  | 1
FALSE | XC17-048-230-** | 2300 | 3844977 | LENNOX INDUSTRIES, INC. | XC17-048-230* | AC | Split System: Air-Cooled Condensing Unit, Coil with Blower | XC17-048-230* |  | CX34-62D+TDR | 13 | 15.7 | Yes | Yes | 2011-01-21 |  | 1
FALSE | XC17-048-230-** | 2300 | 3844978 | LENNOX INDUSTRIES, INC. | XC17-048-230* | AC | Split System: Air-Cooled Condensing Unit, Coil with Blower | XC17-048-230* |  | C33-48+TDR+TXV | 12.2 | 15 | Yes | Yes | 2011-01-21 |  | 0
FALSE | XC17-048-230-** | 2300 | 3844979 | LENNOX INDUSTRIES, INC. | XC17-048-230* | AC | Split System: Air-Cooled Condensing Unit, Coil with Blower | XC17-048-230* |  | C33-48+TDR+TXV | 12.5 | 15 | Yes | Yes | 2011-01-21 |  | 1
FALSE | XC17-048-230-** | 2300 | 3844980 | LENNOX INDUSTRIES, INC. | XC17-048-230* | AC | Split System: Air-Cooled Condensing Unit, Coil with Blower | XC17-048-230* |  | C33-48+TDR+TXV | 12.2 | 14.7 | Yes | Yes | 2011-01-21 |  | 0
FALSE | XC17-048-230-** | 2300 | 3844981 | LENNOX INDUSTRIES, INC. | XC17-048-230* | AC | Split System: Air-Cooled Condensing Unit, Coil with Blower | XC17-048-230* |  | C33-48+TDR+TXV | 12.2 | 14.7 | Yes | Yes | 2011-01-21 |  | 0
FALSE | XC17-048-230-** | 2300 | 3844982 | LENNOX INDUSTRIES, INC. | XC17-048-230* | AC | Split System: Air-Cooled Condensing Unit, Coil with Blower | XC17-048-230* |  | C33-48+TDR+TXV | 12 | 14.5 | Yes | Yes | 2011-01-21 |  | 0
FALSE | XC17-048-230-** | 2300 | 3844983 | LENNOX INDUSTRIES, INC. | XC17-048-230* | AC | Split System: Air-Cooled Condensing Unit, Coil with Blower | XC17-048-230* |  | C33-48+TDR+TXV | 12.2 | 14.7 | Yes | Yes | 2011-01-21 |  | 0
FALSE | XC17-048-230-** | 2300 | 3844984 | LENNOX INDUSTRIES, INC. | XC17-048-230* | AC | Split System: Air-Cooled Condensing Unit, Coil with Blower | XC17-048-230* |  | C33-48+TDR+TXV | 12.2 | 14.7 | Yes | Yes | 2011-01-21 |  | 0
FALSE | XC17-048-230-** | 2300 | 3844985 | LENNOX INDUSTRIES, INC. | XC17-048-230* | AC | Split System: Air-Cooled Condensing Unit, Coil with Blower | XC17-048-230* |  | C33-48+TDR+TXV | 12.2 | 14.7 | Yes | Yes | 2011-01-21 |  | 0
FALSE | XC17-048-230-** | 2300 | 3844986 | LENNOX INDUSTRIES, INC. | XC17-048-230* | AC | Split System: Air-Cooled Condensing Unit, Coil with Blower | XC17-048-230* |  | C33-49+TDR+TXV | 13 | 15.5 | Yes | Yes | 2011-01-21 |  | 1
FALSE | XC17-048-230-** | 2300 | 3844987 | LENNOX INDUSTRIES, INC. | XC17-048-230* | AC | Split System: Air-Cooled Condensing Unit, Coil with Blower | XC17-048-230* |  | C33-49+TDR+TXV | 12.7 | 15.5 | Yes | Yes | 2011-01-21 |  | 1
FALSE | XC17-048-230-** | 2300 | 3844988 | LENNOX INDUSTRIES, INC. | XC17-048-230* | AC | Split System: Air-Cooled Condensing Unit, Coil with Blower | XC17-048-230* |  | C33-49+TDR+TXV | 12.5 | 15.2 | Yes | Yes | 2011-01-21 |  | 1
FALSE | 14ACX-036-230-15 | 2264 | 4075808 | LENNOX INDUSTRIES, INC. | TSA036H4N42Y | AC | Split System: Air-Cooled Condensing Unit, Coil with Blower | TSA036H4N42Y |  | CH33-50/60C+TDR+TXV | 13 | 16 | Yes | Yes | 2011-01-21 |  | 2
FALSE | 14ACX-036-230-15 | 2264 | 4075809 | LENNOX INDUSTRIES, INC. | TSA036H4N42Y | AC | Split System: Air-Cooled Condensing Unit, Coil with Blower | TSA036H4N42Y |  | CH33-50/60C+TDR+TXV | 13 | 16 | Yes | Yes | 2011-01-21 |  | 2
FALSE | 14ACX-036-230-15 | 2264 | 4075810 | LENNOX INDUSTRIES, INC. | TSA036H4N42Y | AC | Split System: Air-Cooled Condensing Unit, Coil with Blower | TSA036H4N42Y |  | CX34-31+TDR | 12.5 | 15 | Yes | Yes | 2011-01-21 |  | 1
FALSE | 14ACX-036-230-15 | 2264 | 4075811 | LENNOX INDUSTRIES, INC. | TSA036H4N42Y | AC | Split System: Air-Cooled Condensing Unit, Coil with Blower | TSA036H4N42Y |  | CX34-36+TDR | 12.5 | 15 | Yes | Yes | 2011-01-21 |  | 1
FALSE | 14ACX-036-230-15 | 2264 | 4075812 | LENNOX INDUSTRIES, INC. | TSA036H4N42Y | AC | Split System: Air-Cooled Condensing Unit, Coil with Blower | TSA036H4N42Y |  | CX34-36+TDR | 12.5 | 15 | Yes | Yes | 2011-01-21 |  | 1
FALSE | 14ACX-036-230-15 | 2264 | 4075813 | LENNOX INDUSTRIES, INC. | TSA036H4N42Y | AC | Split System: Air-Cooled Condensing Unit, Coil with Blower | TSA036H4N42Y |  | CX34-38+TDR | 13 | 15.5 | Yes | Yes | 2011-01-21 |  | 1
FALSE | 14ACX-036-230-15 | 2264 | 4075814 | LENNOX INDUSTRIES, INC. | TSA036H4N42Y | AC | Split System: Air-Cooled Condensing Unit, Coil with Blower | TSA036H4N42Y |  | CX34-42+TDR | 12.5 | 15 | Yes | Yes | 2011-01-21 |  | 1
FALSE | 14ACX-036-230-15 | 2264 | 4075815 | LENNOX INDUSTRIES, INC. | TSA036H4N42Y | AC | Split System: Air-Cooled Condensing Unit, Coil with Blower | TSA036H4N42Y |  | CX34-43+TDR | 13 | 15.5 | Yes | Yes | 2011-01-21 |  | 1
FALSE | 14ACX-036-230-15 | 2264 | 4075816 | LENNOX INDUSTRIES, INC. | TSA036H4N42Y | AC | Split System: Air-Cooled Condensing Unit, Coil with Blower | TSA036H4N42Y |  | CX34-43+TDR | 13 | 15.5 | Yes | Yes | 2011-01-21 |  | 1
FALSE | 14ACX-036-230-15 | 2264 | 4075817 | LENNOX INDUSTRIES, INC. | TSA036H4N42Y | AC | Split System: Air-Cooled Condensing Unit, Coil with Blower | TSA036H4N42Y |  | CX34-43+TDR | 13 | 16 | Yes | Yes | 2011-01-21 |  | 2
FALSE | 14ACX-036-230-15 | 2264 | 4075818 | LENNOX INDUSTRIES, INC. | TSA036H4N42Y | AC | Split System: Air-Cooled Condensing Unit, Coil with Blower | TSA036H4N42Y |  | CX34-44/48+TDR | 12.5 | 15.5 | Yes | Yes | 2011-01-21 |  | 1
FALSE | 14ACX-036-230-15 | 2264 | 4075819 | LENNOX INDUSTRIES, INC. | TSA036H4N42Y | AC | Split System: Air-Cooled Condensing Unit, Coil with Blower | TSA036H4N42Y |  | CX34-44/48+TDR | 13 | 15.5 | Yes | Yes | 2011-01-21 |  | 1
FALSE | 14ACX-036-230-15 | 2264 | 4075820 | LENNOX INDUSTRIES, INC. | TSA036H4N42Y | AC | Split System: Air-Cooled Condensing Unit, Coil with Blower | TSA036H4N42Y |  | CX34-44/48+TDR | 13 | 15.5 | Yes | Yes | 2011-01-21 |  | 1
FALSE | 14ACX-036-230-15 | 2264 | 4075821 | LENNOX INDUSTRIES, INC. | TSA036H4N42Y | AC | Split System: Air-Cooled Condensing Unit, Coil with Blower | TSA036H4N42Y |  | C33-31+TDR+TXV | 12.5 | 15 | Yes | Yes | 2011-01-21 |  | 1
FALSE | 14ACX-036-230-15 | 2264 | 4075822 | LENNOX INDUSTRIES, INC. | TSA036H4N42Y | AC | Split System: Air-Cooled Condensing Unit, Coil with Blower | TSA036H4N42Y |  | C33-36+TDR+TXV | 12.5 | 15 | Yes | Yes | 2011-01-21 |  | 1
FALSE | 14ACX-036-230-15 | 2264 | 4075823 | LENNOX INDUSTRIES, INC. | TSA036H4N42Y | AC | Split System: Air-Cooled Condensing Unit, Coil with Blower | TSA036H4N42Y |  | C33-36+TDR+TXV | 12.5 | 15 | Yes | Yes | 2011-01-21 |  | 1
FALSE | 14ACX-036-230-15 | 2264 | 4075824 | LENNOX INDUSTRIES, INC. | TSA036H4N42Y | AC | Split System: Air-Cooled Condensing Unit, Coil with Blower | TSA036H4N42Y |  | C33-38+TDR+TXV | 13 | 15.5 | Yes | Yes | 2011-01-21 |  | 1
FALSE | 14ACX-036-230-15 | 2264 | 4075825 | LENNOX INDUSTRIES, INC. | TSA036H4N42Y | AC | Split System: Air-Cooled Condensing Unit, Coil with Blower | TSA036H4N42Y |  | C33-42+TDR+TXV | 12.5 | 15 | Yes | Yes | 2011-01-21 |  | 1
FALSE | 14ACX-036-230-15 | 2264 | 4075826 | LENNOX INDUSTRIES, INC. | TSA036H4N42Y | AC | Split System: Air-Cooled Condensing Unit, Coil with Blower | TSA036H4N42Y |  | C33-43+TDR+TXV | 13 | 15.5 | Yes | Yes | 2011-01-21 |  | 1
FALSE | 14ACX-036-230-15 | 2264 | 4075844 | LENNOX INDUSTRIES, INC. | TSA036H4N42Y | AC | Split System: Air-Cooled Condensing Unit, Coil with Blower | TSA036H4N42Y |  | CH33-43+TDR+TXV | 13 | 16 | Yes | Yes | 2011-01-21 |  | 2
FALSE | 14ACX-036-230-15 | 2264 | 4075845 | LENNOX INDUSTRIES, INC. | TSA036H4N42Y | AC | Split System: Air-Cooled Condensing Unit, Coil with Blower | TSA036H4N42Y |  | CH33-44/48+TDR+TXV | 12.5 | 15.5 | Yes | Yes | 2011-01-21 |  | 1
FALSE | 14ACX-036-230-15 | 2264 | 4075846 | LENNOX INDUSTRIES, INC. | TSA036H4N42Y | AC | Split System: Air-Cooled Condensing Unit, Coil with Blower | TSA036H4N42Y |  | CH33-48+TDR+TXV | 13 | 15.5 | Yes | Yes | 2011-01-21 |  | 1
FALSE | 14ACX-036-230-15 | 2264 | 4075847 | LENNOX INDUSTRIES, INC. | TSA036H4N42Y | AC | Split System: Air-Cooled Condensing Unit, Coil with Blower | TSA036H4N42Y |  | CX34-49+TDR | 13 | 16 | Yes | Yes | 2011-01-21 |  | 2
FALSE | 14ACX-036-230-15 | 2264 | 4075848 | LENNOX INDUSTRIES, INC. | TSA036H4N42Y | AC | Split System: Air-Cooled Condensing Unit, Coil with Blower | TSA036H4N42Y |  | CX34-49+TDR | 13 | 16 | Yes | Yes | 2011-01-21 |  | 2
FALSE | 14ACX-036-230-15 | 2264 | 4075849 | LENNOX INDUSTRIES, INC. | TSA036H4N42Y | AC | Split System: Air-Cooled Condensing Unit, Coil with Blower | TSA036H4N42Y |  | CX34-50/60C+TDR | 13 | 15.5 | Yes | Yes | 2011-01-21 |  | 1
FALSE | 14ACX-036-230-15 | 2264 | 4075850 | LENNOX INDUSTRIES, INC. | TSA036H4N42Y | AC | Split System: Air-Cooled Condensing Unit, Coil with Blower | TSA036H4N42Y |  | CX34-50/60C+TDR | 13 | 15.5 | Yes | Yes | 2011-01-21 |  | 1
FALSE | 14ACX-036-230-15 | 2264 | 4075851 | LENNOX INDUSTRIES, INC. | TSA036H4N42Y | AC | Split System: Air-Cooled Condensing Unit, Coil with Blower | TSA036H4N42Y |  | CR33-30/36+TDR+TXV | 12.5 | 15 | Yes | Yes | 2011-01-21 |  | 1
FALSE | 14ACX-036-230-15 | 2264 | 4075852 | LENNOX INDUSTRIES, INC. | TSA036H4N42Y | AC | Split System: Air-Cooled Condensing Unit, Coil with Blower | TSA036H4N42Y |  | CR33-30/36+TDR+TXV | 12.5 | 15 | Yes | Yes | 2011-01-21 |  | 1
FALSE | 14ACX-036-230-15 | 2264 | 4075853 | LENNOX INDUSTRIES, INC. | TSA036H4N42Y | AC | Split System: Air-Cooled Condensing Unit, Coil with Blower | TSA036H4N42Y |  | CR33-30/36+TDR+TXV | 12.5 | 15 | Yes | Yes | 2011-01-21 |  | 1
FALSE | 14ACX-036-230-15 | 2264 | 4075854 | LENNOX INDUSTRIES, INC. | TSA036H4N42Y | AC | Split System: Air-Cooled Condensing Unit, Coil with Blower | TSA036H4N42Y |  | CR33-30/36+TDR+TXV | 12.5 | 15 | Yes | Yes | 2011-01-21 |  | 1
FALSE | 14ACX-036-230-15 | 2264 | 4075855 | LENNOX INDUSTRIES, INC. | TSA036H4N42Y | AC | Split System: Air-Cooled Condensing Unit, Coil with Blower | TSA036H4N42Y |  | CR33-30/36+TDR+TXV | 12.5 | 15 | Yes | Yes | 2011-01-21 |  | 1
FALSE | 14ACX-036-230-15 | 2264 | 4075856 | LENNOX INDUSTRIES, INC. | TSA036H4N42Y | AC | Split System: Air-Cooled Condensing Unit, Coil with Blower | TSA036H4N42Y |  | CR33-48+TDR+TXV | 12.5 | 15 | Yes | Yes | 2011-01-21 |  | 1
FALSE | 14ACX-036-230-15 | 2264 | 4075857 | LENNOX INDUSTRIES, INC. | TSA036H4N42Y | AC | Split System: Air-Cooled Condensing Unit, Coil with Blower | TSA036H4N42Y |  | CR33-48+TDR+TXV | 12.5 | 15 | Yes | Yes | 2011-01-21 |  | 1
FALSE | 14ACX-036-230-15 | 2264 | 4075858 | LENNOX INDUSTRIES, INC. | TSA036H4N42Y | AC | Split System: Air-Cooled Condensing Unit, Coil with Blower | TSA036H4N42Y |  | CR33-48+TDR+TXV | 12.5 | 15 | Yes | Yes | 2011-01-21 |  | 1
FALSE | 14ACX-036-230-15 | 2264 | 4075859 | LENNOX INDUSTRIES, INC. | TSA036H4N42Y | AC | Split System: Air-Cooled Condensing Unit, Coil with Blower | TSA036H4N42Y |  | CR33-48+TDR+TXV | 12.5 | 15 | Yes | Yes | 2011-01-21 |  | 1
FALSE | 14ACX-036-230-15 | 2264 | 4075860 | LENNOX INDUSTRIES, INC. | TSA036H4N42Y | AC | Split System: Air-Cooled Condensing Unit, Coil with Blower | TSA036H4N42Y |  | CR33-48+TDR+TXV | 12.5 | 15 | Yes | Yes | 2011-01-21 |  | 1
FALSE | 14ACX-036-230-15 | 2264 | 4075861 | LENNOX INDUSTRIES, INC. | TSA036H4N42Y | AC | Split System: Air-Cooled Condensing Unit, Coil with Blower | TSA036H4N42Y |  | C33-31+TDR+TXV | 12.5 | 15 | Yes | Yes | 2011-01-21 |  | 1
FALSE | 14ACX-036-230-15 | 2264 | 4075862 | LENNOX INDUSTRIES, INC. | TSA036H4N42Y | AC | Split System: Air-Cooled Condensing Unit, Coil with Blower | TSA036H4N42Y |  | C33-31+TDR+TXV | 13 | 15.5 | Yes | Yes | 2011-01-21 |  | 1
FALSE | 14ACX-036-230-15 | 2264 | 4075880 | LENNOX INDUSTRIES, INC. | TSA036H4N42Y | AC | Split System: Air-Cooled Condensing Unit, Coil with Blower | TSA036H4N42Y |  | CX34-31+TDR | 12.5 | 15 | Yes | Yes | 2011-01-21 |  | 1
FALSE | 14ACX-036-230-15 | 2264 | 4075881 | LENNOX INDUSTRIES, INC. | TSA036H4N42Y | AC | Split System: Air-Cooled Condensing Unit, Coil with Blower | TSA036H4N42Y |  | CX34-36+TDR | 12.5 | 15 | Yes | Yes | 2011-01-21 |  | 1
FALSE | 14ACX-036-230-15 | 2264 | 4075882 | LENNOX INDUSTRIES, INC. | TSA036H4N42Y | AC | Split System: Air-Cooled Condensing Unit, Coil with Blower | TSA036H4N42Y |  | CX34-38+TDR | 12.5 | 15.5 | Yes | Yes | 2011-01-21 |  | 1
FALSE | 14ACX-036-230-15 | 2264 | 4075883 | LENNOX INDUSTRIES, INC. | TSA036H4N42Y | AC | Split System: Air-Cooled Condensing Unit, Coil with Blower | TSA036H4N42Y |  | CH33-31+TDR+TXV | 12.5 | 15 | Yes | Yes | 2011-01-21 |  | 1
FALSE | 14ACX-036-230-15 | 2264 | 4075884 | LENNOX INDUSTRIES, INC. | TSA036H4N42Y | AC | Split System: Air-Cooled Condensing Unit, Coil with Blower | TSA036H4N42Y |  | CH33-36+TDR+TXV | 12 | 14.5 | Yes | Yes | 2011-01-21 |  | 0
FALSE | 14ACX-036-230-15 | 2264 | 4075885 | LENNOX INDUSTRIES, INC. | TSA036H4N42Y | AC | Split System: Air-Cooled Condensing Unit, Coil with Blower | TSA036H4N42Y |  | C33-31+TDR+TXV | 12.5 | 15 | Yes | Yes | 2011-01-21 |  | 1
FALSE | 14ACX-036-230-15 | 2264 | 4075886 | LENNOX INDUSTRIES, INC. | TSA036H4N42Y | AC | Split System: Air-Cooled Condensing Unit, Coil with Blower | TSA036H4N42Y |  | C33-36+TDR+TXV | 12.5 | 15 | Yes | Yes | 2011-01-21 |  | 1
FALSE | 14ACX-036-230-15 | 2264 | 4075887 | LENNOX INDUSTRIES, INC. | TSA036H4N42Y | AC | Split System: Air-Cooled Condensing Unit, Coil with Blower | TSA036H4N42Y |  | C33-38+TDR+TXV | 12.5 | 15.5 | Yes | Yes | 2011-01-21 |  | 1
FALSE | 14ACX-036-230-15 | 2264 | 4075888 | LENNOX INDUSTRIES, INC. | TSA036H4N42Y | AC | Split System: Air-Cooled Condensing Unit, Coil with Blower | TSA036H4N42Y |  | C33-42+TDR+TXV | 12.5 | 15 | Yes | Yes | 2011-01-21 |  | 1
FALSE | 14ACX-036-230-15 | 2264 | 4075889 | LENNOX INDUSTRIES, INC. | TSA036H4N42Y | AC | Split System: Air-Cooled Condensing Unit, Coil with Blower | TSA036H4N42Y |  | C33-43+TDR+TXV | 13 | 16 | Yes | Yes | 2011-01-21 |  | 2
FALSE | 14ACX-036-230-15 | 2264 | 4075890 | LENNOX INDUSTRIES, INC. | TSA036H4N42Y | AC | Split System: Air-Cooled Condensing Unit, Coil with Blower | TSA036H4N42Y |  | CX34-31+TDR | 12.5 | 15 | Yes | Yes | 2011-01-21 |  | 1
FALSE | 14ACX-036-230-15 | 2264 | 4075891 | LENNOX INDUSTRIES, INC. | TSA036H4N42Y | AC | Split System: Air-Cooled Condensing Unit, Coil with Blower | TSA036H4N42Y |  | CX34-36+TDR | 12.5 | 15 | Yes | Yes | 2011-01-21 |  | 1
FALSE | 14ACX-036-230-15 | 2264 | 4075892 | LENNOX INDUSTRIES, INC. | TSA036H4N42Y | AC | Split System: Air-Cooled Condensing Unit, Coil with Blower | TSA036H4N42Y |  | CX34-38+TDR | 13 | 15.5 | Yes | Yes | 2011-01-21 |  | 1
FALSE | 14ACX-036-230-15 | 2264 | 4075893 | LENNOX INDUSTRIES, INC. | TSA036H4N42Y | AC | Split System: Air-Cooled Condensing Unit, Coil with Blower | TSA036H4N42Y |  | CX34-42+TDR | 12.5 | 15 | Yes | Yes | 2011-01-21 |  | 1
FALSE | 14ACX-036-230-15 | 2264 | 4075894 | LENNOX INDUSTRIES, INC. | TSA036H4N42Y | AC | Split System: Air-Cooled Condensing Unit, Coil with Blower | TSA036H4N42Y |  | CX34-43+TDR | 13 | 16 | Yes | Yes | 2011-01-21 |  | 2
FALSE | 14ACX-036-230-15 | 2264 | 4075895 | LENNOX INDUSTRIES, INC. | TSA036H4N42Y | AC | Split System: Air-Cooled Condensing Unit, Coil with Blower | TSA036H4N42Y |  | CX34-44/48+TDR | 13 | 15.5 | Yes | Yes | 2011-01-21 |  | 1
FALSE | 14ACX-036-230-15 | 2264 | 4075896 | LENNOX INDUSTRIES, INC. | TSA036H4N42Y | AC | Split System: Air-Cooled Condensing Unit, Coil with Blower | TSA036H4N42Y |  | CH33-31+TDR+TXV | 12.5 | 15.5 | Yes | Yes | 2011-01-21 |  | 1
FALSE | 14ACX-036-230-15 | 2264 | 4075897 | LENNOX INDUSTRIES, INC. | TSA036H4N42Y | AC | Split System: Air-Cooled Condensing Unit, Coil with Blower | TSA036H4N42Y |  | CH33-36+TDR+TXV | 12.5 | 15 | Yes | Yes | 2011-01-21 |  | 1
FALSE | 14ACX-036-230-15 | 2264 | 4075898 | LENNOX INDUSTRIES, INC. | TSA036H4N42Y | AC | Split System: Air-Cooled Condensing Unit, Coil with Blower | TSA036H4N42Y |  | CH33-42+TDR+TXV | 12.5 | 15 | Yes | Yes | 2011-01-21 |  | 1
FALSE | 14ACX-036-230-15 | 2264 | 4075952 | LENNOX INDUSTRIES, INC. | TSA036H4N42G | AC | Split System: Air-Cooled Condensing Unit, Coil with Blower | TSA036H4N42G |  | CR33-48+TDR+TXV | 12.5 | 15 | Yes | Yes | 2011-01-21 |  | 1
FALSE | 14ACX-036-230-15 | 2264 | 4075953 | LENNOX INDUSTRIES, INC. | TSA036H4N42G | AC | Split System: Air-Cooled Condensing Unit, Coil with Blower | TSA036H4N42G |  | CR33-48+TDR+TXV | 13 | 15.1 | Yes | Yes | 2011-01-21 |  | 1
FALSE | 14ACX-036-230-15 | 2264 | 4075954 | LENNOX INDUSTRIES, INC. | TSA036H4N42G | AC | Split System: Air-Cooled Condensing Unit, Coil with Blower | TSA036H4N42G |  | CH33-31+TDR+TXV | 12.5 | 15 | Yes | Yes | 2011-01-21 |  | 1
FALSE | 14ACX-036-230-15 | 2264 | 4075955 | LENNOX INDUSTRIES, INC. | TSA036H4N42G | AC | Split System: Air-Cooled Condensing Unit, Coil with Blower | TSA036H4N42G |  | CH33-48+TDR+TXV | 13 | 15.5 | Yes | Yes | 2011-01-21 |  | 1
FALSE | 14ACX-036-230-15 | 2264 | 4075956 | LENNOX INDUSTRIES, INC. | TSA036H4N42G | AC | Split System: Air-Cooled Condensing Unit, Coil with Blower | TSA036H4N42G |  | CH33-49+TDR+TXV | 13 | 16 | Yes | Yes | 2011-01-21 |  | 2
FALSE | 14ACX-036-230-15 | 2264 | 4075957 | LENNOX INDUSTRIES, INC. | TSA036H4N42G | AC | Split System: Air-Cooled Condensing Unit, Coil with Blower | TSA036H4N42G |  | CH33-49+TDR+TXV | 13 | 16 | Yes | Yes | 2011-01-21 |  | 2
FALSE | 14ACX-036-230-15 | 2264 | 4075958 | LENNOX INDUSTRIES, INC. | TSA036H4N42G | AC | Split System: Air-Cooled Condensing Unit, Coil with Blower | TSA036H4N42G |  | CH33-50/60C+TDR+TXV | 13 | 16 | Yes | Yes | 2011-01-21 |  | 2
FALSE | 14ACX-036-230-15 | 2264 | 4075959 | LENNOX INDUSTRIES, INC. | TSA036H4N42G | AC | Split System: Air-Cooled Condensing Unit, Coil with Blower | TSA036H4N42G |  | CH33-50/60C+TDR+TXV | 13 | 16 | Yes | Yes | 2011-01-21 |  | 2
FALSE | 14ACX-036-230-15 | 2264 | 4075960 | LENNOX INDUSTRIES, INC. | TSA036H4N42G | AC | Split System: Air-Cooled Condensing Unit, Coil with Blower | TSA036H4N42G |  | CX34-31+TDR | 12.5 | 15 | Yes | Yes | 2011-01-21 |  | 1
FALSE | 14ACX-036-230-15 | 2264 | 4075961 | LENNOX INDUSTRIES, INC. | TSA036H4N42G | AC | Split System: Air-Cooled Condensing Unit, Coil with Blower | TSA036H4N42G |  | CX34-36+TDR | 12.5 | 15 | Yes | Yes | 2011-01-21 |  | 1
FALSE | 14ACX-036-230-15 | 2264 | 4075962 | LENNOX INDUSTRIES, INC. | TSA036H4N42G | AC | Split System: Air-Cooled Condensing Unit, Coil with Blower | TSA036H4N42G |  | CX34-36+TDR | 12.5 | 15 | Yes | Yes | 2011-01-21 |  | 1
FALSE | 14ACX-036-230-15 | 2264 | 4075963 | LENNOX INDUSTRIES, INC. | TSA036H4N42G | AC | Split System: Air-Cooled Condensing Unit, Coil with Blower | TSA036H4N42G |  | CX34-38+TDR | 13 | 15.5 | Yes | Yes | 2011-01-21 |  | 1
FALSE | 14ACX-036-230-15 | 2264 | 4075964 | LENNOX INDUSTRIES, INC. | TSA036H4N42G | AC | Split System: Air-Cooled Condensing Unit, Coil with Blower | TSA036H4N42G |  | CX34-42+TDR | 12.5 | 15 | Yes | Yes | 2011-01-21 |  | 1
FALSE | 14ACX-036-230-15 | 2264 | 4075965 | LENNOX INDUSTRIES, INC. | TSA036H4N42G | AC | Split System: Air-Cooled Condensing Unit, Coil with Blower | TSA036H4N42G |  | CX34-43+TDR | 13 | 15.5 | Yes | Yes | 2011-01-21 |  | 1
FALSE | 14ACX-036-230-15 | 2264 | 4075966 | LENNOX INDUSTRIES, INC. | TSA036H4N42G | AC | Split System: Air-Cooled Condensing Unit, Coil with Blower | TSA036H4N42G |  | CX34-43+TDR | 13 | 15.5 | Yes | Yes | 2011-01-21 |  | 1
FALSE | 14ACX-036-230-15 | 2264 | 4075967 | LENNOX INDUSTRIES, INC. | TSA036H4N42G | AC | Split System: Air-Cooled Condensing Unit, Coil with Blower | TSA036H4N42G |  | CX34-43+TDR | 13 | 16 | Yes | Yes | 2011-01-21 |  | 2
FALSE | 14ACX-036-230-15 | 2264 | 4075968 | LENNOX INDUSTRIES, INC. | TSA036H4N42G | AC | Split System: Air-Cooled Condensing Unit, Coil with Blower | TSA036H4N42G |  | CX34-44/48+TDR | 12.5 | 15.5 | Yes | Yes | 2011-01-21 |  | 1
FALSE | 14ACX-036-230-15 | 2264 | 4075969 | LENNOX INDUSTRIES, INC. | TSA036H4N42G | AC | Split System: Air-Cooled Condensing Unit, Coil with Blower | TSA036H4N42G |  | CX34-44/48+TDR | 13 | 15.5 | Yes | Yes | 2011-01-21 |  | 1
FALSE | 14ACX-036-230-15 | 2264 | 4075970 | LENNOX INDUSTRIES, INC. | TSA036H4N42G | AC | Split System: Air-Cooled Condensing Unit, Coil with Blower | TSA036H4N42G |  | CX34-44/48+TDR | 13 | 15.5 | Yes | Yes | 2011-01-21 |  | 1
FALSE | 14ACX-036-230-15 | 2264 | 4075988 | LENNOX INDUSTRIES, INC. | TSA036H4N42G | AC | Split System: Air-Cooled Condensing Unit, Coil with Blower | TSA036H4N42G |  | CH33-36+TDR+TXV | 12.5 | 15 | Yes | Yes | 2011-01-21 |  | 1
FALSE | 14ACX-036-230-15 | 2264 | 4075989 | LENNOX INDUSTRIES, INC. | TSA036H4N42G | AC | Split System: Air-Cooled Condensing Unit, Coil with Blower | TSA036H4N42G |  | CH33-36+TDR+TXV | 12.5 | 15 | Yes | Yes | 2011-01-21 |  | 1
FALSE | 14ACX-036-230-15 | 2264 | 4075990 | LENNOX INDUSTRIES, INC. | TSA036H4N42G | AC | Split System: Air-Cooled Condensing Unit, Coil with Blower | TSA036H4N42G |  | CH33-36+TDR+TXV | 12.5 | 15.5 | Yes | Yes | 2011-01-21 |  | 1
FALSE | 14ACX-036-230-15 | 2264 | 4075991 | LENNOX INDUSTRIES, INC. | TSA036H4N42G | AC | Split System: Air-Cooled Condensing Unit, Coil with Blower | TSA036H4N42G |  | CH33-42+TDR+TXV | 12.5 | 15 | Yes | Yes | 2011-01-21 |  | 1
FALSE | 14ACX-036-230-15 | 2264 | 4075992 | LENNOX INDUSTRIES, INC. | TSA036H4N42G | AC | Split System: Air-Cooled Condensing Unit, Coil with Blower | TSA036H4N42G |  | CH33-43+TDR+TXV | 13 | 15.5 | Yes | Yes | 2011-01-21 |  | 1
FALSE | 14ACX-036-230-15 | 2264 | 4075993 | LENNOX INDUSTRIES, INC. | TSA036H4N42G | AC | Split System: Air-Cooled Condensing Unit, Coil with Blower | TSA036H4N42G |  | CH33-43+TDR+TXV | 13 | 15.5 | Yes | Yes | 2011-01-21 |  | 1
FALSE | 14ACX-036-230-15 | 2264 | 4075994 | LENNOX INDUSTRIES, INC. | TSA036H4N42G | AC | Split System: Air-Cooled Condensing Unit, Coil with Blower | TSA036H4N42G |  | CH33-43+TDR+TXV | 13 | 16 | Yes | Yes | 2011-01-21 |  | 2
FALSE | 14ACX-036-230-15 | 2264 | 4075995 | LENNOX INDUSTRIES, INC. | TSA036H4N42G | AC | Split System: Air-Cooled Condensing Unit, Coil with Blower | TSA036H4N42G |  | CH33-44/48+TDR+TXV | 12.5 | 15.5 | Yes | Yes | 2011-01-21 |  | 1
FALSE | 14ACX-036-230-15 | 2264 | 4075996 | LENNOX INDUSTRIES, INC. | TSA036H4N42G | AC | Split System: Air-Cooled Condensing Unit, Coil with Blower | TSA036H4N42G |  | CH33-48+TDR+TXV | 13 | 15.5 | Yes | Yes | 2011-01-21 |  | 1
FALSE | 14ACX-036-230-15 | 2264 | 4075997 | LENNOX INDUSTRIES, INC. | TSA036H4N42G | AC | Split System: Air-Cooled Condensing Unit, Coil with Blower | TSA036H4N42G |  | CX34-49+TDR | 13 | 16 | Yes | Yes | 2011-01-21 |  | 2
FALSE | 14ACX-036-230-15 | 2264 | 4075998 | LENNOX INDUSTRIES, INC. | TSA036H4N42G | AC | Split System: Air-Cooled Condensing Unit, Coil with Blower | TSA036H4N42G |  | CX34-49+TDR | 13 | 16 | Yes | Yes | 2011-01-21 |  | 2
FALSE | 14ACX-036-230-15 | 2264 | 4075999 | LENNOX INDUSTRIES, INC. | TSA036H4N42G | AC | Split System: Air-Cooled Condensing Unit, Coil with Blower | TSA036H4N42G |  | CX34-50/60C+TDR | 13 | 15.5 | Yes | Yes | 2011-01-21 |  | 1
FALSE | 14ACX-036-230-15 | 2264 | 4076000 | LENNOX INDUSTRIES, INC. | TSA036H4N42G | AC | Split System: Air-Cooled Condensing Unit, Coil with Blower | TSA036H4N42G |  | CX34-50/60C+TDR | 13 | 15.5 | Yes | Yes | 2011-01-21 |  | 1
FALSE | 14ACX-036-230-15 | 2264 | 4076001 | LENNOX INDUSTRIES, INC. | TSA036H4N42G | AC | Split System: Air-Cooled Condensing Unit, Coil with Blower | TSA036H4N42G |  | CR33-30/36+TDR+TXV | 12.5 | 15 | Yes | Yes | 2011-01-21 |  | 1
FALSE | 14ACX-036-230-15 | 2264 | 4076002 | LENNOX INDUSTRIES, INC. | TSA036H4N42G | AC | Split System: Air-Cooled Condensing Unit, Coil with Blower | TSA036H4N42G |  | CR33-30/36+TDR+TXV | 12.5 | 15 | Yes | Yes | 2011-01-21 |  | 1
FALSE | 14ACX-036-230-15 | 2264 | 4076003 | LENNOX INDUSTRIES, INC. | TSA036H4N42G | AC | Split System: Air-Cooled Condensing Unit, Coil with Blower | TSA036H4N42G |  | CR33-30/36+TDR+TXV | 12.5 | 15 | Yes | Yes | 2011-01-21 |  | 1
FALSE | 14ACX-036-230-15 | 2264 | 4076004 | LENNOX INDUSTRIES, INC. | TSA036H4N42G | AC | Split System: Air-Cooled Condensing Unit, Coil with Blower | TSA036H4N42G |  | CR33-30/36+TDR+TXV | 12.5 | 15 | Yes | Yes | 2011-01-21 |  | 1
FALSE | 14ACX-036-230-15 | 2264 | 4076005 | LENNOX INDUSTRIES, INC. | TSA036H4N42G | AC | Split System: Air-Cooled Condensing Unit, Coil with Blower | TSA036H4N42G |  | CR33-30/36+TDR+TXV | 12.5 | 15 | Yes | Yes | 2011-01-21 |  | 1
FALSE | 14ACX-036-230-15 | 2264 | 4076006 | LENNOX INDUSTRIES, INC. | TSA036H4N42G | AC | Split System: Air-Cooled Condensing Unit, Coil with Blower | TSA036H4N42G |  | CR33-48+TDR+TXV | 12.5 | 15 | Yes | Yes | 2011-01-21 |  | 1
FALSE | 14ACX-036-230-15 | 2264 | 4076024 | LENNOX INDUSTRIES, INC. | TSA036H4N42G | AC | Split System: Air-Cooled Condensing Unit, Coil with Blower | TSA036H4N42G |  | C33-43+TDR+TXV | 13 | 15.1 | Yes | Yes | 2011-01-21 |  | 1
FALSE | 14ACX-036-230-15 | 2264 | 4076025 | LENNOX INDUSTRIES, INC. | TSA036H4N42G | AC | Split System: Air-Cooled Condensing Unit, Coil with Blower | TSA036H4N42G |  | C33-43+TDR+TXV | 13 | 15.5 | Yes | Yes | 2011-01-21 |  | 1
FALSE | 14ACX-036-230-15 | 2264 | 4076026 | LENNOX INDUSTRIES, INC. | TSA036H4N42G | AC | Split System: Air-Cooled Condensing Unit, Coil with Blower | TSA036H4N42G |  | C33-49+TDR+TXV | 13 | 16 | Yes | Yes | 2011-01-21 |  | 2
FALSE | 14ACX-036-230-15 | 2264 | 4076027 | LENNOX INDUSTRIES, INC. | TSA036H4N42G | AC | Split System: Air-Cooled Condensing Unit, Coil with Blower | TSA036H4N42G |  | C33-49+TDR+TXV | 13 | 15.1 | Yes | Yes | 2011-01-21 |  | 1
FALSE | 14ACX-036-230-15 | 2264 | 4076028 | LENNOX INDUSTRIES, INC. | TSA036H4N42G | AC | Split System: Air-Cooled Condensing Unit, Coil with Blower | TSA036H4N42G |  | C33-50/60C+TDR+TXV | 13 | 15.1 | Yes | Yes | 2011-01-21 |  | 1
FALSE | 14ACX-036-230-15 | 2264 | 4076029 | LENNOX INDUSTRIES, INC. | TSA036H4N42G | AC | Split System: Air-Cooled Condensing Unit, Coil with Blower | TSA036H4N42G |  | C33-50/60C+TDR+TXV | 13 | 15.1 | Yes | Yes | 2011-01-21 |  | 1
FALSE | 14ACX-036-230-15 | 2264 | 4076030 | LENNOX INDUSTRIES, INC. | TSA036H4N42G | AC | Split System: Air-Cooled Condensing Unit, Coil with Blower | TSA036H4N42G |  | CX34-31+TDR | 12.5 | 15 | Yes | Yes | 2011-01-21 |  | 1
FALSE | 14ACX-036-230-15 | 2264 | 4076031 | LENNOX INDUSTRIES, INC. | TSA036H4N42G | AC | Split System: Air-Cooled Condensing Unit, Coil with Blower | TSA036H4N42G |  | CX34-36+TDR | 12.5 | 15 | Yes | Yes | 2011-01-21 |  | 1
FALSE | 14ACX-036-230-15 | 2264 | 4076032 | LENNOX INDUSTRIES, INC. | TSA036H4N42G | AC | Split System: Air-Cooled Condensing Unit, Coil with Blower | TSA036H4N42G |  | CX34-38+TDR | 12.5 | 15.5 | Yes | Yes | 2011-01-21 |  | 1
FALSE | 14ACX-036-230-15 | 2264 | 4076033 | LENNOX INDUSTRIES, INC. | TSA036H4N42G | AC | Split System: Air-Cooled Condensing Unit, Coil with Blower | TSA036H4N42G |  | CH33-31+TDR+TXV | 12.5 | 15 | Yes | Yes | 2011-01-21 |  | 1
FALSE | 14ACX-036-230-15 | 2264 | 4076034 | LENNOX INDUSTRIES, INC. | TSA036H4N42G | AC | Split System: Air-Cooled Condensing Unit, Coil with Blower | TSA036H4N42G |  | CH33-36+TDR+TXV | 12 | 14.5 | Yes | Yes | 2011-01-21 |  | 0
FALSE | 14ACX-036-230-15 | 2264 | 4076035 | LENNOX INDUSTRIES, INC. | TSA036H4N42G | AC | Split System: Air-Cooled Condensing Unit, Coil with Blower | TSA036H4N42G |  | C33-31+TDR+TXV | 12.5 | 15 | Yes | Yes | 2011-01-21 |  | 1
FALSE | 14ACX-036-230-15 | 2264 | 4076036 | LENNOX INDUSTRIES, INC. | TSA036H4N42G | AC | Split System: Air-Cooled Condensing Unit, Coil with Blower | TSA036H4N42G |  | C33-36+TDR+TXV | 12.5 | 15 | Yes | Yes | 2011-01-21 |  | 1
FALSE | 14ACX-036-230-15 | 2264 | 4076037 | LENNOX INDUSTRIES, INC. | TSA036H4N42G | AC | Split System: Air-Cooled Condensing Unit, Coil with Blower | TSA036H4N42G |  | C33-38+TDR+TXV | 12.5 | 15.5 | Yes | Yes | 2011-01-21 |  | 1
FALSE | 14ACX-036-230-15 | 2264 | 4076038 | LENNOX INDUSTRIES, INC. | TSA036H4N42G | AC | Split System: Air-Cooled Condensing Unit, Coil with Blower | TSA036H4N42G |  | C33-42+TDR+TXV | 12.5 | 15 | Yes | Yes | 2011-01-21 |  | 1
FALSE | 14ACX-036-230-15 | 2264 | 4076039 | LENNOX INDUSTRIES, INC. | TSA036H4N42G | AC | Split System: Air-Cooled Condensing Unit, Coil with Blower | TSA036H4N42G |  | C33-43+TDR+TXV | 13 | 16 | Yes | Yes | 2011-01-21 |  | 2
FALSE | 14ACX-036-230-15 | 2264 | 4076040 | LENNOX INDUSTRIES, INC. | TSA036H4N42G | AC | Split System: Air-Cooled Condensing Unit, Coil with Blower | TSA036H4N42G |  | CX34-31+TDR | 12.5 | 15 | Yes | Yes | 2011-01-21 |  | 1
FALSE | 14ACX-036-230-15 | 2264 | 4076041 | LENNOX INDUSTRIES, INC. | TSA036H4N42G | AC | Split System: Air-Cooled Condensing Unit, Coil with Blower | TSA036H4N42G |  | CX34-36+TDR | 12.5 | 15 | Yes | Yes | 2011-01-21 |  | 1
FALSE | 14ACX-036-230-15 | 2264 | 4076042 | LENNOX INDUSTRIES, INC. | TSA036H4N42G | AC | Split System: Air-Cooled Condensing Unit, Coil with Blower | TSA036H4N42G |  | CX34-38+TDR | 13 | 15.5 | Yes | Yes | 2011-01-21 |  | 1
FALSE | XC14-048-230-08 | 2298 | 4078017 | LENNOX INDUSTRIES, INC. | TSA048H4N41Y | AC | Split System: Air-Cooled Condensing Unit, Coil with Blower | TSA048H4N41Y |  | CH33-49+TDR+TXV | 12 | 14.5 | Yes | Yes | 2011-01-21 |  | 0
FALSE | XC14-048-230-08 | 2298 | 4078018 | LENNOX INDUSTRIES, INC. | TSA048H4N41Y | AC | Split System: Air-Cooled Condensing Unit, Coil with Blower | TSA048H4N41Y |  | CH33-49+TDR+TXV | 12 | 14.5 | Yes | Yes | 2011-01-21 |  | 0
FALSE | XC14-048-230-08 | 2298 | 4078019 | LENNOX INDUSTRIES, INC. | TSA048H4N41Y | AC | Split System: Air-Cooled Condensing Unit, Coil with Blower | TSA048H4N41Y |  | CH33-49+TDR+TXV | 12 | 14.5 | Yes | Yes | 2011-01-21 |  | 0
FALSE | XC14-048-230-08 | 2298 | 4078023 | LENNOX INDUSTRIES, INC. | TSA048H4N41Y | AC | Split System: Air-Cooled Condensing Unit, Coil with Blower | TSA048H4N41Y |  | CH33-60D+TDR+TXV | 12.2 | 14.7 | Yes | Yes | 2011-01-21 |  | 0
FALSE | XC14-048-230-08 | 2298 | 4078024 | LENNOX INDUSTRIES, INC. | TSA048H4N41Y | AC | Split System: Air-Cooled Condensing Unit, Coil with Blower | TSA048H4N41Y |  | CH33-62D+TDR+TXV | 12.2 | 14.7 | Yes | Yes | 2011-01-21 |  | 0
FALSE | XC14-048-230-08 | 2298 | 4078031 | LENNOX INDUSTRIES, INC. | TSA048H4N41Y | AC | Split System: Air-Cooled Condensing Unit, Coil with Blower | TSA048H4N41Y |  | CX34-49+TDR | 12.2 | 14.5 | Yes | Yes | 2011-01-21 |  | 0
FALSE | XC14-048-230-08 | 2298 | 4078032 | LENNOX INDUSTRIES, INC. | TSA048H4N41Y | AC | Split System: Air-Cooled Condensing Unit, Coil with Blower | TSA048H4N41Y |  | CX34-49+TDR | 12.2 | 14.5 | Yes | Yes | 2011-01-21 |  | 0
FALSE | XC14-048-230-08 | 2298 | 4078033 | LENNOX INDUSTRIES, INC. | TSA048H4N41Y | AC | Split System: Air-Cooled Condensing Unit, Coil with Blower | TSA048H4N41Y |  | CX34-49+TDR | 12.2 | 14.5 | Yes | Yes | 2011-01-21 |  | 0
FALSE | XC14-048-230-08 | 2298 | 4078037 | LENNOX INDUSTRIES, INC. | TSA048H4N41Y | AC | Split System: Air-Cooled Condensing Unit, Coil with Blower | TSA048H4N41Y |  | CX34-60D+TDR | 12.2 | 14.7 | Yes | Yes | 2011-01-21 |  | 0
FALSE | XC14-048-230-08 | 2298 | 4078038 | LENNOX INDUSTRIES, INC. | TSA048H4N41Y | AC | Split System: Air-Cooled Condensing Unit, Coil with Blower | TSA048H4N41Y |  | CX34-62C+TDR | 12.5 | 14.7 | Yes | Yes | 2011-01-21 |  | 0
FALSE | XC14-048-230-08 | 2298 | 4078039 | LENNOX INDUSTRIES, INC. | TSA048H4N41Y | AC | Split System: Air-Cooled Condensing Unit, Coil with Blower | TSA048H4N41Y |  | CX34-62C+TDR | 12.5 | 14.7 | Yes | Yes | 2011-01-21 |  | 0
FALSE | XC14-048-230-08 | 2298 | 4078064 | LENNOX INDUSTRIES, INC. | TSA048H4N41Y | AC | Split System: Air-Cooled Condensing Unit, Coil with Blower | TSA048H4N41Y |  | CH33-49+TDR+TXV | 12 | 14.5 | Yes | Yes | 2011-01-21 |  | 0
FALSE | XC14-048-230-08 | 2298 | 4078065 | LENNOX INDUSTRIES, INC. | TSA048H4N41Y | AC | Split System: Air-Cooled Condensing Unit, Coil with Blower | TSA048H4N41Y |  | CX34-43+TDR | 12 | 14.5 | Yes | Yes | 2011-01-21 |  | 0
FALSE | XC14-048-230-08 | 2298 | 4078066 | LENNOX INDUSTRIES, INC. | TSA048H4N41Y | AC | Split System: Air-Cooled Condensing Unit, Coil with Blower | TSA048H4N41Y |  | CH33-50/60C+TDR+TXV | 12 | 14.5 | Yes | Yes | 2011-01-21 |  | 0
FALSE | XC14-048-230-08 | 2298 | 4078067 | LENNOX INDUSTRIES, INC. | TSA048H4N41Y | AC | Split System: Air-Cooled Condensing Unit, Coil with Blower | TSA048H4N41Y |  | C33-62C+TDR+TXV | 12.5 | 15 | Yes | Yes | 2011-01-21 |  | 1
FALSE | XC14-048-230-08 | 2298 | 4078068 | LENNOX INDUSTRIES, INC. | TSA048H4N41Y | AC | Split System: Air-Cooled Condensing Unit, Coil with Blower | TSA048H4N41Y |  | C33-43+TDR+TXV | 12 | 14.5 | Yes | Yes | 2011-01-21 |  | 0
FALSE | XC14-048-230-08 | 2298 | 4078069 | LENNOX INDUSTRIES, INC. | TSA048H4N41Y | AC | Split System: Air-Cooled Condensing Unit, Coil with Blower | TSA048H4N41Y |  | C33-49+TDR+TXV | 12 | 14.5 | Yes | Yes | 2011-01-21 |  | 0
FALSE | XC14-048-230-08 | 2298 | 4078071 | LENNOX INDUSTRIES, INC. | TSA048H4N41G | AC | Split System: Air-Cooled Condensing Unit, Coil with Blower | TSA048H4N41G |  | CX34-43+TDR | 12 | 14.5 | Yes | Yes | 2011-01-21 |  | 0
FALSE | XC14-048-230-08 | 2298 | 4078072 | LENNOX INDUSTRIES, INC. | TSA048H4N41G | AC | Split System: Air-Cooled Condensing Unit, Coil with Blower | TSA048H4N41G |  | CX34-43+TDR | 12 | 14.5 | Yes | Yes | 2011-01-21 |  | 0
FALSE | XC14-048-230-08 | 2298 | 4078075 | LENNOX INDUSTRIES, INC. | TSA048H4N41G | AC | Split System: Air-Cooled Condensing Unit, Coil with Blower | TSA048H4N41G |  | CX34-49+TDR | 12 | 14.5 | Yes | Yes | 2011-01-21 |  | 0
FALSE | XC14-048-230-08 | 2298 | 4078076 | LENNOX INDUSTRIES, INC. | TSA048H4N41G | AC | Split System: Air-Cooled Condensing Unit, Coil with Blower | TSA048H4N41G |  | CX34-49+TDR | 12 | 14.5 | Yes | Yes | 2011-01-21 |  | 0
FALSE | XC14-048-230-08 | 2298 | 4078079 | LENNOX INDUSTRIES, INC. | TSA048H4N41G | AC | Split System: Air-Cooled Condensing Unit, Coil with Blower | TSA048H4N41G |  | CX34-60D+TDR | 12.5 | 15 | Yes | Yes | 2011-01-21 |  | 1
FALSE | XC14-048-230-08 | 2298 | 4078080 | LENNOX INDUSTRIES, INC. | TSA048H4N41G | AC | Split System: Air-Cooled Condensing Unit, Coil with Blower | TSA048H4N41G |  | CX34-62C+TDR | 12.5 | 15 | Yes | Yes | 2011-01-21 |  | 1
FALSE | XC14-048-230-08 | 2298 | 4078081 | LENNOX INDUSTRIES, INC. | TSA048H4N41G | AC | Split System: Air-Cooled Condensing Unit, Coil with Blower | TSA048H4N41G |  | CX34-62C+TDR | 12.5 | 15 | Yes | Yes | 2011-01-21 |  | 1
FALSE | XC14-048-230-08 | 2298 | 4078082 | LENNOX INDUSTRIES, INC. | TSA048H4N41G | AC | Split System: Air-Cooled Condensing Unit, Coil with Blower | TSA048H4N41G |  | CX34-62D+TDR | 12.5 | 15 | Yes | Yes | 2011-01-21 |  | 1
FALSE | XC14-048-230-08 | 2298 | 4078083 | LENNOX INDUSTRIES, INC. | TSA048H4N41G | AC | Split System: Air-Cooled Condensing Unit, Coil with Blower | TSA048H4N41G |  | CH33-43+TDR+TXV | 12 | 14.5 | Yes | Yes | 2011-01-21 |  | 0
FALSE | XC14-048-230-08 | 2298 | 4078084 | LENNOX INDUSTRIES, INC. | TSA048H4N41G | AC | Split System: Air-Cooled Condensing Unit, Coil with Blower | TSA048H4N41G |  | CH33-43+TDR+TXV | 12 | 14.5 | Yes | Yes | 2011-01-21 |  | 0
FALSE | XC14-048-230-08 | 2298 | 4078110 | LENNOX INDUSTRIES, INC. | TSA048H4N41G | AC | Split System: Air-Cooled Condensing Unit, Coil with Blower | TSA048H4N41G |  | C33-62C+TDR+TXV | 12.5 | 14.7 | Yes | Yes | 2011-01-21 |  | 0
FALSE | XC14-048-230-08 | 2298 | 4078111 | LENNOX INDUSTRIES, INC. | TSA048H4N41G | AC | Split System: Air-Cooled Condensing Unit, Coil with Blower | TSA048H4N41G |  | C33-62C+TDR+TXV | 12.5 | 14.7 | Yes | Yes | 2011-01-21 |  | 0
FALSE | XC14-048-230-08 | 2298 | 4078112 | LENNOX INDUSTRIES, INC. | TSA048H4N41G | AC | Split System: Air-Cooled Condensing Unit, Coil with Blower | TSA048H4N41G |  | C33-62C+TDR+TXV | 12.2 | 14.7 | Yes | Yes | 2011-01-21 |  | 0
FALSE | XC14-048-230-08 | 2298 | 4078113 | LENNOX INDUSTRIES, INC. | TSA048H4N41G | AC | Split System: Air-Cooled Condensing Unit, Coil with Blower | TSA048H4N41G |  | C33-62D+TDR+TXV | 12.5 | 15 | Yes | Yes | 2011-01-21 |  | 1
FALSE | XC14-048-230-08 | 2298 | 4078120 | LENNOX INDUSTRIES, INC. | TSA048H4N41G | AC | Split System: Air-Cooled Condensing Unit, Coil with Blower | TSA048H4N41G |  | CH33-49+TDR+TXV | 12 | 14.5 | Yes | Yes | 2011-01-21 |  | 0
FALSE | XC14-048-230-08 | 2298 | 4078121 | LENNOX INDUSTRIES, INC. | TSA048H4N41G | AC | Split System: Air-Cooled Condensing Unit, Coil with Blower | TSA048H4N41G |  | CH33-49+TDR+TXV | 12 | 14.5 | Yes | Yes | 2011-01-21 |  | 0
FALSE | XC14-048-230-08 | 2298 | 4078122 | LENNOX INDUSTRIES, INC. | TSA048H4N41G | AC | Split System: Air-Cooled Condensing Unit, Coil with Blower | TSA048H4N41G |  | CH33-49+TDR+TXV | 12 | 14.5 | Yes | Yes | 2011-01-21 |  | 0
FALSE | XC14-048-230-08 | 2298 | 4078126 | LENNOX INDUSTRIES, INC. | TSA048H4N41G | AC | Split System: Air-Cooled Condensing Unit, Coil with Blower | TSA048H4N41G |  | CH33-60D+TDR+TXV | 12.2 | 14.7 | Yes | Yes | 2011-01-21 |  | 0
FALSE | XC14-048-230-08 | 2298 | 4078127 | LENNOX INDUSTRIES, INC. | TSA048H4N41G | AC | Split System: Air-Cooled Condensing Unit, Coil with Blower | TSA048H4N41G |  | CH33-62D+TDR+TXV | 12.2 | 14.7 | Yes | Yes | 2011-01-21 |  | 0
FALSE | XC14-048-230-08 | 2298 | 4078134 | LENNOX INDUSTRIES, INC. | TSA048H4N41G | AC | Split System: Air-Cooled Condensing Unit, Coil with Blower | TSA048H4N41G |  | CX34-49+TDR | 12.2 | 14.5 | Yes | Yes | 2011-01-21 |  | 0
FALSE | XC14-048-230-08 | 2298 | 4078135 | LENNOX INDUSTRIES, INC. | TSA048H4N41G | AC | Split System: Air-Cooled Condensing Unit, Coil with Blower | TSA048H4N41G |  | CX34-49+TDR | 12.2 | 14.5 | Yes | Yes | 2011-01-21 |  | 0
FALSE | XC14-060-230-** | 2308 | 4078214 | LENNOX INDUSTRIES, INC. | TSA060H4N41Y | AC | Split System: Air-Cooled Condensing Unit, Coil with Blower | TSA060H4N41Y |  | C33-60D+TDR+TXV | 12 | 14.5 | Yes | Yes | 2011-01-21 |  | 0
FALSE | XC14-060-230-** | 2308 | 4078215 | LENNOX INDUSTRIES, INC. | TSA060H4N41Y | AC | Split System: Air-Cooled Condensing Unit, Coil with Blower | TSA060H4N41Y |  | C33-62C+TDR+TXV | 12 | 14.5 | Yes | Yes | 2011-01-21 |  | 0
FALSE | XC14-060-230-** | 2308 | 4078216 | LENNOX INDUSTRIES, INC. | TSA060H4N41Y | AC | Split System: Air-Cooled Condensing Unit, Coil with Blower | TSA060H4N41Y |  | C33-62C+TDR+TXV | 12 | 14.5 | Yes | Yes | 2011-01-21 |  | 0
FALSE | XC14-060-230-** | 2308 | 4078217 | LENNOX INDUSTRIES, INC. | TSA060H4N41Y | AC | Split System: Air-Cooled Condensing Unit, Coil with Blower | TSA060H4N41Y |  | C33-62D+TDR+TXV | 12.5 | 15 | Yes | Yes | 2011-01-21 |  | 1
FALSE | XC14-060-230-** | 2308 | 4078222 | LENNOX INDUSTRIES, INC. | TSA060H4N41Y | AC | Split System: Air-Cooled Condensing Unit, Coil with Blower | TSA060H4N41Y |  | CX34-62C+TDR | 12 | 14.5 | Yes | Yes | 2011-01-21 |  | 0
FALSE | XC14-060-230-** | 2308 | 4078225 | LENNOX INDUSTRIES, INC. | TSA060H4N41Y | AC | Split System: Air-Cooled Condensing Unit, Coil with Blower | TSA060H4N41Y |  | C33-62C+TDR+TXV | 12 | 14.5 | Yes | Yes | 2011-01-21 |  | 0
FALSE | XC14-060-230-** | 2308 | 4078230 | LENNOX INDUSTRIES, INC. | TSA060H4N41G | AC | Split System: Air-Cooled Condensing Unit, Coil with Blower | TSA060H4N41G |  | CX34-60D+TDR | 12 | 14.5 | Yes | Yes | 2011-01-21 |  | 0
FALSE | XC14-060-230-** | 2308 | 4078231 | LENNOX INDUSTRIES, INC. | TSA060H4N41G | AC | Split System: Air-Cooled Condensing Unit, Coil with Blower | TSA060H4N41G |  | CX34-62C+TDR | 12 | 14.5 | Yes | Yes | 2011-01-21 |  | 0
FALSE | XC14-060-230-** | 2308 | 4078232 | LENNOX INDUSTRIES, INC. | TSA060H4N41G | AC | Split System: Air-Cooled Condensing Unit, Coil with Blower | TSA060H4N41G |  | CX34-62C+TDR | 12 | 14.5 | Yes | Yes | 2011-01-21 |  | 0
FALSE | XC14-060-230-** | 2308 | 4078233 | LENNOX INDUSTRIES, INC. | TSA060H4N41G | AC | Split System: Air-Cooled Condensing Unit, Coil with Blower | TSA060H4N41G |  | CX34-62D+TDR | 12.5 | 15 | Yes | Yes | 2011-01-21 |  | 1
FALSE | XC14-048-230-08 | 2298 | 4235786 | LENNOX INDUSTRIES, INC. | TSA048H4N41G | AC | Split System: Air-Cooled Condensing Unit, Coil with Blower | TSA048H4N41G |  | CX34-49+TDR | 12 | 14.5 | Yes | Yes | 2011-01-21 |  | 0
FALSE | XC14-048-230-08 | 2298 | 4235788 | LENNOX INDUSTRIES, INC. | TSA048H4N41G | AC | Split System: Air-Cooled Condensing Unit, Coil with Blower | TSA048H4N41G |  | CX34-62C+TDR | 12.5 | 15 | Yes | Yes | 2011-01-21 |  | 1
FALSE | XC14-048-230-08 | 2298 | 4235789 | LENNOX INDUSTRIES, INC. | TSA048H4N41G | AC | Split System: Air-Cooled Condensing Unit, Coil with Blower | TSA048H4N41G |  | CH33-43+TDR+TXV | 12 | 14.5 | Yes | Yes | 2011-01-21 |  | 0
FALSE | XC14-048-230-08 | 2298 | 4235790 | LENNOX INDUSTRIES, INC. | TSA048H4N41G | AC | Split System: Air-Cooled Condensing Unit, Coil with Blower | TSA048H4N41G |  | CH33-48+TDR+TXV | 12 | 14.5 | Yes | Yes | 2011-01-21 |  | 0
FALSE | XC14-048-230-08 | 2298 | 4235791 | LENNOX INDUSTRIES, INC. | TSA048H4N41G | AC | Split System: Air-Cooled Condensing Unit, Coil with Blower | TSA048H4N41G |  | CH33-49+TDR+TXV | 12 | 14.5 | Yes | Yes | 2011-01-21 |  | 0
FALSE | XC14-048-230-08 | 2298 | 4235792 | LENNOX INDUSTRIES, INC. | TSA048H4N41G | AC | Split System: Air-Cooled Condensing Unit, Coil with Blower | TSA048H4N41G |  | CH33-50/60C+TDR+TXV | 12 | 14.5 | Yes | Yes | 2011-01-21 |  | 0
FALSE | XC14-048-230-08 | 2298 | 4235793 | LENNOX INDUSTRIES, INC. | TSA048H4N41G | AC | Split System: Air-Cooled Condensing Unit, Coil with Blower | TSA048H4N41G |  | C33-43+TDR+TXV | 12 | 14.5 | Yes | Yes | 2011-01-21 |  | 0
FALSE | XC14-048-230-08 | 2298 | 4235794 | LENNOX INDUSTRIES, INC. | TSA048H4N41G | AC | Split System: Air-Cooled Condensing Unit, Coil with Blower | TSA048H4N41G |  | C33-49+TDR+TXV | 12 | 14.5 | Yes | Yes | 2011-01-21 |  | 0
FALSE | XC14-048-230-08 | 2298 | 4235796 | LENNOX INDUSTRIES, INC. | TSA048H4N41G | AC | Split System: Air-Cooled Condensing Unit, Coil with Blower | TSA048H4N41G |  | C33-62C+TDR+TXV | 12.5 | 15 | Yes | Yes | 2011-01-21 |  | 1
FALSE | XC14-060-230-** | 2308 | 4235799 | LENNOX INDUSTRIES, INC. | TSA060H4N41G | AC | Split System: Air-Cooled Condensing Unit, Coil with Blower | TSA060H4N41G |  | CX34-62C+TDR | 12 | 14.5 | Yes | Yes | 2011-01-21 |  | 0
FALSE | XC14-060-230-** | 2308 | 4235802 | LENNOX INDUSTRIES, INC. | TSA060H4N41G | AC | Split System: Air-Cooled Condensing Unit, Coil with Blower | TSA060H4N41G |  | C33-62C+TDR+TXV | 12 | 14.5 | Yes | Yes | 2011-01-21 |  | 0
FALSE | S4BE-042KA | 2712 | 6944029 | HEAT CONTROLLER, INC. | RSG142S1E | AC | Split System: Air-Cooled Condensing Unit, Coil with Blower | S4BE-042KA |  | B6VMMX42K-B | 12.5 | 15 | Yes | Yes | 2014-04-18 |  | 1
FALSE | S4BE-048KA | 2717 | 6944030 | HEAT CONTROLLER, INC. | RSG148S1E | AC | Split System: Air-Cooled Condensing Unit, Coil with Blower | S4BE-048KA |  | B6VMMX48K-C | 12 | 15 | Yes | Yes | 2014-04-18 |  | 0
FALSE | S6BF-024K | 2682 | 6944144 | HEAT CONTROLLER, INC. | RSG1624S1E | AC | Split System: Air-Cooled Condensing Unit, Coil with Blower | S6BF-024K |  | B6VMMX24K-A | 13 | 16 | Yes | Yes | 2014-04-18 |  | 2
FALSE | S6BF-030K | 2690 | 6944145 | HEAT CONTROLLER, INC. | RSG1630S1E | AC | Split System: Air-Cooled Condensing Unit, Coil with Blower | S6BF-030K |  | B6VMMX30K-A | 13 | 16 | Yes | Yes | 2014-04-18 |  | 2
FALSE | S6BF-036K | 2702 | 6944146 | HEAT CONTROLLER, INC. | RSG1636S1E | AC | Split System: Air-Cooled Condensing Unit, Coil with Blower | S6BF-036K |  | B6VMMX36K-B | 13 | 16 | Yes | Yes | 2014-04-18 |  | 2
FALSE | S6QF-042K | 4506 | 6944147 | HEAT CONTROLLER, INC. | RSG1642S1E | AC | Split System: Air-Cooled Condensing Unit, Coil with Blower | S6BF-042K |  | B6VMMX48K-C | 13 | 16 | Yes | Yes | 2014-04-18 |  | 2
FALSE | S6QF-048K | 4466 | 6944148 | HEAT CONTROLLER, INC. | RSG1648S1E | AC | Split System: Air-Cooled Condensing Unit, Coil with Blower | S6BF-048K |  | B6VMMX48K-C | 13 | 16 | Yes | Yes | 2014-04-18 |  | 2
FALSE | GSX160181F* | 4288 | 5753205 | GOODMAN MANUFACTURING CO., LP. | GSX160181F* | AC | Split System: Air-Cooled Condensing Unit, Coil with Blower | GSX160181F* |  | AWUF31XX16A* | 12.5 | 15 | Yes | Yes | 2014-08-27 |  | 1
FALSE | GSX160601F* | 4370 | 5756178 | GOODMAN MANUFACTURING CO., LP. | GSX160601F* | AC | Split System: Air-Cooled Condensing Unit, Coil with Blower | GSX160601F* |  | ASPT60D14A* | 13 | 16 | Yes | Yes | 2014-08-27 |  | 2
FALSE | RA1448AD1 | 4762 | 7600856 | RHEEM SALES COMPANY, INC. | RA1448AD1 | AC | Split System: Air-Cooled Condensing Unit, Coil with Blower | RA1448AD1 |  | RH1V4824STAN | 12.5 | 15 | Yes | Yes | 2015-02-11 |  | 1
FALSE | 4A7V8037A1 | 4845 | 7549187 | AMERICAN STANDARD | 4A7V8037A1 | AC | Split System: Air-Cooled Condensing Unit, Coil with Blower | 4A7V8037A1 |  | 4TXFH036CZ3 | 13 | 18 | Yes | Yes | 2015-03-20 |  | 3
FALSE | 4A7V8037A1 | 4845 | 7549186 | AMERICAN STANDARD | 4A7V8037A1 | AC | Split System: Air-Cooled Condensing Unit, Coil with Blower | 4A7V8037A1 |  | 4TXFH036CZ3 | 13 | 18 | Yes | Yes | 2015-03-20 |  | 3
FALSE | 4A7V8037A1 | 4845 | 7549180 | AMERICAN STANDARD | 4A7V8037A1 | AC | Split System: Air-Cooled Condensing Unit, Coil with Blower | 4A7V8037A1 |  | 4TXFH036CZ3 | 13.5 | 18 | Yes | Yes | 2015-03-20 |  | 3
FALSE | 4A7V8037A1 | 4845 | 7549181 | AMERICAN STANDARD | 4A7V8037A1 | AC | Split System: Air-Cooled Condensing Unit, Coil with Blower | 4A7V8037A1 |  | 4TXFH036CZ3 | 13.5 | 18 | Yes | Yes | 2015-03-20 |  | 3
FALSE | 4A7V8037A1 | 4845 | 7549182 | AMERICAN STANDARD | 4A7V8037A1 | AC | Split System: Air-Cooled Condensing Unit, Coil with Blower | 4A7V8037A1 |  | 4TXFH036CZ3 | 13.5 | 18 | Yes | Yes | 2015-03-20 |  | 3
FALSE | 4A7V8037A1 | 4845 | 7549183 | AMERICAN STANDARD | 4A7V8037A1 | AC | Split System: Air-Cooled Condensing Unit, Coil with Blower | 4A7V8037A1 |  | 4TXFH036CZ3 | 13 | 18 | Yes | Yes | 2015-03-20 |  | 3
FALSE | 4A7V8037A1 | 4845 | 7549184 | AMERICAN STANDARD | 4A7V8037A1 | AC | Split System: Air-Cooled Condensing Unit, Coil with Blower | 4A7V8037A1 |  | 4TXFH036CZ3 | 13 | 18 | Yes | Yes | 2015-03-20 |  | 3
FALSE | 4A7V8037A1 | 4845 | 7549185 | AMERICAN STANDARD | 4A7V8037A1 | AC | Split System: Air-Cooled Condensing Unit, Coil with Blower | 4A7V8037A1 |  | 4TXFH036CZ3 | 13 | 18 | Yes | Yes | 2015-03-20 |  | 3
FALSE | 4A7V8037A1 | 4845 | 7549193 | AMERICAN STANDARD | 4A7V8037A1 | AC | Split System: Air-Cooled Condensing Unit, Coil with Blower | 4A7V8037A1 |  | 4TXFH041CC3 | 13.5 | 18 | Yes | Yes | 2015-03-20 |  | 3
FALSE | 4A7V8037A1 | 4845 | 7549194 | AMERICAN STANDARD | 4A7V8037A1 | AC | Split System: Air-Cooled Condensing Unit, Coil with Blower | 4A7V8037A1 |  | 4TXFH041CC3 | 13.5 | 18 | Yes | Yes | 2015-03-20 |  | 3
FALSE | 4A7V8037A1 | 4845 | 7549150 | AMERICAN STANDARD | 4A7V8037A1 | AC | Split System: Air-Cooled Condensing Unit, Coil with Blower | 4A7V8037A1 |  | *AM8C0B30V21 | 13.5 | 18 | Yes | Yes | 2015-03-20 |  | 3
TRUE | 4A7V8037A1 | 4845 | 7549151 | AMERICAN STANDARD | 4A7V8037A1 | AC | Split System: Air-Cooled Condensing Unit, Coil with Blower | 4A7V8037A1 |  | *AM8C0C36V31 | 13.75 | 18 | Yes | Yes | 2015-03-20 |  | 3
FALSE | 4A7V8037A1 | 4845 | 7549152 | AMERICAN STANDARD | 4A7V8037A1 | AC | Split System: Air-Cooled Condensing Unit, Coil with Blower | 4A7V8037A1 |  | *AM8C0C42V31 | 14.5 | 18 | Yes | Yes | 2015-03-20 |  | 3
FALSE | 4A7V8060A1 | 4492 | 7819183 | AMERICAN STANDARD | 4A7V8060A1 | AC | Split System: Air-Cooled Condensing Unit, Coil with Blower | 4A7V8060A1 |  | 4NXCD009AS3+HORIZ-RT | 12 | 17.7 | Yes | Yes | 2015-03-20 |  | 0
FALSE | SL18XC1-024-230A** | 4990 | 8110415 | LENNOX INDUSTRIES, INC. | SL18XC1-024-230A** | AC | Split System: Air-Cooled Condensing Unit, Coil with Blower | SL18XC1-024-230A** |  | C33-38+TDR+TXV | 15 | 18.5 | Yes | Yes | 2015-09-01 |  | 3
FALSE | SL18XC1-024-230A** | 4990 | 8110666 | LENNOX INDUSTRIES, INC. | SL18XC1-024-230A** | AC | Split System: Air-Cooled Condensing Unit, Coil with Blower | SL18XC1-024-230A** |  | CX34-38+TDR | 15 | 18.5 | Yes | Yes | 2015-09-01 |  | 3
FALSE | SL18XC1-024-230A** | 4990 | 8110667 | LENNOX INDUSTRIES, INC. | SL18XC1-024-230A** | AC | Split System: Air-Cooled Condensing Unit, Coil with Blower | SL18XC1-024-230A** |  | CX34-38+TDR | 15 | 18 | Yes | Yes | 2015-09-01 |  | 3
FALSE | SL18XC1-024-230A** | 4990 | 8110668 | LENNOX INDUSTRIES, INC. | SL18XC1-024-230A** | AC | Split System: Air-Cooled Condensing Unit, Coil with Blower | SL18XC1-024-230A** |  | CX34-38+TDR | 15 | 18 | Yes | Yes | 2015-09-01 |  | 3
FALSE | SL18XC1-024-230A** | 4990 | 8110669 | LENNOX INDUSTRIES, INC. | SL18XC1-024-230A** | AC | Split System: Air-Cooled Condensing Unit, Coil with Blower | SL18XC1-024-230A** |  | CX34-38+TDR | 15 | 18 | Yes | Yes | 2015-09-01 |  | 3
FALSE | SL18XC1-024-230A** | 4990 | 8110670 | LENNOX INDUSTRIES, INC. | SL18XC1-024-230A** | AC | Split System: Air-Cooled Condensing Unit, Coil with Blower | SL18XC1-024-230A** |  | CX34-38+TDR | 15 | 18 | Yes | Yes | 2015-09-01 |  | 3
FALSE | SL18XC1-024-230A** | 4990 | 8110671 | LENNOX INDUSTRIES, INC. | SL18XC1-024-230A** | AC | Split System: Air-Cooled Condensing Unit, Coil with Blower | SL18XC1-024-230A** |  | CX34-38+TDR | 15 | 18 | Yes | Yes | 2015-09-01 |  | 3
FALSE | XC25-060-230-02 | 4219 | 8103419 | LENNOX INDUSTRIES, INC. | XC25-060-230-02 | AC | Split System: Air-Cooled Condensing Unit, Coil with Blower | XC25-060-230-02 |  | CX34-62D+TDR | 13 | 19.5 | Yes | Yes | 2015-04-28 |  | 3
FALSE | XC25-060-230-02 | 4219 | 8103428 | LENNOX INDUSTRIES, INC. | XC25-060-230-02 | AC | Split System: Air-Cooled Condensing Unit, Coil with Blower | XC25-060-230-02 |  | CH35-60D+TDR+TXV | 13 | 19.5 | Yes | Yes | 2015-04-28 |  | 3
FALSE | XC25-060-230-02 | 4219 | 8103413 | LENNOX INDUSTRIES, INC. | XC25-060-230-02 | AC | Split System: Air-Cooled Condensing Unit, Coil with Blower | XC25-060-230-02 |  | CX34-62C+TDR | 13 | 19.5 | Yes | Yes | 2015-04-28 |  | 3
FALSE | XC25-060-230-02 | 4219 | 8103388 | LENNOX INDUSTRIES, INC. | XC25-060-230-02 | AC | Split System: Air-Cooled Condensing Unit, Coil with Blower | XC25-060-230-02 |  | CH33-62D+TDR+TXV | 13 | 19.5 | Yes | Yes | 2015-04-28 |  | 3
FALSE | XC25-060-230-02 | 4219 | 8103411 | LENNOX INDUSTRIES, INC. | XC25-060-230-02 | AC | Split System: Air-Cooled Condensing Unit, Coil with Blower | XC25-060-230-02 |  | CX34-62C+TDR | 13 | 19.5 | Yes | Yes | 2015-04-28 |  | 3
FALSE | XC25-060-230-02 | 4219 | 8103363 | LENNOX INDUSTRIES, INC. | XC25-060-230-02 | AC | Split System: Air-Cooled Condensing Unit, Coil with Blower | XC25-060-230-02 |  | C33-62D+TDR+TXV | 13 | 19.5 | Yes | Yes | 2015-04-28 |  | 3
FALSE | XC25-060-230-02 | 4219 | 8103364 | LENNOX INDUSTRIES, INC. | XC25-060-230-02 | AC | Split System: Air-Cooled Condensing Unit, Coil with Blower | XC25-060-230-02 |  | C33-62D+TDR+TXV | 13 | 19.5 | Yes | Yes | 2015-04-28 |  | 3
FALSE | XC25-060-230-02 | 4219 | 8103365 | LENNOX INDUSTRIES, INC. | XC25-060-230-02 | AC | Split System: Air-Cooled Condensing Unit, Coil with Blower | XC25-060-230-02 |  | C33-62D+TDR+TXV | 13 | 19.5 | Yes | Yes | 2015-04-28 |  | 3
FALSE | XC25-060-230-02 | 4219 | 8103359 | LENNOX INDUSTRIES, INC. | XC25-060-230-02 | AC | Split System: Air-Cooled Condensing Unit, Coil with Blower | XC25-060-230-02 |  | C33-62C+TDR+TXV | 13 | 19.5 | Yes | Yes | 2015-04-28 |  | 3
FALSE | XC25-060-230-02 | 4219 | 8103357 | LENNOX INDUSTRIES, INC. | XC25-060-230-02 | AC | Split System: Air-Cooled Condensing Unit, Coil with Blower | XC25-060-230-02 |  | C33-62C+TDR+TXV | 13 | 19.5 | Yes | Yes | 2015-04-28 |  | 3
FALSE | XC21-024-230-10 | 2324 | 5992478 | LENNOX INDUSTRIES, INC. | XC21-024-230-10 | AC | Split System: Air-Cooled Condensing Unit, Coil with Blower | XC21-024-230-10 |  | CR33-30/36+TDR+TXV | 13.5 | 18 | Yes | Yes | 2015-04-28 |  | 3
FALSE | XC21-024-230-10 | 2324 | 5992479 | LENNOX INDUSTRIES, INC. | XC21-024-230-10 | AC | Split System: Air-Cooled Condensing Unit, Coil with Blower | XC21-024-230-10 |  | CX34-18/24+TDR | 13.5 | 18 | Yes | Yes | 2015-04-28 |  | 3
FALSE | XC21-024-230-10 | 2324 | 5992480 | LENNOX INDUSTRIES, INC. | XC21-024-230-10 | AC | Split System: Air-Cooled Condensing Unit, Coil with Blower | XC21-024-230-10 |  | C33-24+TDR+TXV | 13.5 | 18 | Yes | Yes | 2015-04-28 |  | 3
FALSE | XC21-024-230-10 | 2324 | 5992506 | LENNOX INDUSTRIES, INC. | XC21-024-230-10 | AC | Split System: Air-Cooled Condensing Unit, Coil with Blower | XC21-024-230-10 |  | CX34-18/24+TDR | 13.5 | 18 | Yes | Yes | 2015-04-28 |  | 3
FALSE | XC21-024-230-10 | 2324 | 5992517 | LENNOX INDUSTRIES, INC. | XC21-024-230-10 | AC | Split System: Air-Cooled Condensing Unit, Coil with Blower | XC21-024-230-10 |  | CH23-21+TDR+TXV | 13.5 | 18 | Yes | Yes | 2015-04-28 |  | 3
FALSE | XC21-024-230-10 | 2324 | 5992518 | LENNOX INDUSTRIES, INC. | XC21-024-230-10 | AC | Split System: Air-Cooled Condensing Unit, Coil with Blower | XC21-024-230-10 |  | CH23-31+TDR+TXV | 14 | 18 | Yes | Yes | 2015-04-28 |  | 3
FALSE | XC21-024-230-10 | 2324 | 5992525 | LENNOX INDUSTRIES, INC. | XC21-024-230-10 | AC | Split System: Air-Cooled Condensing Unit, Coil with Blower | XC21-024-230-10 |  | CX34-18/24+TDR | 14 | 18 | Yes | Yes | 2015-04-28 |  | 3
FALSE | XC21-024-230-10 | 2324 | 5992526 | LENNOX INDUSTRIES, INC. | XC21-024-230-10 | AC | Split System: Air-Cooled Condensing Unit, Coil with Blower | XC21-024-230-10 |  | C33-24+TDR+TXV | 14 | 18 | Yes | Yes | 2015-04-28 |  | 3
FALSE | XC21-024-230-10 | 2324 | 5992537 | LENNOX INDUSTRIES, INC. | XC21-024-230-10 | AC | Split System: Air-Cooled Condensing Unit, Coil with Blower | XC21-024-230-10 |  | CH23-21+TDR+TXV | 13.5 | 18 | Yes | Yes | 2015-04-28 |  | 3
FALSE | XC21-024-230-10 | 2324 | 5992538 | LENNOX INDUSTRIES, INC. | XC21-024-230-10 | AC | Split System: Air-Cooled Condensing Unit, Coil with Blower | XC21-024-230-10 |  | CH23-31+TDR+TXV | 14 | 18 | Yes | Yes | 2015-04-28 |  | 3
FALSE | XC21-024-230-10 | 2324 | 5992539 | LENNOX INDUSTRIES, INC. | XC21-024-230-10 | AC | Split System: Air-Cooled Condensing Unit, Coil with Blower | XC21-024-230-10 |  | CH23-41+TDR+TXV | 14 | 18 | Yes | Yes | 2015-04-28 |  | 3
FALSE | XC21-024-230-10 | 2324 | 5992546 | LENNOX INDUSTRIES, INC. | XC21-024-230-10 | AC | Split System: Air-Cooled Condensing Unit, Coil with Blower | XC21-024-230-10 |  | CX34-18/24+TDR | 14 | 18 | Yes | Yes | 2015-04-28 |  | 3
FALSE | XC21-024-230-10 | 2324 | 5992547 | LENNOX INDUSTRIES, INC. | XC21-024-230-10 | AC | Split System: Air-Cooled Condensing Unit, Coil with Blower | XC21-024-230-10 |  | C33-24+TDR+TXV | 14 | 18 | Yes | Yes | 2015-04-28 |  | 3
FALSE | XC21-024-230-10 | 2324 | 5992554 | LENNOX INDUSTRIES, INC. | XC21-024-230-10 | AC | Split System: Air-Cooled Condensing Unit, Coil with Blower | XC21-024-230-10 |  | CH23-21+TDR+TXV | 13.5 | 18 | Yes | Yes | 2015-04-28 |  | 3
FALSE | XC21-024-230-10 | 2324 | 5992555 | LENNOX INDUSTRIES, INC. | XC21-024-230-10 | AC | Split System: Air-Cooled Condensing Unit, Coil with Blower | XC21-024-230-10 |  | CH23-31+TDR+TXV | 14 | 18 | Yes | Yes | 2015-04-28 |  | 3
FALSE | XC21-024-230-10 | 2324 | 5992561 | LENNOX INDUSTRIES, INC. | XC21-024-230-10 | AC | Split System: Air-Cooled Condensing Unit, Coil with Blower | XC21-024-230-10 |  | CR33-24+TDR+TXV | 13 | 18 | Yes | Yes | 2015-04-28 |  | 3
FALSE | XC21-024-230-10 | 2324 | 5992586 | LENNOX INDUSTRIES, INC. | XC21-024-230-10 | AC | Split System: Air-Cooled Condensing Unit, Coil with Blower | XC21-024-230-10 |  | CH23-21+TDR+TXV | 13.5 | 18 | Yes | Yes | 2015-04-28 |  | 3
FALSE | XC21-024-230-10 | 2324 | 5992558 | LENNOX INDUSTRIES, INC. | XC21-024-230-10 | AC | Split System: Air-Cooled Condensing Unit, Coil with Blower | XC21-024-230-10 |  | CR33-24+TDR+TXV | 13.5 | 18 | Yes | Yes | 2015-04-28 |  | 3
FALSE | GSX160181F* | 4288 | 5753016 | GOODMAN MANUFACTURING CO., LP. | GSX160181F* | AC | Year-Round Air-Conditioner, Remote Air-Cooled Condensing Unit | GSX160181F* |  | CA*F3636*6D*+TXV | 13 | 16 | Yes | Yes | 2015-05-13 |  | 2
FALSE | GSX160181F* | 4288 | 7365739 | GOODMAN MANUFACTURING CO., LP. | GSX160181F* | AC | Year-Round Air-Conditioner, Remote Air-Cooled Condensing Unit | GSX160181F* |  | CA*F3636*6D*+TXV | 13 | 16 | Yes | Yes | 2015-05-13 |  | 2
FALSE | GSX160181F* | 4288 | 7365746 | GOODMAN MANUFACTURING CO., LP. | GSX160181F* | AC | Year-Round Air-Conditioner, Remote Air-Cooled Condensing Unit | GSX160181F* |  | CA*F3636*6D*+TXV | 13 | 16 | Yes | Yes | 2015-05-13 |  | 2
FALSE | GSX160181F* | 4288 | 7365753 | GOODMAN MANUFACTURING CO., LP. | GSX160181F* | AC | Year-Round Air-Conditioner, Remote Air-Cooled Condensing Unit | GSX160181F* |  | CA*F3636*6D*+TXV | 13 | 16 | Yes | Yes | 2015-05-13 |  | 2
FALSE | GSX160361F* | 4297 | 5983603 | GOODMAN MANUFACTURING CO., LP. | GSX160361F* | AC | Year-Round Air-Conditioner, Remote Air-Cooled Condensing Unit | GSX160361F* |  | CA*F4860*6D*+TXV | 12.5 | 15.5 | Yes | Yes | 2014-06-03 |  | 1
FALSE | GSX160241F* | 4332 | 5983431 | GOODMAN MANUFACTURING CO., LP. | GSX160241F* | AC | Year-Round Air-Conditioner, Remote Air-Cooled Condensing Unit | GSX160241F* |  | CA*F3636*6D*+TXV | 12.5 | 15.5 | Yes | Yes | 2014-06-03 |  | 1
FALSE | GSX160301F* | 4362 | 5986781 | GOODMAN MANUFACTURING CO., LP. | GSX160301F* | AC | Year-Round Air-Conditioner, Remote Air-Cooled Condensing Unit | GSX160301F* |  | CA*F3743*6D* | 12.5 | 15.5 | Yes | Yes | 2014-06-03 |  | 1
FALSE | GSX160181F* | 4288 | 5983354 | GOODMAN MANUFACTURING CO., LP. | GSX160181F* | AC | Year-Round Air-Conditioner, Remote Air-Cooled Condensing Unit | GSX160181F* |  | CA*F3743*6D*+TXV | 13 | 16 | Yes | Yes | 2014-06-03 |  | 2
TRUE | GSX160181F* | 4288 | 5753012 | GOODMAN MANUFACTURING CO., LP. | GSX160181F* | AC | Split System: Air-Cooled Condensing Unit, Coil Alone | GSX160181F* |  | CA*F3636*6D*+EEP+TXV | 12.2 | 14.5 | Yes | Yes | 2014-06-18 |  | 0
FALSE | RA1430AJ1 | 4759 | 7491196 | RHEEM SALES COMPANY, INC. | RA1430AJ1 | AC | Split System: Air-Cooled Condensing Unit, Coil with Blower | RA1430AJ1 |  | RCFL-H*3824 | 13 | 15.5 | Yes | Yes | 2015-02-09 |  | 1
FALSE | RA1630AJ1 | 4916 | 7941155 | RHEEM SALES COMPANY, INC. | RA1630AJ1 | AC | Split System: Air-Cooled Condensing Unit, Coil with Blower | RA1630AJ1 |  | RCFL-H*3621 | 13 | 16 | Yes | Yes | 2015-02-09 |  | 2
FALSE | RA1336AD1 | 4824 | 7983389 | RHEEM SALES COMPANY, INC. | RA1336AJ1 | AC | Split System: Air-Cooled Condensing Unit, Coil with Blower | RA1336AJ1 |  | RCF3621MTAM | 12 | 14.5 | Yes | Yes | 2015-02-09 |  | 0
FALSE | RA1448AD1 | 4762 | 7600904 | RHEEM SALES COMPANY, INC. | RA1448AJ1 | AC | Split System: Air-Cooled Condensing Unit, Coil with Blower | RA1448AJ1 |  | RCQD-4824 | 12 | 14.5 | Yes | Yes | 2015-02-09 |  | 0
FALSE | RA1648AJ1 | 4919 | 7943294 | RHEEM SALES COMPANY, INC. | RA1648AJ1 | AC | Split System: Air-Cooled Condensing Unit, Coil with Blower | RA1648AJ1 |  | RCF4824STAM | 13 | 15.5 | Yes | Yes | 2015-02-09 |  | 1
FALSE | RA1618AJ1 | 4914 | 7940428 | RHEEM SALES COMPANY, INC. | RA1618AJ1 | AC | Split System: Air-Cooled Condensing Unit, Coil with Blower | RA1618AJ1 |  | RCFL-H*2417 | 13 | 16 | Yes | Yes | 2015-02-09 |  | 2
FALSE | RA1424AJ1 | 4758 | 7490801 | RHEEM SALES COMPANY, INC. | RA1424AJ1 | AC | Split System: Air-Cooled Condensing Unit, Coil with Blower | RA1424AJ1 |  | RCF2421HTAM | 13 | 15.5 | Yes | Yes | 2015-02-09 |  | 1
FALSE | RA1636AJ1 | 4917 | 7941517 | RHEEM SALES COMPANY, INC. | RA1636AC1 | AC | Split System: Air-Cooled Condensing Unit, Coil with Blower | RA1636AC1 |  | RCF3624MTAM | 13 | 16 | Yes | Yes | 2015-02-09 |  | 2
FALSE | RA1648AJ1 | 4919 | 7943350 | RHEEM SALES COMPANY, INC. | RA1648AJ1 | AC | Split System: Air-Cooled Condensing Unit, Coil with Blower | RA1648AJ1 |  | RCFL-H*4821 | 13 | 15.5 | Yes | Yes | 2015-02-09 |  | 1
FALSE | RA1660AC1 | 4920 | 7943716 | RHEEM SALES COMPANY, INC. | RA1660AJ1 | AC | Split System: Air-Cooled Condensing Unit, Coil with Blower | RA1660AJ1 |  | RH2T6024STAN | 13 | 15.5 | Yes | Yes | 2015-02-09 |  | 1
FALSE | 4A7A7036A1 | 4207 | 5804573 | TRANE | 4TTX8036A1 | AC | Split System: Air-Cooled Condensing Unit, Coil with Blower | 4A7A7036A1 |  | 4TXCC007CC3 | 12.5 | 17.25 | Yes | Yes | 2015-03-13 |  | 1
FALSE | 4A7A7036A1 | 4207 | 5804589 | TRANE | 4TTX8036A1 | AC | Split System: Air-Cooled Condensing Unit, Coil with Blower | 4A7A7036A1 |  | 4TXCC007CC3 | 12 | 16 | Yes | Yes | 2015-03-12 |  | 0

## HP
ENERGY STAR AHRI Certified Central Air Conditioner Equipment and Air Source Heat Pumps (CAC-ASHP) - Version 4.1 Criteria
List Posted on September 15, 2015
IsHSVTC | TestedModelNumber | BmgId | AHRIRefNumber | ManufacturerName | ModelName | ProgramName | ARITypeDescription | ModelNumber | IndoorType | IndoorModelNumber | EER95F | SEER | HSPF | IsESApproved | IsESCertified | ESCertifiedDate | ESWithDrawnDate | CEE Tier
TRUE | XP19-048-230* | 1645 | 551501 | LENNOX INDUSTRIES, INC. | XP19-048-230* | HP | Split System: Heat Pump with Remote Outdoor Unit-Air-Source | XP19-048-230* |  | CBX32MV-060-230* | 12.3 | 17 | 9 | Yes | Yes | 2011-01-22 |  | 0
TRUE | XP19-024-230* | 1633 | 551502 | LENNOX INDUSTRIES, INC. | XP19-024-230* | HP | Split System: Heat Pump with Remote Outdoor Unit-Air-Source | XP19-024-230* |  | CBX32MV-036-230* | 13.5 | 18.4 | 9.1 | Yes | Yes | 2011-01-22 |  | 2
TRUE | XP15-036-230* | 1590 | 920403 | LENNOX INDUSTRIES, INC. | XP15-036-230* | HP | Split System: Heat Pump with Remote Outdoor Unit-Air-Source | XP15-036-230* |  | CBX32MV-048*+TDR | 12.2 | 15.2 | 9 | Yes | Yes | 2011-01-22 |  | 0
FALSE | XP17-030-230* | 1581 | 920419 | LENNOX INDUSTRIES, INC. | XP15-030-230* | HP | Split System: Heat Pump with Remote Outdoor Unit-Air-Source | XP15-030-230* |  | CR33-48*+TDR+TXV | 12 | 14.5 | 8.2 | Yes | Yes | 2011-01-22 |  | Below V5.0 Req.
FALSE | XP17-030-230* | 1581 | 920420 | LENNOX INDUSTRIES, INC. | XP15-030-230* | HP | Split System: Heat Pump with Remote Outdoor Unit-Air-Source | XP15-030-230* |  | CH23-51*+TDR+TXV | 12.2 | 14.7 | 8.2 | Yes | Yes | 2011-01-22 |  | Below V5.0 Req.
FALSE | XP17-036-230* | 1590 | 920424 | LENNOX INDUSTRIES, INC. | XP15-036-230* | HP | Split System: Heat Pump with Remote Outdoor Unit-Air-Source | XP15-036-230* |  | CB31MV-51*P+TDR+TXV | 12.2 | 15.2 | 9 | Yes | Yes | 2011-01-22 |  | 0
FALSE | XP17-024-230* | 1566 | 920446 | LENNOX INDUSTRIES, INC. | XP15-024-230* | HP | Split System: Heat Pump with Remote Outdoor Unit-Air-Source | XP15-024-230* |  | CR33-48*+TDR+TXV | 13.5 | 16.5 | 8.5 | Yes | Yes | 2011-01-22 |  | 1
FALSE | XP17-030-230* | 1581 | 1002131 | LENNOX INDUSTRIES, INC. | XP15-030-230* | HP | Split System: Heat Pump with Remote Outdoor Unit-Air-Source | XP15-030-230* |  | CX34-38*+TDR | 12.5 | 15 | 8.2 | Yes | Yes | 2011-01-22 |  | Below V5.0 Req.
FALSE | XP17-030-230* | 1581 | 1002132 | LENNOX INDUSTRIES, INC. | XP15-030-230* | HP | Split System: Heat Pump with Remote Outdoor Unit-Air-Source | XP15-030-230* |  | CX34-38*+TDR | 12 | 14.7 | 8.2 | Yes | Yes | 2011-01-22 |  | Below V5.0 Req.
FALSE | XP17-030-230* | 1581 | 1002133 | LENNOX INDUSTRIES, INC. | XP15-030-230* | HP | Split System: Heat Pump with Remote Outdoor Unit-Air-Source | XP15-030-230* |  | CX34-38*+TDR | 12.2 | 14.7 | 8.2 | Yes | Yes | 2011-01-22 |  | Below V5.0 Req.
TRUE | 4PHP15E30P | 208 | 1007636 | ARMSTRONG AIR CONDITIONING, INC. | 4PHP15E30P | HP | Single-Package Heat Pump Air-Source | 4PHP15E30P |  | NULL | 11.5 | 14 | 8 | Yes | Yes | 2011-01-22 |  | Below V5.0 Req.
TRUE | 4PHP15E30P | 208 | 1007637 | LENNOX INDUSTRIES, INC. | 15CHPXA-30-230 | HP | Single-Package Heat Pump Air-Source | 4PHP15E30P |  | NULL | 11.5 | 14 | 8 | Yes | Yes | 2011-02-28 |  | Below V5.0 Req.
TRUE | 4PHP15E42P | 2885 | 1007640 | ARMSTRONG AIR CONDITIONING, INC. | 4PHP15E42P | HP | Single-Package Heat Pump Air-Source | 4PHP15E42P |  | NULL | 12 | 15 | 8 | Yes | Yes | 2011-01-22 |  | Below V5.0 Req.
TRUE | 4PHP15E42P | 2885 | 1007641 | LENNOX INDUSTRIES, INC. | 15CHPXA-42-230 | HP | Single-Package Heat Pump Air-Source | 4PHP15E42P |  | NULL | 12 | 15 | 8 | Yes | Yes | 2011-02-28 |  | Below V5.0 Req.
TRUE | 4PHP15E48P | 232 | 1007642 | ARMSTRONG AIR CONDITIONING, INC. | 4PHP15E48P | HP | Single-Package Heat Pump Air-Source | 4PHP15E48P |  | NULL | 11.5 | 14 | 8 | Yes | Yes | 2011-01-22 |  | Below V5.0 Req.
TRUE | 4PHP15E48P | 232 | 1007643 | LENNOX INDUSTRIES, INC. | 15CHPXA-48-230 | HP | Single-Package Heat Pump Air-Source | 4PHP15E48P |  | NULL | 11.5 | 14 | 8 | Yes | Yes | 2011-02-28 |  | Below V5.0 Req.
TRUE | 4PHP15E24P | 199 | 1007646 | ARMSTRONG AIR CONDITIONING, INC. | 4PHP15E24P | HP | Single-Package Heat Pump Air-Source | 4PHP15E24P |  | NULL | 12 | 15 | 8 | Yes | Yes | 2011-01-22 |  | Below V5.0 Req.
TRUE | 4PHP15E24P | 199 | 1007647 | LENNOX INDUSTRIES, INC. | 15CHPXA-24-230 | HP | Single-Package Heat Pump Air-Source | 4PHP15E24P |  | NULL | 12 | 15 | 8 | Yes | Yes | 2011-02-28 |  | Below V5.0 Req.
FALSE | XP17-024-230* | 1566 | 1031238 | LENNOX INDUSTRIES, INC. | XP15-024-230* | HP | Split System: Heat Pump with Remote Outdoor Unit-Air-Source | XP15-024-230* |  | CBX32MV-036*+TDR | 12.5 | 15.5 | 8.5 | Yes | Yes | 2011-01-22 |  | 1
FALSE | XP17-024-230* | 1566 | 1053539 | LENNOX INDUSTRIES, INC. | XP15-024-230* | HP | Split System: Heat Pump with Remote Outdoor Unit-Air-Source | XP15-024-230* |  | CH23-51+TDR+TXV | 13 | 15.7 | 8.5 | Yes | Yes | 2011-01-22 |  | 1
FALSE | XP17-024-230* | 1566 | 1053540 | LENNOX INDUSTRIES, INC. | XP15-024-230* | HP | Split System: Heat Pump with Remote Outdoor Unit-Air-Source | XP15-024-230* |  | CR33-48+TDR+TXV | 13.2 | 16 | 8.5 | Yes | Yes | 2011-01-22 |  | 1
FALSE | XP17-030-230* | 1581 | 1053542 | LENNOX INDUSTRIES, INC. | XP15-030-230* | HP | Split System: Heat Pump with Remote Outdoor Unit-Air-Source | XP15-030-230* |  | CR33-48+TDR+TXV | 12 | 14.5 | 8.2 | Yes | Yes | 2011-01-22 |  | Below V5.0 Req.
FALSE | XP17-024-230* | 1566 | 1145183 | LENNOX INDUSTRIES, INC. | XP15-024-230* | HP | Split System: Heat Pump with Remote Outdoor Unit-Air-Source | XP15-024-230* |  | CBX27UH-030-230*+TDR | 13.7 | 16.7 | 8.7 | Yes | Yes | 2011-01-22 |  | 1
FALSE | XP17-024-230* | 1566 | 1171434 | LENNOX INDUSTRIES, INC. | XP15-024-230* | HP | Split System: Heat Pump with Remote Outdoor Unit-Air-Source | XP15-024-230* |  | CH23-51+TDR+TXV | 13.2 | 16 | 8.5 | Yes | Yes | 2011-01-22 |  | 1
FALSE | TPA036H4N*G | 1588 | 1275627 | LENNOX INDUSTRIES, INC. | 14HPX-036-230* | HP | Split System: Heat Pump with Remote Outdoor Unit-Air-Source | 14HPX-036-230* |  | CR33-50/60+TDR+TXV | 13 | 15 | 9 | Yes | Yes | 2011-01-22 |  | 1
FALSE | TPA036H4N*G | 1588 | 1275628 | LENNOX INDUSTRIES, INC. | 14HPX-036-230* | HP | Split System: Heat Pump with Remote Outdoor Unit-Air-Source | 14HPX-036-230* |  | CH33-44/48+TDR+TXV | 12.5 | 15 | 8.2 | Yes | Yes | 2011-01-22 |  | Below V5.0 Req.
FALSE | TPA036H4N*G | 1588 | 1275632 | LENNOX INDUSTRIES, INC. | 14HPX-036-230* | HP | Split System: Heat Pump with Remote Outdoor Unit-Air-Source | 14HPX-036-230* |  | CH33-43+TDR+TXV | 12.5 | 15 | 8.2 | Yes | Yes | 2011-01-22 |  | Below V5.0 Req.
FALSE | TPA036H4N*G | 1588 | 1275633 | LENNOX INDUSTRIES, INC. | 14HPX-036-230* | HP | Split System: Heat Pump with Remote Outdoor Unit-Air-Source | 14HPX-036-230* |  | CH33-43+TDR+TXV | 12 | 14.5 | 8.2 | Yes | Yes | 2011-01-22 |  | Below V5.0 Req.
FALSE | TPA036H4N*G | 1588 | 1275634 | LENNOX INDUSTRIES, INC. | 14HPX-036-230* | HP | Split System: Heat Pump with Remote Outdoor Unit-Air-Source | 14HPX-036-230* |  | CH33-43+TDR+TXV | 12.5 | 14.5 | 8.2 | Yes | Yes | 2011-01-22 |  | Below V5.0 Req.
FALSE | TPA036H4N*G | 1588 | 1275636 | LENNOX INDUSTRIES, INC. | 14HPX-036-230* | HP | Split System: Heat Pump with Remote Outdoor Unit-Air-Source | 14HPX-036-230* |  | CH33-49+TDR+TXV | 12.5 | 15 | 8.2 | Yes | Yes | 2011-01-22 |  | Below V5.0 Req.
FALSE | TPA036H4N*G | 1588 | 1275637 | LENNOX INDUSTRIES, INC. | 14HPX-036-230* | HP | Split System: Heat Pump with Remote Outdoor Unit-Air-Source | 14HPX-036-230* |  | CH33-49+TDR+TXV | 12.5 | 15 | 8.2 | Yes | Yes | 2011-01-22 |  | Below V5.0 Req.
FALSE | TPA036H4N*G | 1588 | 1275638 | LENNOX INDUSTRIES, INC. | 14HPX-036-230* | HP | Split System: Heat Pump with Remote Outdoor Unit-Air-Source | 14HPX-036-230* |  | CH33-50/60C+TDR+TXV | 12.5 | 15 | 8.2 | Yes | Yes | 2011-01-22 |  | Below V5.0 Req.
FALSE | TPA036H4N*G | 1588 | 1275639 | LENNOX INDUSTRIES, INC. | 14HPX-036-230* | HP | Split System: Heat Pump with Remote Outdoor Unit-Air-Source | 14HPX-036-230* |  | CH33-50/60C+TDR+TXV | 12.5 | 15 | 8.2 | Yes | Yes | 2011-01-22 |  | Below V5.0 Req.
FALSE | TPA042H4N*G | 1606 | 1275641 | LENNOX INDUSTRIES, INC. | 14HPX-042-230* | HP | Split System: Heat Pump with Remote Outdoor Unit-Air-Source | 14HPX-042-230* |  | CBX32MV-048*+TDR | 12.5 | 15 | 8.5 | Yes | Yes | 2011-01-22 |  | 1
FALSE | TPA042H4N*G | 1606 | 1275654 | LENNOX INDUSTRIES, INC. | 14HPX-042-230* | HP | Split System: Heat Pump with Remote Outdoor Unit-Air-Source | 14HPX-042-230* |  | CX34-49+TDR | 12.5 | 15 | 8.5 | Yes | Yes | 2011-01-22 |  | 1
FALSE | TPA042H4N*G | 1606 | 1275655 | LENNOX INDUSTRIES, INC. | 14HPX-042-230* | HP | Split System: Heat Pump with Remote Outdoor Unit-Air-Source | 14HPX-042-230* |  | CX34-49+TDR | 12 | 14.5 | 8.5 | Yes | Yes | 2011-01-22 |  | 0
FALSE | TPA042H4N*G | 1606 | 1275657 | LENNOX INDUSTRIES, INC. | 14HPX-042-230* | HP | Split System: Heat Pump with Remote Outdoor Unit-Air-Source | 14HPX-042-230* |  | CX34-49+TDR | 12 | 14.5 | 8.2 | Yes | Yes | 2011-01-22 |  | Below V5.0 Req.
FALSE | TPA042H4N*G | 1606 | 1275658 | LENNOX INDUSTRIES, INC. | 14HPX-042-230* | HP | Split System: Heat Pump with Remote Outdoor Unit-Air-Source | 14HPX-042-230* |  | CX34-49+TDR | 12 | 14.5 | 8.2 | Yes | Yes | 2011-01-22 |  | Below V5.0 Req.
FALSE | TPA042H4N*G | 1606 | 1275659 | LENNOX INDUSTRIES, INC. | 14HPX-042-230* | HP | Split System: Heat Pump with Remote Outdoor Unit-Air-Source | 14HPX-042-230* |  | CX34-49+TDR | 12 | 14.5 | 8.2 | Yes | Yes | 2011-01-22 |  | Below V5.0 Req.
FALSE | TPA042H4N*G | 1606 | 1275660 | LENNOX INDUSTRIES, INC. | 14HPX-042-230* | HP | Split System: Heat Pump with Remote Outdoor Unit-Air-Source | 14HPX-042-230* |  | CX34-49+TDR | 12 | 14.5 | 8.2 | Yes | Yes | 2011-01-22 |  | Below V5.0 Req.
FALSE | TPA042H4N*G | 1606 | 1275661 | LENNOX INDUSTRIES, INC. | 14HPX-042-230* | HP | Split System: Heat Pump with Remote Outdoor Unit-Air-Source | 14HPX-042-230* |  | CX34-62C+TDR | 13 | 15 | 9 | Yes | Yes | 2011-01-22 |  | 1
FALSE | TPA042H4N*G | 1606 | 1275683 | LENNOX INDUSTRIES, INC. | 14HPX-042-230* | HP | Split System: Heat Pump with Remote Outdoor Unit-Air-Source | 14HPX-042-230* |  | CH23-68+TDR+TXV | 12 | 14.5 | 8.5 | Yes | Yes | 2011-01-22 |  | 0
FALSE | TPA042H4N*G | 1606 | 1275684 | LENNOX INDUSTRIES, INC. | 14HPX-042-230* | HP | Split System: Heat Pump with Remote Outdoor Unit-Air-Source | 14HPX-042-230* |  | CH23-68+TDR+TXV | 12 | 14.5 | 8.5 | Yes | Yes | 2011-01-22 |  | 0
FALSE | TPA042H4N*G | 1606 | 1275685 | LENNOX INDUSTRIES, INC. | 14HPX-042-230* | HP | Split System: Heat Pump with Remote Outdoor Unit-Air-Source | 14HPX-042-230* |  | CH23-68+TDR+TXV | 12 | 14.5 | 8.5 | Yes | Yes | 2011-01-22 |  | 0
FALSE | TPA042H4N*G | 1606 | 1275686 | LENNOX INDUSTRIES, INC. | 14HPX-042-230* | HP | Split System: Heat Pump with Remote Outdoor Unit-Air-Source | 14HPX-042-230* |  | CH23-68+TDR+TXV | 12 | 14.5 | 8.5 | Yes | Yes | 2011-01-22 |  | 0
FALSE | TPA042H4N*G | 1606 | 1275687 | LENNOX INDUSTRIES, INC. | 14HPX-042-230* | HP | Split System: Heat Pump with Remote Outdoor Unit-Air-Source | 14HPX-042-230* |  | CH33-43B+TDR+TXV | 12 | 14.5 | 8.5 | Yes | Yes | 2011-01-22 |  | 0
FALSE | TPA042H4N*G | 1606 | 1275691 | LENNOX INDUSTRIES, INC. | 14HPX-042-230* | HP | Split System: Heat Pump with Remote Outdoor Unit-Air-Source | 14HPX-042-230* |  | CH33-43C+TDR+TXV | 12 | 14.5 | 8.5 | Yes | Yes | 2011-01-22 |  | 0
FALSE | TPA042H4N*G | 1606 | 1275692 | LENNOX INDUSTRIES, INC. | 14HPX-042-230* | HP | Split System: Heat Pump with Remote Outdoor Unit-Air-Source | 14HPX-042-230* |  | CH33-43C+TDR+TXV | 12 | 14.5 | 8.5 | Yes | Yes | 2011-01-22 |  | 0
FALSE | TPA042H4N*G | 1606 | 1275694 | LENNOX INDUSTRIES, INC. | 14HPX-042-230* | HP | Split System: Heat Pump with Remote Outdoor Unit-Air-Source | 14HPX-042-230* |  | CH33-43C+TDR+TXV | 12 | 14.5 | 8.2 | Yes | Yes | 2011-01-22 |  | Below V5.0 Req.
FALSE | TPA042H4N*G | 1606 | 1275695 | LENNOX INDUSTRIES, INC. | 14HPX-042-230* | HP | Split System: Heat Pump with Remote Outdoor Unit-Air-Source | 14HPX-042-230* |  | CH33-43C+TDR+TXV | 12 | 14.5 | 8.2 | Yes | Yes | 2011-01-22 |  | Below V5.0 Req.
FALSE | TPA042H4N*G | 1606 | 1275697 | LENNOX INDUSTRIES, INC. | 14HPX-042-230* | HP | Split System: Heat Pump with Remote Outdoor Unit-Air-Source | 14HPX-042-230* |  | CH33-43C+TDR+TXV | 12 | 14.5 | 8.2 | Yes | Yes | 2011-01-22 |  | Below V5.0 Req.
FALSE | TPA042H4N*G | 1606 | 1275698 | LENNOX INDUSTRIES, INC. | 14HPX-042-230* | HP | Split System: Heat Pump with Remote Outdoor Unit-Air-Source | 14HPX-042-230* |  | CH33-50/60C+TDR+TXV | 12 | 14.5 | 8.5 | Yes | Yes | 2011-01-22 |  | 0
FALSE | TPA042H4N*G | 1606 | 1275699 | LENNOX INDUSTRIES, INC. | 14HPX-042-230* | HP | Split System: Heat Pump with Remote Outdoor Unit-Air-Source | 14HPX-042-230* |  | CH33-50/60C+TDR+TXV | 12 | 14.5 | 8.2 | Yes | Yes | 2011-01-22 |  | Below V5.0 Req.
FALSE | TPA042H4N*G | 1606 | 1275701 | LENNOX INDUSTRIES, INC. | 14HPX-042-230* | HP | Split System: Heat Pump with Remote Outdoor Unit-Air-Source | 14HPX-042-230* |  | CH33-50/60C+TDR+TXV | 12 | 14.5 | 8.2 | Yes | Yes | 2011-01-22 |  | Below V5.0 Req.
FALSE | TPA042H4N*G | 1606 | 1275703 | LENNOX INDUSTRIES, INC. | 14HPX-042-230* | HP | Split System: Heat Pump with Remote Outdoor Unit-Air-Source | 14HPX-042-230* |  | CH33-50/60C+TDR+TXV | 12 | 14.5 | 8.2 | Yes | Yes | 2011-01-22 |  | Below V5.0 Req.
FALSE | TPA042H4N*G | 1606 | 1275704 | LENNOX INDUSTRIES, INC. | 14HPX-042-230* | HP | Split System: Heat Pump with Remote Outdoor Unit-Air-Source | 14HPX-042-230* |  | CH33-50/60C+TDR+TXV | 12 | 14.5 | 8.2 | Yes | Yes | 2011-01-22 |  | Below V5.0 Req.
FALSE | TPA042H4N*G | 1606 | 1275705 | LENNOX INDUSTRIES, INC. | 14HPX-042-230* | HP | Split System: Heat Pump with Remote Outdoor Unit-Air-Source | 14HPX-042-230* |  | CH33-60D+TDR+TXV | 13 | 15 | 9 | Yes | Yes | 2011-01-22 |  | 1
FALSE | TPA042H4N*G | 1606 | 1275706 | LENNOX INDUSTRIES, INC. | 14HPX-042-230* | HP | Split System: Heat Pump with Remote Outdoor Unit-Air-Source | 14HPX-042-230* |  | CH33-60D+TDR+TXV | 12 | 14.5 | 8.2 | Yes | Yes | 2011-01-22 |  | Below V5.0 Req.
FALSE | TPA048H4N*G | 1610 | 1275751 | LENNOX INDUSTRIES, INC. | 14HPX-048-230* | HP | Split System: Heat Pump with Remote Outdoor Unit-Air-Source | 14HPX-048-230* |  | CH23-68+TDR+TXV | 12 | 14.5 | 8.2 | Yes | Yes | 2011-01-22 |  | Below V5.0 Req.
FALSE | TPA048H4N*G | 1610 | 1275752 | LENNOX INDUSTRIES, INC. | 14HPX-048-230* | HP | Split System: Heat Pump with Remote Outdoor Unit-Air-Source | 14HPX-048-230* |  | CH23-68+TDR+TXV | 12 | 14.5 | 8.2 | Yes | Yes | 2011-01-22 |  | Below V5.0 Req.
FALSE | TPA048H4N*G | 1610 | 1275759 | LENNOX INDUSTRIES, INC. | 14HPX-048-230* | HP | Split System: Heat Pump with Remote Outdoor Unit-Air-Source | 14HPX-048-230* |  | CH33-60D+TDR+TXV | 12 | 14.5 | 8.2 | Yes | Yes | 2011-01-22 |  | Below V5.0 Req.
FALSE | TPA048H4N*G | 1610 | 1275761 | LENNOX INDUSTRIES, INC. | 14HPX-048-230* | HP | Split System: Heat Pump with Remote Outdoor Unit-Air-Source | 14HPX-048-230* |  | CH33-62D+TDR+TXV | 12 | 14.5 | 8.2 | Yes | Yes | 2011-01-22 |  | Below V5.0 Req.
FALSE | TPA060H4N*Y | 1623 | 1275778 | LENNOX INDUSTRIES, INC. | 14HPX-060-230* | HP | Split System: Heat Pump with Remote Outdoor Unit-Air-Source | 14HPX-060-230* |  | CX34-62D+TDR | 12 | 14.5 | 8.2 | Yes | Yes | 2011-01-22 |  | Below V5.0 Req.
FALSE | TPA060H4N*Y | 1623 | 1275782 | LENNOX INDUSTRIES, INC. | 14HPX-060-230* | HP | Split System: Heat Pump with Remote Outdoor Unit-Air-Source | 14HPX-060-230* |  | CH23-68+TDR+TXV | 12 | 14.5 | 8.2 | Yes | Yes | 2011-01-22 |  | Below V5.0 Req.
FALSE | TPA036H4N*G | 1588 | 1275801 | LENNOX INDUSTRIES, INC. | 14HPX-036-230* | HP | Split System: Heat Pump with Remote Outdoor Unit-Air-Source | 14HPX-036-230* |  | CBX27UH-036-230*+TDR | 12.5 | 15 | 8.5 | Yes | Yes | 2011-01-22 |  | 1
FALSE | TPA042H4N*G | 1606 | 1275803 | LENNOX INDUSTRIES, INC. | 14HPX-042-230* | HP | Split System: Heat Pump with Remote Outdoor Unit-Air-Source | 14HPX-042-230* |  | CBX27UH-042-230*+TDR | 12.5 | 15 | 8.5 | Yes | Yes | 2011-01-22 |  | 1
FALSE | TPA048H4N*G | 1610 | 1275805 | LENNOX INDUSTRIES, INC. | 14HPX-048-230* | HP | Split System: Heat Pump with Remote Outdoor Unit-Air-Source | 14HPX-048-230* |  | CBX27UH-048-230*+TDR | 12.5 | 15 | 8.5 | Yes | Yes | 2011-01-22 |  | 1
FALSE | TPA060H4N*Y | 1623 | 1275807 | LENNOX INDUSTRIES, INC. | 14HPX-060-230* | HP | Split System: Heat Pump with Remote Outdoor Unit-Air-Source | 14HPX-060-230* |  | CBX27UH-060-230*+TDR | 12.5 | 15 | 8.5 | Yes | Yes | 2011-01-22 |  | 1
FALSE | TPA036H4N*G | 1588 | 1275830 | LENNOX INDUSTRIES, INC. | 14HPX-036-230* | HP | Split System: Heat Pump with Remote Outdoor Unit-Air-Source | 14HPX-036-230* |  | CB27UH-036-230*+TDR+TXV | 12.5 | 15 | 8.5 | Yes | Yes | 2011-01-22 |  | 1
FALSE | TPA036H4N*G | 1588 | 1275832 | LENNOX INDUSTRIES, INC. | 14HPX-036-230* | HP | Split System: Heat Pump with Remote Outdoor Unit-Air-Source | 14HPX-036-230* |  | CB31MV-51*P+TDR+TXV | 12.5 | 15 | 8.5 | Yes | Yes | 2011-01-22 |  | 1
FALSE | TPA042H4N*G | 1606 | 1275836 | LENNOX INDUSTRIES, INC. | 14HPX-042-230* | HP | Split System: Heat Pump with Remote Outdoor Unit-Air-Source | 14HPX-042-230* |  | CB27UH-042-230*+TDR+TXV | 12.5 | 15 | 8.5 | Yes | Yes | 2011-01-22 |  | 1
FALSE | TPA036H4N*G | 1588 | 1292427 | LENNOX INDUSTRIES, INC. | XP14-036-230* | HP | Split System: Heat Pump with Remote Outdoor Unit-Air-Source | XP14-036-230* |  | CBX27UH-036-230*+TDR | 13 | 15 | 8.75 | Yes | Yes | 2011-01-22 |  | 1
FALSE | TPA036H4N*G | 1588 | 1292429 | LENNOX INDUSTRIES, INC. | XP14-036-230* | HP | Split System: Heat Pump with Remote Outdoor Unit-Air-Source | XP14-036-230* |  | CBX32MV-048*+TDR | 13 | 15 | 8.75 | Yes | Yes | 2011-01-22 |  | 1
FALSE | TPA036H4N*G | 1588 | 1292433 | LENNOX INDUSTRIES, INC. | XP14-036-230* | HP | Split System: Heat Pump with Remote Outdoor Unit-Air-Source | XP14-036-230* |  | CB27UH-036-230*+TDR+TXV | 13 | 15 | 8.75 | Yes | Yes | 2011-01-22 |  | 1
FALSE | TPA036H4N*G | 1588 | 1292435 | LENNOX INDUSTRIES, INC. | XP14-036-230* | HP | Split System: Heat Pump with Remote Outdoor Unit-Air-Source | XP14-036-230* |  | CB31MV-51*P+TDR+TXV | 13 | 15 | 8.75 | Yes | Yes | 2011-01-22 |  | 1
FALSE | TPA036H4N*G | 1588 | 1292456 | LENNOX INDUSTRIES, INC. | XP14-036-230* | HP | Split System: Heat Pump with Remote Outdoor Unit-Air-Source | XP14-036-230* |  | CX34-38+TDR | 13 | 15 | 8.75 | Yes | Yes | 2011-01-22 |  | 1
FALSE | TPA036H4N*G | 1588 | 1292464 | LENNOX INDUSTRIES, INC. | XP14-036-230* | HP | Split System: Heat Pump with Remote Outdoor Unit-Air-Source | XP14-036-230* |  | CX34-43+TDR | 13 | 15 | 8.25 | Yes | Yes | 2011-01-22 |  | Below V5.0 Req.
FALSE | TPA036H4N*G | 1588 | 1292465 | LENNOX INDUSTRIES, INC. | XP14-036-230* | HP | Split System: Heat Pump with Remote Outdoor Unit-Air-Source | XP14-036-230* |  | CX34-43+TDR | 13 | 15 | 8.25 | Yes | Yes | 2011-01-22 |  | Below V5.0 Req.
FALSE | TPA036H4N*G | 1588 | 1292472 | LENNOX INDUSTRIES, INC. | XP14-036-230* | HP | Split System: Heat Pump with Remote Outdoor Unit-Air-Source | XP14-036-230* |  | CX34-49+TDR | 13 | 15 | 8.25 | Yes | Yes | 2011-01-22 |  | Below V5.0 Req.
FALSE | TPA036H4N*G | 1588 | 1292473 | LENNOX INDUSTRIES, INC. | XP14-036-230* | HP | Split System: Heat Pump with Remote Outdoor Unit-Air-Source | XP14-036-230* |  | CX34-49+TDR | 13 | 15 | 8.25 | Yes | Yes | 2011-01-22 |  | Below V5.0 Req.
FALSE | TPA036H4N*G | 1588 | 1292474 | LENNOX INDUSTRIES, INC. | XP14-036-230* | HP | Split System: Heat Pump with Remote Outdoor Unit-Air-Source | XP14-036-230* |  | CX34-50/60C+TDR | 13 | 15 | 8.25 | Yes | Yes | 2011-01-22 |  | Below V5.0 Req.
FALSE | TPA036H4N*G | 1588 | 1292475 | LENNOX INDUSTRIES, INC. | XP14-036-230* | HP | Split System: Heat Pump with Remote Outdoor Unit-Air-Source | XP14-036-230* |  | CX34-50/60C+TDR | 13 | 15 | 8.25 | Yes | Yes | 2011-01-22 |  | Below V5.0 Req.
FALSE | TPA036H4N*G | 1588 | 1292477 | LENNOX INDUSTRIES, INC. | XP14-036-230* | HP | Split System: Heat Pump with Remote Outdoor Unit-Air-Source | XP14-036-230* |  | C33-38+TDR+TXV | 13 | 15 | 8.75 | Yes | Yes | 2011-01-22 |  | 1
FALSE | TPA036H4N*G | 1588 | 1292485 | LENNOX INDUSTRIES, INC. | XP14-036-230* | HP | Split System: Heat Pump with Remote Outdoor Unit-Air-Source | XP14-036-230* |  | C33-43+TDR+TXV | 13 | 15 | 8.25 | Yes | Yes | 2011-01-22 |  | Below V5.0 Req.
FALSE | TPA036H4N*G | 1588 | 1292486 | LENNOX INDUSTRIES, INC. | XP14-036-230* | HP | Split System: Heat Pump with Remote Outdoor Unit-Air-Source | XP14-036-230* |  | C33-43+TDR+TXV | 13 | 15 | 8.25 | Yes | Yes | 2011-01-22 |  | Below V5.0 Req.
FALSE | TPA036H4N*G | 1588 | 1292493 | LENNOX INDUSTRIES, INC. | XP14-036-230* | HP | Split System: Heat Pump with Remote Outdoor Unit-Air-Source | XP14-036-230* |  | C33-49+TDR+TXV | 13 | 15 | 8.25 | Yes | Yes | 2011-01-22 |  | Below V5.0 Req.
FALSE | TPA036H4N*G | 1588 | 1292494 | LENNOX INDUSTRIES, INC. | XP14-036-230* | HP | Split System: Heat Pump with Remote Outdoor Unit-Air-Source | XP14-036-230* |  | C33-49+TDR+TXV | 13 | 15 | 8.25 | Yes | Yes | 2011-01-22 |  | Below V5.0 Req.
FALSE | TPA036H4N*G | 1588 | 1292495 | LENNOX INDUSTRIES, INC. | XP14-036-230* | HP | Split System: Heat Pump with Remote Outdoor Unit-Air-Source | XP14-036-230* |  | C33-50/60C+TDR+TXV | 13 | 15 | 8.25 | Yes | Yes | 2011-01-22 |  | Below V5.0 Req.
FALSE | TPA042H4N*G | 1606 | 1292542 | LENNOX INDUSTRIES, INC. | XP14-042-230* | HP | Split System: Heat Pump with Remote Outdoor Unit-Air-Source | XP14-042-230* |  | CX34-49+TDR | 12.5 | 15 | 9 | Yes | Yes | 2011-01-22 |  | 1
FALSE | TPA042H4N*G | 1606 | 1292544 | LENNOX INDUSTRIES, INC. | XP14-042-230* | HP | Split System: Heat Pump with Remote Outdoor Unit-Air-Source | XP14-042-230* |  | CX34-49+TDR | 12.5 | 14.5 | 9 | Yes | Yes | 2011-01-22 |  | 0
FALSE | TPA042H4N*G | 1606 | 1292545 | LENNOX INDUSTRIES, INC. | XP14-042-230* | HP | Split System: Heat Pump with Remote Outdoor Unit-Air-Source | XP14-042-230* |  | CX34-49+TDR | 12.5 | 14.5 | 8.75 | Yes | Yes | 2011-01-22 |  | 0
FALSE | TPA042H4N*G | 1606 | 1292546 | LENNOX INDUSTRIES, INC. | XP14-042-230* | HP | Split System: Heat Pump with Remote Outdoor Unit-Air-Source | XP14-042-230* |  | CX34-49+TDR | 12.5 | 14.5 | 9 | Yes | Yes | 2011-01-22 |  | 0
FALSE | TPA042H4N*G | 1606 | 1292547 | LENNOX INDUSTRIES, INC. | XP14-042-230* | HP | Split System: Heat Pump with Remote Outdoor Unit-Air-Source | XP14-042-230* |  | CX34-49+TDR | 12.5 | 14.5 | 9 | Yes | Yes | 2011-01-22 |  | 0
FALSE | TPA042H4N*G | 1606 | 1292548 | LENNOX INDUSTRIES, INC. | XP14-042-230* | HP | Split System: Heat Pump with Remote Outdoor Unit-Air-Source | XP14-042-230* |  | CX34-62C+TDR | 13 | 15 | 9.25 | Yes | Yes | 2011-01-22 |  | 1
FALSE | TPA042H4N*G | 1606 | 1292549 | LENNOX INDUSTRIES, INC. | XP14-042-230* | HP | Split System: Heat Pump with Remote Outdoor Unit-Air-Source | XP14-042-230* |  | CX34-62C+TDR | 13 | 15 | 9.25 | Yes | Yes | 2011-01-22 |  | 1
FALSE | TPA042H4N*G | 1606 | 1292550 | LENNOX INDUSTRIES, INC. | XP14-042-230* | HP | Split System: Heat Pump with Remote Outdoor Unit-Air-Source | XP14-042-230* |  | CX34-62C+TDR | 12.5 | 14.5 | 9 | Yes | Yes | 2011-01-22 |  | 0
FALSE | TPA042H4N*G | 1606 | 1292551 | LENNOX INDUSTRIES, INC. | XP14-042-230* | HP | Split System: Heat Pump with Remote Outdoor Unit-Air-Source | XP14-042-230* |  | CX34-62C+TDR | 12.5 | 15 | 9.25 | Yes | Yes | 2011-01-22 |  | 1
FALSE | TPA042H4N*G | 1606 | 1292552 | LENNOX INDUSTRIES, INC. | XP14-042-230* | HP | Split System: Heat Pump with Remote Outdoor Unit-Air-Source | XP14-042-230* |  | CX34-62C+TDR | 12.5 | 15 | 9.25 | Yes | Yes | 2011-01-22 |  | 1
FALSE | TPA042H4N*G | 1606 | 1292553 | LENNOX INDUSTRIES, INC. | XP14-042-230* | HP | Split System: Heat Pump with Remote Outdoor Unit-Air-Source | XP14-042-230* |  | CX34-62C+TDR | 12.5 | 15 | 9.25 | Yes | Yes | 2011-01-22 |  | 1
FALSE | TPA042H4N*G | 1606 | 1292554 | LENNOX INDUSTRIES, INC. | XP14-042-230* | HP | Split System: Heat Pump with Remote Outdoor Unit-Air-Source | XP14-042-230* |  | CX34-62C+TDR | 12.5 | 15 | 9.25 | Yes | Yes | 2011-01-22 |  | 1
FALSE | TPA042H4N*G | 1606 | 1292555 | LENNOX INDUSTRIES, INC. | XP14-042-230* | HP | Split System: Heat Pump with Remote Outdoor Unit-Air-Source | XP14-042-230* |  | CX34-60D+TDR | 13 | 15 | 9 | Yes | Yes | 2011-01-22 |  | 1
FALSE | TPA042H4N*G | 1606 | 1292556 | LENNOX INDUSTRIES, INC. | XP14-042-230* | HP | Split System: Heat Pump with Remote Outdoor Unit-Air-Source | XP14-042-230* |  | CX34-60D+TDR | 12.5 | 15 | 9 | Yes | Yes | 2011-01-22 |  | 1
FALSE | TPA042H4N*G | 1606 | 1292557 | LENNOX INDUSTRIES, INC. | XP14-042-230* | HP | Split System: Heat Pump with Remote Outdoor Unit-Air-Source | XP14-042-230* |  | CX34-62D+TDR | 13 | 15 | 9.25 | Yes | Yes | 2011-01-22 |  | 1
FALSE | TPA042H4N*G | 1606 | 1292558 | LENNOX INDUSTRIES, INC. | XP14-042-230* | HP | Split System: Heat Pump with Remote Outdoor Unit-Air-Source | XP14-042-230* |  | CX34-62D+TDR | 13 | 15 | 9 | Yes | Yes | 2011-01-22 |  | 1
FALSE | TPA042H4N*G | 1606 | 1292559 | LENNOX INDUSTRIES, INC. | XP14-042-230* | HP | Split System: Heat Pump with Remote Outdoor Unit-Air-Source | XP14-042-230* |  | C33-49+TDR+TXV | 12.5 | 15 | 9 | Yes | Yes | 2011-01-22 |  | 1
FALSE | TPA042H4N*G | 1606 | 1292560 | LENNOX INDUSTRIES, INC. | XP14-042-230* | HP | Split System: Heat Pump with Remote Outdoor Unit-Air-Source | XP14-042-230* |  | C33-49+TDR+TXV | 12.5 | 15 | 9 | Yes | Yes | 2011-01-22 |  | 1
FALSE | TPA042H4N*G | 1606 | 1292583 | LENNOX INDUSTRIES, INC. | XP14-042-230* | HP | Split System: Heat Pump with Remote Outdoor Unit-Air-Source | XP14-042-230* |  | CR33-50/60+TDR+TXV | 12.5 | 14.5 | 9.25 | Yes | Yes | 2011-01-22 |  | 0
FALSE | TPA042H4N*G | 1606 | 1292584 | LENNOX INDUSTRIES, INC. | XP14-042-230* | HP | Split System: Heat Pump with Remote Outdoor Unit-Air-Source | XP14-042-230* |  | CR33-60+TDR+TXV | 12.5 | 15 | 9.5 | Yes | Yes | 2011-01-22 |  | 1
FALSE | TPA042H4N*G | 1606 | 1292585 | LENNOX INDUSTRIES, INC. | XP14-042-230* | HP | Split System: Heat Pump with Remote Outdoor Unit-Air-Source | XP14-042-230* |  | CR33-60+TDR+TXV | 12.5 | 15 | 9.5 | Yes | Yes | 2011-01-22 |  | 1
FALSE | TPA042H4N*G | 1606 | 1292586 | LENNOX INDUSTRIES, INC. | XP14-042-230* | HP | Split System: Heat Pump with Remote Outdoor Unit-Air-Source | XP14-042-230* |  | CH23-68+TDR+TXV | 12.5 | 15 | 9.5 | Yes | Yes | 2011-01-22 |  | 1
FALSE | TPA042H4N*G | 1606 | 1292587 | LENNOX INDUSTRIES, INC. | XP14-042-230* | HP | Split System: Heat Pump with Remote Outdoor Unit-Air-Source | XP14-042-230* |  | CH23-68+TDR+TXV | 12.5 | 14.5 | 9.5 | Yes | Yes | 2011-01-22 |  | 0
FALSE | TPA042H4N*G | 1606 | 1292588 | LENNOX INDUSTRIES, INC. | XP14-042-230* | HP | Split System: Heat Pump with Remote Outdoor Unit-Air-Source | XP14-042-230* |  | CH23-68+TDR+TXV | 12.5 | 14.5 | 9.5 | Yes | Yes | 2011-01-22 |  | 0
FALSE | TPA042H4N*G | 1606 | 1292589 | LENNOX INDUSTRIES, INC. | XP14-042-230* | HP | Split System: Heat Pump with Remote Outdoor Unit-Air-Source | XP14-042-230* |  | CH23-68+TDR+TXV | 12.5 | 14.5 | 9.5 | Yes | Yes | 2011-01-22 |  | 0
FALSE | TPA042H4N*G | 1606 | 1292590 | LENNOX INDUSTRIES, INC. | XP14-042-230* | HP | Split System: Heat Pump with Remote Outdoor Unit-Air-Source | XP14-042-230* |  | CH23-68+TDR+TXV | 12.5 | 15 | 9.5 | Yes | Yes | 2011-01-22 |  | 1
FALSE | TPA042H4N*G | 1606 | 1292591 | LENNOX INDUSTRIES, INC. | XP14-042-230* | HP | Split System: Heat Pump with Remote Outdoor Unit-Air-Source | XP14-042-230* |  | CH23-68+TDR+TXV | 12.5 | 14.5 | 9.5 | Yes | Yes | 2011-01-22 |  | 0
FALSE | TPA042H4N*G | 1606 | 1292592 | LENNOX INDUSTRIES, INC. | XP14-042-230* | HP | Split System: Heat Pump with Remote Outdoor Unit-Air-Source | XP14-042-230* |  | CH33-43B+TDR+TXV | 12.5 | 14.5 | 9 | Yes | Yes | 2011-01-22 |  | 0
FALSE | TPA042H4N*G | 1606 | 1292596 | LENNOX INDUSTRIES, INC. | XP14-042-230* | HP | Split System: Heat Pump with Remote Outdoor Unit-Air-Source | XP14-042-230* |  | CH33-43C+TDR+TXV | 12.5 | 15 | 9 | Yes | Yes | 2011-01-22 |  | 1
FALSE | TPA042H4N*G | 1606 | 1292597 | LENNOX INDUSTRIES, INC. | XP14-042-230* | HP | Split System: Heat Pump with Remote Outdoor Unit-Air-Source | XP14-042-230* |  | CH33-43C+TDR+TXV | 12.5 | 15 | 9 | Yes | Yes | 2011-01-22 |  | 1
FALSE | TPA042H4N*G | 1606 | 1292599 | LENNOX INDUSTRIES, INC. | XP14-042-230* | HP | Split System: Heat Pump with Remote Outdoor Unit-Air-Source | XP14-042-230* |  | CH33-43C+TDR+TXV | 12.5 | 14.5 | 8.75 | Yes | Yes | 2011-01-22 |  | 0
FALSE | TPA042H4N*G | 1606 | 1292600 | LENNOX INDUSTRIES, INC. | XP14-042-230* | HP | Split System: Heat Pump with Remote Outdoor Unit-Air-Source | XP14-042-230* |  | CH33-43C+TDR+TXV | 12.5 | 14.5 | 8.75 | Yes | Yes | 2011-01-22 |  | 0
FALSE | TPA042H4N*G | 1606 | 1292602 | LENNOX INDUSTRIES, INC. | XP14-042-230* | HP | Split System: Heat Pump with Remote Outdoor Unit-Air-Source | XP14-042-230* |  | CH33-43C+TDR+TXV | 12.5 | 14.5 | 9 | Yes | Yes | 2011-01-22 |  | 0
FALSE | TPA042H4N*G | 1606 | 1292603 | LENNOX INDUSTRIES, INC. | XP14-042-230* | HP | Split System: Heat Pump with Remote Outdoor Unit-Air-Source | XP14-042-230* |  | CH33-50/60C+TDR+TXV | 12.5 | 15 | 9 | Yes | Yes | 2011-01-22 |  | 1
FALSE | TPA042H4N*G | 1606 | 1292604 | LENNOX INDUSTRIES, INC. | XP14-042-230* | HP | Split System: Heat Pump with Remote Outdoor Unit-Air-Source | XP14-042-230* |  | CH33-50/60C+TDR+TXV | 12.5 | 14.5 | 9 | Yes | Yes | 2011-01-22 |  | 0
FALSE | XP17-024-230* | 1566 | 1349073 | LENNOX INDUSTRIES, INC. | XP15-024-230* | HP | Split System: Heat Pump with Remote Outdoor Unit-Air-Source | XP15-024-230* |  | CB27UH-030-230*+TDR+TXV | 13.7 | 16.7 | 8.7 | Yes | Yes | 2011-01-22 |  | 1
FALSE | TPA060H4N*Y | 1623 | 1349350 | LENNOX INDUSTRIES, INC. | 14HPX-060-230* | HP | Split System: Heat Pump with Remote Outdoor Unit-Air-Source | 14HPX-060-230* |  | CB27UH-060-230*+TDR+TXV | 12.5 | 15 | 8.5 | Yes | Yes | 2011-01-22 |  | 1
TRUE | YZH03611 | 2724 | 1416317 | YORK BY JOHNSON CONTROLS | YZH03611 | HP | Split System: Heat Pump with Remote Outdoor Unit-Air-Source | YZH03611 |  | FC/MC62D+MV12D+TXV | 13.35 | 17.5 | 10 | Yes | Yes | 2011-01-22 |  | 2
TRUE | YZH04811 | 2727 | 1416404 | YORK BY JOHNSON CONTROLS | YZH04811 | HP | Split System: Heat Pump with Remote Outdoor Unit-Air-Source | YZH04811 |  | FC/MC62D+MV20D+TXV | 12.5 | 17 | 9.8 | Yes | Yes | 2011-01-22 |  | 1
FALSE | SSZ160361A* | 1098 | 1434968 | XENON | SSZ160361A* | HP | Split System: Heat Pump with Remote Outdoor Unit-Air-Source | SSZ160361A* |  | CHPF3743D6A*+MBE2000**-1A*+TXV | 13 | 16 | 9.75 | Yes | Yes | 2011-02-24 |  | 2
FALSE | SSZ160361A* | 1098 | 1434969 | XENON | SSZ160361A* | HP | Split System: Heat Pump with Remote Outdoor Unit-Air-Source | SSZ160361A* |  | CHPF4860D6C*+MBE2000**-1A*+TXV | 13 | 16 | 9.5 | Yes | Yes | 2011-02-24 |  | 2
FALSE | SSZ160361A* | 1098 | 1434970 | XENON | SSZ160361A* | HP | Split System: Heat Pump with Remote Outdoor Unit-Air-Source | SSZ160361A* |  | CHPF4860D6C*+TXV | 13 | 16 | 9.5 | Yes | Yes | 2011-02-24 |  | 2
FALSE | SSZ160361A* | 1098 | 1434971 | XENON | SSZ160361A* | HP | Split System: Heat Pump with Remote Outdoor Unit-Air-Source | SSZ160361A* |  | CHPF4860D6C*+TXV | 13 | 16 | 9.5 | Yes | Yes | 2011-02-24 |  | 2
FALSE | SSZ160481A* | 1120 | 1434972 | XENON | SSZ160481A* | HP | Split System: Heat Pump with Remote Outdoor Unit-Air-Source | SSZ160481A* |  | CHPF4860D6C*+MBE2000**-1A*+TXV | 13 | 16 | 9.5 | Yes | Yes | 2011-02-24 |  | 2
FALSE | SSZ160481A* | 1120 | 1434973 | XENON | SSZ160481A* | HP | Split System: Heat Pump with Remote Outdoor Unit-Air-Source | SSZ160481A* |  | CHPF4860D6C*+TXV | 13 | 16 | 9.5 | Yes | Yes | 2011-02-24 |  | 2
FALSE | SSZ160481A* | 1120 | 1434974 | XENON | SSZ160481A* | HP | Split System: Heat Pump with Remote Outdoor Unit-Air-Source | SSZ160481A* |  | CHPF4860D6C*+TXV | 13 | 16 | 9.5 | Yes | Yes | 2011-02-24 |  | 2
FALSE | SSZ140251A* | 1079 | 1435015 | XENON | SSZ140241A* | HP | Split System: Heat Pump with Remote Outdoor Unit-Air-Source | SSZ140241A* |  | CHPF3636B6B*+MBE1200**-1A*+TXV | 12.5 | 15 | 8.5 | Yes | Yes | 2011-02-24 |  | 1
FALSE | SSZ140251A* | 1079 | 1435017 | XENON | SSZ140241A* | HP | Split System: Heat Pump with Remote Outdoor Unit-Air-Source | SSZ140241A* |  | CHPF3636B6B*+TXV | 12.2 | 14.5 | 8.3 | Yes | Yes | 2011-02-24 |  | Below V5.0 Req.
FALSE | SSZ140311A* | 1089 | 1435020 | XENON | SSZ140301A* | HP | Split System: Heat Pump with Remote Outdoor Unit-Air-Source | SSZ140301A* |  | CHPF3743C6A*+TXV | 12.2 | 14.5 | 8.5 | Yes | Yes | 2011-02-24 |  | 0
FALSE | SSZ140251A* | 1079 | 1435107 | XENON | SSZ140241A* | HP | Split System: Heat Pump with Remote Outdoor Unit-Air-Source | SSZ140241A* |  | CA*F3636*6B*+MBE1200**-1+TXV | 12.5 | 15 | 8.3 | Yes | Yes | 2011-02-24 |  | Below V5.0 Req.
FALSE | SSZ140251A* | 1079 | 1435108 | XENON | SSZ140241A* | HP | Split System: Heat Pump with Remote Outdoor Unit-Air-Source | SSZ140241A* |  | CA*F3636*6B*+MBE1600**-1+TXV | 13 | 15 | 8.5 | Yes | Yes | 2011-02-24 |  | 1
FALSE | SSZ140251A* | 1079 | 1435110 | XENON | SSZ140241A* | HP | Split System: Heat Pump with Remote Outdoor Unit-Air-Source | SSZ140241A* |  | CA*F3636*6B*+TXV | 12.5 | 15 | 8.3 | Yes | Yes | 2011-02-24 |  | Below V5.0 Req.
FALSE | SSZ140311A* | 1089 | 1435113 | XENON | SSZ140301A* | HP | Split System: Heat Pump with Remote Outdoor Unit-Air-Source | SSZ140301A* |  | CA*F3636*6B*+MBE1200**-1+TXV | 13 | 15 | 8.5 | Yes | Yes | 2011-02-24 |  | 1
FALSE | TPA036H4N*G | 1588 | 1483242 | LENNOX INDUSTRIES, INC. | XP14-036-230* | HP | Split System: Heat Pump with Remote Outdoor Unit-Air-Source | XP14-036-230* |  | C33-49+TDR+TXV | 12.5 | 14.5 | 8.25 | Yes | Yes | 2011-01-22 |  | Below V5.0 Req.
FALSE | TPA036H4N*G | 1588 | 1483243 | LENNOX INDUSTRIES, INC. | XP14-036-230* | HP | Split System: Heat Pump with Remote Outdoor Unit-Air-Source | XP14-036-230* |  | CX34-49+TDR | 12.5 | 14.5 | 8.25 | Yes | Yes | 2011-01-22 |  | Below V5.0 Req.
FALSE | TPA036H4N*G | 1588 | 1483244 | LENNOX INDUSTRIES, INC. | 14HPX-036-230* | HP | Split System: Heat Pump with Remote Outdoor Unit-Air-Source | 14HPX-036-230* |  | C33-49+TDR+TXV | 12.5 | 14.5 | 8.25 | Yes | Yes | 2011-01-22 |  | Below V5.0 Req.
FALSE | TPA036H4N*G | 1588 | 1483245 | LENNOX INDUSTRIES, INC. | 14HPX-036-230* | HP | Split System: Heat Pump with Remote Outdoor Unit-Air-Source | 14HPX-036-230* |  | CX34-49+TDR | 12.5 | 14.5 | 8.25 | Yes | Yes | 2011-01-22 |  | Below V5.0 Req.
FALSE | TPA036H4N*G | 1588 | 1489099 | LENNOX INDUSTRIES, INC. | 14HPX-036-230* | HP | Split System: Heat Pump with Remote Outdoor Unit-Air-Source | 14HPX-036-230* |  | CH33-43+TDR+TXV | 12.5 | 14.5 | 8.2 | Yes | Yes | 2011-01-22 |  | Below V5.0 Req.
FALSE | TPA036H4N*G | 1588 | 1489665 | LENNOX INDUSTRIES, INC. | 14HPX-036-230* | HP | Split System: Heat Pump with Remote Outdoor Unit-Air-Source | 14HPX-036-230* |  | CX34-49+TDR | 12.5 | 15 | 8.2 | Yes | Yes | 2011-01-22 |  | Below V5.0 Req.
FALSE | TPA036H4N*G | 1588 | 1489666 | LENNOX INDUSTRIES, INC. | 14HPX-036-230* | HP | Split System: Heat Pump with Remote Outdoor Unit-Air-Source | 14HPX-036-230* |  | CX34-50/60C+TDR | 12.5 | 15 | 8.2 | Yes | Yes | 2011-01-22 |  | Below V5.0 Req.
FALSE | TPA036H4N*G | 1588 | 1489667 | LENNOX INDUSTRIES, INC. | 14HPX-036-230* | HP | Split System: Heat Pump with Remote Outdoor Unit-Air-Source | 14HPX-036-230* |  | CR33-48+TDR+TXV | 12 | 14.5 | 8.2 | Yes | Yes | 2011-01-22 |  | Below V5.0 Req.
FALSE | TPA036H4N*G | 1588 | 1489668 | LENNOX INDUSTRIES, INC. | 14HPX-036-230* | HP | Split System: Heat Pump with Remote Outdoor Unit-Air-Source | 14HPX-036-230* |  | CR33-50/60+TDR+TXV | 13 | 15 | 9 | Yes | Yes | 2011-01-22 |  | 1
FALSE | TPA036H4N*G | 1588 | 1489669 | LENNOX INDUSTRIES, INC. | 14HPX-036-230* | HP | Split System: Heat Pump with Remote Outdoor Unit-Air-Source | 14HPX-036-230* |  | CH33-49+TDR+TXV | 12.5 | 15 | 8.2 | Yes | Yes | 2011-01-22 |  | Below V5.0 Req.
FALSE | TPA036H4N*G | 1588 | 1489670 | LENNOX INDUSTRIES, INC. | 14HPX-036-230* | HP | Split System: Heat Pump with Remote Outdoor Unit-Air-Source | 14HPX-036-230* |  | CH33-50/60C+TDR+TXV | 12.5 | 15 | 8.2 | Yes | Yes | 2011-01-22 |  | Below V5.0 Req.
FALSE | TPA042H4N*G | 1606 | 1489672 | LENNOX INDUSTRIES, INC. | 14HPX-042-230* | HP | Split System: Heat Pump with Remote Outdoor Unit-Air-Source | 14HPX-042-230* |  | CX34-62C+TDR | 12 | 14.5 | 8.5 | Yes | Yes | 2011-01-22 |  | 0
FALSE | TPA042H4N*G | 1606 | 1489674 | LENNOX INDUSTRIES, INC. | 14HPX-042-230* | HP | Split System: Heat Pump with Remote Outdoor Unit-Air-Source | 14HPX-042-230* |  | CH23-68+TDR+TXV | 12 | 14.5 | 8.5 | Yes | Yes | 2011-01-22 |  | 0
FALSE | TPA036H4N*G | 1588 | 1489736 | LENNOX INDUSTRIES, INC. | XP14-036-230* | HP | Split System: Heat Pump with Remote Outdoor Unit-Air-Source | XP14-036-230* |  | CR33-50/60+TDR+TXV | 13.5 | 16 | 9 | Yes | Yes | 2011-01-22 |  | 2
FALSE | TPA036H4N*G | 1588 | 1489737 | LENNOX INDUSTRIES, INC. | XP14-036-230* | HP | Split System: Heat Pump with Remote Outdoor Unit-Air-Source | XP14-036-230* |  | CH33-49+TDR+TXV | 13 | 15 | 8.25 | Yes | Yes | 2011-01-22 |  | Below V5.0 Req.
FALSE | TPA036H4N*G | 1588 | 1489738 | LENNOX INDUSTRIES, INC. | XP14-036-230* | HP | Split System: Heat Pump with Remote Outdoor Unit-Air-Source | XP14-036-230* |  | CH33-50/60C+TDR+TXV | 13 | 15 | 8.25 | Yes | Yes | 2011-01-22 |  | Below V5.0 Req.
FALSE | TPA042H4N*G | 1606 | 1489740 | LENNOX INDUSTRIES, INC. | XP14-042-230* | HP | Split System: Heat Pump with Remote Outdoor Unit-Air-Source | XP14-042-230* |  | CX34-62C+TDR | 12.5 | 14.5 | 9 | Yes | Yes | 2011-01-22 |  | 0
FALSE | TPA042H4N*G | 1606 | 1489742 | LENNOX INDUSTRIES, INC. | XP14-042-230* | HP | Split System: Heat Pump with Remote Outdoor Unit-Air-Source | XP14-042-230* |  | C33-62C+TDR+TXV | 12.5 | 14.5 | 9 | Yes | Yes | 2011-01-22 |  | 0
FALSE | TPA042H4N*G | 1606 | 1489744 | LENNOX INDUSTRIES, INC. | XP14-042-230* | HP | Split System: Heat Pump with Remote Outdoor Unit-Air-Source | XP14-042-230* |  | CH23-68+TDR+TXV | 12.5 | 14.5 | 9.5 | Yes | Yes | 2011-01-22 |  | 0
FALSE | TPA036H4N*G | 1588 | 1489894 | LENNOX INDUSTRIES, INC. | 14HPX-036-230* | HP | Split System: Heat Pump with Remote Outdoor Unit-Air-Source | 14HPX-036-230* |  | CX34-43+TDR | 12.5 | 15 | 8.2 | Yes | Yes | 2011-01-22 |  | Below V5.0 Req.
FALSE | TPA036H4N*G | 1588 | 1489974 | LENNOX INDUSTRIES, INC. | XP14-036-230* | HP | Split System: Heat Pump with Remote Outdoor Unit-Air-Source | XP14-036-230* |  | CR33-48+TDR+TXV | 12.5 | 14.5 | 8.5 | Yes | Yes | 2011-01-22 |  | 0
FALSE | TPA036H4N*G | 1588 | 1489975 | LENNOX INDUSTRIES, INC. | XP14-036-230* | HP | Split System: Heat Pump with Remote Outdoor Unit-Air-Source | XP14-036-230* |  | CR33-50/60+TDR+TXV | 13.5 | 16 | 9 | Yes | Yes | 2011-01-22 |  | 2
FALSE | TPA036H4N*G | 1588 | 1489976 | LENNOX INDUSTRIES, INC. | XP14-036-230* | HP | Split System: Heat Pump with Remote Outdoor Unit-Air-Source | XP14-036-230* |  | CH33-49+TDR+TXV | 13 | 15 | 8.5 | Yes | Yes | 2011-01-22 |  | 1
FALSE | TPA036H4N*G | 1588 | 1489977 | LENNOX INDUSTRIES, INC. | XP14-036-230* | HP | Split System: Heat Pump with Remote Outdoor Unit-Air-Source | XP14-036-230* |  | CH33-50/60C+TDR+TXV | 13 | 15 | 8.5 | Yes | Yes | 2011-01-22 |  | 1
FALSE | TPA042H4N*G | 1606 | 1489978 | LENNOX INDUSTRIES, INC. | XP14-042-230* | HP | Split System: Heat Pump with Remote Outdoor Unit-Air-Source | XP14-042-230* |  | CX34-49+TDR | 12.5 | 14.5 | 9 | Yes | Yes | 2011-01-22 |  | 0
FALSE | TPA042H4N*G | 1606 | 1489979 | LENNOX INDUSTRIES, INC. | XP14-042-230* | HP | Split System: Heat Pump with Remote Outdoor Unit-Air-Source | XP14-042-230* |  | CX34-62C+TDR | 12.5 | 15 | 9.25 | Yes | Yes | 2011-01-22 |  | 1
FALSE | TPA042H4N*G | 1606 | 1489980 | LENNOX INDUSTRIES, INC. | XP14-042-230* | HP | Split System: Heat Pump with Remote Outdoor Unit-Air-Source | XP14-042-230* |  | C33-49+TDR+TXV | 12.5 | 14.5 | 9 | Yes | Yes | 2011-01-22 |  | 0
FALSE | TPA042H4N*G | 1606 | 1489981 | LENNOX INDUSTRIES, INC. | XP14-042-230* | HP | Split System: Heat Pump with Remote Outdoor Unit-Air-Source | XP14-042-230* |  | C33-62C+TDR+TXV | 12.5 | 15 | 9.25 | Yes | Yes | 2011-01-22 |  | 1
FALSE | TPA042H4N*G | 1606 | 1489982 | LENNOX INDUSTRIES, INC. | XP14-042-230* | HP | Split System: Heat Pump with Remote Outdoor Unit-Air-Source | XP14-042-230* |  | CR33-50/60+TDR+TXV | 12.5 | 14.5 | 9.25 | Yes | Yes | 2011-01-22 |  | 0
FALSE | TPA042H4N*G | 1606 | 1489983 | LENNOX INDUSTRIES, INC. | XP14-042-230* | HP | Split System: Heat Pump with Remote Outdoor Unit-Air-Source | XP14-042-230* |  | CH23-68+TDR+TXV | 12.5 | 14.5 | 9.5 | Yes | Yes | 2011-01-22 |  | 0
FALSE | TPA042H4N*G | 1606 | 1489984 | LENNOX INDUSTRIES, INC. | XP14-042-230* | HP | Split System: Heat Pump with Remote Outdoor Unit-Air-Source | XP14-042-230* |  | CH33-43C+TDR+TXV | 12.5 | 14.5 | 8.75 | Yes | Yes | 2011-01-22 |  | 0
FALSE | TPA042H4N*G | 1606 | 1489985 | LENNOX INDUSTRIES, INC. | XP14-042-230* | HP | Split System: Heat Pump with Remote Outdoor Unit-Air-Source | XP14-042-230* |  | CH33-50/60C+TDR+TXV | 12 | 14.5 | 9 | Yes | Yes | 2011-01-22 |  | 0
FALSE | TPA042H4N*G | 1606 | 1490263 | LENNOX INDUSTRIES, INC. | XP14-042-230* | HP | Split System: Heat Pump with Remote Outdoor Unit-Air-Source | XP14-042-230* |  | CH33-50/60C+TDR+TXV | 12.5 | 14.5 | 9 | Yes | Yes | 2011-01-22 |  | 0
FALSE | TPA042H4N*G | 1606 | 1490446 | LENNOX INDUSTRIES, INC. | 14HPX-042-230* | HP | Split System: Heat Pump with Remote Outdoor Unit-Air-Source | 14HPX-042-230* |  | CX34-60D+TDR | 12 | 14.5 | 8.5 | Yes | Yes | 2011-01-22 |  | 0
FALSE | TPA042H4N*G | 1606 | 1490447 | LENNOX INDUSTRIES, INC. | 14HPX-042-230* | HP | Split System: Heat Pump with Remote Outdoor Unit-Air-Source | 14HPX-042-230* |  | CX34-62D+TDR | 13 | 15 | 9 | Yes | Yes | 2011-01-22 |  | 1
FALSE | TPA042H4N*G | 1606 | 1490448 | LENNOX INDUSTRIES, INC. | 14HPX-042-230* | HP | Split System: Heat Pump with Remote Outdoor Unit-Air-Source | 14HPX-042-230* |  | CR33-60+TDR+TXV | 12 | 14.5 | 8.5 | Yes | Yes | 2011-01-22 |  | 0
FALSE | T4BF-036KA | 1871 | 3075421 | NORDYNE, INC. | T4BF-036KA | HP | Split System: Heat Pump with Remote Outdoor Unit-Air-Source | T4BF-036KA |  | C6B(A,H)-X36(C,U)-B | 12.5 | 16 | 9 | Yes | Yes | 2011-01-22 |  | 1
FALSE | T4BF-036KA | 1871 | 3076011 | GRANDAIRE | JT4BF-036KA | HP | Split System: Heat Pump with Remote Outdoor Unit-Air-Source | T4BF-036KA |  | C6B(A,H)-X36(C,U)-C | 12.5 | 16 | 9 | Yes | Yes | 2011-02-08 |  | 1
FALSE | T4BF-048KA | 1876 | 3076012 | GRANDAIRE | JT4BF-048KA | HP | Split System: Heat Pump with Remote Outdoor Unit-Air-Source | T4BF-048KA |  | C6B(A,H)-X48(C,U)-C | 12.5 | 16 | 9 | Yes | Yes | 2011-02-08 |  | 1
TRUE | T4BF-024KA | 1866 | 3076016 | GRANDAIRE | JT4BF-024KA | HP | Split System: Heat Pump with Remote Outdoor Unit-Air-Source | T4BF-024KA |  | B4VM-X24K-B | 13 | 16 | 9 | Yes | Yes | 2011-02-08 |  | 2
FALSE | T4BF-036KA | 1871 | 3076017 | GRANDAIRE | JT4BF-036KA | HP | Split System: Heat Pump with Remote Outdoor Unit-Air-Source | T4BF-036KA |  | B4VM-X36K-B | 12.5 | 16 | 9 | Yes | Yes | 2011-02-08 |  | 1
FALSE | T4BF-048KA | 1876 | 3076018 | GRANDAIRE | JT4BF-048KA | HP | Split System: Heat Pump with Remote Outdoor Unit-Air-Source | T4BF-048KA |  | B4VM-X48K-C | 12.5 | 16 | 9 | Yes | Yes | 2011-02-08 |  | 1
FALSE | T4BF-024KB | 1866 | 3076020 | FRIGIDAIRE | FT4BF-024KA | HP | Split System: Heat Pump with Remote Outdoor Unit-Air-Source | T4BF-024KA |  | C6B(A,H)-X26(C,U)-B | 13 | 16 | 9 | Yes | Yes | 2011-02-08 |  | 2
FALSE | T4BF-036KA | 1871 | 3076021 | FRIGIDAIRE | FT4BF-036KA | HP | Split System: Heat Pump with Remote Outdoor Unit-Air-Source | T4BF-036KA |  | C6B(A,H)-X36(C,U)-B | 12.5 | 16 | 9 | Yes | Yes | 2011-02-08 |  | 1
FALSE | T4BF-036KA | 1871 | 3076022 | FRIGIDAIRE | FT4BF-036KA | HP | Split System: Heat Pump with Remote Outdoor Unit-Air-Source | T4BF-036KA |  | C6B(A,H)-X36(C,U)-C | 12.5 | 16 | 9 | Yes | Yes | 2011-02-08 |  | 1
FALSE | T4BF-048KA | 1876 | 3076023 | FRIGIDAIRE | FT4BF-048KA | HP | Split System: Heat Pump with Remote Outdoor Unit-Air-Source | T4BF-048KA |  | C6B(A,H)-X48(C,U)-C | 12.5 | 16 | 9 | Yes | Yes | 2011-02-08 |  | 1
TRUE | T4BF-024KA | 1866 | 3076027 | FRIGIDAIRE | FT4BF-024KA | HP | Split System: Heat Pump with Remote Outdoor Unit-Air-Source | T4BF-024KA |  | B4VM-X24K-B | 13 | 16 | 9 | Yes | Yes | 2011-02-08 |  | 2
FALSE | T4BF-036KA | 1871 | 3076028 | FRIGIDAIRE | FT4BF-036KA | HP | Split System: Heat Pump with Remote Outdoor Unit-Air-Source | T4BF-036KA |  | B4VM-X36K-B | 12.5 | 16 | 9 | Yes | Yes | 2011-02-08 |  | 1
FALSE | T4BF-048KA | 1876 | 3076029 | FRIGIDAIRE | FT4BF-048KA | HP | Split System: Heat Pump with Remote Outdoor Unit-Air-Source | T4BF-048KA |  | B4VM-X48K-C | 12.5 | 16 | 9 | Yes | Yes | 2011-02-08 |  | 1
FALSE | T4BF-024KB | 1866 | 3076031 | TAPPAN | FT4BF-024KA | HP | Split System: Heat Pump with Remote Outdoor Unit-Air-Source | T4BF-024KA |  | C6B(A,H)-X26(C,U)-B | 13 | 16 | 9 | Yes | Yes | 2011-02-08 |  | 2
FALSE | T4BF-036KA | 1871 | 3076032 | TAPPAN | FT4BF-036KA | HP | Split System: Heat Pump with Remote Outdoor Unit-Air-Source | T4BF-036KA |  | C6B(A,H)-X36(C,U)-B | 12.5 | 16 | 9 | Yes | Yes | 2011-02-08 |  | 1
FALSE | T4BF-036KA | 1871 | 3076033 | TAPPAN | FT4BF-036KA | HP | Split System: Heat Pump with Remote Outdoor Unit-Air-Source | T4BF-036KA |  | C6B(A,H)-X36(C,U)-C | 12.5 | 16 | 9 | Yes | Yes | 2011-02-08 |  | 1
FALSE | TPA036H4N*G | 1588 | 3081152 | LENNOX INDUSTRIES, INC. | TPA036H4N*Y | HP | Split System: Heat Pump with Remote Outdoor Unit-Air-Source | TPA036H4N*Y |  | CR33-48+TDR+TXV | 12 | 14.5 | 8.2 | Yes | Yes | 2011-01-22 |  | Below V5.0 Req.
FALSE | TPA036H4N*G | 1588 | 3081153 | LENNOX INDUSTRIES, INC. | TPA036H4N*Y | HP | Split System: Heat Pump with Remote Outdoor Unit-Air-Source | TPA036H4N*Y |  | CR33-50/60+TDR+TXV | 13 | 15 | 9 | Yes | Yes | 2011-01-22 |  | 1
FALSE | TPA036H4N*G | 1588 | 3081154 | LENNOX INDUSTRIES, INC. | TPA036H4N*Y | HP | Split System: Heat Pump with Remote Outdoor Unit-Air-Source | TPA036H4N*Y |  | CR33-50/60+TDR+TXV | 13 | 15 | 9 | Yes | Yes | 2011-01-22 |  | 1
FALSE | TPA036H4N*G | 1588 | 3081155 | LENNOX INDUSTRIES, INC. | TPA036H4N*Y | HP | Split System: Heat Pump with Remote Outdoor Unit-Air-Source | TPA036H4N*Y |  | CH33-44/48+TDR+TXV | 12.5 | 15 | 8.2 | Yes | Yes | 2011-01-22 |  | Below V5.0 Req.
FALSE | TPA036H4N*G | 1588 | 3081159 | LENNOX INDUSTRIES, INC. | TPA036H4N*Y | HP | Split System: Heat Pump with Remote Outdoor Unit-Air-Source | TPA036H4N*Y |  | CH33-43+TDR+TXV | 12.5 | 15 | 8.2 | Yes | Yes | 2011-01-22 |  | Below V5.0 Req.
FALSE | TPA036H4N*G | 1588 | 3081160 | LENNOX INDUSTRIES, INC. | TPA036H4N*Y | HP | Split System: Heat Pump with Remote Outdoor Unit-Air-Source | TPA036H4N*Y |  | CH33-43+TDR+TXV | 12 | 14.5 | 8.2 | Yes | Yes | 2011-01-22 |  | Below V5.0 Req.
FALSE | TPA036H4N*G | 1588 | 3081161 | LENNOX INDUSTRIES, INC. | TPA036H4N*Y | HP | Split System: Heat Pump with Remote Outdoor Unit-Air-Source | TPA036H4N*Y |  | CH33-43+TDR+TXV | 12.5 | 14.5 | 8.2 | Yes | Yes | 2011-01-22 |  | Below V5.0 Req.
FALSE | TPA036H4N*G | 1588 | 3081163 | LENNOX INDUSTRIES, INC. | TPA036H4N*Y | HP | Split System: Heat Pump with Remote Outdoor Unit-Air-Source | TPA036H4N*Y |  | CH33-49+TDR+TXV | 12.5 | 15 | 8.2 | Yes | Yes | 2011-01-22 |  | Below V5.0 Req.
FALSE | TPA036H4N*G | 1588 | 3081164 | LENNOX INDUSTRIES, INC. | TPA036H4N*Y | HP | Split System: Heat Pump with Remote Outdoor Unit-Air-Source | TPA036H4N*Y |  | CH33-49+TDR+TXV | 12.5 | 15 | 8.2 | Yes | Yes | 2011-01-22 |  | Below V5.0 Req.
FALSE | TPA036H4N*G | 1588 | 3081165 | LENNOX INDUSTRIES, INC. | TPA036H4N*Y | HP | Split System: Heat Pump with Remote Outdoor Unit-Air-Source | TPA036H4N*Y |  | CH33-50/60C+TDR+TXV | 12.5 | 15 | 8.2 | Yes | Yes | 2011-01-22 |  | Below V5.0 Req.
FALSE | TPA036H4N*G | 1588 | 3081166 | LENNOX INDUSTRIES, INC. | TPA036H4N*Y | HP | Split System: Heat Pump with Remote Outdoor Unit-Air-Source | TPA036H4N*Y |  | CH33-50/60C+TDR+TXV | 12.5 | 15 | 8.2 | Yes | Yes | 2011-01-22 |  | Below V5.0 Req.
FALSE | TPA036H4N*G | 1588 | 3081168 | LENNOX INDUSTRIES, INC. | TPA036H4N*Y | HP | Split System: Heat Pump with Remote Outdoor Unit-Air-Source | TPA036H4N*Y |  | CBX27UH-036-230*+TDR | 12.5 | 15 | 8.5 | Yes | Yes | 2011-01-22 |  | 1
FALSE | TPA036H4N*G | 1588 | 3081170 | LENNOX INDUSTRIES, INC. | TPA036H4N*Y | HP | Split System: Heat Pump with Remote Outdoor Unit-Air-Source | TPA036H4N*Y |  | CB27UH-036-230*+TDR+TXV | 12.5 | 15 | 8.5 | Yes | Yes | 2011-01-22 |  | 1
FALSE | TPA036H4N*G | 1588 | 3081172 | LENNOX INDUSTRIES, INC. | TPA036H4N*Y | HP | Split System: Heat Pump with Remote Outdoor Unit-Air-Source | TPA036H4N*Y |  | CB31MV-51*P+TDR+TXV | 12.5 | 15 | 8.5 | Yes | Yes | 2011-01-22 |  | 1
FALSE | TPA036H4N*G | 1588 | 3081177 | LENNOX INDUSTRIES, INC. | TPA036H4N*Y | HP | Split System: Heat Pump with Remote Outdoor Unit-Air-Source | TPA036H4N*Y |  | C33-49+TDR+TXV | 12.5 | 14.5 | 8.25 | Yes | Yes | 2011-01-22 |  | Below V5.0 Req.
FALSE | TPA036H4N*G | 1588 | 3081178 | LENNOX INDUSTRIES, INC. | TPA036H4N*Y | HP | Split System: Heat Pump with Remote Outdoor Unit-Air-Source | TPA036H4N*Y |  | CX34-49+TDR | 12.5 | 14.5 | 8.25 | Yes | Yes | 2011-01-22 |  | Below V5.0 Req.
FALSE | TPA036H4N*G | 1588 | 3081184 | LENNOX INDUSTRIES, INC. | TPA036H4N*Y | HP | Split System: Heat Pump with Remote Outdoor Unit-Air-Source | TPA036H4N*Y |  | CH33-43+TDR+TXV | 12.5 | 14.5 | 8.2 | Yes | Yes | 2011-01-22 |  | Below V5.0 Req.
FALSE | TPA036H4N*G | 1588 | 3081187 | LENNOX INDUSTRIES, INC. | TPA036H4N*Y | HP | Split System: Heat Pump with Remote Outdoor Unit-Air-Source | TPA036H4N*Y |  | CX34-49+TDR | 12.5 | 15 | 8.2 | Yes | Yes | 2011-01-22 |  | Below V5.0 Req.
FALSE | TPA036H4N*G | 1588 | 3081240 | LENNOX INDUSTRIES, INC. | TPA036H4N*G | HP | Split System: Heat Pump with Remote Outdoor Unit-Air-Source | TPA036H4N*G |  | CX34-50/60C+TDR | 12.5 | 15 | 8.2 | Yes | Yes | 2011-01-22 |  | Below V5.0 Req.
FALSE | TPA036H4N*G | 1588 | 3081242 | LENNOX INDUSTRIES, INC. | TPA036H4N*G | HP | Split System: Heat Pump with Remote Outdoor Unit-Air-Source | TPA036H4N*G |  | CR33-48+TDR+TXV | 12.5 | 14.5 | 8.2 | Yes | Yes | 2011-01-22 |  | Below V5.0 Req.
FALSE | TPA036H4N*G | 1588 | 3081246 | LENNOX INDUSTRIES, INC. | TPA036H4N*G | HP | Split System: Heat Pump with Remote Outdoor Unit-Air-Source | TPA036H4N*G |  | CR33-48+TDR+TXV | 12 | 14.5 | 8.2 | Yes | Yes | 2011-01-22 |  | Below V5.0 Req.
FALSE | TPA036H4N*G | 1588 | 3081247 | LENNOX INDUSTRIES, INC. | TPA036H4N*G | HP | Split System: Heat Pump with Remote Outdoor Unit-Air-Source | TPA036H4N*G |  | CR33-48+TDR+TXV | 12 | 14.5 | 8.2 | Yes | Yes | 2011-01-22 |  | Below V5.0 Req.
FALSE | TPA036H4N*G | 1588 | 3081248 | LENNOX INDUSTRIES, INC. | TPA036H4N*G | HP | Split System: Heat Pump with Remote Outdoor Unit-Air-Source | TPA036H4N*G |  | CR33-50/60+TDR+TXV | 13 | 15 | 9 | Yes | Yes | 2011-01-22 |  | 1
FALSE | TPA036H4N*G | 1588 | 3081249 | LENNOX INDUSTRIES, INC. | TPA036H4N*G | HP | Split System: Heat Pump with Remote Outdoor Unit-Air-Source | TPA036H4N*G |  | CR33-50/60+TDR+TXV | 13 | 15 | 9 | Yes | Yes | 2011-01-22 |  | 1
FALSE | TPA036H4N*G | 1588 | 3081250 | LENNOX INDUSTRIES, INC. | TPA036H4N*G | HP | Split System: Heat Pump with Remote Outdoor Unit-Air-Source | TPA036H4N*G |  | CH33-44/48+TDR+TXV | 12.5 | 15 | 8.2 | Yes | Yes | 2011-01-22 |  | Below V5.0 Req.
FALSE | TPA036H4N*G | 1588 | 3081254 | LENNOX INDUSTRIES, INC. | TPA036H4N*G | HP | Split System: Heat Pump with Remote Outdoor Unit-Air-Source | TPA036H4N*G |  | CH33-43+TDR+TXV | 12.5 | 15 | 8.2 | Yes | Yes | 2011-01-22 |  | Below V5.0 Req.
FALSE | TPA036H4N*G | 1588 | 3081255 | LENNOX INDUSTRIES, INC. | TPA036H4N*G | HP | Split System: Heat Pump with Remote Outdoor Unit-Air-Source | TPA036H4N*G |  | CH33-43+TDR+TXV | 12 | 14.5 | 8.2 | Yes | Yes | 2011-01-22 |  | Below V5.0 Req.
FALSE | TPA036H4N*G | 1588 | 3081256 | LENNOX INDUSTRIES, INC. | TPA036H4N*G | HP | Split System: Heat Pump with Remote Outdoor Unit-Air-Source | TPA036H4N*G |  | CH33-43+TDR+TXV | 12.5 | 14.5 | 8.2 | Yes | Yes | 2011-01-22 |  | Below V5.0 Req.
FALSE | TPA036H4N*G | 1588 | 3081258 | LENNOX INDUSTRIES, INC. | TPA036H4N*G | HP | Split System: Heat Pump with Remote Outdoor Unit-Air-Source | TPA036H4N*G |  | CH33-49+TDR+TXV | 12.5 | 15 | 8.2 | Yes | Yes | 2011-01-22 |  | Below V5.0 Req.
FALSE | TPA036H4N*G | 1588 | 3081259 | LENNOX INDUSTRIES, INC. | TPA036H4N*G | HP | Split System: Heat Pump with Remote Outdoor Unit-Air-Source | TPA036H4N*G |  | CH33-49+TDR+TXV | 12.5 | 15 | 8.2 | Yes | Yes | 2011-01-22 |  | Below V5.0 Req.
FALSE | TPA036H4N*G | 1588 | 3081260 | LENNOX INDUSTRIES, INC. | TPA036H4N*G | HP | Split System: Heat Pump with Remote Outdoor Unit-Air-Source | TPA036H4N*G |  | CH33-50/60C+TDR+TXV | 12.5 | 15 | 8.2 | Yes | Yes | 2011-01-22 |  | Below V5.0 Req.
FALSE | TPA036H4N*G | 1588 | 3081261 | LENNOX INDUSTRIES, INC. | TPA036H4N*G | HP | Split System: Heat Pump with Remote Outdoor Unit-Air-Source | TPA036H4N*G |  | CH33-50/60C+TDR+TXV | 12.5 | 15 | 8.2 | Yes | Yes | 2011-01-22 |  | Below V5.0 Req.
FALSE | TPA036H4N*G | 1588 | 3081263 | LENNOX INDUSTRIES, INC. | TPA036H4N*G | HP | Split System: Heat Pump with Remote Outdoor Unit-Air-Source | TPA036H4N*G |  | CBX27UH-036-230*+TDR | 12.5 | 15 | 8.5 | Yes | Yes | 2011-01-22 |  | 1
FALSE | TPA036H4N*G | 1588 | 3081265 | LENNOX INDUSTRIES, INC. | TPA036H4N*G | HP | Split System: Heat Pump with Remote Outdoor Unit-Air-Source | TPA036H4N*G |  | CB27UH-036-230*+TDR+TXV | 12.5 | 15 | 8.5 | Yes | Yes | 2011-01-22 |  | 1
FALSE | TPA036H4N*G | 1588 | 3081267 | LENNOX INDUSTRIES, INC. | TPA036H4N*G | HP | Split System: Heat Pump with Remote Outdoor Unit-Air-Source | TPA036H4N*G |  | CB31MV-51*P+TDR+TXV | 12.5 | 15 | 8.5 | Yes | Yes | 2011-01-22 |  | 1
FALSE | TPA036H4N*G | 1588 | 3081272 | LENNOX INDUSTRIES, INC. | TPA036H4N*G | HP | Split System: Heat Pump with Remote Outdoor Unit-Air-Source | TPA036H4N*G |  | C33-49+TDR+TXV | 12.5 | 14.5 | 8.25 | Yes | Yes | 2011-01-22 |  | Below V5.0 Req.
FALSE | TPA042H4N*G | 1606 | 3081315 | LENNOX INDUSTRIES, INC. | TPA042H4N*Y | HP | Split System: Heat Pump with Remote Outdoor Unit-Air-Source | TPA042H4N*Y |  | CX34-49+TDR | 12.5 | 15 | 8.5 | Yes | Yes | 2011-01-22 |  | 1
FALSE | TPA042H4N*G | 1606 | 3081316 | LENNOX INDUSTRIES, INC. | TPA042H4N*Y | HP | Split System: Heat Pump with Remote Outdoor Unit-Air-Source | TPA042H4N*Y |  | CX34-49+TDR | 12 | 14.5 | 8.5 | Yes | Yes | 2011-01-22 |  | 0
FALSE | TPA042H4N*G | 1606 | 3081318 | LENNOX INDUSTRIES, INC. | TPA042H4N*Y | HP | Split System: Heat Pump with Remote Outdoor Unit-Air-Source | TPA042H4N*Y |  | CX34-49+TDR | 12 | 14.5 | 8.2 | Yes | Yes | 2011-01-22 |  | Below V5.0 Req.
FALSE | TPA042H4N*G | 1606 | 3081319 | LENNOX INDUSTRIES, INC. | TPA042H4N*Y | HP | Split System: Heat Pump with Remote Outdoor Unit-Air-Source | TPA042H4N*Y |  | CX34-49+TDR | 12 | 14.5 | 8.2 | Yes | Yes | 2011-01-22 |  | Below V5.0 Req.
FALSE | TPA042H4N*G | 1606 | 3081320 | LENNOX INDUSTRIES, INC. | TPA042H4N*Y | HP | Split System: Heat Pump with Remote Outdoor Unit-Air-Source | TPA042H4N*Y |  | CX34-49+TDR | 12 | 14.5 | 8.2 | Yes | Yes | 2011-01-22 |  | Below V5.0 Req.
FALSE | TPA042H4N*G | 1606 | 3081321 | LENNOX INDUSTRIES, INC. | TPA042H4N*Y | HP | Split System: Heat Pump with Remote Outdoor Unit-Air-Source | TPA042H4N*Y |  | CX34-49+TDR | 12 | 14.5 | 8.2 | Yes | Yes | 2011-01-22 |  | Below V5.0 Req.
FALSE | TPA042H4N*G | 1606 | 3081322 | LENNOX INDUSTRIES, INC. | TPA042H4N*Y | HP | Split System: Heat Pump with Remote Outdoor Unit-Air-Source | TPA042H4N*Y |  | CX34-62C+TDR | 13 | 15 | 9 | Yes | Yes | 2011-01-22 |  | 1
FALSE | TPA042H4N*G | 1606 | 3081323 | LENNOX INDUSTRIES, INC. | TPA042H4N*Y | HP | Split System: Heat Pump with Remote Outdoor Unit-Air-Source | TPA042H4N*Y |  | CX34-62C+TDR | 13 | 15 | 9 | Yes | Yes | 2011-01-22 |  | 1
FALSE | TPA042H4N*G | 1606 | 3081324 | LENNOX INDUSTRIES, INC. | TPA042H4N*Y | HP | Split System: Heat Pump with Remote Outdoor Unit-Air-Source | TPA042H4N*Y |  | CX34-62C+TDR | 12 | 14.5 | 8.5 | Yes | Yes | 2011-01-22 |  | 0
FALSE | TPA042H4N*G | 1606 | 3081325 | LENNOX INDUSTRIES, INC. | TPA042H4N*Y | HP | Split System: Heat Pump with Remote Outdoor Unit-Air-Source | TPA042H4N*Y |  | CX34-62C+TDR | 12 | 14.5 | 8.5 | Yes | Yes | 2011-01-22 |  | 0
FALSE | TPA042H4N*G | 1606 | 3081326 | LENNOX INDUSTRIES, INC. | TPA042H4N*Y | HP | Split System: Heat Pump with Remote Outdoor Unit-Air-Source | TPA042H4N*Y |  | CX34-62C+TDR | 12 | 14.5 | 8.5 | Yes | Yes | 2011-01-22 |  | 0
FALSE | TPA042H4N*G | 1606 | 3081327 | LENNOX INDUSTRIES, INC. | TPA042H4N*Y | HP | Split System: Heat Pump with Remote Outdoor Unit-Air-Source | TPA042H4N*Y |  | CX34-62C+TDR | 12.5 | 15 | 8.5 | Yes | Yes | 2011-01-22 |  | 1
FALSE | TPA042H4N*G | 1606 | 3081328 | LENNOX INDUSTRIES, INC. | TPA042H4N*Y | HP | Split System: Heat Pump with Remote Outdoor Unit-Air-Source | TPA042H4N*Y |  | CX34-62C+TDR | 12.5 | 15 | 8.5 | Yes | Yes | 2011-01-22 |  | 1
FALSE | TPA042H4N*G | 1606 | 3081329 | LENNOX INDUSTRIES, INC. | TPA042H4N*Y | HP | Split System: Heat Pump with Remote Outdoor Unit-Air-Source | TPA042H4N*Y |  | CX34-60D+TDR | 13 | 15 | 9 | Yes | Yes | 2011-01-22 |  | 1
FALSE | TPA042H4N*G | 1606 | 3081330 | LENNOX INDUSTRIES, INC. | TPA042H4N*Y | HP | Split System: Heat Pump with Remote Outdoor Unit-Air-Source | TPA042H4N*Y |  | CX34-60D+TDR | 12 | 14.5 | 8.5 | Yes | Yes | 2011-01-22 |  | 0
FALSE | TPA042H4N*G | 1606 | 3081331 | LENNOX INDUSTRIES, INC. | TPA042H4N*Y | HP | Split System: Heat Pump with Remote Outdoor Unit-Air-Source | TPA042H4N*Y |  | CX34-62D+TDR | 13 | 15 | 9 | Yes | Yes | 2011-01-22 |  | 1
FALSE | TPA042H4N*G | 1606 | 3081332 | LENNOX INDUSTRIES, INC. | TPA042H4N*Y | HP | Split System: Heat Pump with Remote Outdoor Unit-Air-Source | TPA042H4N*Y |  | CX34-62D+TDR | 13 | 15 | 9 | Yes | Yes | 2011-01-22 |  | 1
FALSE | TPA042H4N*G | 1606 | 3081333 | LENNOX INDUSTRIES, INC. | TPA042H4N*Y | HP | Split System: Heat Pump with Remote Outdoor Unit-Air-Source | TPA042H4N*Y |  | CR33-50/60+TDR+TXV | 12 | 14.5 | 8.5 | Yes | Yes | 2011-01-22 |  | 0
FALSE | TPA042H4N*G | 1606 | 3081358 | LENNOX INDUSTRIES, INC. | TPA042H4N*Y | HP | Split System: Heat Pump with Remote Outdoor Unit-Air-Source | TPA042H4N*Y |  | CH33-43C+TDR+TXV | 12 | 14.5 | 8.2 | Yes | Yes | 2011-01-22 |  | Below V5.0 Req.
FALSE | TPA042H4N*G | 1606 | 3081359 | LENNOX INDUSTRIES, INC. | TPA042H4N*Y | HP | Split System: Heat Pump with Remote Outdoor Unit-Air-Source | TPA042H4N*Y |  | CH33-50/60C+TDR+TXV | 12 | 14.5 | 8.2 | Yes | Yes | 2011-01-22 |  | Below V5.0 Req.
FALSE | TPA042H4N*G | 1606 | 3081360 | LENNOX INDUSTRIES, INC. | TPA042H4N*Y | HP | Split System: Heat Pump with Remote Outdoor Unit-Air-Source | TPA042H4N*Y |  | CH33-50/60C+TDR+TXV | 12 | 14.5 | 8.2 | Yes | Yes | 2011-01-22 |  | Below V5.0 Req.
FALSE | TPA042H4N*G | 1606 | 3081362 | LENNOX INDUSTRIES, INC. | TPA042H4N*Y | HP | Split System: Heat Pump with Remote Outdoor Unit-Air-Source | TPA042H4N*Y |  | CH33-50/60C+TDR+TXV | 12 | 14.5 | 8.2 | Yes | Yes | 2011-01-22 |  | Below V5.0 Req.
FALSE | TPA042H4N*G | 1606 | 3081364 | LENNOX INDUSTRIES, INC. | TPA042H4N*Y | HP | Split System: Heat Pump with Remote Outdoor Unit-Air-Source | TPA042H4N*Y |  | CH33-50/60C+TDR+TXV | 12 | 14.5 | 8.2 | Yes | Yes | 2011-01-22 |  | Below V5.0 Req.
FALSE | TPA042H4N*G | 1606 | 3081365 | LENNOX INDUSTRIES, INC. | TPA042H4N*Y | HP | Split System: Heat Pump with Remote Outdoor Unit-Air-Source | TPA042H4N*Y |  | CH33-50/60C+TDR+TXV | 12 | 14.5 | 8.2 | Yes | Yes | 2011-01-22 |  | Below V5.0 Req.
FALSE | TPA042H4N*G | 1606 | 3081366 | LENNOX INDUSTRIES, INC. | TPA042H4N*Y | HP | Split System: Heat Pump with Remote Outdoor Unit-Air-Source | TPA042H4N*Y |  | CH33-60D+TDR+TXV | 13 | 15 | 9 | Yes | Yes | 2011-01-22 |  | 1
FALSE | TPA042H4N*G | 1606 | 3081367 | LENNOX INDUSTRIES, INC. | TPA042H4N*Y | HP | Split System: Heat Pump with Remote Outdoor Unit-Air-Source | TPA042H4N*Y |  | CH33-60D+TDR+TXV | 12 | 14.5 | 8.2 | Yes | Yes | 2011-01-22 |  | Below V5.0 Req.
FALSE | TPA042H4N*G | 1606 | 3081368 | LENNOX INDUSTRIES, INC. | TPA042H4N*Y | HP | Split System: Heat Pump with Remote Outdoor Unit-Air-Source | TPA042H4N*Y |  | CH33-62D+TDR+TXV | 13 | 15 | 9 | Yes | Yes | 2011-01-22 |  | 1
FALSE | TPA042H4N*G | 1606 | 3081369 | LENNOX INDUSTRIES, INC. | TPA042H4N*Y | HP | Split System: Heat Pump with Remote Outdoor Unit-Air-Source | TPA042H4N*Y |  | CH33-62D+TDR+TXV | 12 | 14.5 | 8.2 | Yes | Yes | 2011-01-22 |  | Below V5.0 Req.
FALSE | TPA042H4N*G | 1606 | 3081370 | LENNOX INDUSTRIES, INC. | TPA042H4N*Y | HP | Split System: Heat Pump with Remote Outdoor Unit-Air-Source | TPA042H4N*Y |  | CBX27UH-042-230*+TDR | 13 | 15 | 8.5 | Yes | Yes | 2011-01-22 |  | 1
FALSE | TPA042H4N*G | 1606 | 3081372 | LENNOX INDUSTRIES, INC. | TPA042H4N*Y | HP | Split System: Heat Pump with Remote Outdoor Unit-Air-Source | TPA042H4N*Y |  | CB27UH-042-230*+TDR+TXV | 12.5 | 15 | 8.2 | Yes | Yes | 2011-01-22 |  | Below V5.0 Req.
FALSE | TPA042H4N*G | 1606 | 3081373 | LENNOX INDUSTRIES, INC. | TPA042H4N*Y | HP | Split System: Heat Pump with Remote Outdoor Unit-Air-Source | TPA042H4N*Y |  | CB31MV-51*P+TDR+TXV | 12.5 | 14.5 | 8.2 | Yes | Yes | 2011-01-22 |  | Below V5.0 Req.
FALSE | TPA042H4N*G | 1606 | 3081377 | LENNOX INDUSTRIES, INC. | TPA042H4N*Y | HP | Split System: Heat Pump with Remote Outdoor Unit-Air-Source | TPA042H4N*Y |  | CX34-62C+TDR | 12 | 14.5 | 8.5 | Yes | Yes | 2011-01-22 |  | 0
FALSE | TPA042H4N*G | 1606 | 3081379 | LENNOX INDUSTRIES, INC. | TPA042H4N*Y | HP | Split System: Heat Pump with Remote Outdoor Unit-Air-Source | TPA042H4N*Y |  | CH23-68+TDR+TXV | 12 | 14.5 | 8.5 | Yes | Yes | 2011-01-22 |  | 0
FALSE | TPA042H4N*G | 1606 | 3081382 | LENNOX INDUSTRIES, INC. | TPA042H4N*Y | HP | Split System: Heat Pump with Remote Outdoor Unit-Air-Source | TPA042H4N*Y |  | CX34-49+TDR | 12 | 14.5 | 8.2 | Yes | Yes | 2011-01-22 |  | Below V5.0 Req.
FALSE | TPA042H4N*G | 1606 | 3081383 | LENNOX INDUSTRIES, INC. | TPA042H4N*Y | HP | Split System: Heat Pump with Remote Outdoor Unit-Air-Source | TPA042H4N*Y |  | CX34-62C+TDR | 12 | 14.5 | 8.5 | Yes | Yes | 2011-01-22 |  | 0
FALSE | TPA042H4N*G | 1606 | 3081418 | LENNOX INDUSTRIES, INC. | TPA042H4N*G | HP | Split System: Heat Pump with Remote Outdoor Unit-Air-Source | TPA042H4N*G |  | CX34-49+TDR | 12 | 14.5 | 8.2 | Yes | Yes | 2011-01-22 |  | Below V5.0 Req.
FALSE | TPA042H4N*G | 1606 | 3081419 | LENNOX INDUSTRIES, INC. | TPA042H4N*G | HP | Split System: Heat Pump with Remote Outdoor Unit-Air-Source | TPA042H4N*G |  | CX34-49+TDR | 12 | 14.5 | 8.2 | Yes | Yes | 2011-01-22 |  | Below V5.0 Req.
FALSE | TPA042H4N*G | 1606 | 3081420 | LENNOX INDUSTRIES, INC. | TPA042H4N*G | HP | Split System: Heat Pump with Remote Outdoor Unit-Air-Source | TPA042H4N*G |  | CX34-49+TDR | 12 | 14.5 | 8.2 | Yes | Yes | 2011-01-22 |  | Below V5.0 Req.
FALSE | TPA042H4N*G | 1606 | 3081421 | LENNOX INDUSTRIES, INC. | TPA042H4N*G | HP | Split System: Heat Pump with Remote Outdoor Unit-Air-Source | TPA042H4N*G |  | CX34-62C+TDR | 13 | 15 | 9 | Yes | Yes | 2011-01-22 |  | 1
FALSE | TPA042H4N*G | 1606 | 3081422 | LENNOX INDUSTRIES, INC. | TPA042H4N*G | HP | Split System: Heat Pump with Remote Outdoor Unit-Air-Source | TPA042H4N*G |  | CX34-62C+TDR | 13 | 15 | 9 | Yes | Yes | 2011-01-22 |  | 1
FALSE | TPA042H4N*G | 1606 | 3081423 | LENNOX INDUSTRIES, INC. | TPA042H4N*G | HP | Split System: Heat Pump with Remote Outdoor Unit-Air-Source | TPA042H4N*G |  | CX34-62C+TDR | 12 | 14.5 | 8.5 | Yes | Yes | 2011-01-22 |  | 0
FALSE | TPA042H4N*G | 1606 | 3081424 | LENNOX INDUSTRIES, INC. | TPA042H4N*G | HP | Split System: Heat Pump with Remote Outdoor Unit-Air-Source | TPA042H4N*G |  | CX34-62C+TDR | 12 | 14.5 | 8.5 | Yes | Yes | 2011-01-22 |  | 0
FALSE | TPA042H4N*G | 1606 | 3081425 | LENNOX INDUSTRIES, INC. | TPA042H4N*G | HP | Split System: Heat Pump with Remote Outdoor Unit-Air-Source | TPA042H4N*G |  | CX34-62C+TDR | 12 | 14.5 | 8.5 | Yes | Yes | 2011-01-22 |  | 0
FALSE | TPA042H4N*G | 1606 | 3081426 | LENNOX INDUSTRIES, INC. | TPA042H4N*G | HP | Split System: Heat Pump with Remote Outdoor Unit-Air-Source | TPA042H4N*G |  | CX34-62C+TDR | 12.5 | 15 | 8.5 | Yes | Yes | 2011-01-22 |  | 1
FALSE | TPA042H4N*G | 1606 | 3081427 | LENNOX INDUSTRIES, INC. | TPA042H4N*G | HP | Split System: Heat Pump with Remote Outdoor Unit-Air-Source | TPA042H4N*G |  | CX34-62C+TDR | 12.5 | 15 | 8.5 | Yes | Yes | 2011-01-22 |  | 1
FALSE | TPA042H4N*G | 1606 | 3081428 | LENNOX INDUSTRIES, INC. | TPA042H4N*G | HP | Split System: Heat Pump with Remote Outdoor Unit-Air-Source | TPA042H4N*G |  | CX34-60D+TDR | 13 | 15 | 9 | Yes | Yes | 2011-01-22 |  | 1
FALSE | TPA042H4N*G | 1606 | 3081429 | LENNOX INDUSTRIES, INC. | TPA042H4N*G | HP | Split System: Heat Pump with Remote Outdoor Unit-Air-Source | TPA042H4N*G |  | CX34-60D+TDR | 12 | 14.5 | 8.5 | Yes | Yes | 2011-01-22 |  | 0
FALSE | TPA042H4N*G | 1606 | 3081430 | LENNOX INDUSTRIES, INC. | TPA042H4N*G | HP | Split System: Heat Pump with Remote Outdoor Unit-Air-Source | TPA042H4N*G |  | CX34-62D+TDR | 13 | 15 | 9 | Yes | Yes | 2011-01-22 |  | 1
FALSE | TPA042H4N*G | 1606 | 3081431 | LENNOX INDUSTRIES, INC. | TPA042H4N*G | HP | Split System: Heat Pump with Remote Outdoor Unit-Air-Source | TPA042H4N*G |  | CX34-62D+TDR | 13 | 15 | 9 | Yes | Yes | 2011-01-22 |  | 1
FALSE | TPA042H4N*G | 1606 | 3081432 | LENNOX INDUSTRIES, INC. | TPA042H4N*G | HP | Split System: Heat Pump with Remote Outdoor Unit-Air-Source | TPA042H4N*G |  | CR33-50/60+TDR+TXV | 12 | 14.5 | 8.5 | Yes | Yes | 2011-01-22 |  | 0
FALSE | TPA042H4N*G | 1606 | 3081433 | LENNOX INDUSTRIES, INC. | TPA042H4N*G | HP | Split System: Heat Pump with Remote Outdoor Unit-Air-Source | TPA042H4N*G |  | CR33-50/60+TDR+TXV | 12 | 14.5 | 8.5 | Yes | Yes | 2011-01-22 |  | 0
FALSE | TPA042H4N*G | 1606 | 3081435 | LENNOX INDUSTRIES, INC. | TPA042H4N*G | HP | Split System: Heat Pump with Remote Outdoor Unit-Air-Source | TPA042H4N*G |  | CR33-50/60+TDR+TXV | 12 | 14.5 | 8.5 | Yes | Yes | 2011-01-22 |  | 0
FALSE | TPA042H4N*G | 1606 | 3081461 | LENNOX INDUSTRIES, INC. | TPA042H4N*G | HP | Split System: Heat Pump with Remote Outdoor Unit-Air-Source | TPA042H4N*G |  | CH33-50/60C+TDR+TXV | 12 | 14.5 | 8.2 | Yes | Yes | 2011-01-22 |  | Below V5.0 Req.
FALSE | TPA042H4N*G | 1606 | 3081463 | LENNOX INDUSTRIES, INC. | TPA042H4N*G | HP | Split System: Heat Pump with Remote Outdoor Unit-Air-Source | TPA042H4N*G |  | CH33-50/60C+TDR+TXV | 12 | 14.5 | 8.2 | Yes | Yes | 2011-01-22 |  | Below V5.0 Req.
FALSE | TPA042H4N*G | 1606 | 3081464 | LENNOX INDUSTRIES, INC. | TPA042H4N*G | HP | Split System: Heat Pump with Remote Outdoor Unit-Air-Source | TPA042H4N*G |  | CH33-50/60C+TDR+TXV | 12 | 14.5 | 8.2 | Yes | Yes | 2011-01-22 |  | Below V5.0 Req.
FALSE | TPA042H4N*G | 1606 | 3081465 | LENNOX INDUSTRIES, INC. | TPA042H4N*G | HP | Split System: Heat Pump with Remote Outdoor Unit-Air-Source | TPA042H4N*G |  | CH33-60D+TDR+TXV | 13 | 15 | 9 | Yes | Yes | 2011-01-22 |  | 1
FALSE | TPA042H4N*G | 1606 | 3081466 | LENNOX INDUSTRIES, INC. | TPA042H4N*G | HP | Split System: Heat Pump with Remote Outdoor Unit-Air-Source | TPA042H4N*G |  | CH33-60D+TDR+TXV | 12 | 14.5 | 8.2 | Yes | Yes | 2011-01-22 |  | Below V5.0 Req.
FALSE | TPA042H4N*G | 1606 | 3081467 | LENNOX INDUSTRIES, INC. | TPA042H4N*G | HP | Split System: Heat Pump with Remote Outdoor Unit-Air-Source | TPA042H4N*G |  | CH33-62D+TDR+TXV | 13 | 15 | 9 | Yes | Yes | 2011-01-22 |  | 1
FALSE | TPA042H4N*G | 1606 | 3081468 | LENNOX INDUSTRIES, INC. | TPA042H4N*G | HP | Split System: Heat Pump with Remote Outdoor Unit-Air-Source | TPA042H4N*G |  | CH33-62D+TDR+TXV | 12 | 14.5 | 8.2 | Yes | Yes | 2011-01-22 |  | Below V5.0 Req.
FALSE | TPA042H4N*G | 1606 | 3081469 | LENNOX INDUSTRIES, INC. | TPA042H4N*G | HP | Split System: Heat Pump with Remote Outdoor Unit-Air-Source | TPA042H4N*G |  | CBX27UH-042-230*+TDR | 13 | 15 | 8.5 | Yes | Yes | 2011-01-22 |  | 1
FALSE | TPA042H4N*G | 1606 | 3081471 | LENNOX INDUSTRIES, INC. | TPA042H4N*G | HP | Split System: Heat Pump with Remote Outdoor Unit-Air-Source | TPA042H4N*G |  | CB27UH-042-230*+TDR+TXV | 12.5 | 15 | 8.2 | Yes | Yes | 2011-01-22 |  | Below V5.0 Req.
FALSE | TPA042H4N*G | 1606 | 3081472 | LENNOX INDUSTRIES, INC. | TPA042H4N*G | HP | Split System: Heat Pump with Remote Outdoor Unit-Air-Source | TPA042H4N*G |  | CB31MV-51*P+TDR+TXV | 12.5 | 14.5 | 8.2 | Yes | Yes | 2011-01-22 |  | Below V5.0 Req.
FALSE | TPA042H4N*G | 1606 | 3081476 | LENNOX INDUSTRIES, INC. | TPA042H4N*G | HP | Split System: Heat Pump with Remote Outdoor Unit-Air-Source | TPA042H4N*G |  | CX34-62C+TDR | 12 | 14.5 | 8.5 | Yes | Yes | 2011-01-22 |  | 0
FALSE | TPA042H4N*G | 1606 | 3081478 | LENNOX INDUSTRIES, INC. | TPA042H4N*G | HP | Split System: Heat Pump with Remote Outdoor Unit-Air-Source | TPA042H4N*G |  | CH23-68+TDR+TXV | 12 | 14.5 | 8.5 | Yes | Yes | 2011-01-22 |  | 0
FALSE | TPA042H4N*G | 1606 | 3081481 | LENNOX INDUSTRIES, INC. | TPA042H4N*G | HP | Split System: Heat Pump with Remote Outdoor Unit-Air-Source | TPA042H4N*G |  | CX34-49+TDR | 12 | 14.5 | 8.2 | Yes | Yes | 2011-01-22 |  | Below V5.0 Req.
FALSE | TPA042H4N*G | 1606 | 3081482 | LENNOX INDUSTRIES, INC. | TPA042H4N*G | HP | Split System: Heat Pump with Remote Outdoor Unit-Air-Source | TPA042H4N*G |  | CX34-62C+TDR | 12 | 14.5 | 8.5 | Yes | Yes | 2011-01-22 |  | 0
FALSE | TPA042H4N*G | 1606 | 3081483 | LENNOX INDUSTRIES, INC. | TPA042H4N*G | HP | Split System: Heat Pump with Remote Outdoor Unit-Air-Source | TPA042H4N*G |  | CR33-50/60+TDR+TXV | 12 | 14.5 | 8.5 | Yes | Yes | 2011-01-22 |  | 0
FALSE | TPA042H4N*G | 1606 | 3081484 | LENNOX INDUSTRIES, INC. | TPA042H4N*G | HP | Split System: Heat Pump with Remote Outdoor Unit-Air-Source | TPA042H4N*G |  | CH23-68+TDR+TXV | 12 | 14.5 | 8.5 | Yes | Yes | 2011-01-22 |  | 0
FALSE | TPA042H4N*G | 1606 | 3081485 | LENNOX INDUSTRIES, INC. | TPA042H4N*G | HP | Split System: Heat Pump with Remote Outdoor Unit-Air-Source | TPA042H4N*G |  | CH33-43C+TDR+TXV | 12 | 14.5 | 8.2 | Yes | Yes | 2011-01-22 |  | Below V5.0 Req.
FALSE | TPA048H4N*G | 1610 | 3081525 | LENNOX INDUSTRIES, INC. | TPA048H4N*Y | HP | Split System: Heat Pump with Remote Outdoor Unit-Air-Source | TPA048H4N*Y |  | CX34-60D+TDR | 12 | 14.5 | 8.2 | Yes | Yes | 2011-01-22 |  | Below V5.0 Req.
FALSE | TPA048H4N*G | 1610 | 3081526 | LENNOX INDUSTRIES, INC. | TPA048H4N*Y | HP | Split System: Heat Pump with Remote Outdoor Unit-Air-Source | TPA048H4N*Y |  | CX34-60D+TDR | 12 | 14.5 | 8.2 | Yes | Yes | 2011-01-22 |  | Below V5.0 Req.
FALSE | TPA048H4N*G | 1610 | 3081527 | LENNOX INDUSTRIES, INC. | TPA048H4N*Y | HP | Split System: Heat Pump with Remote Outdoor Unit-Air-Source | TPA048H4N*Y |  | CX34-62D+TDR | 12 | 14.5 | 8.2 | Yes | Yes | 2011-01-22 |  | Below V5.0 Req.
FALSE | TPA048H4N*G | 1610 | 3081528 | LENNOX INDUSTRIES, INC. | TPA048H4N*Y | HP | Split System: Heat Pump with Remote Outdoor Unit-Air-Source | TPA048H4N*Y |  | CX34-62D+TDR | 12 | 14.5 | 8.2 | Yes | Yes | 2011-01-22 |  | Below V5.0 Req.
FALSE | TPA048H4N*G | 1610 | 3081535 | LENNOX INDUSTRIES, INC. | TPA048H4N*Y | HP | Split System: Heat Pump with Remote Outdoor Unit-Air-Source | TPA048H4N*Y |  | CR33-60+TDR+TXV | 12 | 14.5 | 8.2 | Yes | Yes | 2011-01-22 |  | Below V5.0 Req.
FALSE | TPA048H4N*G | 1610 | 3081537 | LENNOX INDUSTRIES, INC. | TPA048H4N*Y | HP | Split System: Heat Pump with Remote Outdoor Unit-Air-Source | TPA048H4N*Y |  | CH23-68+TDR+TXV | 12 | 14.5 | 8.2 | Yes | Yes | 2011-01-22 |  | Below V5.0 Req.
FALSE | TPA048H4N*G | 1610 | 3081538 | LENNOX INDUSTRIES, INC. | TPA048H4N*Y | HP | Split System: Heat Pump with Remote Outdoor Unit-Air-Source | TPA048H4N*Y |  | CH23-68+TDR+TXV | 12 | 14.5 | 8.2 | Yes | Yes | 2011-01-22 |  | Below V5.0 Req.
FALSE | TPA048H4N*G | 1610 | 3081539 | LENNOX INDUSTRIES, INC. | TPA048H4N*Y | HP | Split System: Heat Pump with Remote Outdoor Unit-Air-Source | TPA048H4N*Y |  | CH23-68+TDR+TXV | 13 | 15 | 9 | Yes | Yes | 2011-01-22 |  | 1
FALSE | TPA048H4N*G | 1610 | 3081540 | LENNOX INDUSTRIES, INC. | TPA048H4N*Y | HP | Split System: Heat Pump with Remote Outdoor Unit-Air-Source | TPA048H4N*Y |  | CH23-68+TDR+TXV | 12 | 14.5 | 8.2 | Yes | Yes | 2011-01-22 |  | Below V5.0 Req.
FALSE | TPA048H4N*G | 1610 | 3081542 | LENNOX INDUSTRIES, INC. | TPA048H4N*Y | HP | Split System: Heat Pump with Remote Outdoor Unit-Air-Source | TPA048H4N*Y |  | CH23-68+TDR+TXV | 12 | 14.5 | 8.2 | Yes | Yes | 2011-01-22 |  | Below V5.0 Req.
FALSE | TPA048H4N*G | 1610 | 3081543 | LENNOX INDUSTRIES, INC. | TPA048H4N*Y | HP | Split System: Heat Pump with Remote Outdoor Unit-Air-Source | TPA048H4N*Y |  | CH23-68+TDR+TXV | 12 | 14.5 | 8.2 | Yes | Yes | 2011-01-22 |  | Below V5.0 Req.
FALSE | TPA048H4N*G | 1610 | 3081544 | LENNOX INDUSTRIES, INC. | TPA048H4N*Y | HP | Split System: Heat Pump with Remote Outdoor Unit-Air-Source | TPA048H4N*Y |  | CH23-68+TDR+TXV | 12 | 14.5 | 8.2 | Yes | Yes | 2011-01-22 |  | Below V5.0 Req.
FALSE | TPA048H4N*G | 1610 | 3081551 | LENNOX INDUSTRIES, INC. | TPA048H4N*Y | HP | Split System: Heat Pump with Remote Outdoor Unit-Air-Source | TPA048H4N*Y |  | CH33-60D+TDR+TXV | 12 | 14.5 | 8.2 | Yes | Yes | 2011-01-22 |  | Below V5.0 Req.
FALSE | TPA048H4N*G | 1610 | 3081553 | LENNOX INDUSTRIES, INC. | TPA048H4N*Y | HP | Split System: Heat Pump with Remote Outdoor Unit-Air-Source | TPA048H4N*Y |  | CH33-62D+TDR+TXV | 12 | 14.5 | 8.2 | Yes | Yes | 2011-01-22 |  | Below V5.0 Req.
FALSE | TPA048H4N*G | 1610 | 3081556 | LENNOX INDUSTRIES, INC. | TPA048H4N*Y | HP | Split System: Heat Pump with Remote Outdoor Unit-Air-Source | TPA048H4N*Y |  | CBX27UH-048-230*+TDR | 12.5 | 15 | 8.5 | Yes | Yes | 2011-01-22 |  | 1
FALSE | TPA048H4N*G | 1610 | 3081557 | LENNOX INDUSTRIES, INC. | TPA048H4N*Y | HP | Split System: Heat Pump with Remote Outdoor Unit-Air-Source | TPA048H4N*Y |  | CB27UH-048-230*+TDR+TXV | 12.5 | 15 | 8.5 | Yes | Yes | 2011-01-22 |  | 1
FALSE | TPA048H4N*G | 1610 | 3081561 | LENNOX INDUSTRIES, INC. | TPA048H4N*Y | HP | Split System: Heat Pump with Remote Outdoor Unit-Air-Source | TPA048H4N*Y |  | CX34-62C+TDR | 12 | 14.5 | 8.2 | Yes | Yes | 2011-01-22 |  | Below V5.0 Req.
FALSE | TPA048H4N*G | 1610 | 3081613 | LENNOX INDUSTRIES, INC. | TPA048H4N*G | HP | Split System: Heat Pump with Remote Outdoor Unit-Air-Source | TPA048H4N*G |  | CH23-68+TDR+TXV | 12 | 14.5 | 8.2 | Yes | Yes | 2011-01-22 |  | Below V5.0 Req.
FALSE | TPA048H4N*G | 1610 | 3081614 | LENNOX INDUSTRIES, INC. | TPA048H4N*G | HP | Split System: Heat Pump with Remote Outdoor Unit-Air-Source | TPA048H4N*G |  | CH23-68+TDR+TXV | 12 | 14.5 | 8.2 | Yes | Yes | 2011-01-22 |  | Below V5.0 Req.
FALSE | TPA048H4N*G | 1610 | 3081615 | LENNOX INDUSTRIES, INC. | TPA048H4N*G | HP | Split System: Heat Pump with Remote Outdoor Unit-Air-Source | TPA048H4N*G |  | CH23-68+TDR+TXV | 13 | 15 | 9 | Yes | Yes | 2011-01-22 |  | 1
FALSE | TPA048H4N*G | 1610 | 3081616 | LENNOX INDUSTRIES, INC. | TPA048H4N*G | HP | Split System: Heat Pump with Remote Outdoor Unit-Air-Source | TPA048H4N*G |  | CH23-68+TDR+TXV | 12 | 14.5 | 8.2 | Yes | Yes | 2011-01-22 |  | Below V5.0 Req.
FALSE | TPA048H4N*G | 1610 | 3081618 | LENNOX INDUSTRIES, INC. | TPA048H4N*G | HP | Split System: Heat Pump with Remote Outdoor Unit-Air-Source | TPA048H4N*G |  | CH23-68+TDR+TXV | 12 | 14.5 | 8.2 | Yes | Yes | 2011-01-22 |  | Below V5.0 Req.
FALSE | TPA048H4N*G | 1610 | 3081619 | LENNOX INDUSTRIES, INC. | TPA048H4N*G | HP | Split System: Heat Pump with Remote Outdoor Unit-Air-Source | TPA048H4N*G |  | CH23-68+TDR+TXV | 12 | 14.5 | 8.2 | Yes | Yes | 2011-01-22 |  | Below V5.0 Req.
FALSE | TPA048H4N*G | 1610 | 3081620 | LENNOX INDUSTRIES, INC. | TPA048H4N*G | HP | Split System: Heat Pump with Remote Outdoor Unit-Air-Source | TPA048H4N*G |  | CH23-68+TDR+TXV | 12 | 14.5 | 8.2 | Yes | Yes | 2011-01-22 |  | Below V5.0 Req.
FALSE | TPA048H4N*G | 1610 | 3081627 | LENNOX INDUSTRIES, INC. | TPA048H4N*G | HP | Split System: Heat Pump with Remote Outdoor Unit-Air-Source | TPA048H4N*G |  | CH33-60D+TDR+TXV | 12 | 14.5 | 8.2 | Yes | Yes | 2011-01-22 |  | Below V5.0 Req.
FALSE | TPA048H4N*G | 1610 | 3081629 | LENNOX INDUSTRIES, INC. | TPA048H4N*G | HP | Split System: Heat Pump with Remote Outdoor Unit-Air-Source | TPA048H4N*G |  | CH33-62D+TDR+TXV | 12 | 14.5 | 8.2 | Yes | Yes | 2011-01-22 |  | Below V5.0 Req.
FALSE | TPA048H4N*G | 1610 | 3081632 | LENNOX INDUSTRIES, INC. | TPA048H4N*G | HP | Split System: Heat Pump with Remote Outdoor Unit-Air-Source | TPA048H4N*G |  | CBX27UH-048-230*+TDR | 12.5 | 15 | 8.5 | Yes | Yes | 2011-01-22 |  | 1
FALSE | TPA048H4N*G | 1610 | 3081633 | LENNOX INDUSTRIES, INC. | TPA048H4N*G | HP | Split System: Heat Pump with Remote Outdoor Unit-Air-Source | TPA048H4N*G |  | CB27UH-048-230*+TDR+TXV | 12.5 | 15 | 8.5 | Yes | Yes | 2011-01-22 |  | 1
FALSE | TPA048H4N*G | 1610 | 3081637 | LENNOX INDUSTRIES, INC. | TPA048H4N*G | HP | Split System: Heat Pump with Remote Outdoor Unit-Air-Source | TPA048H4N*G |  | CX34-62C+TDR | 12 | 14.5 | 8.2 | Yes | Yes | 2011-01-22 |  | Below V5.0 Req.
FALSE | TPA048H4N*G | 1610 | 3081639 | LENNOX INDUSTRIES, INC. | TPA048H4N*G | HP | Split System: Heat Pump with Remote Outdoor Unit-Air-Source | TPA048H4N*G |  | CH23-68+TDR+TXV | 12 | 14.5 | 8.2 | Yes | Yes | 2011-01-22 |  | Below V5.0 Req.
FALSE | TPA048H4N*G | 1610 | 3081642 | LENNOX INDUSTRIES, INC. | TPA048H4N*G | HP | Split System: Heat Pump with Remote Outdoor Unit-Air-Source | TPA048H4N*G |  | CX34-62C+TDR | 12 | 14.5 | 8.2 | Yes | Yes | 2011-01-22 |  | Below V5.0 Req.
FALSE | TPA048H4N*G | 1610 | 3081644 | LENNOX INDUSTRIES, INC. | TPA048H4N*G | HP | Split System: Heat Pump with Remote Outdoor Unit-Air-Source | TPA048H4N*G |  | CH23-68+TDR+TXV | 12 | 14.5 | 8.2 | Yes | Yes | 2011-01-22 |  | Below V5.0 Req.
FALSE | TPA048H4N*G | 1610 | 3081646 | LENNOX INDUSTRIES, INC. | TPA048H4N*G | HP | Split System: Heat Pump with Remote Outdoor Unit-Air-Source | TPA048H4N*G |  | CX34-60D+TDR | 12 | 14.5 | 8.2 | Yes | Yes | 2011-01-22 |  | Below V5.0 Req.
FALSE | TPA048H4N*G | 1610 | 3081647 | LENNOX INDUSTRIES, INC. | TPA048H4N*G | HP | Split System: Heat Pump with Remote Outdoor Unit-Air-Source | TPA048H4N*G |  | CX34-62D+TDR | 12 | 14.5 | 8.2 | Yes | Yes | 2011-01-22 |  | Below V5.0 Req.
FALSE | T4BF-060KA | 1880 | 3129399 | NORDYNE, INC. | T4BF-060KA | HP | Split System: Heat Pump with Remote Outdoor Unit-Air-Source | T4BF-060KA |  | C4B(A,H)-X60(C,U)-C | 12.5 | 16 | 8.5 | Yes | Yes | 2011-01-22 |  | 1
FALSE | T4BF-036KA | 1871 | 3129400 | MAYTAG | PSH4BF036KA | HP | Split System: Heat Pump with Remote Outdoor Unit-Air-Source | T4BF-036KA |  | C4B(A,H)-X36(C,U)-B | 12.5 | 16 | 9 | Yes | Yes | 2011-02-08 |  | 1
FALSE | T4BF-048KA | 1876 | 3129401 | MAYTAG | PSH4BF048KA | HP | Split System: Heat Pump with Remote Outdoor Unit-Air-Source | T4BF-048KA |  | C4B(A,H)-X48(C,U)-C | 12.5 | 16 | 9 | Yes | Yes | 2011-02-08 |  | 1
FALSE | T4BF-060KA | 1880 | 3129402 | MAYTAG | PSH4BF060KA | HP | Split System: Heat Pump with Remote Outdoor Unit-Air-Source | T4BF-060KA |  | C4B(A,H)-X60(C,U)-C | 12.5 | 16 | 8.5 | Yes | Yes | 2011-02-08 |  | 1
FALSE | T4BF-024KB | 1866 | 3140894 | KELVINATOR | JT4BF-024KA | HP | Split System: Heat Pump with Remote Outdoor Unit-Air-Source | T4BF-024KA |  | C6B(A,H)-X26(C,U)-B | 13 | 15.5 | 8.8 | Yes | Yes | 2011-02-08 |  | 1
FALSE | T4BF-036KA | 1871 | 3140896 | KELVINATOR | JT4BF-036KA | HP | Split System: Heat Pump with Remote Outdoor Unit-Air-Source | T4BF-036KA |  | C6B(A,H)-X36(C,U)-C | 12.5 | 15.7 | 8.6 | Yes | Yes | 2011-02-08 |  | 1
FALSE | T4BF-024KB | 1866 | 3140897 | KELVINATOR | JT4BF-024KA | HP | Split System: Heat Pump with Remote Outdoor Unit-Air-Source | T4BF-024KA |  | C6B(A,H)-X26(C,U)-B | 13 | 15.5 | 8.8 | Yes | Yes | 2011-02-08 |  | 1
FALSE | T4BF-036KA | 1871 | 3140899 | KELVINATOR | JT4BF-036KA | HP | Split System: Heat Pump with Remote Outdoor Unit-Air-Source | T4BF-036KA |  | C6B(A,H)-X36(C,U)-C | 12.5 | 15.7 | 8.6 | Yes | Yes | 2011-02-08 |  | 1
FALSE | T4BF-024KB | 1866 | 3140900 | PHILCO | JT4BF-024KA | HP | Split System: Heat Pump with Remote Outdoor Unit-Air-Source | T4BF-024KA |  | C6B(A,H)-X26(C,U)-B | 13 | 15.5 | 8.8 | Yes | Yes | 2011-02-08 |  | 1
FALSE | T4BF-036KA | 1871 | 3140902 | PHILCO | JT4BF-036KA | HP | Split System: Heat Pump with Remote Outdoor Unit-Air-Source | T4BF-036KA |  | C6B(A,H)-X36(C,U)-C | 12.5 | 15.7 | 8.6 | Yes | Yes | 2011-02-08 |  | 1
FALSE | T4BF-024KB | 1866 | 3140903 | PHILCO | JT4BF-024KA | HP | Split System: Heat Pump with Remote Outdoor Unit-Air-Source | T4BF-024KA |  | C6B(A,H)-X26(C,U)-B | 13 | 15.5 | 8.8 | Yes | Yes | 2011-02-08 |  | 1
FALSE | T4BF-036KA | 1871 | 3140905 | PHILCO | JT4BF-036KA | HP | Split System: Heat Pump with Remote Outdoor Unit-Air-Source | T4BF-036KA |  | C6B(A,H)-X36(C,U)-C | 12.5 | 15.7 | 8.6 | Yes | Yes | 2011-02-08 |  | 1
FALSE | T4BF-024KB | 1866 | 3140930 | FRIGIDAIRE | FT4BF-024KA | HP | Split System: Heat Pump with Remote Outdoor Unit-Air-Source | T4BF-024KA |  | C6B(A,H)-X26(C,U)-B | 13 | 15.5 | 8.8 | Yes | Yes | 2011-02-08 |  | 1
FALSE | T4BF-036KA | 1871 | 3140932 | FRIGIDAIRE | FT4BF-036KA | HP | Split System: Heat Pump with Remote Outdoor Unit-Air-Source | T4BF-036KA |  | C6B(A,H)-X36(C,U)-C | 12.5 | 15.7 | 8.6 | Yes | Yes | 2011-02-08 |  | 1
FALSE | T4BF-024KB | 1866 | 3140933 | FRIGIDAIRE | FT4BF-024KA | HP | Split System: Heat Pump with Remote Outdoor Unit-Air-Source | T4BF-024KA |  | C6B(A,H)-X26(C,U)-B | 13 | 15.5 | 8.8 | Yes | Yes | 2011-02-08 |  | 1
FALSE | T4BF-036KA | 1871 | 3140935 | FRIGIDAIRE | FT4BF-036KA | HP | Split System: Heat Pump with Remote Outdoor Unit-Air-Source | T4BF-036KA |  | C6B(A,H)-X36(C,U)-C | 12.5 | 15.7 | 8.6 | Yes | Yes | 2011-02-08 |  | 1
FALSE | T4BF-024KB | 1866 | 3140936 | WESTINGHOUSE | FT4BF-024KA | HP | Split System: Heat Pump with Remote Outdoor Unit-Air-Source | T4BF-024KA |  | C6B(A,H)-X26(C,U)-B | 13 | 15.5 | 8.8 | Yes | Yes | 2011-02-08 |  | 1
FALSE | T4BF-036KA | 1871 | 3140938 | WESTINGHOUSE | FT4BF-036KA | HP | Split System: Heat Pump with Remote Outdoor Unit-Air-Source | T4BF-036KA |  | C6B(A,H)-X36(C,U)-C | 12.5 | 15.7 | 8.6 | Yes | Yes | 2011-02-08 |  | 1
FALSE | T4BF-024KB | 1866 | 3140939 | WESTINGHOUSE | FT4BF-024KA | HP | Split System: Heat Pump with Remote Outdoor Unit-Air-Source | T4BF-024KA |  | C6B(A,H)-X26(C,U)-B | 13 | 15.5 | 8.8 | Yes | Yes | 2011-02-08 |  | 1
FALSE | T4BF-036KA | 1871 | 3140941 | WESTINGHOUSE | FT4BF-036KA | HP | Split System: Heat Pump with Remote Outdoor Unit-Air-Source | T4BF-036KA |  | C6B(A,H)-X36(C,U)-C | 12.5 | 15.7 | 8.6 | Yes | Yes | 2011-02-08 |  | 1
FALSE | T4BF-024KB | 1866 | 3140942 | TAPPAN | FT4BF-024KA | HP | Split System: Heat Pump with Remote Outdoor Unit-Air-Source | T4BF-024KA |  | C6B(A,H)-X26(C,U)-B | 13 | 15.5 | 8.8 | Yes | Yes | 2011-02-08 |  | 1
FALSE | T4BF-036KA | 1871 | 3140944 | TAPPAN | FT4BF-036KA | HP | Split System: Heat Pump with Remote Outdoor Unit-Air-Source | T4BF-036KA |  | C6B(A,H)-X36(C,U)-C | 12.5 | 15.7 | 8.6 | Yes | Yes | 2011-02-08 |  | 1
FALSE | T4BF-024KB | 1866 | 3140945 | TAPPAN | FT4BF-024KA | HP | Split System: Heat Pump with Remote Outdoor Unit-Air-Source | T4BF-024KA |  | C6B(A,H)-X26(C,U)-B | 13 | 15.5 | 8.8 | Yes | Yes | 2011-02-08 |  | 1
FALSE | T4BF-036KA | 1871 | 3140947 | TAPPAN | FT4BF-036KA | HP | Split System: Heat Pump with Remote Outdoor Unit-Air-Source | T4BF-036KA |  | C6B(A,H)-X36(C,U)-C | 12.5 | 15.7 | 8.6 | Yes | Yes | 2011-02-08 |  | 1
FALSE | T4BF-024KB | 1866 | 3140948 | NUTONE | FT4BF-024KA | HP | Split System: Heat Pump with Remote Outdoor Unit-Air-Source | T4BF-024KA |  | C6B(A,H)-X26(C,U)-B | 13 | 15.5 | 8.8 | Yes | Yes | 2011-02-08 |  | 1
FALSE | T4BF-036KA | 1871 | 3140950 | NUTONE | FT4BF-036KA | HP | Split System: Heat Pump with Remote Outdoor Unit-Air-Source | T4BF-036KA |  | C6B(A,H)-X36(C,U)-C | 12.5 | 15.7 | 8.6 | Yes | Yes | 2011-02-08 |  | 1
FALSE | T4BF-024KB | 1866 | 3140951 | NUTONE | FT4BF-024KA | HP | Split System: Heat Pump with Remote Outdoor Unit-Air-Source | T4BF-024KA |  | C6B(A,H)-X26(C,U)-B | 13 | 15.5 | 8.8 | Yes | Yes | 2011-02-08 |  | 1
FALSE | T4BF-036KA | 1871 | 3140953 | NUTONE | FT4BF-036KA | HP | Split System: Heat Pump with Remote Outdoor Unit-Air-Source | T4BF-036KA |  | C6B(A,H)-X36(C,U)-C | 12.5 | 15.7 | 8.6 | Yes | Yes | 2011-02-08 |  | 1
FALSE | T4BF-024KB | 1866 | 3140954 | MAYTAG | PSH4BF024KA | HP | Split System: Heat Pump with Remote Outdoor Unit-Air-Source | T4BF-024KA |  | C6B(A,H)-X26(C,U)-B | 13 | 15.5 | 8.8 | Yes | Yes | 2011-02-08 |  | 1
FALSE | T4BF-036KA | 1871 | 3140956 | MAYTAG | PSH4BF036KA | HP | Split System: Heat Pump with Remote Outdoor Unit-Air-Source | T4BF-036KA |  | C6B(A,H)-X36(C,U)-C | 12.5 | 15.7 | 8.6 | Yes | Yes | 2011-02-08 |  | 1
FALSE | T4BF-048KA | 1876 | 3172969 | FRIGIDAIRE | FT4BF-048KA | HP | Split System: Heat Pump with Remote Outdoor Unit-Air-Source | T4BF-048KA |  | C6B(A,H)-X48(C,U)-C | 12.5 | 15 | 8.5 | Yes | Yes | 2011-02-08 |  | 1
FALSE | T4BF-048KA | 1876 | 3172970 | NUTONE | FT4BF-048KA | HP | Split System: Heat Pump with Remote Outdoor Unit-Air-Source | T4BF-048KA |  | C6B(A,H)-X48(C,U)-C | 12.5 | 15 | 8.5 | Yes | Yes | 2011-02-08 |  | 1
FALSE | T4BF-048KA | 1876 | 3172971 | MAYTAG | PSH4BF048KA | HP | Split System: Heat Pump with Remote Outdoor Unit-Air-Source | T4BF-048KA |  | C6B(A,H)-X48(C,U)-C | 12.5 | 15 | 8.5 | Yes | Yes | 2011-02-08 |  | 1
FALSE | T4BF-048KA | 1876 | 3172984 | NORDYNE, LLC. | T4BF-048KA | HP | Split System: Heat Pump with Remote Outdoor Unit-Air-Source | T4BF-048KA |  | C6B(A,H)-X48(C,U)-C | 12.5 | 15 | 8.5 | Yes | Yes | 2011-01-22 |  | 1
FALSE | T4BF-048KA | 1876 | 3172986 | PHILCO | JT4BF-048KA | HP | Split System: Heat Pump with Remote Outdoor Unit-Air-Source | T4BF-048KA |  | C6B(A,H)-X48(C,U)-C | 12.5 | 15 | 8.5 | Yes | Yes | 2011-02-08 |  | 1
FALSE | T4BF-048KA | 1876 | 3172987 | GIBSON | JT4BF-048KA | HP | Split System: Heat Pump with Remote Outdoor Unit-Air-Source | T4BF-048KA |  | C6B(A,H)-X48(C,U)-C | 12.5 | 15 | 8.5 | Yes | Yes | 2011-02-08 |  | 1
FALSE | T4BF-048KA | 1876 | 3172988 | GRANDAIRE | JT4BF-048KA | HP | Split System: Heat Pump with Remote Outdoor Unit-Air-Source | T4BF-048KA |  | C6B(A,H)-X48(C,U)-C | 12.5 | 15 | 8.5 | Yes | Yes | 2011-02-08 |  | 1
FALSE | T4BF-048KA | 1876 | 3172989 | KELVINATOR | JT4BF-048KA | HP | Split System: Heat Pump with Remote Outdoor Unit-Air-Source | T4BF-048KA |  | C6B(A,H)-X48(C,U)-C | 12.5 | 15 | 8.5 | Yes | Yes | 2011-02-08 |  | 1
FALSE | T4BF-048KA | 1876 | 3172994 | WESTINGHOUSE | FT4BF-048KA | HP | Split System: Heat Pump with Remote Outdoor Unit-Air-Source | T4BF-048KA |  | C6B(A,H)-X48(C,U)-C | 12.5 | 15 | 8.5 | Yes | Yes | 2011-02-08 |  | 1
FALSE | T4BF-048KA | 1876 | 3172995 | TAPPAN | FT4BF-048KA | HP | Split System: Heat Pump with Remote Outdoor Unit-Air-Source | T4BF-048KA |  | C6B(A,H)-X48(C,U)-C | 12.5 | 15 | 8.5 | Yes | Yes | 2011-02-08 |  | 1
FALSE | T4BF-048KA | 1876 | 3172996 | FRIGIDAIRE | FT4BF-048KA | HP | Split System: Heat Pump with Remote Outdoor Unit-Air-Source | T4BF-048KA |  | C6B(A,H)-X48(C,U)-C | 12.5 | 15 | 8.5 | Yes | Yes | 2011-02-08 |  | 1
FALSE | T4BF-048KA | 1876 | 3172997 | NUTONE | FT4BF-048KA | HP | Split System: Heat Pump with Remote Outdoor Unit-Air-Source | T4BF-048KA |  | C6B(A,H)-X48(C,U)-C | 12.5 | 15 | 8.5 | Yes | Yes | 2011-02-08 |  | 1
FALSE | T4BF-048KA | 1876 | 3172998 | MAYTAG | PSH4BF048KA | HP | Split System: Heat Pump with Remote Outdoor Unit-Air-Source | T4BF-048KA |  | C6B(A,H)-X48(C,U)-C | 12.5 | 15 | 8.5 | Yes | Yes | 2011-02-08 |  | 1
TRUE | 4A6Z0036A1 | 135 | 3220862 | AMERICAN STANDARD, INC. | 4A6Z0036A1 | HP | Split System: Heat Pump with Remote Outdoor Unit-Air-Source | 4A6Z0036A1 |  | 4TEE3C04A1 | 13 | 18.6 | 9 | Yes | Yes | 2011-01-22 |  | 2
FALSE | T4BF-024KB | 1866 | 3238325 | FRIGIDAIRE | FT4BF-024KA | HP | Split System: Heat Pump with Remote Outdoor Unit-Air-Source | T4BF-024KA |  | C6B(A,H)-X26(C,U)-B | 13 | 15.5 | 8.8 | Yes | Yes | 2011-02-08 |  | 1
FALSE | T4BF-036KA | 1871 | 3238327 | FRIGIDAIRE | FT4BF-036KA | HP | Split System: Heat Pump with Remote Outdoor Unit-Air-Source | T4BF-036KA |  | C6B(A,H)-X36(C,U)-C | 12.5 | 15.7 | 8.6 | Yes | Yes | 2011-02-08 |  | 1
FALSE | T4BF-048KA | 1876 | 3238328 | FRIGIDAIRE | FT4BF-048KA | HP | Split System: Heat Pump with Remote Outdoor Unit-Air-Source | T4BF-048KA |  | C6B(A,H)-X48(C,U)-C | 12.5 | 15 | 8.5 | Yes | Yes | 2011-02-08 |  | 1
FALSE | T4BF-024KB | 1866 | 3238357 | TAPPAN | FT4BF-024KA | HP | Split System: Heat Pump with Remote Outdoor Unit-Air-Source | T4BF-024KA |  | C6B(A,H)-X26(C,U)-B | 13 | 15.5 | 8.8 | Yes | Yes | 2011-02-08 |  | 1
FALSE | T4BF-036KA | 1871 | 3238359 | TAPPAN | FT4BF-036KA | HP | Split System: Heat Pump with Remote Outdoor Unit-Air-Source | T4BF-036KA |  | C6B(A,H)-X36(C,U)-C | 12.5 | 15.7 | 8.6 | Yes | Yes | 2011-02-08 |  | 1
FALSE | T4BF-048KA | 1876 | 3238360 | TAPPAN | FT4BF-048KA | HP | Split System: Heat Pump with Remote Outdoor Unit-Air-Source | T4BF-048KA |  | C6B(A,H)-X48(C,U)-C | 12.5 | 15 | 8.5 | Yes | Yes | 2011-02-08 |  | 1
FALSE | TPA042H4N*G | 1606 | 3238698 | LENNOX INDUSTRIES, INC. | XP14-042-230* | HP | Split System: Heat Pump with Remote Outdoor Unit-Air-Source | XP14-042-230* |  | CX34-49+TDR | 12.5 | 14.5 | 8.5 | Yes | Yes | 2011-01-22 |  | 0
FALSE | TPA042H4N*G | 1606 | 3238699 | LENNOX INDUSTRIES, INC. | 14HPX-042-230* | HP | Split System: Heat Pump with Remote Outdoor Unit-Air-Source | 14HPX-042-230* |  | CX34-49+TDR | 12.5 | 14.5 | 8.5 | Yes | Yes | 2011-01-22 |  | 0
FALSE | TPA042H4N*G | 1606 | 3291952 | LENNOX INDUSTRIES, INC. | TPA042H4N*G | HP | Split System: Heat Pump with Remote Outdoor Unit-Air-Source | TPA042H4N*G |  | CBX40UHV-042*+TDR | 13 | 15 | 8.5 | Yes | Yes | 2011-01-22 |  | 1
FALSE | TPA042H4N*G | 1606 | 3291953 | LENNOX INDUSTRIES, INC. | TPA042H4N*Y | HP | Split System: Heat Pump with Remote Outdoor Unit-Air-Source | TPA042H4N*Y |  | CBX40UHV-042*+TDR | 13 | 15 | 8.5 | Yes | Yes | 2011-01-22 |  | 1
FALSE | TPA036H4N*G | 1588 | 3291960 | LENNOX INDUSTRIES, INC. | XP14-036-230* | HP | Split System: Heat Pump with Remote Outdoor Unit-Air-Source | XP14-036-230* |  | CBX40UHV-042*+TDR | 13 | 15 | 8.75 | Yes | Yes | 2011-01-22 |  | 1
FALSE | TPA042H4N*G | 1606 | 3291966 | LENNOX INDUSTRIES, INC. | XP14-042-230* | HP | Split System: Heat Pump with Remote Outdoor Unit-Air-Source | XP14-042-230* |  | CBX40UHV-042*+TDR | 13 | 15 | 8.5 | Yes | Yes | 2011-01-22 |  | 1
FALSE | TPA036H4N*G | 1588 | 3291984 | LENNOX INDUSTRIES, INC. | 14HPX-036-230* | HP | Split System: Heat Pump with Remote Outdoor Unit-Air-Source | 14HPX-036-230* |  | CBX40UHV-048*+TDR | 12.5 | 15 | 8.5 | Yes | Yes | 2011-01-22 |  | 1
FALSE | TPA042H4N*G | 1606 | 3291986 | LENNOX INDUSTRIES, INC. | 14HPX-042-230* | HP | Split System: Heat Pump with Remote Outdoor Unit-Air-Source | 14HPX-042-230* |  | CBX40UHV-048*+TDR | 12.5 | 15 | 8.5 | Yes | Yes | 2011-01-22 |  | 1
FALSE | TPA036H4N*G | 1588 | 3291997 | LENNOX INDUSTRIES, INC. | TPA036H4N*G | HP | Split System: Heat Pump with Remote Outdoor Unit-Air-Source | TPA036H4N*G |  | CBX40UHV-048*+TDR | 12.5 | 15 | 8.5 | Yes | Yes | 2011-01-22 |  | 1
FALSE | TPA036H4N*G | 1588 | 3291998 | LENNOX INDUSTRIES, INC. | TPA036H4N*Y | HP | Split System: Heat Pump with Remote Outdoor Unit-Air-Source | TPA036H4N*Y |  | CBX40UHV-048*+TDR | 12.5 | 15 | 8.5 | Yes | Yes | 2011-01-22 |  | 1
FALSE | TPA042H4N*G | 1606 | 3291999 | LENNOX INDUSTRIES, INC. | TPA042H4N*G | HP | Split System: Heat Pump with Remote Outdoor Unit-Air-Source | TPA042H4N*G |  | CBX40UHV-048*+TDR | 12.5 | 14.5 | 8.2 | Yes | Yes | 2011-01-22 |  | Below V5.0 Req.
FALSE | TPA042H4N*G | 1606 | 3292000 | LENNOX INDUSTRIES, INC. | TPA042H4N*Y | HP | Split System: Heat Pump with Remote Outdoor Unit-Air-Source | TPA042H4N*Y |  | CBX40UHV-048*+TDR | 12.5 | 14.5 | 8.2 | Yes | Yes | 2011-01-22 |  | Below V5.0 Req.
FALSE | TPA036H4N*G | 1588 | 3292019 | LENNOX INDUSTRIES, INC. | XP14-036-230* | HP | Split System: Heat Pump with Remote Outdoor Unit-Air-Source | XP14-036-230* |  | CBX40UHV-048*+TDR | 13 | 15 | 8.75 | Yes | Yes | 2011-01-22 |  | 1
FALSE | TPA042H4N*G | 1606 | 3292021 | LENNOX INDUSTRIES, INC. | XP14-042-230* | HP | Split System: Heat Pump with Remote Outdoor Unit-Air-Source | XP14-042-230* |  | CBX40UHV-048*+TDR | 12.5 | 15 | 8.5 | Yes | Yes | 2011-01-22 |  | 1
FALSE | XP17-036-230* | 1590 | 3292026 | LENNOX INDUSTRIES, INC. | XP15-036-230* | HP | Split System: Heat Pump with Remote Outdoor Unit-Air-Source | XP15-036-230* |  | CBX40UHV-048*+TDR | 12.2 | 15.2 | 9 | Yes | Yes | 2011-01-22 |  | 0
FALSE | XP17-048-230* | 1616 | 3292030 | LENNOX INDUSTRIES, INC. | XP15-048-230* | HP | Split System: Heat Pump with Remote Outdoor Unit-Air-Source | XP15-048-230* |  | CBX40UHV-048*+TDR | 12 | 15 | 8.5 | Yes | Yes | 2011-01-22 |  | 0
FALSE | T4BF-024KB | 1866 | 3355382 | NORDYNE, INC. | T4BF-024KA | HP | Split System: Heat Pump with Remote Outdoor Unit-Air-Source | T4BF-024KA |  | C6B(A,H)-F42(C,U)-B+TXV-X2.0 | 13 | 16 | 9 | Yes | Yes | 2011-01-22 |  | 2
FALSE | T4BF-036KA | 1871 | 3355386 | NORDYNE, INC. | T4BF-036KA | HP | Split System: Heat Pump with Remote Outdoor Unit-Air-Source | T4BF-036KA |  | C6B(A,H)-F42(C,U)-B+TXV-X3.0 | 12.5 | 16 | 9 | Yes | Yes | 2011-01-22 |  | 1
FALSE | T4BF-036KA | 1871 | 3355387 | NORDYNE, LLC. | T4BF-036KA | HP | Split System: Heat Pump with Remote Outdoor Unit-Air-Source | T4BF-036KA |  | C6B(A,H)-F48(C,U)-C+TXV-X3.0 | 12.5 | 15.7 | 8.6 | Yes | Yes | 2011-01-22 |  | 1
FALSE | T4BF-036KA | 1871 | 3355388 | NORDYNE, LLC. | T4BF-036KA | HP | Split System: Heat Pump with Remote Outdoor Unit-Air-Source | T4BF-036KA |  | C6B(A,H)-F48(C,U)-C+TXV-X3.0 | 12.5 | 15.7 | 8.6 | Yes | Yes | 2011-01-22 |  | 1
FALSE | T4BF-036KA | 1871 | 3355389 | NORDYNE, LLC. | T4BF-036KA | HP | Split System: Heat Pump with Remote Outdoor Unit-Air-Source | T4BF-036KA |  | C6B(A,H)-F48(C,U)-C+TXV-X3.0 | 12.5 | 15.7 | 8.6 | Yes | Yes | 2011-01-22 |  | 1
FALSE | T4BF-036KA | 1871 | 3355390 | NORDYNE, INC. | T4BF-036KA | HP | Split System: Heat Pump with Remote Outdoor Unit-Air-Source | T4BF-036KA |  | C6B(A,H)-F48(C,U)-C+TXV-X3.0 | 12.5 | 16 | 9 | Yes | Yes | 2011-01-22 |  | 1
FALSE | T4BF-048KA | 1876 | 3355391 | NORDYNE, LLC. | T4BF-048KA | HP | Split System: Heat Pump with Remote Outdoor Unit-Air-Source | T4BF-048KA |  | C6B(A,H)-F60(C,U)-C+TXV-X4.0 | 12.5 | 15 | 8.5 | Yes | Yes | 2011-01-22 |  | 1
FALSE | T4BF-048KA | 1876 | 3355392 | NORDYNE, LLC. | T4BF-048KA | HP | Split System: Heat Pump with Remote Outdoor Unit-Air-Source | T4BF-048KA |  | C6B(A,H)-F60(C,U)-C+TXV-X4.0 | 12.5 | 15 | 8.5 | Yes | Yes | 2011-01-22 |  | 1
FALSE | T4BF-048KA | 1876 | 3355393 | NORDYNE, LLC. | T4BF-048KA | HP | Split System: Heat Pump with Remote Outdoor Unit-Air-Source | T4BF-048KA |  | C6B(A,H)-F60(C,U)-C+TXV-X4.0 | 12.5 | 15 | 8.5 | Yes | Yes | 2011-01-22 |  | 1
FALSE | T4BF-048KA | 1876 | 3355394 | NORDYNE, INC. | T4BF-048KA | HP | Split System: Heat Pump with Remote Outdoor Unit-Air-Source | T4BF-048KA |  | C6B(A,H)-F60(C,U)-C+TXV-X4.0 | 12.5 | 16 | 9 | Yes | Yes | 2011-01-22 |  | 1
FALSE | YHJF24S41S1 | 2714 | 3369225 | YORK BY JOHNSON CONTROLS | YHJF24S41S1 | HP | Split System: Heat Pump with Remote Outdoor Unit-Air-Source | YHJF24S41S1 |  | AHX30 | 12.5 | 15 | 8.5 | Yes | Yes | 2011-01-22 |  | 1
FALSE | YHJF24S41S1 | 2714 | 3369226 | YORK BY JOHNSON CONTROLS | YHJF24S41S1 | HP | Split System: Heat Pump with Remote Outdoor Unit-Air-Source | YHJF24S41S1 |  | F6FP030 | 12 | 14.5 | 8.2 | Yes | Yes | 2011-01-22 |  | Below V5.0 Req.
FALSE | YHJF24S41S1 | 2714 | 3369227 | YORK BY JOHNSON CONTROLS | YHJF24S41S1 | HP | Split System: Heat Pump with Remote Outdoor Unit-Air-Source | YHJF24S41S1 |  | F6FP036 | 12.5 | 15 | 8.5 | Yes | Yes | 2011-01-22 |  | 1
FALSE | YHJF24S41S1 | 2714 | 3369228 | YORK BY JOHNSON CONTROLS | YHJF24S41S1 | HP | Split System: Heat Pump with Remote Outdoor Unit-Air-Source | YHJF24S41S1 |  | AHX36 | 12.5 | 15 | 8.5 | Yes | Yes | 2011-01-22 |  | 1
FALSE | YHJF24S41S1 | 2714 | 3369259 | YORK BY JOHNSON CONTROLS | YHJF24S41S1 | HP | Split System: Heat Pump with Remote Outdoor Unit-Air-Source | YHJF24S41S1 |  | AHX30+TXV | 12.5 | 15 | 8.5 | Yes | Yes | 2011-01-22 |  | 1
FALSE | YHJF24S41S1 | 2714 | 3369260 | YORK BY JOHNSON CONTROLS | YHJF24S41S1 | HP | Split System: Heat Pump with Remote Outdoor Unit-Air-Source | YHJF24S41S1 |  | F6FP030+TXV | 12 | 14.5 | 8.2 | Yes | Yes | 2011-01-22 |  | Below V5.0 Req.
FALSE | YHJF24S41S1 | 2714 | 3369261 | YORK BY JOHNSON CONTROLS | YHJF24S41S1 | HP | Split System: Heat Pump with Remote Outdoor Unit-Air-Source | YHJF24S41S1 |  | F6FP036+TXV | 12.5 | 15 | 8.5 | Yes | Yes | 2011-01-22 |  | 1
FALSE | YHJF24S41S1 | 2714 | 3369262 | YORK BY JOHNSON CONTROLS | YHJF24S41S1 | HP | Split System: Heat Pump with Remote Outdoor Unit-Air-Source | YHJF24S41S1 |  | AHX36+TXV | 12.5 | 15 | 8.5 | Yes | Yes | 2011-01-22 |  | 1
FALSE | YHJF30S41S1 | 2715 | 3369293 | YORK BY JOHNSON CONTROLS | YHJF30S41S1 | HP | Split System: Heat Pump with Remote Outdoor Unit-Air-Source | YHJF30S41S1 |  | AHX36 | 12.5 | 15 | 9 | Yes | Yes | 2011-01-22 |  | 1
FALSE | YHJF30S41S1 | 2715 | 3369309 | YORK BY JOHNSON CONTROLS | YHJF30S41S1 | HP | Split System: Heat Pump with Remote Outdoor Unit-Air-Source | YHJF30S41S1 |  | AHX36+TXV | 12.5 | 15 | 9 | Yes | Yes | 2011-01-22 |  | 1
FALSE | T4BF-036KA | 1871 | 3375408 | BROAN | FT4BF-036KA | HP | Split System: Heat Pump with Remote Outdoor Unit-Air-Source | T4BF-036KA |  | B4VM-X36K-B | 12.5 | 16 | 9 | Yes | Yes | 2011-02-08 |  | 1
FALSE | T4BF-036KA | 1871 | 3375412 | BROAN | FT4BF-036KA | HP | Split System: Heat Pump with Remote Outdoor Unit-Air-Source | T4BF-036KA |  | C6B(A,H)-X36(C,U)-B | 12.5 | 16 | 9 | Yes | Yes | 2011-02-08 |  | 1
FALSE | T4BF-036KA | 1871 | 3375413 | BROAN | FT4BF-036KA | HP | Split System: Heat Pump with Remote Outdoor Unit-Air-Source | T4BF-036KA |  | C6B(A,H)-X36(C,U)-C | 12.5 | 15.7 | 8.6 | Yes | Yes | 2011-02-08 |  | 1
FALSE | T4BF-036KA | 1871 | 3375414 | BROAN | FT4BF-036KA | HP | Split System: Heat Pump with Remote Outdoor Unit-Air-Source | T4BF-036KA |  | C6B(A,H)-X36(C,U)-C | 12.5 | 15.7 | 8.6 | Yes | Yes | 2011-02-08 |  | 1
FALSE | T4BF-036KA | 1871 | 3375415 | BROAN | FT4BF-036KA | HP | Split System: Heat Pump with Remote Outdoor Unit-Air-Source | T4BF-036KA |  | C6B(A,H)-X36(C,U)-C | 12.5 | 15.7 | 8.6 | Yes | Yes | 2011-02-08 |  | 1
FALSE | T4BF-036KA | 1871 | 3375416 | BROAN | FT4BF-036KA | HP | Split System: Heat Pump with Remote Outdoor Unit-Air-Source | T4BF-036KA |  | C6B(A,H)-X36(C,U)-C | 12.5 | 16 | 9 | Yes | Yes | 2011-02-08 |  | 1
FALSE | T4BF-048KA | 1876 | 3375417 | BROAN | FT4BF-048KA | HP | Split System: Heat Pump with Remote Outdoor Unit-Air-Source | T4BF-048KA |  | B4VM-X48K-C | 12.5 | 16 | 9 | Yes | Yes | 2011-02-08 |  | 1
FALSE | T4BF-048KA | 1876 | 3375418 | BROAN | FT4BF-048KA | HP | Split System: Heat Pump with Remote Outdoor Unit-Air-Source | T4BF-048KA |  | C6B(A,H)-X48(C,U)-C | 12.5 | 15 | 8.5 | Yes | Yes | 2011-02-08 |  | 1
FALSE | T4BF-048KA | 1876 | 3375419 | BROAN | FT4BF-048KA | HP | Split System: Heat Pump with Remote Outdoor Unit-Air-Source | T4BF-048KA |  | C6B(A,H)-X48(C,U)-C | 12.5 | 15 | 8.5 | Yes | Yes | 2011-02-08 |  | 1
FALSE | T4BF-048KA | 1876 | 3375420 | BROAN | FT4BF-048KA | HP | Split System: Heat Pump with Remote Outdoor Unit-Air-Source | T4BF-048KA |  | C6B(A,H)-X48(C,U)-C | 12.5 | 15 | 8.5 | Yes | Yes | 2011-02-08 |  | 1
FALSE | T4BF-048KA | 1876 | 3375421 | BROAN | FT4BF-048KA | HP | Split System: Heat Pump with Remote Outdoor Unit-Air-Source | T4BF-048KA |  | C6B(A,H)-X48(C,U)-C | 12.5 | 16 | 9 | Yes | Yes | 2011-02-08 |  | 1
FALSE | TPA036H4N*G | 1588 | 3387497 | LENNOX INDUSTRIES, INC. | XP14-036-230* | HP | Split System: Heat Pump with Remote Outdoor Unit-Air-Source | XP14-036-230* |  | C33-43+TDR+TXV | 13 | 15 | 8.25 | Yes | Yes | 2011-01-22 |  | Below V5.0 Req.
FALSE | TPA036H4N*G | 1588 | 3387498 | LENNOX INDUSTRIES, INC. | XP14-036-230* | HP | Split System: Heat Pump with Remote Outdoor Unit-Air-Source | XP14-036-230* |  | CX34-43+TDR | 13 | 15 | 8.25 | Yes | Yes | 2011-01-22 |  | Below V5.0 Req.
FALSE | YHJD18S41S7 | 2711 | 3388507 | YORK BY JOHNSON CONTROLS | YHJF18S41S1 | HP | Split System: Heat Pump with Remote Outdoor Unit-Air-Source | YHJF18S41S1 |  | F6FP030 | 12.5 | 15 | 8.5 | Yes | Yes | 2011-01-22 |  | 1
FALSE | YHJD18S41S7 | 2711 | 3388508 | YORK BY JOHNSON CONTROLS | YHJF18S41S1 | HP | Split System: Heat Pump with Remote Outdoor Unit-Air-Source | YHJF18S41S1 |  | F6FP030+TXV | 12.5 | 15 | 8.5 | Yes | Yes | 2011-01-22 |  | 1
FALSE | YHJF30S41S1 | 2715 | 3388511 | YORK BY JOHNSON CONTROLS | YHJF30S41S1 | HP | Split System: Heat Pump with Remote Outdoor Unit-Air-Source | YHJF30S41S1 |  | F6FP042 | 12.5 | 15 | 9 | Yes | Yes | 2011-01-22 |  | 1
FALSE | YHJF30S41S1 | 2715 | 3388512 | YORK BY JOHNSON CONTROLS | YHJF30S41S1 | HP | Split System: Heat Pump with Remote Outdoor Unit-Air-Source | YHJF30S41S1 |  | F6FP042+TXV | 12.5 | 15 | 9 | Yes | Yes | 2011-01-22 |  | 1
FALSE | T4BF-024KB | 1866 | 3388535 | BROAN | JT4BF-024KA | HP | Split System: Heat Pump with Remote Outdoor Unit-Air-Source | T4BF-024KA |  | C6B(A,H)-X26(C,U)-B | 13 | 15.5 | 8.8 | Yes | Yes | 2011-02-08 |  | 1
FALSE | T4BF-024KB | 1866 | 3388536 | BROAN | JT4BF-024KA | HP | Split System: Heat Pump with Remote Outdoor Unit-Air-Source | T4BF-024KA |  | C6B(A,H)-X26(C,U)-B | 13 | 15.5 | 8.8 | Yes | Yes | 2011-02-08 |  | 1
FALSE | T4BF-036KA | 1871 | 3388539 | BROAN | JT4BF-036KA | HP | Split System: Heat Pump with Remote Outdoor Unit-Air-Source | T4BF-036KA |  | C6B(A,H)-X36(C,U)-C | 12.5 | 15.7 | 8.6 | Yes | Yes | 2011-02-08 |  | 1
FALSE | T4BF-036KA | 1871 | 3388540 | BROAN | JT4BF-036KA | HP | Split System: Heat Pump with Remote Outdoor Unit-Air-Source | T4BF-036KA |  | C6B(A,H)-X36(C,U)-C | 12.5 | 15.7 | 8.6 | Yes | Yes | 2011-02-08 |  | 1
FALSE | T4BF-048KA | 1876 | 3388541 | BROAN | JT4BF-048KA | HP | Split System: Heat Pump with Remote Outdoor Unit-Air-Source | T4BF-048KA |  | C6B(A,H)-X48(C,U)-C | 12.5 | 15 | 8.5 | Yes | Yes | 2011-02-08 |  | 1
FALSE | T4BF-048KA | 1876 | 3388542 | BROAN | JT4BF-048KA | HP | Split System: Heat Pump with Remote Outdoor Unit-Air-Source | T4BF-048KA |  | C6B(A,H)-X48(C,U)-C | 12.5 | 15 | 8.5 | Yes | Yes | 2011-02-08 |  | 1
FALSE | T4BF-024KB | 1866 | 3388547 | BROAN | JT4BF-024KA | HP | Split System: Heat Pump with Remote Outdoor Unit-Air-Source | T4BF-024KA |  | C6B(A,H)-X26(C,U)-B | 13 | 16 | 9 | Yes | Yes | 2011-02-08 |  | 2
FALSE | T4BF-036KA | 1871 | 3388548 | BROAN | JT4BF-036KA | HP | Split System: Heat Pump with Remote Outdoor Unit-Air-Source | T4BF-036KA |  | C6B(A,H)-X36(C,U)-B | 12.5 | 16 | 9 | Yes | Yes | 2011-02-08 |  | 1
FALSE | T4BF-036KA | 1871 | 3388549 | BROAN | JT4BF-036KA | HP | Split System: Heat Pump with Remote Outdoor Unit-Air-Source | T4BF-036KA |  | C6B(A,H)-X36(C,U)-C | 12.5 | 16 | 9 | Yes | Yes | 2011-02-08 |  | 1
FALSE | T4BF-048KA | 1876 | 3388550 | BROAN | JT4BF-048KA | HP | Split System: Heat Pump with Remote Outdoor Unit-Air-Source | T4BF-048KA |  | C6B(A,H)-X48(C,U)-C | 12.5 | 16 | 9 | Yes | Yes | 2011-02-08 |  | 1
TRUE | 4PHP15E24P | 199 | 3392062 | AIREASE | 4PHP15E24P | HP | Single-Package Heat Pump Air-Source | 4PHP15E24P |  | NULL | 12 | 15 | 8 | Yes | Yes | 2011-02-28 |  | Below V5.0 Req.
TRUE | 4PHP15E30P | 208 | 3392063 | AIREASE | 4PHP15E30P | HP | Single-Package Heat Pump Air-Source | 4PHP15E30P |  | NULL | 11.5 | 14 | 8 | Yes | Yes | 2011-02-28 |  | Below V5.0 Req.
TRUE | 4PHP15E42P | 2885 | 3392065 | AIREASE | 4PHP15E42P | HP | Single-Package Heat Pump Air-Source | 4PHP15E42P |  | NULL | 12 | 15 | 8 | Yes | Yes | 2011-02-28 |  | Below V5.0 Req.
TRUE | 4PHP15E48P | 232 | 3392066 | AIREASE | 4PHP15E48P | HP | Single-Package Heat Pump Air-Source | 4PHP15E48P |  | NULL | 11.5 | 14 | 8 | Yes | Yes | 2011-02-28 |  | Below V5.0 Req.
TRUE | RPQL-030JEZ | 3128 | 3394122 | RHEEM SALES COMPANY, INC. | UPQL-030JEZ | HP | Split System: Heat Pump with Remote Outdoor Unit-Air-Source | RPQL-030JEZ |  | RHLL-HM3617+RCSL-H*3617 | 13 | 15.5 | 9 | Yes | Yes | 2011-03-08 |  | 1
TRUE | RPQL-036JAZ | 40 | 3394157 | RHEEM SALES COMPANY, INC. | UPQL-036JAZ | HP | Split System: Heat Pump with Remote Outdoor Unit-Air-Source | RPQL-036JAZ |  | RHLL-HM3617+RCSL-H*3617 | 12.5 | 15 | 9 | Yes | Yes | 2011-03-08 |  | 1
TRUE | RPQL-036JEZ | 40 | 3394193 | RHEEM SALES COMPANY, INC. | UPQL-036JEZ | HP | Split System: Heat Pump with Remote Outdoor Unit-Air-Source | RPQL-036JEZ |  | RHLL-HM3617+RCSL-H*3617 | 12.5 | 15 | 9 | Yes | Yes | 2011-03-08 |  | 1
FALSE | T4BF-024KB | 1866 | 3394686 | FRIGIDAIRE | FT4BF-024KA | HP | Split System: Heat Pump with Remote Outdoor Unit-Air-Source | T4BF-024KA |  | C6B(A,H)-F42(C,U)-B+TXV-X2.0 | 13 | 15.5 | 8.8 | Yes | Yes | 2011-02-08 |  | 1
FALSE | T4BF-024KB | 1866 | 3394687 | FRIGIDAIRE | FT4BF-024KA | HP | Split System: Heat Pump with Remote Outdoor Unit-Air-Source | T4BF-024KA |  | C6B(A,H)-X26(C,U)-B | 13 | 15.5 | 8.8 | Yes | Yes | 2011-02-08 |  | 1
FALSE | T4BF-036KA | 1871 | 3394690 | FRIGIDAIRE | FT4BF-036KA | HP | Split System: Heat Pump with Remote Outdoor Unit-Air-Source | T4BF-036KA |  | C6B(A,H)-F48(C,U)-C+TXV-X3.0 | 12.5 | 15.7 | 8.6 | Yes | Yes | 2011-02-08 |  | 1
FALSE | T4BF-036KA | 1871 | 3394691 | FRIGIDAIRE | FT4BF-036KA | HP | Split System: Heat Pump with Remote Outdoor Unit-Air-Source | T4BF-036KA |  | C6B(A,H)-X36(C,U)-C | 12.5 | 15.7 | 8.6 | Yes | Yes | 2011-02-08 |  | 1
FALSE | T4BF-048KA | 1876 | 3394692 | FRIGIDAIRE | FT4BF-048KA | HP | Split System: Heat Pump with Remote Outdoor Unit-Air-Source | T4BF-048KA |  | C6B(A,H)-F60(C,U)-C+TXV-X4.0 | 12.5 | 15 | 8.5 | Yes | Yes | 2011-02-08 |  | 1
FALSE | T4BF-048KA | 1876 | 3394693 | FRIGIDAIRE | FT4BF-048KA | HP | Split System: Heat Pump with Remote Outdoor Unit-Air-Source | T4BF-048KA |  | C6B(A,H)-X48(C,U)-C | 12.5 | 15 | 8.5 | Yes | Yes | 2011-02-08 |  | 1
FALSE | T4BF-024KB | 1866 | 3394752 | WESTINGHOUSE | FT4BF-024KA | HP | Split System: Heat Pump with Remote Outdoor Unit-Air-Source | T4BF-024KA |  | C6B(A,H)-F42(C,U)-B+TXV-X2.0 | 13 | 15.5 | 8.8 | Yes | Yes | 2011-02-08 |  | 1
FALSE | T4BF-024KB | 1866 | 3394753 | WESTINGHOUSE | FT4BF-024KA | HP | Split System: Heat Pump with Remote Outdoor Unit-Air-Source | T4BF-024KA |  | C6B(A,H)-X26(C,U)-B | 13 | 15.5 | 8.8 | Yes | Yes | 2011-02-08 |  | 1
FALSE | T4BF-036KA | 1871 | 3394756 | WESTINGHOUSE | FT4BF-036KA | HP | Split System: Heat Pump with Remote Outdoor Unit-Air-Source | T4BF-036KA |  | C6B(A,H)-F48(C,U)-C+TXV-X3.0 | 12.5 | 15.7 | 8.6 | Yes | Yes | 2011-02-08 |  | 1
FALSE | T4BF-036KA | 1871 | 3394757 | WESTINGHOUSE | FT4BF-036KA | HP | Split System: Heat Pump with Remote Outdoor Unit-Air-Source | T4BF-036KA |  | C6B(A,H)-X36(C,U)-C | 12.5 | 15.7 | 8.6 | Yes | Yes | 2011-02-08 |  | 1
FALSE | T4BF-048KA | 1876 | 3394758 | WESTINGHOUSE | FT4BF-048KA | HP | Split System: Heat Pump with Remote Outdoor Unit-Air-Source | T4BF-048KA |  | C6B(A,H)-F60(C,U)-C+TXV-X4.0 | 12.5 | 15 | 8.5 | Yes | Yes | 2011-02-08 |  | 1
FALSE | T4BF-048KA | 1876 | 3394759 | WESTINGHOUSE | FT4BF-048KA | HP | Split System: Heat Pump with Remote Outdoor Unit-Air-Source | T4BF-048KA |  | C6B(A,H)-X48(C,U)-C | 12.5 | 15 | 8.5 | Yes | Yes | 2011-02-08 |  | 1
FALSE | T4BF-024KB | 1866 | 3394764 | WESTINGHOUSE | FT4BF-024KA | HP | Split System: Heat Pump with Remote Outdoor Unit-Air-Source | T4BF-024KA |  | C6B(A,H)-F42(C,U)-B+TXV-X2.0 | 13 | 15.5 | 8.8 | Yes | Yes | 2011-02-08 |  | 1
FALSE | T4BF-036KA | 1871 | 3394766 | WESTINGHOUSE | FT4BF-036KA | HP | Split System: Heat Pump with Remote Outdoor Unit-Air-Source | T4BF-036KA |  | C6B(A,H)-F48(C,U)-C+TXV-X3.0 | 12.5 | 15.7 | 8.6 | Yes | Yes | 2011-02-08 |  | 1
FALSE | T4BF-048KA | 1876 | 3394767 | WESTINGHOUSE | FT4BF-048KA | HP | Split System: Heat Pump with Remote Outdoor Unit-Air-Source | T4BF-048KA |  | C6B(A,H)-F60(C,U)-C+TXV-X4.0 | 12.5 | 15 | 8.5 | Yes | Yes | 2011-02-08 |  | 1
FALSE | T4BF-024KB | 1866 | 3394770 | NUTONE | FT4BF-024KA | HP | Split System: Heat Pump with Remote Outdoor Unit-Air-Source | T4BF-024KA |  | C6B(A,H)-F42(C,U)-B+TXV-X2.0 | 13 | 15.5 | 8.8 | Yes | Yes | 2011-02-08 |  | 1
FALSE | T4BF-024KB | 1866 | 3394771 | NUTONE | FT4BF-024KA | HP | Split System: Heat Pump with Remote Outdoor Unit-Air-Source | T4BF-024KA |  | C6B(A,H)-X26(C,U)-B | 13 | 15.5 | 8.8 | Yes | Yes | 2011-02-08 |  | 1
FALSE | T4BF-036KA | 1871 | 3394774 | NUTONE | FT4BF-036KA | HP | Split System: Heat Pump with Remote Outdoor Unit-Air-Source | T4BF-036KA |  | C6B(A,H)-F48(C,U)-C+TXV-X3.0 | 12.5 | 15.7 | 8.6 | Yes | Yes | 2011-02-08 |  | 1
FALSE | T4BF-024KB | 1866 | 3394881 | GIBSON | JT4BF-024KA | HP | Split System: Heat Pump with Remote Outdoor Unit-Air-Source | T4BF-024KA |  | C6B(A,H)-F42(C,U)-B+TXV-X2.0 | 13 | 15.5 | 8.8 | Yes | Yes | 2011-02-08 |  | 1
FALSE | T4BF-024KB | 1866 | 3394882 | GIBSON | JT4BF-024KA | HP | Split System: Heat Pump with Remote Outdoor Unit-Air-Source | T4BF-024KA |  | C6B(A,H)-X26(C,U)-B | 13 | 15.5 | 8.8 | Yes | Yes | 2011-02-08 |  | 1
FALSE | T4BF-036KA | 1871 | 3394885 | GIBSON | JT4BF-036KA | HP | Split System: Heat Pump with Remote Outdoor Unit-Air-Source | T4BF-036KA |  | C6B(A,H)-F48(C,U)-C+TXV-X3.0 | 12.5 | 15.7 | 8.6 | Yes | Yes | 2011-02-08 |  | 1
FALSE | T4BF-036KA | 1871 | 3394886 | GIBSON | JT4BF-036KA | HP | Split System: Heat Pump with Remote Outdoor Unit-Air-Source | T4BF-036KA |  | C6B(A,H)-X36(C,U)-C | 12.5 | 15.7 | 8.6 | Yes | Yes | 2011-02-08 |  | 1
FALSE | T4BF-048KA | 1876 | 3394887 | GIBSON | JT4BF-048KA | HP | Split System: Heat Pump with Remote Outdoor Unit-Air-Source | T4BF-048KA |  | C6B(A,H)-F60(C,U)-C+TXV-X4.0 | 12.5 | 15 | 8.5 | Yes | Yes | 2011-02-08 |  | 1
FALSE | T4BF-048KA | 1876 | 3394888 | GIBSON | JT4BF-048KA | HP | Split System: Heat Pump with Remote Outdoor Unit-Air-Source | T4BF-048KA |  | C6B(A,H)-X48(C,U)-C | 12.5 | 15 | 8.5 | Yes | Yes | 2011-02-08 |  | 1
FALSE | T4BF-024KB | 1866 | 3394893 | GIBSON | JT4BF-024KA | HP | Split System: Heat Pump with Remote Outdoor Unit-Air-Source | T4BF-024KA |  | C6B(A,H)-F42(C,U)-B+TXV-X2.0 | 13 | 15.5 | 8.8 | Yes | Yes | 2011-02-08 |  | 1
FALSE | T4BF-024KB | 1866 | 3394894 | GIBSON | JT4BF-024KA | HP | Split System: Heat Pump with Remote Outdoor Unit-Air-Source | T4BF-024KA |  | C6B(A,H)-X26(C,U)-B | 13 | 15.5 | 8.8 | Yes | Yes | 2011-02-08 |  | 1
FALSE | T4BF-036KA | 1871 | 3394897 | GIBSON | JT4BF-036KA | HP | Split System: Heat Pump with Remote Outdoor Unit-Air-Source | T4BF-036KA |  | C6B(A,H)-F48(C,U)-C+TXV-X3.0 | 12.5 | 15.7 | 8.6 | Yes | Yes | 2011-02-08 |  | 1
FALSE | T4BF-036KA | 1871 | 3394898 | GIBSON | JT4BF-036KA | HP | Split System: Heat Pump with Remote Outdoor Unit-Air-Source | T4BF-036KA |  | C6B(A,H)-X36(C,U)-C | 12.5 | 15.7 | 8.6 | Yes | Yes | 2011-02-08 |  | 1
FALSE | T4BF-048KA | 1876 | 3394899 | GIBSON | JT4BF-048KA | HP | Split System: Heat Pump with Remote Outdoor Unit-Air-Source | T4BF-048KA |  | C6B(A,H)-F60(C,U)-C+TXV-X4.0 | 12.5 | 15 | 8.5 | Yes | Yes | 2011-02-08 |  | 1
FALSE | T4BF-048KA | 1876 | 3394900 | GIBSON | JT4BF-048KA | HP | Split System: Heat Pump with Remote Outdoor Unit-Air-Source | T4BF-048KA |  | C6B(A,H)-X48(C,U)-C | 12.5 | 15 | 8.5 | Yes | Yes | 2011-02-08 |  | 1
FALSE | T4BF-036KA | 1871 | 3394990 | PHILCO | JT4BF-036KA | HP | Split System: Heat Pump with Remote Outdoor Unit-Air-Source | T4BF-036KA |  | C6B(A,H)-X36(C,U)-C | 12.5 | 15.7 | 8.6 | Yes | Yes | 2011-02-08 |  | 1
FALSE | T4BF-048KA | 1876 | 3394991 | PHILCO | JT4BF-048KA | HP | Split System: Heat Pump with Remote Outdoor Unit-Air-Source | T4BF-048KA |  | C6B(A,H)-F60(C,U)-C+TXV-X4.0 | 12.5 | 15 | 8.5 | Yes | Yes | 2011-02-08 |  | 1
FALSE | T4BF-048KA | 1876 | 3394992 | PHILCO | JT4BF-048KA | HP | Split System: Heat Pump with Remote Outdoor Unit-Air-Source | T4BF-048KA |  | C6B(A,H)-X48(C,U)-C | 12.5 | 15 | 8.5 | Yes | Yes | 2011-02-08 |  | 1
FALSE | T4BF-024KB | 1866 | 3394997 | PHILCO | JT4BF-024KA | HP | Split System: Heat Pump with Remote Outdoor Unit-Air-Source | T4BF-024KA |  | C6B(A,H)-F42(C,U)-B+TXV-X2.0 | 13 | 15.5 | 8.8 | Yes | Yes | 2011-02-08 |  | 1
FALSE | T4BF-024KB | 1866 | 3394998 | PHILCO | JT4BF-024KA | HP | Split System: Heat Pump with Remote Outdoor Unit-Air-Source | T4BF-024KA |  | C6B(A,H)-X26(C,U)-B | 13 | 15.5 | 8.8 | Yes | Yes | 2011-02-08 |  | 1
FALSE | T4BF-036KA | 1871 | 3395001 | PHILCO | JT4BF-036KA | HP | Split System: Heat Pump with Remote Outdoor Unit-Air-Source | T4BF-036KA |  | C6B(A,H)-F48(C,U)-C+TXV-X3.0 | 12.5 | 15.7 | 8.6 | Yes | Yes | 2011-02-08 |  | 1
FALSE | T4BF-036KA | 1871 | 3395002 | PHILCO | JT4BF-036KA | HP | Split System: Heat Pump with Remote Outdoor Unit-Air-Source | T4BF-036KA |  | C6B(A,H)-X36(C,U)-C | 12.5 | 15.7 | 8.6 | Yes | Yes | 2011-02-08 |  | 1
FALSE | T4BF-048KA | 1876 | 3395003 | PHILCO | JT4BF-048KA | HP | Split System: Heat Pump with Remote Outdoor Unit-Air-Source | T4BF-048KA |  | C6B(A,H)-F60(C,U)-C+TXV-X4.0 | 12.5 | 15 | 8.5 | Yes | Yes | 2011-02-08 |  | 1
FALSE | T4BF-048KA | 1876 | 3395004 | PHILCO | JT4BF-048KA | HP | Split System: Heat Pump with Remote Outdoor Unit-Air-Source | T4BF-048KA |  | C6B(A,H)-X48(C,U)-C | 12.5 | 15 | 8.5 | Yes | Yes | 2011-02-08 |  | 1
FALSE | T4BF-024KB | 1866 | 3395009 | PHILCO | JT4BF-024KA | HP | Split System: Heat Pump with Remote Outdoor Unit-Air-Source | T4BF-024KA |  | C6B(A,H)-F42(C,U)-B+TXV-X2.0 | 13 | 15.5 | 8.8 | Yes | Yes | 2011-02-08 |  | 1
FALSE | T4BF-036KA | 1871 | 3395011 | PHILCO | JT4BF-036KA | HP | Split System: Heat Pump with Remote Outdoor Unit-Air-Source | T4BF-036KA |  | C6B(A,H)-F48(C,U)-C+TXV-X3.0 | 12.5 | 15.7 | 8.6 | Yes | Yes | 2011-02-08 |  | 1
FALSE | T4BF-024KB | 1866 | 3395101 | NUTONE | JT4BF-024KA | HP | Split System: Heat Pump with Remote Outdoor Unit-Air-Source | T4BF-024KA |  | C6B(A,H)-F42(C,U)-B+TXV-X2.0 | 13 | 15.5 | 8.8 | Yes | Yes | 2011-02-08 |  | 1
FALSE | T4BF-024KB | 1866 | 3395102 | NUTONE | JT4BF-024KA | HP | Split System: Heat Pump with Remote Outdoor Unit-Air-Source | T4BF-024KA |  | C6B(A,H)-X26(C,U)-B | 13 | 15.5 | 8.8 | Yes | Yes | 2011-02-08 |  | 1
FALSE | T4BF-036KA | 1871 | 3395105 | NUTONE | JT4BF-036KA | HP | Split System: Heat Pump with Remote Outdoor Unit-Air-Source | T4BF-036KA |  | C6B(A,H)-F48(C,U)-C+TXV-X3.0 | 12.5 | 15.7 | 8.6 | Yes | Yes | 2011-02-08 |  | 1
FALSE | T4BF-036KA | 1871 | 3395106 | NUTONE | JT4BF-036KA | HP | Split System: Heat Pump with Remote Outdoor Unit-Air-Source | T4BF-036KA |  | C6B(A,H)-X36(C,U)-C | 12.5 | 15.7 | 8.6 | Yes | Yes | 2011-02-08 |  | 1
FALSE | T4BF-048KA | 1876 | 3395107 | NUTONE | JT4BF-048KA | HP | Split System: Heat Pump with Remote Outdoor Unit-Air-Source | T4BF-048KA |  | C6B(A,H)-F60(C,U)-C+TXV-X4.0 | 12.5 | 15 | 8.5 | Yes | Yes | 2011-02-08 |  | 1
FALSE | T4BF-048KA | 1876 | 3395108 | NUTONE | JT4BF-048KA | HP | Split System: Heat Pump with Remote Outdoor Unit-Air-Source | T4BF-048KA |  | C6B(A,H)-X48(C,U)-C | 12.5 | 15 | 8.5 | Yes | Yes | 2011-02-08 |  | 1
FALSE | T4BF-024KB | 1866 | 3395113 | NUTONE | JT4BF-024KA | HP | Split System: Heat Pump with Remote Outdoor Unit-Air-Source | T4BF-024KA |  | C6B(A,H)-F42(C,U)-B+TXV-X2.0 | 13 | 15.5 | 8.8 | Yes | Yes | 2011-02-08 |  | 1
FALSE | T4BF-024KB | 1866 | 3395114 | NUTONE | JT4BF-024KA | HP | Split System: Heat Pump with Remote Outdoor Unit-Air-Source | T4BF-024KA |  | C6B(A,H)-X26(C,U)-B | 13 | 15.5 | 8.8 | Yes | Yes | 2011-02-08 |  | 1
FALSE | T4BF-036KA | 1871 | 3395117 | NUTONE | JT4BF-036KA | HP | Split System: Heat Pump with Remote Outdoor Unit-Air-Source | T4BF-036KA |  | C6B(A,H)-F48(C,U)-C+TXV-X3.0 | 12.5 | 15.7 | 8.6 | Yes | Yes | 2011-02-08 |  | 1
FALSE | T4BF-036KA | 1871 | 3395118 | NUTONE | JT4BF-036KA | HP | Split System: Heat Pump with Remote Outdoor Unit-Air-Source | T4BF-036KA |  | C6B(A,H)-X36(C,U)-C | 12.5 | 15.7 | 8.6 | Yes | Yes | 2011-02-08 |  | 1
FALSE | T4BF-048KA | 1876 | 3395119 | NUTONE | JT4BF-048KA | HP | Split System: Heat Pump with Remote Outdoor Unit-Air-Source | T4BF-048KA |  | C6B(A,H)-F60(C,U)-C+TXV-X4.0 | 12.5 | 15 | 8.5 | Yes | Yes | 2011-02-08 |  | 1
FALSE | T4BF-048KA | 1876 | 3395120 | NUTONE | JT4BF-048KA | HP | Split System: Heat Pump with Remote Outdoor Unit-Air-Source | T4BF-048KA |  | C6B(A,H)-X48(C,U)-C | 12.5 | 15 | 8.5 | Yes | Yes | 2011-02-08 |  | 1
FALSE | T4BF-024KB | 1866 | 3402966 | BROAN | JT4BF-024KA | HP | Split System: Heat Pump with Remote Outdoor Unit-Air-Source | T4BF-024KA |  | C6B(A,H)-F42(C,U)-B+TXV-X2.0 | 13 | 15.5 | 8.8 | Yes | Yes | 2011-02-08 |  | 1
FALSE | T4BF-024KB | 1866 | 3402967 | BROAN | JT4BF-024KA | HP | Split System: Heat Pump with Remote Outdoor Unit-Air-Source | T4BF-024KA |  | C6B(A,H)-F42(C,U)-B+TXV-X2.0 | 13 | 16 | 9 | Yes | Yes | 2011-02-08 |  | 2
FALSE | T4BF-036KA | 1871 | 3402969 | BROAN | JT4BF-036KA | HP | Split System: Heat Pump with Remote Outdoor Unit-Air-Source | T4BF-036KA |  | C6B(A,H)-F42(C,U)-B+TXV-X3.0 | 12.5 | 16 | 9 | Yes | Yes | 2011-02-08 |  | 1
FALSE | T4BF-036KA | 1871 | 3402970 | BROAN | JT4BF-036KA | HP | Split System: Heat Pump with Remote Outdoor Unit-Air-Source | T4BF-036KA |  | C6B(A,H)-F48(C,U)-C+TXV-X3.0 | 12.5 | 15.7 | 8.6 | Yes | Yes | 2011-02-08 |  | 1
FALSE | T4BF-036KA | 1871 | 3402971 | BROAN | JT4BF-036KA | HP | Split System: Heat Pump with Remote Outdoor Unit-Air-Source | T4BF-036KA |  | C6B(A,H)-F48(C,U)-C+TXV-X3.0 | 12.5 | 16 | 9 | Yes | Yes | 2011-02-08 |  | 1
FALSE | T4BF-048KA | 1876 | 3402972 | BROAN | JT4BF-048KA | HP | Split System: Heat Pump with Remote Outdoor Unit-Air-Source | T4BF-048KA |  | C6B(A,H)-F60(C,U)-C+TXV-X4.0 | 12.5 | 15 | 8.5 | Yes | Yes | 2011-02-08 |  | 1
FALSE | T4BF-048KA | 1876 | 3402973 | BROAN | JT4BF-048KA | HP | Split System: Heat Pump with Remote Outdoor Unit-Air-Source | T4BF-048KA |  | C6B(A,H)-F60(C,U)-C+TXV-X4.0 | 12.5 | 16 | 9 | Yes | Yes | 2011-02-08 |  | 1
FALSE | T4BF-024KB | 1866 | 3403036 | NUTONE | JT4BF-024KA | HP | Split System: Heat Pump with Remote Outdoor Unit-Air-Source | T4BF-024KA |  | C6B(A,H)-X26(C,U)-B | 13 | 16 | 9 | Yes | Yes | 2011-02-08 |  | 2
FALSE | T4BF-024KB | 1866 | 3403037 | NUTONE | JT4BF-024KA | HP | Split System: Heat Pump with Remote Outdoor Unit-Air-Source | T4BF-024KA |  | C6B(A,H)-X26(C,U)-B | 13 | 15.5 | 8.8 | Yes | Yes | 2011-02-08 |  | 1
FALSE | T4BF-036KA | 1871 | 3403038 | NUTONE | JT4BF-036KA | HP | Split System: Heat Pump with Remote Outdoor Unit-Air-Source | T4BF-036KA |  | C6B(A,H)-X36(C,U)-B | 12.5 | 16 | 9 | Yes | Yes | 2011-02-08 |  | 1
FALSE | T4BF-036KA | 1871 | 3403040 | NUTONE | JT4BF-036KA | HP | Split System: Heat Pump with Remote Outdoor Unit-Air-Source | T4BF-036KA |  | C6B(A,H)-X36(C,U)-C | 12.5 | 16 | 9 | Yes | Yes | 2011-02-08 |  | 1
FALSE | T4BF-036KA | 1871 | 3403041 | NUTONE | JT4BF-036KA | HP | Split System: Heat Pump with Remote Outdoor Unit-Air-Source | T4BF-036KA |  | C6B(A,H)-X36(C,U)-C | 12.5 | 15.7 | 8.6 | Yes | Yes | 2011-02-08 |  | 1
FALSE | T4BF-048KA | 1876 | 3403042 | NUTONE | JT4BF-048KA | HP | Split System: Heat Pump with Remote Outdoor Unit-Air-Source | T4BF-048KA |  | C6B(A,H)-X48(C,U)-C | 12.5 | 16 | 9 | Yes | Yes | 2011-02-08 |  | 1
FALSE | T4BF-048KA | 1876 | 3403043 | NUTONE | JT4BF-048KA | HP | Split System: Heat Pump with Remote Outdoor Unit-Air-Source | T4BF-048KA |  | C6B(A,H)-X48(C,U)-C | 12.5 | 15 | 8.5 | Yes | Yes | 2011-02-08 |  | 1
TRUE | T4BF-024KA | 1866 | 3403049 | NUTONE | JT4BF-024KA | HP | Split System: Heat Pump with Remote Outdoor Unit-Air-Source | T4BF-024KA |  | B4VM-X24K-B | 13 | 16 | 9 | Yes | Yes | 2011-02-08 |  | 2
FALSE | T4BF-036KA | 1871 | 3403050 | NUTONE | JT4BF-036KA | HP | Split System: Heat Pump with Remote Outdoor Unit-Air-Source | T4BF-036KA |  | B4VM-X36K-B | 12.5 | 16 | 9 | Yes | Yes | 2011-02-08 |  | 1
FALSE | T4BF-048KA | 1876 | 3403051 | NUTONE | JT4BF-048KA | HP | Split System: Heat Pump with Remote Outdoor Unit-Air-Source | T4BF-048KA |  | B4VM-X48K-C | 12.5 | 16 | 9 | Yes | Yes | 2011-02-08 |  | 1
FALSE | T4BF-024KB | 1866 | 3403053 | PHILCO | JT4BF-024KA | HP | Split System: Heat Pump with Remote Outdoor Unit-Air-Source | T4BF-024KA |  | C6B(A,H)-F42(C,U)-B+TXV-X2.0 | 13 | 15.5 | 8.8 | Yes | Yes | 2011-02-08 |  | 1
FALSE | T4BF-024KB | 1866 | 3403054 | PHILCO | JT4BF-024KA | HP | Split System: Heat Pump with Remote Outdoor Unit-Air-Source | T4BF-024KA |  | C6B(A,H)-F42(C,U)-B+TXV-X2.0 | 13 | 16 | 9 | Yes | Yes | 2011-02-08 |  | 2
FALSE | T4BF-036KA | 1871 | 3403056 | PHILCO | JT4BF-036KA | HP | Split System: Heat Pump with Remote Outdoor Unit-Air-Source | T4BF-036KA |  | C6B(A,H)-F42(C,U)-B+TXV-X3.0 | 12.5 | 16 | 9 | Yes | Yes | 2011-02-08 |  | 1
FALSE | T4BF-036KA | 1871 | 3403057 | PHILCO | JT4BF-036KA | HP | Split System: Heat Pump with Remote Outdoor Unit-Air-Source | T4BF-036KA |  | C6B(A,H)-F48(C,U)-C+TXV-X3.0 | 12.5 | 15.7 | 8.6 | Yes | Yes | 2011-02-08 |  | 1
FALSE | T4BF-036KA | 1871 | 3403058 | PHILCO | JT4BF-036KA | HP | Split System: Heat Pump with Remote Outdoor Unit-Air-Source | T4BF-036KA |  | C6B(A,H)-F48(C,U)-C+TXV-X3.0 | 12.5 | 16 | 9 | Yes | Yes | 2011-02-08 |  | 1
FALSE | T4BF-048KA | 1876 | 3403059 | PHILCO | JT4BF-048KA | HP | Split System: Heat Pump with Remote Outdoor Unit-Air-Source | T4BF-048KA |  | C6B(A,H)-F60(C,U)-C+TXV-X4.0 | 12.5 | 15 | 8.5 | Yes | Yes | 2011-02-08 |  | 1
FALSE | T4BF-048KA | 1876 | 3403060 | PHILCO | JT4BF-048KA | HP | Split System: Heat Pump with Remote Outdoor Unit-Air-Source | T4BF-048KA |  | C6B(A,H)-F60(C,U)-C+TXV-X4.0 | 12.5 | 16 | 9 | Yes | Yes | 2011-02-08 |  | 1
FALSE | XP17-030-230* | 1581 | 3405596 | LENNOX INDUSTRIES, INC. | XP15-030-230* | HP | Split System: Heat Pump with Remote Outdoor Unit-Air-Source | XP15-030-230* |  | C33-43+TDR+TXV | 12.5 | 15.2 | 8.2 | Yes | Yes | 2011-01-22 |  | Below V5.0 Req.
FALSE | XP17-030-230* | 1581 | 3405597 | LENNOX INDUSTRIES, INC. | XP15-030-230* | HP | Split System: Heat Pump with Remote Outdoor Unit-Air-Source | XP15-030-230* |  | C33-43+TDR+TXV | 12.5 | 15.2 | 8.2 | Yes | Yes | 2011-01-22 |  | Below V5.0 Req.
FALSE | XP17-030-230* | 1581 | 3405600 | LENNOX INDUSTRIES, INC. | XP15-030-230* | HP | Split System: Heat Pump with Remote Outdoor Unit-Air-Source | XP15-030-230* |  | CX34-43+TDR | 12.5 | 15.2 | 8.2 | Yes | Yes | 2011-01-22 |  | Below V5.0 Req.
FALSE | XP17-030-230* | 1581 | 3405601 | LENNOX INDUSTRIES, INC. | XP15-030-230* | HP | Split System: Heat Pump with Remote Outdoor Unit-Air-Source | XP15-030-230* |  | CX34-43+TDR | 12.5 | 15.2 | 8.2 | Yes | Yes | 2011-01-22 |  | Below V5.0 Req.
TRUE | 25HPA530H31 | 549 | 3405839 | CARRIER AIR CONDITIONING | 25HPA530H31 | HP | Split System: Heat Pump with Remote Outdoor Unit-Air-Source | 25HPA530H31 |  | FV4CN(B,F)003 | 13 | 15.5 | 9 | Yes | Yes | 2011-01-22 |  | 1
FALSE | YHJD18S41S7 | 2711 | 3415645 | YORK BY JOHNSON CONTROLS | YHJD18S41S2 | HP | Split System: Heat Pump with Remote Outdoor Unit-Air-Source | YHJD18S41S2 |  | F6FP024 | 12 | 14.5 | 8.2 | Yes | Yes | 2011-01-22 |  | Below V5.0 Req.
FALSE | 14PJM30 | 27 | 3469318 | RUUD AIR CONDITIONING DIVISION | 14PJM30 | HP | Split System: Heat Pump with Remote Outdoor Unit-Air-Source | 14PJM30 |  | RHKL-HM3617+RCSL-H*3617 | 12 | 14.5 | 8.5 | Yes | Yes | 2011-03-08 |  | 0
FALSE | 14PJM36 | 3141 | 3469376 | RUUD AIR CONDITIONING DIVISION | 14PJM36 | HP | Split System: Heat Pump with Remote Outdoor Unit-Air-Source | 14PJM36 |  | RHKL-HM3617+RCSL-H*3617 | 12 | 14.5 | 8.5 | Yes | Yes | 2011-03-08 |  | 0
FALSE | 14PJM48 | 3163 | 3469495 | RUUD AIR CONDITIONING DIVISION | 14PJM48 | HP | Split System: Heat Pump with Remote Outdoor Unit-Air-Source | 14PJM48 |  | RHKL-HM4824+RCSL-H*4824 | 12 | 14.5 | 9 | Yes | Yes | 2011-03-08 |  | 0
FALSE | 14PJM48 | 3163 | 3469496 | WEATHERKING AIR CONDITIONING DIVISION | 14PJM48 | HP | Split System: Heat Pump with Remote Outdoor Unit-Air-Source | 14PJM48 |  | RHKL-HM4824+RCSL-H*4824 | 12 | 14.5 | 9 | Yes | Yes | 2011-03-08 |  | 0
FALSE | 14PJM48 | 3163 | 3469497 | CENTURY BY HEAT CONTROLLER | HRG1448-1B | HP | Split System: Heat Pump with Remote Outdoor Unit-Air-Source | 14PJM48 |  | RHLL-HM4824+RCSL-H*4824 | 12 | 14.5 | 9 | Yes | Yes | 2011-03-08 |  | 0
FALSE | 14PJM48 | 3163 | 3469498 | HEAT CONTROLLER, INC. | HRG1448-1B | HP | Split System: Heat Pump with Remote Outdoor Unit-Air-Source | 14PJM48 |  | RHLL-HM4824+RCSL-H*4824 | 12 | 14.5 | 9 | Yes | Yes | 2011-03-08 |  | 0
FALSE | 14PJM48 | 3163 | 3469499 | RICHMOND | RHP14410A48J | HP | Split System: Heat Pump with Remote Outdoor Unit-Air-Source | 14PJM48 |  | RHLL-HM4824+RCSL-H*4824 | 12 | 14.5 | 9 | Yes | Yes | 2011-03-08 |  | 0
FALSE | 14PJM48 | 3163 | 3469500 | RUUD AIR CONDITIONING DIVISION | 14PJM48 | HP | Split System: Heat Pump with Remote Outdoor Unit-Air-Source | 14PJM48 |  | RHLL-HM4824+RCSL-H*4824 | 12 | 14.5 | 9 | Yes | Yes | 2011-03-08 |  | 0
FALSE | 14PJM48 | 3163 | 3469501 | RHEEM SALES COMPANY, INC. | RHP14410A48J | HP | Split System: Heat Pump with Remote Outdoor Unit-Air-Source | 14PJM48 |  | RHLL-HM4824+RCSL-H*4824 | 12 | 14.5 | 9 | Yes | Yes | 2011-03-08 |  | 0
FALSE | 14PJM48 | 3163 | 3469503 | WEATHERKING AIR CONDITIONING DIVISION | 14PJM48 | HP | Split System: Heat Pump with Remote Outdoor Unit-Air-Source | 14PJM48 |  | RHLL-HM4824+RCSL-H*4824 | 12 | 14.5 | 9 | Yes | Yes | 2011-03-08 |  | 0
FALSE | T4BI-036K | 1801 | 3481471 | FRIGIDAIRE | FT4BI-036K | HP | Split System: Heat Pump with Remote Outdoor Unit-Air-Source | T4BI-036K |  | C6BH-I36C-B | 12.2 | 19 | 9.6 | Yes | Yes | 2011-02-08 |  | 0
FALSE | T4BI-036K | 1801 | 3481472 | FRIGIDAIRE | FT4BI-036K | HP | Split System: Heat Pump with Remote Outdoor Unit-Air-Source | T4BI-036K |  | C6BH-I36C-C | 12.2 | 19 | 9.6 | Yes | Yes | 2011-02-08 |  | 0
FALSE | T4BI-036K | 1801 | 3481473 | FRIGIDAIRE | FT4BI-036K | HP | Split System: Heat Pump with Remote Outdoor Unit-Air-Source | T4BI-036K |  | C6BH-I36C-C | 12.2 | 19 | 9.6 | Yes | Yes | 2011-02-08 |  | 0
FALSE | T4BI-036K | 1801 | 3481474 | FRIGIDAIRE | FT4BI-036K | HP | Split System: Heat Pump with Remote Outdoor Unit-Air-Source | T4BI-036K |  | C6BH-I36C-C | 12.2 | 19 | 9.6 | Yes | Yes | 2011-02-08 |  | 0
FALSE | T4BI-024K | 1803 | 3481481 | TAPPAN | FT4BI-024K | HP | Split System: Heat Pump with Remote Outdoor Unit-Air-Source | T4BI-024K |  | C6BH-I24C-B | 13.8 | 20 | 10 | Yes | Yes | 2011-02-08 |  | 3
FALSE | T4BI-024K | 1803 | 3481482 | TAPPAN | FT4BI-024K | HP | Split System: Heat Pump with Remote Outdoor Unit-Air-Source | T4BI-024K |  | C6BH-I24C-B | 13.8 | 20 | 10 | Yes | Yes | 2011-02-08 |  | 3
FALSE | T4BI-024K | 1803 | 3481483 | TAPPAN | FT4BI-024K | HP | Split System: Heat Pump with Remote Outdoor Unit-Air-Source | T4BI-024K |  | C6BH-I24C-B | 13.8 | 20 | 10 | Yes | Yes | 2011-02-08 |  | 3
FALSE | T4BI-036K | 1801 | 3481484 | TAPPAN | FT4BI-036K | HP | Split System: Heat Pump with Remote Outdoor Unit-Air-Source | T4BI-036K |  | C6BH-I36C-B | 12.2 | 19 | 9.6 | Yes | Yes | 2011-02-08 |  | 0
FALSE | T4BI-036K | 1801 | 3481485 | TAPPAN | FT4BI-036K | HP | Split System: Heat Pump with Remote Outdoor Unit-Air-Source | T4BI-036K |  | C6BH-I36C-B | 12.2 | 19 | 9.6 | Yes | Yes | 2011-02-08 |  | 0
FALSE | T4BI-036K | 1801 | 3481486 | TAPPAN | FT4BI-036K | HP | Split System: Heat Pump with Remote Outdoor Unit-Air-Source | T4BI-036K |  | C6BH-I36C-B | 12.2 | 19 | 9.6 | Yes | Yes | 2011-02-08 |  | 0
FALSE | T4BI-036K | 1801 | 3481487 | TAPPAN | FT4BI-036K | HP | Split System: Heat Pump with Remote Outdoor Unit-Air-Source | T4BI-036K |  | C6BH-I36C-C | 12.2 | 19 | 9.6 | Yes | Yes | 2011-02-08 |  | 0
FALSE | T4BI-036K | 1801 | 3481488 | TAPPAN | FT4BI-036K | HP | Split System: Heat Pump with Remote Outdoor Unit-Air-Source | T4BI-036K |  | C6BH-I36C-C | 12.2 | 19 | 9.6 | Yes | Yes | 2011-02-08 |  | 0
FALSE | T4BI-036K | 1801 | 3481489 | TAPPAN | FT4BI-036K | HP | Split System: Heat Pump with Remote Outdoor Unit-Air-Source | T4BI-036K |  | C6BH-I36C-C | 12.2 | 19 | 9.6 | Yes | Yes | 2011-02-08 |  | 0
FALSE | T4BI-024K | 1803 | 3481496 | WESTINGHOUSE | FT4BI-024K | HP | Split System: Heat Pump with Remote Outdoor Unit-Air-Source | T4BI-024K |  | C6BH-I24C-B | 13.8 | 20 | 10 | Yes | Yes | 2011-02-08 |  | 3
FALSE | T4BI-024K | 1803 | 3481497 | WESTINGHOUSE | FT4BI-024K | HP | Split System: Heat Pump with Remote Outdoor Unit-Air-Source | T4BI-024K |  | C6BH-I24C-B | 13.8 | 20 | 10 | Yes | Yes | 2011-02-08 |  | 3
FALSE | T4BI-024K | 1803 | 3481498 | WESTINGHOUSE | FT4BI-024K | HP | Split System: Heat Pump with Remote Outdoor Unit-Air-Source | T4BI-024K |  | C6BH-I24C-B | 13.8 | 20 | 10 | Yes | Yes | 2011-02-08 |  | 3
FALSE | T4BI-036K | 1801 | 3481499 | WESTINGHOUSE | FT4BI-036K | HP | Split System: Heat Pump with Remote Outdoor Unit-Air-Source | T4BI-036K |  | C6BH-I36C-B | 12.2 | 19 | 9.6 | Yes | Yes | 2011-02-08 |  | 0
FALSE | T4BI-036K | 1801 | 3481500 | WESTINGHOUSE | FT4BI-036K | HP | Split System: Heat Pump with Remote Outdoor Unit-Air-Source | T4BI-036K |  | C6BH-I36C-B | 12.2 | 19 | 9.6 | Yes | Yes | 2011-02-08 |  | 0
FALSE | T4BI-036K | 1801 | 3481501 | WESTINGHOUSE | FT4BI-036K | HP | Split System: Heat Pump with Remote Outdoor Unit-Air-Source | T4BI-036K |  | C6BH-I36C-B | 12.2 | 19 | 9.6 | Yes | Yes | 2011-02-08 |  | 0
FALSE | T4BI-036K | 1801 | 3481502 | WESTINGHOUSE | FT4BI-036K | HP | Split System: Heat Pump with Remote Outdoor Unit-Air-Source | T4BI-036K |  | C6BH-I36C-C | 12.2 | 19 | 9.6 | Yes | Yes | 2011-02-08 |  | 0
FALSE | 15PJL18 | 13 | 3486884 | RHEEM SALES COMPANY, INC. | 14PJM18 | HP | Split System: Heat Pump with Remote Outdoor Unit-Air-Source | 14PJM18 |  | RCFL-H*2417 | 12 | 14.5 | 8.2 | Yes | Yes | 2011-01-22 |  | Below V5.0 Req.
FALSE | 15PJL18 | 13 | 3486885 | RHEEM SALES COMPANY, INC. | 14PJM18 | HP | Split System: Heat Pump with Remote Outdoor Unit-Air-Source | 14PJM18 |  | RCFL-H*2417 | 12 | 14.5 | 8.2 | Yes | Yes | 2011-01-22 |  | Below V5.0 Req.
FALSE | 15PJL18 | 13 | 3490505 | RHEEM SALES COMPANY, INC. | 14PJM18 | HP | Split System: Heat Pump with Remote Outdoor Unit-Air-Source | 14PJM18 |  | RCFL-H*2417 | 12 | 14.5 | 8.2 | Yes | Yes | 2011-03-08 |  | Below V5.0 Req.
FALSE | 15PJL18 | 13 | 3490506 | WEATHERKING AIR CONDITIONING DIVISION | 14PJM18 | HP | Split System: Heat Pump with Remote Outdoor Unit-Air-Source | 14PJM18 |  | RCFL-H*2417 | 12 | 14.5 | 8.2 | Yes | Yes | 2011-03-08 |  | Below V5.0 Req.
FALSE | 15PJL18 | 13 | 3490507 | RHEEM SALES COMPANY, INC. | 14PJM18 | HP | Split System: Heat Pump with Remote Outdoor Unit-Air-Source | 14PJM18 |  | RCFL-H*2417 | 12 | 14.5 | 8.2 | Yes | Yes | 2011-03-08 |  | Below V5.0 Req.
FALSE | 15PJL18 | 13 | 3490508 | WEATHERKING AIR CONDITIONING DIVISION | 14PJM18 | HP | Split System: Heat Pump with Remote Outdoor Unit-Air-Source | 14PJM18 |  | RCFL-H*2417 | 12 | 14.5 | 8.2 | Yes | Yes | 2011-03-08 |  | Below V5.0 Req.
TRUE | 25HCB624A30 | 643 | 3493881 | CARRIER AIR CONDITIONING | 25HCB624A30 | HP | Split System: Heat Pump with Remote Outdoor Unit-Air-Source | 25HCB624A30 |  | FV4CNF002 | 12.6 | 16 | 9 | Yes | Yes | 2011-01-22 |  | 1
TRUE | 25HCB636A30 | 655 | 3494038 | CARRIER AIR CONDITIONING | 25HCB636A30 | HP | Split System: Heat Pump with Remote Outdoor Unit-Air-Source | 25HCB636A30 |  | FV4CN(B,F)003 | 12.5 | 15.5 | 8.5 | Yes | Yes | 2011-01-22 |  | 1
TRUE | 25HCB648A30 | 664 | 3494362 | CARRIER AIR CONDITIONING | 25HCB648A30 | HP | Split System: Heat Pump with Remote Outdoor Unit-Air-Source | 25HCB648A30 |  | FV4CN(B,F)005 | 12.5 | 16 | 9 | Yes | Yes | 2011-01-22 |  | 1
TRUE | 25HCB660A30 | 666 | 3494533 | CARRIER AIR CONDITIONING | 25HCB660A30 | HP | Split System: Heat Pump with Remote Outdoor Unit-Air-Source | 25HCB660A30 |  | FV4CNB006 | 12.6 | 16 | 8.7 | Yes | Yes | 2011-01-22 |  | 1
TRUE | 25HPA648A30 | 664 | 3495843 | CARRIER AIR CONDITIONING | 25HPA648A30 | HP | Split System: Heat Pump with Remote Outdoor Unit-Air-Source | 25HPA648A30 |  | FV4CN(B,F)005 | 12.6 | 16 | 9 | Yes | Yes | 2011-01-22 |  | 1
TRUE | 4TWR5048E1 | 2565 | 3514648 | AMERICAN STANDARD, INC. | 4A6H5048E1 | HP | Split System: Heat Pump with Remote Outdoor Unit-Air-Source | 4TWR5048E1 |  | 4TEE3F65B1 | 12.5 | 15 | 8.5 | Yes | Yes | 2011-02-28 |  | 1
FALSE | 15PJL18 | 13 | 3541262 | CENTURY BY HEAT CONTROLLER | HRG1418-1B | HP | Split System: Heat Pump with Remote Outdoor Unit-Air-Source | 14PJM18 |  | RCFL-H*2417 | 12 | 14.5 | 8.2 | Yes | Yes | 2011-03-08 |  | Below V5.0 Req.
FALSE | 15PJL18 | 13 | 3541263 | HEAT CONTROLLER, INC. | HRG1418-1B | HP | Split System: Heat Pump with Remote Outdoor Unit-Air-Source | 14PJM18 |  | RCFL-H*2417 | 12 | 14.5 | 8.2 | Yes | Yes | 2011-03-08 |  | Below V5.0 Req.
FALSE | 15PJL18 | 13 | 3541264 | RHEEM SALES COMPANY, INC. | RHP14410A18J | HP | Split System: Heat Pump with Remote Outdoor Unit-Air-Source | 14PJM18 |  | RCFL-H*2417 | 12 | 14.5 | 8.2 | Yes | Yes | 2011-03-08 |  | Below V5.0 Req.
FALSE | TPA048H4N*G | 1610 | 3545036 | LENNOX INDUSTRIES, INC. | 14HPX-048-230* | HP | Split System: Heat Pump with Remote Outdoor Unit-Air-Source | 14HPX-048-230* |  | CBX27UH-060-230*+TDR | 12.5 | 15 | 8.5 | Yes | Yes | 2011-01-22 |  | 1
FALSE | T4BF-024KB | 1866 | 3549196 | NORDYNE, INC. | T4BF-024KA | HP | Split System: Heat Pump with Remote Outdoor Unit-Air-Source | T4BF-024KA |  | C6B(A,H)-X26(C,U)-B | 13 | 15.5 | 8.8 | Yes | Yes | 2011-01-22 |  | 1
FALSE | T4BF-048KA | 1876 | 3549197 | NORDYNE, LLC. | T4BF-048KA | HP | Split System: Heat Pump with Remote Outdoor Unit-Air-Source | T4BF-048KA |  | C6B(A,H)-X48(C,U)-C | 12.2 | 16 | 8.5 | Yes | Yes | 2011-01-22 |  | 0
FALSE | T4BF-048KA | 1876 | 3549198 | NORDYNE, LLC. | T4BF-048KA | HP | Split System: Heat Pump with Remote Outdoor Unit-Air-Source | T4BF-048KA |  | C6B(A,H)-F60(C,U)-C+TXV-X4.0 | 12.2 | 16 | 8.5 | Yes | Yes | 2011-01-22 |  | 0
FALSE | T4BF-024KB | 1866 | 3549344 | FRIGIDAIRE | FT4BF-024KA | HP | Split System: Heat Pump with Remote Outdoor Unit-Air-Source | T4BF-024KA |  | C6B(A,H)-X26(C,U)-B | 13 | 15.5 | 8.8 | Yes | Yes | 2011-02-08 |  | 1
FALSE | T4BF-048KA | 1876 | 3549345 | FRIGIDAIRE | FT4BF-048KA | HP | Split System: Heat Pump with Remote Outdoor Unit-Air-Source | T4BF-048KA |  | C6B(A,H)-X48(C,U)-C | 12.2 | 16 | 8.5 | Yes | Yes | 2011-02-08 |  | 0
FALSE | T4BF-048KA | 1876 | 3549346 | FRIGIDAIRE | FT4BF-048KA | HP | Split System: Heat Pump with Remote Outdoor Unit-Air-Source | T4BF-048KA |  | C6B(A,H)-F60(C,U)-C+TXV-X4.0 | 12.2 | 16 | 8.5 | Yes | Yes | 2011-02-08 |  | 0
FALSE | T4BF-024KB | 1866 | 3549349 | TAPPAN | FT4BF-024KA | HP | Split System: Heat Pump with Remote Outdoor Unit-Air-Source | T4BF-024KA |  | C6B(A,H)-X26(C,U)-B | 13 | 15.5 | 8.8 | Yes | Yes | 2011-02-08 |  | 1
FALSE | T4BF-048KA | 1876 | 3549350 | TAPPAN | FT4BF-048KA | HP | Split System: Heat Pump with Remote Outdoor Unit-Air-Source | T4BF-048KA |  | C6B(A,H)-X48(C,U)-C | 12.2 | 16 | 8.5 | Yes | Yes | 2011-02-08 |  | 0
FALSE | T4BF-048KA | 1876 | 3549351 | TAPPAN | FT4BF-048KA | HP | Split System: Heat Pump with Remote Outdoor Unit-Air-Source | T4BF-048KA |  | C6B(A,H)-F60(C,U)-C+TXV-X4.0 | 12.2 | 16 | 8.5 | Yes | Yes | 2011-02-08 |  | 0
FALSE | T4BF-024KB | 1866 | 3549354 | WESTINGHOUSE | FT4BF-024KA | HP | Split System: Heat Pump with Remote Outdoor Unit-Air-Source | T4BF-024KA |  | C6B(A,H)-X26(C,U)-B | 13 | 15.5 | 8.8 | Yes | Yes | 2011-02-08 |  | 1
FALSE | T4BF-048KA | 1876 | 3549355 | WESTINGHOUSE | FT4BF-048KA | HP | Split System: Heat Pump with Remote Outdoor Unit-Air-Source | T4BF-048KA |  | C6B(A,H)-X48(C,U)-C | 12.2 | 16 | 8.5 | Yes | Yes | 2011-02-08 |  | 0
FALSE | T4BF-048KA | 1876 | 3549356 | WESTINGHOUSE | FT4BF-048KA | HP | Split System: Heat Pump with Remote Outdoor Unit-Air-Source | T4BF-048KA |  | C6B(A,H)-F60(C,U)-C+TXV-X4.0 | 12.2 | 16 | 8.5 | Yes | Yes | 2011-02-08 |  | 0
FALSE | T4BF-024KB | 1866 | 3549359 | NUTONE | FT4BF-024KA | HP | Split System: Heat Pump with Remote Outdoor Unit-Air-Source | T4BF-024KA |  | C6B(A,H)-X26(C,U)-B | 13 | 15.5 | 8.8 | Yes | Yes | 2011-02-08 |  | 1
FALSE | T4BF-048KA | 1876 | 3549360 | NUTONE | FT4BF-048KA | HP | Split System: Heat Pump with Remote Outdoor Unit-Air-Source | T4BF-048KA |  | C6B(A,H)-X48(C,U)-C | 12.2 | 16 | 8.5 | Yes | Yes | 2011-02-08 |  | 0
FALSE | T4BF-048KA | 1876 | 3549361 | NUTONE | FT4BF-048KA | HP | Split System: Heat Pump with Remote Outdoor Unit-Air-Source | T4BF-048KA |  | C6B(A,H)-F60(C,U)-C+TXV-X4.0 | 12.2 | 16 | 8.5 | Yes | Yes | 2011-02-08 |  | 0
FALSE | T4BF-024KB | 1866 | 3549364 | BROAN | FT4BF-024KA | HP | Split System: Heat Pump with Remote Outdoor Unit-Air-Source | T4BF-024KA |  | C6B(A,H)-X26(C,U)-B | 13 | 15.5 | 8.8 | Yes | Yes | 2011-02-08 |  | 1
FALSE | T4BF-048KA | 1876 | 3549365 | BROAN | FT4BF-048KA | HP | Split System: Heat Pump with Remote Outdoor Unit-Air-Source | T4BF-048KA |  | C6B(A,H)-X48(C,U)-C | 12.2 | 16 | 8.5 | Yes | Yes | 2011-02-08 |  | 0
FALSE | T4BF-048KA | 1876 | 3549366 | BROAN | FT4BF-048KA | HP | Split System: Heat Pump with Remote Outdoor Unit-Air-Source | T4BF-048KA |  | C6B(A,H)-F60(C,U)-C+TXV-X4.0 | 12.2 | 16 | 8.5 | Yes | Yes | 2011-02-08 |  | 0
FALSE | T4BF-024KB | 1866 | 3549369 | MAYTAG | PSH4BF024KA | HP | Split System: Heat Pump with Remote Outdoor Unit-Air-Source | T4BF-024KA |  | C6B(A,H)-X26(C,U)-B | 13 | 15.5 | 8.8 | Yes | Yes | 2011-02-08 |  | 1
FALSE | T4BF-048KA | 1876 | 3549370 | MAYTAG | PSH4BF048KA | HP | Split System: Heat Pump with Remote Outdoor Unit-Air-Source | T4BF-048KA |  | C6B(A,H)-X48(C,U)-C | 12.2 | 16 | 8.5 | Yes | Yes | 2011-02-08 |  | 0
FALSE | T4BF-048KA | 1876 | 3549371 | MAYTAG | PSH4BF048KA | HP | Split System: Heat Pump with Remote Outdoor Unit-Air-Source | T4BF-048KA |  | C6B(A,H)-F60(C,U)-C+TXV-X4.0 | 12.2 | 16 | 8.5 | Yes | Yes | 2011-02-08 |  | 0
FALSE | T4BF-036KA | 1871 | 3549376 | NORDYNE, LLC. | T4BF-036KA | HP | Split System: Heat Pump with Remote Outdoor Unit-Air-Source | T4BF-036KA |  | C6B(A,H)-F48(C,U)-C+TXV-X3.0 | 12.5 | 15.7 | 8.6 | Yes | Yes | 2011-01-22 |  | 1
FALSE | T4BF-036KA | 1871 | 3549377 | NORDYNE, LLC. | T4BF-036KA | HP | Split System: Heat Pump with Remote Outdoor Unit-Air-Source | T4BF-036KA |  | C6B(A,H)-X36(C,U)-C | 12.5 | 15.7 | 8.6 | Yes | Yes | 2011-01-22 |  | 1
FALSE | T4BF-036KA | 1871 | 3549378 | FRIGIDAIRE | FT4BF-036KA | HP | Split System: Heat Pump with Remote Outdoor Unit-Air-Source | T4BF-036KA |  | C6B(A,H)-F48(C,U)-C+TXV-X3.0 | 12.5 | 15.7 | 8.6 | Yes | Yes | 2011-02-08 |  | 1
FALSE | T4BF-036KA | 1871 | 3549379 | FRIGIDAIRE | FT4BF-036KA | HP | Split System: Heat Pump with Remote Outdoor Unit-Air-Source | T4BF-036KA |  | C6B(A,H)-X36(C,U)-C | 12.5 | 15.7 | 8.6 | Yes | Yes | 2011-02-08 |  | 1
FALSE | T4BF-036KA | 1871 | 3549380 | TAPPAN | FT4BF-036KA | HP | Split System: Heat Pump with Remote Outdoor Unit-Air-Source | T4BF-036KA |  | C6B(A,H)-F48(C,U)-C+TXV-X3.0 | 12.5 | 15.7 | 8.6 | Yes | Yes | 2011-02-08 |  | 1
FALSE | T4BF-036KA | 1871 | 3549381 | TAPPAN | FT4BF-036KA | HP | Split System: Heat Pump with Remote Outdoor Unit-Air-Source | T4BF-036KA |  | C6B(A,H)-X36(C,U)-C | 12.5 | 15.7 | 8.6 | Yes | Yes | 2011-02-08 |  | 1
FALSE | T4BF-036KA | 1871 | 3549382 | WESTINGHOUSE | FT4BF-036KA | HP | Split System: Heat Pump with Remote Outdoor Unit-Air-Source | T4BF-036KA |  | C6B(A,H)-F48(C,U)-C+TXV-X3.0 | 12.5 | 15.7 | 8.6 | Yes | Yes | 2011-02-08 |  | 1
FALSE | T4BF-036KA | 1871 | 3549383 | WESTINGHOUSE | FT4BF-036KA | HP | Split System: Heat Pump with Remote Outdoor Unit-Air-Source | T4BF-036KA |  | C6B(A,H)-X36(C,U)-C | 12.5 | 15.7 | 8.6 | Yes | Yes | 2011-02-08 |  | 1
FALSE | T4BF-036KA | 1871 | 3549384 | NUTONE | FT4BF-036KA | HP | Split System: Heat Pump with Remote Outdoor Unit-Air-Source | T4BF-036KA |  | C6B(A,H)-F48(C,U)-C+TXV-X3.0 | 12.5 | 15.7 | 8.6 | Yes | Yes | 2011-02-08 |  | 1
FALSE | T4BF-036KA | 1871 | 3549385 | NUTONE | FT4BF-036KA | HP | Split System: Heat Pump with Remote Outdoor Unit-Air-Source | T4BF-036KA |  | C6B(A,H)-X36(C,U)-C | 12.5 | 15.7 | 8.6 | Yes | Yes | 2011-02-08 |  | 1
FALSE | SSZ160361A* | 1098 | 3553494 | XENON | SSZ160361A* | HP | Split System: Heat Pump with Remote Outdoor Unit-Air-Source | SSZ160361A* |  | CHPF4860D6D*+TXV | 13 | 16 | 9.5 | Yes | Yes | 2011-02-24 |  | 2
FALSE | SSZ160361A* | 1098 | 3553495 | XENON | SSZ160361A* | HP | Split System: Heat Pump with Remote Outdoor Unit-Air-Source | SSZ160361A* |  | CHPF4860D6D*+TXV | 13 | 16 | 9.5 | Yes | Yes | 2011-02-24 |  | 2
FALSE | SSZ160481A* | 1120 | 3553496 | XENON | SSZ160481A* | HP | Split System: Heat Pump with Remote Outdoor Unit-Air-Source | SSZ160481A* |  | CHPF4860D6D*+MBE2000**-1B*+TXV | 13 | 16 | 9.5 | Yes | Yes | 2011-02-24 |  | 2
FALSE | SSZ160481A* | 1120 | 3553497 | XENON | SSZ160481A* | HP | Split System: Heat Pump with Remote Outdoor Unit-Air-Source | SSZ160481A* |  | CHPF4860D6D*+TXV | 13 | 16 | 9.5 | Yes | Yes | 2011-02-24 |  | 2
FALSE | SSZ160481A* | 1120 | 3553498 | XENON | SSZ160481A* | HP | Split System: Heat Pump with Remote Outdoor Unit-Air-Source | SSZ160481A* |  | CHPF4860D6D*+TXV | 13 | 16 | 9.5 | Yes | Yes | 2011-02-24 |  | 2
FALSE | SSZ140251A* | 1079 | 3553527 | XENON | SSZ140241A* | HP | Split System: Heat Pump with Remote Outdoor Unit-Air-Source | SSZ140241A* |  | AEPF313716A*+TXV | 13 | 15 | 8.5 | Yes | Yes | 2011-02-24 |  | 1
FALSE | SSZ140251A* | 1079 | 3553528 | XENON | SSZ140241A* | HP | Split System: Heat Pump with Remote Outdoor Unit-Air-Source | SSZ140241A* |  | ASPF313716A*+TXV | 13 | 15 | 8.5 | Yes | Yes | 2011-02-24 |  | 1
FALSE | SSZ140311A* | 1089 | 3553529 | XENON | SSZ140301A* | HP | Split System: Heat Pump with Remote Outdoor Unit-Air-Source | SSZ140301A* |  | AEPF313716A*+TXV | 13 | 15 | 8.6 | Yes | Yes | 2011-02-24 |  | 1
FALSE | SSZ140311A* | 1089 | 3553530 | XENON | SSZ140301A* | HP | Split System: Heat Pump with Remote Outdoor Unit-Air-Source | SSZ140301A* |  | ASPF313716A*+TXV | 13 | 15 | 8.5 | Yes | Yes | 2011-02-24 |  | 1
FALSE | SSZ160241A* | 1074 | 3553535 | XENON | SSZ160241A* | HP | Split System: Heat Pump with Remote Outdoor Unit-Air-Source | SSZ160241A* |  | AEPF313716A*+TXV | 13 | 16 | 9.5 | Yes | Yes | 2011-02-24 |  | 2
FALSE | SSZ160241A* | 1074 | 3553536 | XENON | SSZ160241A* | HP | Split System: Heat Pump with Remote Outdoor Unit-Air-Source | SSZ160241A* |  | ASPF313716A*+TXV | 13 | 16 | 9.5 | Yes | Yes | 2011-02-24 |  | 2
FALSE | SSZ160361A* | 1098 | 3553537 | XENON | SSZ160361A* | HP | Split System: Heat Pump with Remote Outdoor Unit-Air-Source | SSZ160361A* |  | AEPF313716A*+TXV | 12.5 | 16 | 9.5 | Yes | Yes | 2011-02-24 |  | 1
FALSE | SSZ160361A* | 1098 | 3554001 | XENON | SSZ160361A* | HP | Split System: Heat Pump with Remote Outdoor Unit-Air-Source | SSZ160361A* |  | CA*F3743*6A*+TXV | 13 | 15.5 | 9.5 | Yes | Yes | 2011-02-24 |  | 1
FALSE | SSZ160361A* | 1098 | 3554002 | XENON | SSZ160361A* | HP | Split System: Heat Pump with Remote Outdoor Unit-Air-Source | SSZ160361A* |  | CA*F3743*6A*+TXV | 13 | 15.5 | 9.5 | Yes | Yes | 2011-02-24 |  | 1
FALSE | SSZ160361A* | 1098 | 3554003 | XENON | SSZ160361A* | HP | Split System: Heat Pump with Remote Outdoor Unit-Air-Source | SSZ160361A* |  | CA*F3743*6A*+TXV | 12.5 | 15.5 | 9.5 | Yes | Yes | 2011-02-24 |  | 1
FALSE | SSZ140251A* | 1079 | 3554036 | XENON | SSZ140241A* | HP | Split System: Heat Pump with Remote Outdoor Unit-Air-Source | SSZ140241A* |  | CA*F3636*6C*+MBE1200**-1B*+TXV | 12.5 | 15 | 8.5 | Yes | Yes | 2011-02-24 |  | 1
FALSE | SSZ140251A* | 1079 | 3554037 | XENON | SSZ140241A* | HP | Split System: Heat Pump with Remote Outdoor Unit-Air-Source | SSZ140241A* |  | CA*F3636*6C*+MBE1600**-1B*+TXV | 13 | 15 | 8.5 | Yes | Yes | 2011-02-24 |  | 1
FALSE | SSZ140251A* | 1079 | 3554038 | XENON | SSZ140241A* | HP | Split System: Heat Pump with Remote Outdoor Unit-Air-Source | SSZ140241A* |  | CA*F3636*6C*+TXV | 12.2 | 14.5 | 8.3 | Yes | Yes | 2011-02-24 |  | Below V5.0 Req.
FALSE | SSZ140251A* | 1079 | 3554039 | XENON | SSZ140241A* | HP | Split System: Heat Pump with Remote Outdoor Unit-Air-Source | SSZ140241A* |  | CA*F3636*6C*+TXV | 12.2 | 14.5 | 8.3 | Yes | Yes | 2011-02-24 |  | Below V5.0 Req.
FALSE | SSZ140251A* | 1079 | 3554040 | XENON | SSZ140241A* | HP | Split System: Heat Pump with Remote Outdoor Unit-Air-Source | SSZ140241A* |  | CA*F3636*6C*+TXV | 12.5 | 15 | 8.3 | Yes | Yes | 2011-02-24 |  | Below V5.0 Req.
FALSE | SSZ140251A* | 1079 | 3554041 | XENON | SSZ140241A* | HP | Split System: Heat Pump with Remote Outdoor Unit-Air-Source | SSZ140241A* |  | CA*F3636*6C*+TXV | 12.2 | 14.5 | 8.3 | Yes | Yes | 2011-02-24 |  | Below V5.0 Req.
FALSE | SSZ140251A* | 1079 | 3554042 | XENON | SSZ140241A* | HP | Split System: Heat Pump with Remote Outdoor Unit-Air-Source | SSZ140241A* |  | CA*F3636*6C*+TXV | 12.2 | 14.5 | 8.3 | Yes | Yes | 2011-02-24 |  | Below V5.0 Req.
FALSE | SSZ140251A* | 1079 | 3554043 | XENON | SSZ140241A* | HP | Split System: Heat Pump with Remote Outdoor Unit-Air-Source | SSZ140241A* |  | CA*F3636*6C*+TXV | 12.2 | 14.5 | 8.3 | Yes | Yes | 2011-02-24 |  | Below V5.0 Req.
FALSE | SSZ140311A* | 1089 | 3554044 | XENON | SSZ140301A* | HP | Split System: Heat Pump with Remote Outdoor Unit-Air-Source | SSZ140301A* |  | CA*F3636*6C*+MBE1200**-1B*+TXV | 13 | 15 | 8.5 | Yes | Yes | 2011-02-24 |  | 1
FALSE | SSZ140311A* | 1089 | 3554045 | XENON | SSZ140301A* | HP | Split System: Heat Pump with Remote Outdoor Unit-Air-Source | SSZ140301A* |  | CA*F3636*6C*+TXV | 12 | 15 | 8.5 | Yes | Yes | 2011-02-24 |  | 0
FALSE | SSZ140311A* | 1089 | 3554046 | XENON | SSZ140301A* | HP | Split System: Heat Pump with Remote Outdoor Unit-Air-Source | SSZ140301A* |  | CA*F3636*6C*+TXV | 12 | 15 | 8.5 | Yes | Yes | 2011-02-24 |  | 0
FALSE | SSZ160241A* | 1074 | 3554047 | XENON | SSZ160241A* | HP | Split System: Heat Pump with Remote Outdoor Unit-Air-Source | SSZ160241A* |  | CA*F3636*6C*+MBE1600**-1B*+TXV | 13 | 16 | 9.5 | Yes | Yes | 2011-02-24 |  | 2
FALSE | SSZ160241A* | 1074 | 3554048 | XENON | SSZ160241A* | HP | Split System: Heat Pump with Remote Outdoor Unit-Air-Source | SSZ160241A* |  | CA*F3636*6C*+TXV | 13 | 16 | 9.5 | Yes | Yes | 2011-02-24 |  | 2
FALSE | SSZ160241A* | 1074 | 3554049 | XENON | SSZ160241A* | HP | Split System: Heat Pump with Remote Outdoor Unit-Air-Source | SSZ160241A* |  | CA*F3636*6C*+TXV | 13 | 16 | 9.5 | Yes | Yes | 2011-02-24 |  | 2
FALSE | 15PJL18 | 13 | 3567725 | RICHMOND | RHP14410A18J | HP | Split System: Heat Pump with Remote Outdoor Unit-Air-Source | 14PJM18 |  | RCFL-H*2417 | 12 | 14.5 | 8.2 | Yes | Yes | 2011-03-08 |  | Below V5.0 Req.
FALSE | 15PJL18 | 13 | 3567726 | RUUD AIR CONDITIONING DIVISION | 14PJM18 | HP | Split System: Heat Pump with Remote Outdoor Unit-Air-Source | 14PJM18 |  | RCFL-H*2417 | 12 | 14.5 | 8.2 | Yes | Yes | 2011-03-08 |  | Below V5.0 Req.
FALSE | 15PJL18 | 13 | 3567727 | RICHMOND | RHP14410A18J | HP | Split System: Heat Pump with Remote Outdoor Unit-Air-Source | 14PJM18 |  | RCFL-H*2417 | 12 | 14.5 | 8.2 | Yes | Yes | 2011-03-08 |  | Below V5.0 Req.
FALSE | 15PJL18 | 13 | 3567728 | RUUD AIR CONDITIONING DIVISION | 14PJM18 | HP | Split System: Heat Pump with Remote Outdoor Unit-Air-Source | 14PJM18 |  | RCFL-H*2417 | 12 | 14.5 | 8.2 | Yes | Yes | 2011-03-08 |  | Below V5.0 Req.
FALSE | 15PJL18 | 13 | 3567731 | RHEEM SALES COMPANY, INC. | 14PJM18 | HP | Split System: Heat Pump with Remote Outdoor Unit-Air-Source | 14PJM18 |  | RHKL-HM2417+RCSL-H*2417 | 12 | 14.5 | 8.2 | Yes | Yes | 2011-03-08 |  | Below V5.0 Req.
TRUE | 14PJM18 | 13 | 3567732 | CENTURY BY HEAT CONTROLLER | HRG1418-1B | HP | Split System: Heat Pump with Remote Outdoor Unit-Air-Source | 14PJM18 |  | RHLL-HM2417+RCSL-H*2417 | 12 | 14.5 | 8.2 | Yes | Yes | 2011-03-08 |  | Below V5.0 Req.
TRUE | 14PJM18 | 13 | 3567733 | HEAT CONTROLLER, INC. | HRG1418-1B | HP | Split System: Heat Pump with Remote Outdoor Unit-Air-Source | 14PJM18 |  | RHLL-HM2417+RCSL-H*2417 | 12 | 14.5 | 8.2 | Yes | Yes | 2011-03-08 |  | Below V5.0 Req.
TRUE | 14PJM18 | 13 | 3567734 | RICHMOND | RHP14410A18J | HP | Split System: Heat Pump with Remote Outdoor Unit-Air-Source | 14PJM18 |  | RHLL-HM2417+RCSL-H*2417 | 12 | 14.5 | 8.2 | Yes | Yes | 2011-03-08 |  | Below V5.0 Req.
TRUE | 14PJM18 | 13 | 3567735 | RUUD AIR CONDITIONING DIVISION | 14PJM18 | HP | Split System: Heat Pump with Remote Outdoor Unit-Air-Source | 14PJM18 |  | RHLL-HM2417+RCSL-H*2417 | 12 | 14.5 | 8.2 | Yes | Yes | 2011-03-08 |  | Below V5.0 Req.
TRUE | 14PJM18 | 13 | 3567737 | RHEEM SALES COMPANY, INC. | RHP14410A18J | HP | Split System: Heat Pump with Remote Outdoor Unit-Air-Source | 14PJM18 |  | RHLL-HM2417+RCSL-H*2417 | 12 | 14.5 | 8.2 | Yes | Yes | 2011-03-08 |  | Below V5.0 Req.
TRUE | 14PJM18 | 13 | 3567739 | WEATHERKING AIR CONDITIONING DIVISION | 14PJM18 | HP | Split System: Heat Pump with Remote Outdoor Unit-Air-Source | 14PJM18 |  | RHLL-HM2417+RCSL-H*2417 | 12 | 14.5 | 8.2 | Yes | Yes | 2011-03-08 |  | Below V5.0 Req.
FALSE | 14PJM24 | 3122 | 3567753 | RHEEM SALES COMPANY, INC. | 14PJM24 | HP | Split System: Heat Pump with Remote Outdoor Unit-Air-Source | 14PJM24 |  | RHKL-HM2417+RCSL-H*2417 | 12 | 14.5 | 8.2 | Yes | Yes | 2011-03-08 |  | Below V5.0 Req.
TRUE | 14PJM24 | 3122 | 3567754 | CENTURY BY HEAT CONTROLLER | HRG1424-1B | HP | Split System: Heat Pump with Remote Outdoor Unit-Air-Source | 14PJM24 |  | RHLL-HM2417+RCSL-H*2417 | 12 | 14.5 | 8.5 | Yes | Yes | 2011-03-08 |  | 0
TRUE | 14PJM24 | 3122 | 3567755 | HEAT CONTROLLER, INC. | HRG1424-1B | HP | Split System: Heat Pump with Remote Outdoor Unit-Air-Source | 14PJM24 |  | RHLL-HM2417+RCSL-H*2417 | 12 | 14.5 | 8.5 | Yes | Yes | 2011-03-08 |  | 0
FALSE | 15PJL18 | 13 | 3568032 | CENTURY BY HEAT CONTROLLER | HRG1418-1B | HP | Split System: Heat Pump with Remote Outdoor Unit-Air-Source | 14PJM18 |  | RHKL-HM2417+RCSL-H*2417 | 12 | 14.5 | 8.2 | Yes | Yes | 2011-03-08 |  | Below V5.0 Req.
FALSE | 15PJL18 | 13 | 3568033 | HEAT CONTROLLER, INC. | HRG1418-1B | HP | Split System: Heat Pump with Remote Outdoor Unit-Air-Source | 14PJM18 |  | RHKL-HM2417+RCSL-H*2417 | 12 | 14.5 | 8.2 | Yes | Yes | 2011-03-08 |  | Below V5.0 Req.
FALSE | 14PJM24 | 3122 | 3568034 | CENTURY BY HEAT CONTROLLER | HRG1424-1B | HP | Split System: Heat Pump with Remote Outdoor Unit-Air-Source | 14PJM24 |  | RHKL-HM2417+RCSL-H*2417 | 12 | 14.5 | 8.2 | Yes | Yes | 2011-03-08 |  | Below V5.0 Req.
FALSE | 14PJM24 | 3122 | 3568035 | HEAT CONTROLLER, INC. | HRG1424-1B | HP | Split System: Heat Pump with Remote Outdoor Unit-Air-Source | 14PJM24 |  | RHKL-HM2417+RCSL-H*2417 | 12 | 14.5 | 8.2 | Yes | Yes | 2011-03-08 |  | Below V5.0 Req.
FALSE | 14PJM30 | 27 | 3568036 | CENTURY BY HEAT CONTROLLER | HRG1430-1B | HP | Split System: Heat Pump with Remote Outdoor Unit-Air-Source | 14PJM30 |  | RHKL-HM3617+RCSL-H*3617 | 12 | 14.5 | 8.5 | Yes | Yes | 2011-03-08 |  | 0
FALSE | 14PJM30 | 27 | 3568037 | HEAT CONTROLLER, INC. | HRG1430-1B | HP | Split System: Heat Pump with Remote Outdoor Unit-Air-Source | 14PJM30 |  | RHKL-HM3617+RCSL-H*3617 | 12 | 14.5 | 8.5 | Yes | Yes | 2011-03-08 |  | 0
FALSE | 14PJM36 | 3141 | 3568038 | CENTURY BY HEAT CONTROLLER | HRG1436-1B | HP | Split System: Heat Pump with Remote Outdoor Unit-Air-Source | 14PJM36 |  | RHKL-HM3617+RCSL-H*3617 | 12 | 14.5 | 8.5 | Yes | Yes | 2011-03-08 |  | 0
FALSE | 14PJM36 | 3141 | 3568039 | HEAT CONTROLLER, INC. | HRG1436-1B | HP | Split System: Heat Pump with Remote Outdoor Unit-Air-Source | 14PJM36 |  | RHKL-HM3617+RCSL-H*3617 | 12 | 14.5 | 8.5 | Yes | Yes | 2011-03-08 |  | 0
FALSE | 14PJM48 | 3163 | 3568044 | CENTURY BY HEAT CONTROLLER | HRG1448-1B | HP | Split System: Heat Pump with Remote Outdoor Unit-Air-Source | 14PJM48 |  | RHKL-HM4824+RCSL-H*4824 | 12 | 14.5 | 9 | Yes | Yes | 2011-03-08 |  | 0
FALSE | 14PJM48 | 3163 | 3568045 | HEAT CONTROLLER, INC. | HRG1448-1B | HP | Split System: Heat Pump with Remote Outdoor Unit-Air-Source | 14PJM48 |  | RHKL-HM4824+RCSL-H*4824 | 12 | 14.5 | 9 | Yes | Yes | 2011-03-08 |  | 0
FALSE | YHJD18S41S7 | 2711 | 3579582 | COLEMAN BY JOHNSON CONTROLS | THJD18S41S3 | HP | Split System: Heat Pump with Remote Outdoor Unit-Air-Source | YHJD18S41S2 |  | F6FP024 | 12 | 14.5 | 8.2 | Yes | Yes | 2011-02-28 |  | Below V5.0 Req.
FALSE | YHJD18S41S7 | 2711 | 3579598 | COLEMAN BY JOHNSON CONTROLS | THJD18S41S3 | HP | Split System: Heat Pump with Remote Outdoor Unit-Air-Source | YHJD18S41S2 |  | F6FP024+TXV | 12 | 14.5 | 8.2 | Yes | Yes | 2011-02-28 |  | Below V5.0 Req.
FALSE | YHJF24S41S1 | 2714 | 3582292 | COLEMAN BY JOHNSON CONTROLS | THJF24S41S3 | HP | Split System: Heat Pump with Remote Outdoor Unit-Air-Source | YHJF24S41S1 |  | AHX36+TXV | 12.5 | 15 | 8.5 | Yes | Yes | 2011-02-28 |  | 1
FALSE | YHJF30S41S1 | 2715 | 3582308 | COLEMAN BY JOHNSON CONTROLS | THJF30S41S3 | HP | Split System: Heat Pump with Remote Outdoor Unit-Air-Source | YHJF30S41S1 |  | AHX36+TXV | 12.5 | 15 | 9 | Yes | Yes | 2011-02-28 |  | 1
FALSE | YHJF24S41S1 | 2714 | 3582312 | COLEMAN BY JOHNSON CONTROLS | THJF24S41S3 | HP | Split System: Heat Pump with Remote Outdoor Unit-Air-Source | YHJF24S41S1 |  | AHX30+TXV | 12.5 | 15 | 8.5 | Yes | Yes | 2011-02-28 |  | 1
FALSE | YHJD18S41S7 | 2711 | 3582788 | LUXAIRE BY JOHNSON CONTROLS | THJF18S41S3 | HP | Split System: Heat Pump with Remote Outdoor Unit-Air-Source | YHJF18S41S1 |  | AHX30+TXV | 12.5 | 15 | 8.5 | Yes | Yes | 2011-02-28 |  | 1
FALSE | YHJF24S41S1 | 2714 | 3582790 | LUXAIRE BY JOHNSON CONTROLS | THJF24S41S3 | HP | Split System: Heat Pump with Remote Outdoor Unit-Air-Source | YHJF24S41S1 |  | F6FP036 | 12.5 | 15 | 8.5 | Yes | Yes | 2011-02-28 |  | 1
FALSE | YHJF24S41S1 | 2714 | 3582792 | LUXAIRE BY JOHNSON CONTROLS | THJF24S41S3 | HP | Split System: Heat Pump with Remote Outdoor Unit-Air-Source | YHJF24S41S1 |  | AHX36 | 12.5 | 15 | 8.5 | Yes | Yes | 2011-02-28 |  | 1
FALSE | YHJF30S41S1 | 2715 | 3582802 | LUXAIRE BY JOHNSON CONTROLS | THJF30S41S3 | HP | Split System: Heat Pump with Remote Outdoor Unit-Air-Source | YHJF30S41S1 |  | F6FP042 | 12.5 | 15 | 9 | Yes | Yes | 2011-02-28 |  | 1
FALSE | YHJD18S41S7 | 2711 | 3582804 | LUXAIRE BY JOHNSON CONTROLS | THJF18S41S3 | HP | Split System: Heat Pump with Remote Outdoor Unit-Air-Source | YHJF18S41S1 |  | F6FP030 | 12.5 | 15 | 8.5 | Yes | Yes | 2011-02-28 |  | 1
FALSE | YHJF30S41S1 | 2715 | 3582806 | LUXAIRE BY JOHNSON CONTROLS | THJF30S41S3 | HP | Split System: Heat Pump with Remote Outdoor Unit-Air-Source | YHJF30S41S1 |  | F6FP042+TXV | 12.5 | 15 | 9 | Yes | Yes | 2011-02-28 |  | 1
FALSE | YHJF24S41S1 | 2714 | 3583294 | FRASER-JOHNSTON BY JOHNSON CONTROLS | THJF24S41S3 | HP | Split System: Heat Pump with Remote Outdoor Unit-Air-Source | YHJF24S41S1 |  | AHX30 | 12.5 | 15 | 8.5 | Yes | Yes | 2011-02-28 |  | 1
FALSE | YHJF24S41S1 | 2714 | 3583341 | FRASER-JOHNSTON BY JOHNSON CONTROLS | THJF24S41S3 | HP | Split System: Heat Pump with Remote Outdoor Unit-Air-Source | YHJF24S41S1 |  | F6FP030 | 12 | 14.5 | 8.2 | Yes | Yes | 2011-02-28 |  | Below V5.0 Req.
FALSE | YHJD18S41S7 | 2711 | 3583342 | FRASER-JOHNSTON BY JOHNSON CONTROLS | THJF18S41S3 | HP | Split System: Heat Pump with Remote Outdoor Unit-Air-Source | YHJF18S41S1 |  | AHX30 | 12.5 | 15 | 8.5 | Yes | Yes | 2011-02-28 |  | 1
FALSE | YHJF24S41S1 | 2714 | 3583349 | FRASER-JOHNSTON BY JOHNSON CONTROLS | THJF24S41S3 | HP | Split System: Heat Pump with Remote Outdoor Unit-Air-Source | YHJF24S41S1 |  | AHX36+TXV | 12.5 | 15 | 8.5 | Yes | Yes | 2011-02-28 |  | 1
FALSE | T4BF-036KA | 1871 | 3587879 | MILLER | DT4BF-036KA | HP | Split System: Heat Pump with Remote Outdoor Unit-Air-Source | T4BF-036KA |  | C6B(A,H)-X36(C,U)-B | 12.5 | 16 | 9 | Yes | Yes | 2011-02-08 |  | 1
FALSE | T4BF-036KA | 1871 | 3587880 | MILLER | DT4BF-036KA | HP | Split System: Heat Pump with Remote Outdoor Unit-Air-Source | T4BF-036KA |  | C6B(A,H)-X36(C,U)-C | 12.5 | 16 | 9 | Yes | Yes | 2011-02-08 |  | 1
TRUE | T4BF-024KA | 1866 | 3587883 | MILLER | DT4BF-024KA | HP | Split System: Heat Pump with Remote Outdoor Unit-Air-Source | T4BF-024KA |  | B4VM-X24K-B | 13 | 16 | 9 | Yes | Yes | 2011-02-08 |  | 2
FALSE | T4BF-048KA | 1876 | 3587885 | MILLER | DT4BF-048KA | HP | Split System: Heat Pump with Remote Outdoor Unit-Air-Source | T4BF-048KA |  | C6B(A,H)-X48(C,U)-C | 12.5 | 16 | 9 | Yes | Yes | 2011-02-08 |  | 1
FALSE | T4BF-036KA | 1871 | 3587887 | MILLER | DT4BF-036KA | HP | Split System: Heat Pump with Remote Outdoor Unit-Air-Source | T4BF-036KA |  | B4VM-X36K-B | 12.5 | 16 | 9 | Yes | Yes | 2011-02-08 |  | 1
FALSE | T4BF-048KA | 1876 | 3587888 | MILLER | DT4BF-048KA | HP | Split System: Heat Pump with Remote Outdoor Unit-Air-Source | T4BF-048KA |  | B4VM-X48K-C | 12.5 | 16 | 9 | Yes | Yes | 2011-02-08 |  | 1
FALSE | T4BF-024KB | 1866 | 3587889 | MILLER | DT4BF-024KA | HP | Split System: Heat Pump with Remote Outdoor Unit-Air-Source | T4BF-024KA |  | C6B(A,H)-X26(C,U)-B | 13 | 16 | 9 | Yes | Yes | 2011-02-08 |  | 2
FALSE | TPA042H4N*G | 1606 | 3589727 | LENNOX INDUSTRIES, INC. | XP14-042-230* | HP | Split System: Heat Pump with Remote Outdoor Unit-Air-Source | XP14-042-230* |  | CBX27UH-048-230*+TDR | 13 | 15 | 8.5 | Yes | Yes | 2011-01-22 |  | 1
TRUE | RPQL-018JAZ | 3114 | 3592022 | RHEEM SALES COMPANY, INC. | RPQL-018JAZ | HP | Split System: Heat Pump with Remote Outdoor Unit-Air-Source | RPQL-018JAZ |  | RHLL-HM2417+RCSL-H*2417 | 13 | 15.5 | 9 | Yes | Yes | 2011-01-22 |  | 1
TRUE | RPQL-024JAZ | 3116 | 3592069 | RHEEM SALES COMPANY, INC. | RPQL-024JAZ | HP | Split System: Heat Pump with Remote Outdoor Unit-Air-Source | RPQL-024JAZ |  | RHLL-HM2417+RCSL-H*2417 | 12.5 | 15 | 9 | Yes | Yes | 2011-01-22 |  | 1
TRUE | RPQL-024JEZ | 3116 | 3592091 | RHEEM SALES COMPANY, INC. | RPQL-024JEZ | HP | Split System: Heat Pump with Remote Outdoor Unit-Air-Source | RPQL-024JEZ |  | RHLL-HM2417+RCSL-H*2417 | 12.5 | 15 | 9 | Yes | Yes | 2011-01-22 |  | 1
TRUE | RPQL-042JAZ | 46 | 3592093 | RHEEM SALES COMPANY, INC. | RPQL-042JAZ | HP | Split System: Heat Pump with Remote Outdoor Unit-Air-Source | RPQL-042JAZ |  | RHLL-HM4821+RCSL-H*4821 | 12.5 | 15 | 9.5 | Yes | Yes | 2011-01-22 |  | 1
TRUE | RPQL-042JEZ | 46 | 3592094 | RHEEM SALES COMPANY, INC. | RPQL-042JEZ | HP | Split System: Heat Pump with Remote Outdoor Unit-Air-Source | RPQL-042JEZ |  | RHLL-HM4821+RCSL-H*4821 | 12.5 | 15 | 9.5 | Yes | Yes | 2011-01-22 |  | 1
TRUE | RPQL-060JAZ | 70 | 3592097 | RHEEM SALES COMPANY, INC. | RPQL-060JAZ | HP | Split System: Heat Pump with Remote Outdoor Unit-Air-Source | RPQL-060JAZ |  | RHLL-HM6024+RCSL-H*6024 | 12 | 14.5 | 9 | Yes | Yes | 2011-01-22 |  | 0
TRUE | RPQL-024JAZ | 3116 | 3612066 | RHEEM SALES COMPANY, INC. | UPQL-024JAZ | HP | Split System: Heat Pump with Remote Outdoor Unit-Air-Source | RPQL-024JAZ |  | RHLL-HM2417+RCSL-H*2417 | 12.5 | 15 | 9 | Yes | Yes | 2011-03-08 |  | 1
TRUE | RPQL-024JEZ | 3116 | 3612092 | RHEEM SALES COMPANY, INC. | UPQL-024JEZ | HP | Split System: Heat Pump with Remote Outdoor Unit-Air-Source | RPQL-024JEZ |  | RHLL-HM2417+RCSL-H*2417 | 12.5 | 15 | 9 | Yes | Yes | 2011-03-08 |  | 1
TRUE | RPQL-042JAZ | 46 | 3612096 | RHEEM SALES COMPANY, INC. | UPQL-042JAZ | HP | Split System: Heat Pump with Remote Outdoor Unit-Air-Source | RPQL-042JAZ |  | RHLL-HM4821+RCSL-H*4821 | 12.5 | 15 | 9.5 | Yes | Yes | 2011-03-08 |  | 1
TRUE | RPQL-042JEZ | 46 | 3612098 | RHEEM SALES COMPANY, INC. | UPQL-042JEZ | HP | Split System: Heat Pump with Remote Outdoor Unit-Air-Source | RPQL-042JEZ |  | RHLL-HM4821+RCSL-H*4821 | 12.5 | 15 | 9.5 | Yes | Yes | 2011-03-08 |  | 1
TRUE | RPQL-048JAZ | 58 | 3612100 | RHEEM SALES COMPANY, INC. | UPQL-048JAZ | HP | Split System: Heat Pump with Remote Outdoor Unit-Air-Source | RPQL-048JAZ |  | RHLL-HM4821+RCSL-H*4821 | 12.5 | 15 | 8.5 | Yes | Yes | 2011-03-08 |  | 1
TRUE | RPQL-048JEZ | 58 | 3612102 | RHEEM SALES COMPANY, INC. | UPQL-048JEZ | HP | Split System: Heat Pump with Remote Outdoor Unit-Air-Source | RPQL-048JEZ |  | RHLL-HM4821+RCSL-H*4821 | 12.5 | 15 | 8.5 | Yes | Yes | 2011-03-08 |  | 1
TRUE | RPQL-060JAZ | 70 | 3612107 | RHEEM SALES COMPANY, INC. | UPQL-060JAZ | HP | Split System: Heat Pump with Remote Outdoor Unit-Air-Source | RPQL-060JAZ |  | RHLL-HM6024+RCSL-H*6024 | 12 | 14.5 | 9 | Yes | Yes | 2011-03-08 |  | 0
TRUE | RPQL-060JEZ | 70 | 3612114 | RHEEM SALES COMPANY, INC. | UPQL-060JEZ | HP | Split System: Heat Pump with Remote Outdoor Unit-Air-Source | RPQL-060JEZ |  | RHLL-HM6024+RCSL-H*6024 | 12 | 14.5 | 9 | Yes | Yes | 2011-03-08 |  | 0
FALSE | 14PJM30 | 27 | 3621259 | RHEEM SALES COMPANY, INC. | 14PJM30 | HP | Split System: Heat Pump with Remote Outdoor Unit-Air-Source | 14PJM30 |  | RCFL-H*3621 | 12 | 14.5 | 8.5 | Yes | Yes | 2011-01-22 |  | 0
FALSE | 14PJM30 | 27 | 3621262 | RHEEM SALES COMPANY, INC. | 14PJM30 | HP | Split System: Heat Pump with Remote Outdoor Unit-Air-Source | 14PJM30 |  | RCFL-H*3621 | 12 | 14.5 | 8.5 | Yes | Yes | 2011-01-22 |  | 0
FALSE | 15PJL18 | 13 | 3621283 | RUUD AIR CONDITIONING DIVISION | 14PJM18 | HP | Split System: Heat Pump with Remote Outdoor Unit-Air-Source | 14PJM18 |  | RCFL-H*2417 | 12 | 14.5 | 8.2 | Yes | Yes | 2011-03-08 |  | Below V5.0 Req.
FALSE | 15PJL18 | 13 | 3621284 | RHEEM SALES COMPANY, INC. | 14PJM18 | HP | Split System: Heat Pump with Remote Outdoor Unit-Air-Source | 14PJM18 |  | RCFL-H*2417 | 12 | 14.5 | 8.2 | Yes | Yes | 2011-03-08 |  | Below V5.0 Req.
FALSE | 15PJL18 | 13 | 3621285 | RUUD AIR CONDITIONING DIVISION | 14PJM18 | HP | Split System: Heat Pump with Remote Outdoor Unit-Air-Source | 14PJM18 |  | RCFL-H*2417 | 12 | 14.5 | 8.2 | Yes | Yes | 2011-03-08 |  | Below V5.0 Req.
FALSE | 15PJL18 | 13 | 3621286 | RHEEM SALES COMPANY, INC. | 14PJM18 | HP | Split System: Heat Pump with Remote Outdoor Unit-Air-Source | 14PJM18 |  | RCFL-H*2417 | 12 | 14.5 | 8.2 | Yes | Yes | 2011-03-08 |  | Below V5.0 Req.
FALSE | 15PJL18 | 13 | 3621287 | RUUD AIR CONDITIONING DIVISION | 14PJM18 | HP | Split System: Heat Pump with Remote Outdoor Unit-Air-Source | 14PJM18 |  | RCFL-H*2417 | 12 | 14.5 | 8.2 | Yes | Yes | 2011-03-08 |  | Below V5.0 Req.
FALSE | 15PJL18 | 13 | 3621288 | RHEEM SALES COMPANY, INC. | 14PJM18 | HP | Split System: Heat Pump with Remote Outdoor Unit-Air-Source | 14PJM18 |  | RCFL-H*2417 | 12 | 14.5 | 8.2 | Yes | Yes | 2011-03-08 |  | Below V5.0 Req.
FALSE | 15PJL18 | 13 | 3621289 | RUUD AIR CONDITIONING DIVISION | 14PJM18 | HP | Split System: Heat Pump with Remote Outdoor Unit-Air-Source | 14PJM18 |  | RCFL-H*2417 | 12 | 14.5 | 8.2 | Yes | Yes | 2011-03-08 |  | Below V5.0 Req.
FALSE | 15PJL18 | 13 | 3621290 | RHEEM SALES COMPANY, INC. | 14PJM18 | HP | Split System: Heat Pump with Remote Outdoor Unit-Air-Source | 14PJM18 |  | RCFL-H*2417 | 12 | 14.5 | 8.2 | Yes | Yes | 2011-03-08 |  | Below V5.0 Req.
FALSE | 14PJM30 | 27 | 3621325 | RUUD AIR CONDITIONING DIVISION | 14PJM30 | HP | Split System: Heat Pump with Remote Outdoor Unit-Air-Source | 14PJM30 |  | RCFL-H*3621 | 12 | 14.5 | 8.5 | Yes | Yes | 2011-03-08 |  | 0
FALSE | 14PJM30 | 27 | 3621326 | RHEEM SALES COMPANY, INC. | 14PJM30 | HP | Split System: Heat Pump with Remote Outdoor Unit-Air-Source | 14PJM30 |  | RCFL-H*3621 | 12 | 14.5 | 8.5 | Yes | Yes | 2011-03-08 |  | 0
FALSE | 15PJL18 | 13 | 3624276 | WEATHERKING AIR CONDITIONING DIVISION | 14PJM18 | HP | Split System: Heat Pump with Remote Outdoor Unit-Air-Source | 14PJM18 |  | RCFL-H*2417 | 12 | 14.5 | 8.2 | Yes | Yes | 2011-03-08 |  | Below V5.0 Req.
FALSE | 25HNB518A*031 | 526 | 3645439 | CARRIER AIR CONDITIONING | 25HBC518A**30 | HP | Split System: Heat Pump with Remote Outdoor Unit-Air-Source | 25HBC518A**30 |  | FX4DNF019 | 12.6 | 15.2 | 8.5 | Yes | Yes | 2011-01-22 |  | 1
FALSE | 25HCC524A*030 | 545 | 3645571 | CARRIER AIR CONDITIONING | 25HBC524A**30 | HP | Split System: Heat Pump with Remote Outdoor Unit-Air-Source | 25HBC524A**30 |  | FX4DNF025 | 12 | 15.25 | 8.7 | Yes | Yes | 2011-01-22 |  | 0
FALSE | 25HCC530A*030 | 555 | 3645739 | CARRIER AIR CONDITIONING | 25HBC530A**30 | HP | Split System: Heat Pump with Remote Outdoor Unit-Air-Source | 25HBC530A**30 |  | FX4DN(B,F)031 | 12 | 15.2 | 8.5 | Yes | Yes | 2011-01-22 |  | 0
FALSE | 25HCC536A*030 | 583 | 3645945 | CARRIER AIR CONDITIONING | 25HBC536A**30 | HP | Split System: Heat Pump with Remote Outdoor Unit-Air-Source | 25HBC536A**30 |  | FX4DN(B,F)037 | 12.5 | 15 | 8.5 | Yes | Yes | 2011-01-22 |  | 1
FALSE | 25HCC542A*030 | 600 | 3646155 | CARRIER AIR CONDITIONING | 25HBC542A**30 | HP | Split System: Heat Pump with Remote Outdoor Unit-Air-Source | 25HBC542A**30 |  | FX4DN(B,F)043 | 12.5 | 15 | 8.5 | Yes | Yes | 2011-01-22 |  | 1
FALSE | 25HBC548A*030 | 618 | 3646319 | CARRIER AIR CONDITIONING | 25HBC548A**30 | HP | Split System: Heat Pump with Remote Outdoor Unit-Air-Source | 25HBC548A**30 |  | FX4DN(B,F)049 | 12 | 15 | 8.5 | Yes | Yes | 2011-01-22 |  | 0
FALSE | 25HCC560A*030 | 629 | 3646391 | CARRIER AIR CONDITIONING | 25HBC560A**30 | HP | Split System: Heat Pump with Remote Outdoor Unit-Air-Source | 25HBC560A**30 |  | FX4DN(B,F)061 | 12 | 15 | 8.5 | Yes | Yes | 2011-01-22 |  | 0
FALSE | XP16-024-230-11 | 1632 | 3671213 | LENNOX INDUSTRIES, INC. | XP16-024-230-05 | HP | Split System: Heat Pump with Remote Outdoor Unit-Air-Source | XP16-024-230-05 |  | CBX27UH-030-230*+TDR | 12.5 | 16.5 | 8.5 | Yes | Yes | 2011-01-22 |  | 1
FALSE | XP16-024-230-11 | 1632 | 3671234 | LENNOX INDUSTRIES, INC. | XP16-024-230-05 | HP | Split System: Heat Pump with Remote Outdoor Unit-Air-Source | XP16-024-230-05 |  | CX34-31+TDR | 12.5 | 15.7 | 8.2 | Yes | Yes | 2011-01-22 |  | Below V5.0 Req.
FALSE | XP16-024-230-11 | 1632 | 3671235 | LENNOX INDUSTRIES, INC. | XP16-024-230-05 | HP | Split System: Heat Pump with Remote Outdoor Unit-Air-Source | XP16-024-230-05 |  | CX34-31+TDR | 12.5 | 16 | 8.2 | Yes | Yes | 2011-01-22 |  | Below V5.0 Req.
FALSE | XP16-024-230-11 | 1632 | 3671236 | LENNOX INDUSTRIES, INC. | XP16-024-230-05 | HP | Split System: Heat Pump with Remote Outdoor Unit-Air-Source | XP16-024-230-05 |  | CX34-31+TDR | 12.5 | 15.7 | 8.2 | Yes | Yes | 2011-01-22 |  | Below V5.0 Req.
FALSE | XP16-024-230-11 | 1632 | 3671238 | LENNOX INDUSTRIES, INC. | XP16-024-230-05 | HP | Split System: Heat Pump with Remote Outdoor Unit-Air-Source | XP16-024-230-05 |  | CX34-38+TDR | 12.5 | 16.2 | 8.5 | Yes | Yes | 2011-01-22 |  | 1
FALSE | XP16-024-230-11 | 1632 | 3671239 | LENNOX INDUSTRIES, INC. | XP16-024-230-05 | HP | Split System: Heat Pump with Remote Outdoor Unit-Air-Source | XP16-024-230-05 |  | CX34-38+TDR | 12.5 | 16.2 | 8.5 | Yes | Yes | 2011-01-22 |  | 1
FALSE | XP16-024-230-11 | 1632 | 3671240 | LENNOX INDUSTRIES, INC. | XP16-024-230-05 | HP | Split System: Heat Pump with Remote Outdoor Unit-Air-Source | XP16-024-230-05 |  | CX34-38+TDR | 12.5 | 16 | 8.5 | Yes | Yes | 2011-01-22 |  | 1
FALSE | XP16-024-230-11 | 1632 | 3671241 | LENNOX INDUSTRIES, INC. | XP16-024-230-05 | HP | Split System: Heat Pump with Remote Outdoor Unit-Air-Source | XP16-024-230-05 |  | CX34-38+TDR | 12.5 | 16 | 8.5 | Yes | Yes | 2011-01-22 |  | 1
FALSE | XP16-024-230-11 | 1632 | 3671242 | LENNOX INDUSTRIES, INC. | XP16-024-230-05 | HP | Split System: Heat Pump with Remote Outdoor Unit-Air-Source | XP16-024-230-05 |  | CX34-38+TDR | 12.5 | 16.2 | 8.5 | Yes | Yes | 2011-01-22 |  | 1
FALSE | XP16-024-230-11 | 1632 | 3671243 | LENNOX INDUSTRIES, INC. | XP16-024-230-05 | HP | Split System: Heat Pump with Remote Outdoor Unit-Air-Source | XP16-024-230-05 |  | CX34-38+TDR | 12.5 | 16 | 8.5 | Yes | Yes | 2011-01-22 |  | 1
TRUE | XP16-036-230-05 | 1642 | 3671283 | LENNOX INDUSTRIES, INC. | XP16-036-230-05 | HP | Split System: Heat Pump with Remote Outdoor Unit-Air-Source | XP16-036-230-05 |  | CBX32MV-036*+TDR | 12.5 | 16.2 | 8.5 | Yes | Yes | 2011-01-22 |  | 1
TRUE | XP16-048-230-05 | 1647 | 3671446 | LENNOX INDUSTRIES, INC. | XP16-048-230-05 | HP | Split System: Heat Pump with Remote Outdoor Unit-Air-Source | XP16-048-230-05 |  | CBX32MV-060*+TDR | 12.5 | 16.2 | 8.5 | Yes | Yes | 2011-01-22 |  | 1
TRUE | XP16-048-230/05 | 1647 | 3671505 | LENNOX INDUSTRIES, INC. | XP16-048-230/05 | HP | Split System: Heat Pump with Remote Outdoor Unit-Air-Source | XP16-048-230/05 |  | CBX32MV-060*+TDR | 12.5 | 16.2 | 8.2 | Yes | Yes | 2011-01-22 |  | Below V5.0 Req.
FALSE | SPB060H4S48Y | 1652 | 3671907 | LENNOX INDUSTRIES, INC. | SPB060H4N45Y | HP | Split System: Heat Pump with Remote Outdoor Unit-Air-Source | SPB060H4N45Y |  | CBX40UHV-060*+TDR | 12.5 | 15.5 | 8.5 | Yes | Yes | 2011-01-22 |  | 1
TRUE | SPB060H4N4/5Y | 1652 | 3671935 | LENNOX INDUSTRIES, INC. | SPB060H4N4/5Y | HP | Split System: Heat Pump with Remote Outdoor Unit-Air-Source | SPB060H4N4/5Y |  | CBX32MV-060*+TDR | 12.5 | 15.5 | 8.5 | Yes | Yes | 2011-01-22 |  | 1
FALSE | SPB060H4S48Y | 1652 | 3671937 | LENNOX INDUSTRIES, INC. | SPB060H4N4/5Y | HP | Split System: Heat Pump with Remote Outdoor Unit-Air-Source | SPB060H4N4/5Y |  | CBX40UHV-060*+TDR | 12.5 | 15.5 | 8.5 | Yes | Yes | 2011-01-22 |  | 1
FALSE | 25HCC530A*030 | 555 | 3676266 | CARRIER AIR CONDITIONING | 25HCC530A**30 | HP | Split System: Heat Pump with Remote Outdoor Unit-Air-Source | 25HCC530A**30 |  | FX4DN(B,F)031 | 12 | 15.2 | 8.5 | Yes | Yes | 2011-01-22 |  | 0
FALSE | 25HCC536A*030 | 583 | 3676268 | CARRIER AIR CONDITIONING | 25HCC536A**30 | HP | Split System: Heat Pump with Remote Outdoor Unit-Air-Source | 25HCC536A**30 |  | FX4DN(B,F)037 | 12.5 | 15 | 8.5 | Yes | Yes | 2011-01-22 |  | 1
FALSE | 25HCC542A*030 | 600 | 3676270 | CARRIER AIR CONDITIONING | 25HCC542A**30 | HP | Split System: Heat Pump with Remote Outdoor Unit-Air-Source | 25HCC542A**30 |  | FX4DN(B,F)043 | 12.5 | 15 | 8.5 | Yes | Yes | 2011-01-22 |  | 1
FALSE | 25HCC548A*030 | 619 | 3676272 | CARRIER AIR CONDITIONING | 25HCC548A**30 | HP | Split System: Heat Pump with Remote Outdoor Unit-Air-Source | 25HCC548A**30 |  | FX4DN(B,F)049 | 12 | 15 | 8.7 | Yes | Yes | 2011-01-22 |  | 0
FALSE | 25HCC560A*030 | 629 | 3676274 | CARRIER AIR CONDITIONING | 25HCC560A**30 | HP | Split System: Heat Pump with Remote Outdoor Unit-Air-Source | 25HCC560A**30 |  | FX4DN(B,F)061 | 12 | 15 | 8.5 | Yes | Yes | 2011-01-22 |  | 0
FALSE | 25HNB518A*031 | 526 | 3676275 | CARRIER AIR CONDITIONING | 25HCC518A**30 | HP | Split System: Heat Pump with Remote Outdoor Unit-Air-Source | 25HCC518A**30 |  | FX4DNF019 | 12.5 | 15.2 | 8.5 | Yes | Yes | 2011-01-22 |  | 1
FALSE | 25HCC524A*030 | 545 | 3676277 | CARRIER AIR CONDITIONING | 25HCC524A**30 | HP | Split System: Heat Pump with Remote Outdoor Unit-Air-Source | 25HCC524A**30 |  | FX4DNF025 | 12 | 15.25 | 8.7 | Yes | Yes | 2011-01-22 |  | 0
FALSE | 15PJL18 | 13 | 3704961 | RHEEM SALES COMPANY, INC. | 15PJL18 | HP | Split System: Heat Pump with Remote Outdoor Unit-Air-Source | 15PJL18 |  | RCFL-H*2417 | 12.5 | 15 | 8.2 | Yes | Yes | 2011-01-22 |  | Below V5.0 Req.
FALSE | 15PJL18 | 13 | 3704962 | RHEEM SALES COMPANY, INC. | 15PJL18 | HP | Split System: Heat Pump with Remote Outdoor Unit-Air-Source | 15PJL18 |  | RCFL-H*2417 | 12.5 | 15 | 8.2 | Yes | Yes | 2011-01-22 |  | Below V5.0 Req.
FALSE | 15PJL18 | 13 | 3704963 | RHEEM SALES COMPANY, INC. | 15PJL18 | HP | Split System: Heat Pump with Remote Outdoor Unit-Air-Source | 15PJL18 |  | RCFL-H*2417 | 12.5 | 15 | 8.2 | Yes | Yes | 2011-01-22 |  | Below V5.0 Req.
FALSE | 15PJL18 | 13 | 3704965 | RHEEM SALES COMPANY, INC. | 15PJL18 | HP | Split System: Heat Pump with Remote Outdoor Unit-Air-Source | 15PJL18 |  | RCFL-H*2417 | 12.5 | 15 | 8.2 | Yes | Yes | 2011-01-22 |  | Below V5.0 Req.
FALSE | 15PJL18 | 13 | 3704966 | RHEEM SALES COMPANY, INC. | 15PJL18 | HP | Split System: Heat Pump with Remote Outdoor Unit-Air-Source | 15PJL18 |  | RCFL-H*2417 | 12.5 | 15 | 8.2 | Yes | Yes | 2011-01-22 |  | Below V5.0 Req.
FALSE | 15PJL18 | 13 | 3704970 | RHEEM SALES COMPANY, INC. | 15PJL18 | HP | Split System: Heat Pump with Remote Outdoor Unit-Air-Source | 15PJL18 |  | RCFL-H*2417 | 12.5 | 15 | 8.2 | Yes | Yes | 2011-01-22 |  | Below V5.0 Req.
FALSE | 15PJL18 | 13 | 3704971 | RHEEM SALES COMPANY, INC. | 15PJL18 | HP | Split System: Heat Pump with Remote Outdoor Unit-Air-Source | 15PJL18 |  | RCFL-H*2417 | 12.5 | 15 | 8.2 | Yes | Yes | 2011-01-22 |  | Below V5.0 Req.
FALSE | 15PJL18 | 13 | 3704972 | RHEEM SALES COMPANY, INC. | 15PJL18 | HP | Split System: Heat Pump with Remote Outdoor Unit-Air-Source | 15PJL18 |  | RCFL-H*2417 | 12.5 | 15 | 8.2 | Yes | Yes | 2011-01-22 |  | Below V5.0 Req.
FALSE | 15PJL18 | 13 | 3704973 | RHEEM SALES COMPANY, INC. | 15PJL18 | HP | Split System: Heat Pump with Remote Outdoor Unit-Air-Source | 15PJL18 |  | RCFL-H*2417 | 12.5 | 15 | 8.2 | Yes | Yes | 2011-01-22 |  | Below V5.0 Req.
FALSE | 15PJL18 | 13 | 3704974 | RHEEM SALES COMPANY, INC. | 15PJL18 | HP | Split System: Heat Pump with Remote Outdoor Unit-Air-Source | 15PJL18 |  | RHKL-HM2417+RCSL-H*2417 | 12.5 | 15 | 8.2 | Yes | Yes | 2011-01-22 |  | Below V5.0 Req.
TRUE | 15PJL18 | 13 | 3704975 | RHEEM SALES COMPANY, INC. | 15PJL18 | HP | Split System: Heat Pump with Remote Outdoor Unit-Air-Source | 15PJL18 |  | RHLL-HM2417+RCSL-H*2417 | 12.5 | 15 | 8.5 | Yes | Yes | 2011-01-22 |  | 1
FALSE | 15PJL24 | 15 | 3704977 | RHEEM SALES COMPANY, INC. | 15PJL24 | HP | Split System: Heat Pump with Remote Outdoor Unit-Air-Source | 15PJL24 |  | RHBL-FR24T | 12.5 | 15 | 8.2 | Yes | Yes | 2011-01-22 |  | Below V5.0 Req.
FALSE | 15PJL24 | 15 | 3704985 | RHEEM SALES COMPANY, INC. | 15PJL24 | HP | Split System: Heat Pump with Remote Outdoor Unit-Air-Source | 15PJL24 |  | RCFL-H*2417 | 12.5 | 15 | 8.2 | Yes | Yes | 2011-01-22 |  | Below V5.0 Req.
FALSE | 15PJL24 | 15 | 3704986 | RHEEM SALES COMPANY, INC. | 15PJL24 | HP | Split System: Heat Pump with Remote Outdoor Unit-Air-Source | 15PJL24 |  | RCFL-H*2417 | 12.5 | 15 | 8.2 | Yes | Yes | 2011-01-22 |  | Below V5.0 Req.
FALSE | 15PJL30 | 23 | 3705040 | RHEEM SALES COMPANY, INC. | 15PJL30 | HP | Split System: Heat Pump with Remote Outdoor Unit-Air-Source | 15PJL30 |  | RCFL-H*3621 | 12 | 14.5 | 8.5 | Yes | Yes | 2011-01-22 |  | 0
FALSE | 15PJL30 | 23 | 3705041 | RHEEM SALES COMPANY, INC. | 15PJL30 | HP | Split System: Heat Pump with Remote Outdoor Unit-Air-Source | 15PJL30 |  | RCFL-H*3621 | 12 | 14.5 | 8.2 | Yes | Yes | 2011-01-22 |  | Below V5.0 Req.
FALSE | 15PJL30 | 23 | 3705042 | RHEEM SALES COMPANY, INC. | 15PJL30 | HP | Split System: Heat Pump with Remote Outdoor Unit-Air-Source | 15PJL30 |  | RCFL-H*3621 | 12.5 | 15 | 8.5 | Yes | Yes | 2011-01-22 |  | 1
FALSE | 15PJL30 | 23 | 3705043 | RHEEM SALES COMPANY, INC. | 15PJL30 | HP | Split System: Heat Pump with Remote Outdoor Unit-Air-Source | 15PJL30 |  | RCFL-H*3621 | 12.5 | 15 | 8.5 | Yes | Yes | 2011-01-22 |  | 1
FALSE | 15PJL30 | 23 | 3705048 | RHEEM SALES COMPANY, INC. | 15PJL30 | HP | Split System: Heat Pump with Remote Outdoor Unit-Air-Source | 15PJL30 |  | RCFL-H*3621 | 12 | 14.5 | 8.2 | Yes | Yes | 2011-01-22 |  | Below V5.0 Req.
FALSE | 15PJL30 | 23 | 3705049 | RHEEM SALES COMPANY, INC. | 15PJL30 | HP | Split System: Heat Pump with Remote Outdoor Unit-Air-Source | 15PJL30 |  | RCFL-H*3621 | 12.5 | 15 | 8.5 | Yes | Yes | 2011-01-22 |  | 1
FALSE | 15PJL30 | 23 | 3705050 | RHEEM SALES COMPANY, INC. | 15PJL30 | HP | Split System: Heat Pump with Remote Outdoor Unit-Air-Source | 15PJL30 |  | RCFL-H*3621 | 12.5 | 15 | 8.5 | Yes | Yes | 2011-01-22 |  | 1
FALSE | 15PJL30 | 23 | 3705059 | RHEEM SALES COMPANY, INC. | 15PJL30 | HP | Split System: Heat Pump with Remote Outdoor Unit-Air-Source | 15PJL30 |  | RCFL-H*3621 | 12 | 14.5 | 8.2 | Yes | Yes | 2011-01-22 |  | Below V5.0 Req.
FALSE | 15PJL30 | 23 | 3705061 | RHEEM SALES COMPANY, INC. | 15PJL30 | HP | Split System: Heat Pump with Remote Outdoor Unit-Air-Source | 15PJL30 |  | RCFL-H*3621 | 12 | 14.5 | 8.2 | Yes | Yes | 2011-01-22 |  | Below V5.0 Req.
FALSE | 15PJL30 | 23 | 3705062 | RHEEM SALES COMPANY, INC. | 15PJL30 | HP | Split System: Heat Pump with Remote Outdoor Unit-Air-Source | 15PJL30 |  | RCFL-H*3621 | 12.5 | 15 | 8.5 | Yes | Yes | 2011-01-22 |  | 1
FALSE | 15PJL30 | 23 | 3705063 | RHEEM SALES COMPANY, INC. | 15PJL30 | HP | Split System: Heat Pump with Remote Outdoor Unit-Air-Source | 15PJL30 |  | RCFL-H*3621 | 12 | 14.5 | 8.2 | Yes | Yes | 2011-01-22 |  | Below V5.0 Req.
FALSE | 15PJL30 | 23 | 3705064 | RHEEM SALES COMPANY, INC. | 15PJL30 | HP | Split System: Heat Pump with Remote Outdoor Unit-Air-Source | 15PJL30 |  | RHKL-HM3617+RCSL-H*3617 | 12.5 | 15 | 8.5 | Yes | Yes | 2011-01-22 |  | 1
TRUE | 15PJL30 | 23 | 3705065 | RHEEM SALES COMPANY, INC. | 15PJL30 | HP | Split System: Heat Pump with Remote Outdoor Unit-Air-Source | 15PJL30 |  | RHLL-HM3617+RCSL-H*3617 | 12.5 | 15 | 8.5 | Yes | Yes | 2011-01-22 |  | 1
FALSE | 15PJL36 | 3135 | 3705067 | RHEEM SALES COMPANY, INC. | 15PJL36 | HP | Split System: Heat Pump with Remote Outdoor Unit-Air-Source | 15PJL36 |  | RHBL-FR36T | 12.5 | 15 | 8.5 | Yes | Yes | 2011-01-22 |  | 1
FALSE | 15PJL36 | 3135 | 3705073 | RHEEM SALES COMPANY, INC. | 15PJL36 | HP | Split System: Heat Pump with Remote Outdoor Unit-Air-Source | 15PJL36 |  | RCFL-H*3617 | 12 | 14.5 | 8.2 | Yes | Yes | 2011-01-22 |  | Below V5.0 Req.
FALSE | 15PJL42 | 44 | 3705132 | RHEEM SALES COMPANY, INC. | 15PJL42 | HP | Split System: Heat Pump with Remote Outdoor Unit-Air-Source | 15PJL42 |  | RCFL-H*4824 | 12 | 14.5 | 8.2 | Yes | Yes | 2011-01-22 |  | Below V5.0 Req.
FALSE | 15PJL42 | 44 | 3705134 | RHEEM SALES COMPANY, INC. | 15PJL42 | HP | Split System: Heat Pump with Remote Outdoor Unit-Air-Source | 15PJL42 |  | RCFL-H*4824 | 12 | 14.5 | 8.2 | Yes | Yes | 2011-01-22 |  | Below V5.0 Req.
FALSE | 15PJL42 | 44 | 3705135 | RHEEM SALES COMPANY, INC. | 15PJL42 | HP | Split System: Heat Pump with Remote Outdoor Unit-Air-Source | 15PJL42 |  | RCFL-H*4824 | 12 | 14.5 | 8.2 | Yes | Yes | 2011-01-22 |  | Below V5.0 Req.
FALSE | 15PJL42 | 44 | 3705141 | RHEEM SALES COMPANY, INC. | 15PJL42 | HP | Split System: Heat Pump with Remote Outdoor Unit-Air-Source | 15PJL42 |  | RCFL-H*4824 | 12 | 14.5 | 8.2 | Yes | Yes | 2011-01-22 |  | Below V5.0 Req.
FALSE | 15PJL42 | 44 | 3705146 | RHEEM SALES COMPANY, INC. | 15PJL42 | HP | Split System: Heat Pump with Remote Outdoor Unit-Air-Source | 15PJL42 |  | RCFL-H*4824 | 12 | 14.5 | 8.2 | Yes | Yes | 2011-01-22 |  | Below V5.0 Req.
FALSE | 15PJL42 | 44 | 3705149 | RHEEM SALES COMPANY, INC. | 15PJL42 | HP | Split System: Heat Pump with Remote Outdoor Unit-Air-Source | 15PJL42 |  | RHKL-HM4821+RCSL-H*4821 | 12 | 14.5 | 8.5 | Yes | Yes | 2011-01-22 |  | 0
TRUE | 15PJL42 | 44 | 3705150 | RHEEM SALES COMPANY, INC. | 15PJL42 | HP | Split System: Heat Pump with Remote Outdoor Unit-Air-Source | 15PJL42 |  | RHLL-HM4821+RCSL-H*4821 | 12.5 | 15 | 8.5 | Yes | Yes | 2011-01-22 |  | 1
FALSE | 15PJL48 | 56 | 3705156 | RHEEM SALES COMPANY, INC. | 15PJL48 | HP | Split System: Heat Pump with Remote Outdoor Unit-Air-Source | 15PJL48 |  | RCFL-H*6024 | 12 | 14.5 | 8.2 | Yes | Yes | 2011-01-22 |  | Below V5.0 Req.
FALSE | 15PJL48 | 56 | 3705157 | RHEEM SALES COMPANY, INC. | 15PJL48 | HP | Split System: Heat Pump with Remote Outdoor Unit-Air-Source | 15PJL48 |  | RCFL-H*6024 | 12 | 14.5 | 8.2 | Yes | Yes | 2011-01-22 |  | Below V5.0 Req.
FALSE | 15PJL48 | 56 | 3705162 | RHEEM SALES COMPANY, INC. | 15PJL48 | HP | Split System: Heat Pump with Remote Outdoor Unit-Air-Source | 15PJL48 |  | RCFL-H*6024 | 12 | 14.5 | 8.2 | Yes | Yes | 2011-01-22 |  | Below V5.0 Req.
FALSE | 15PJL48 | 56 | 3705163 | RHEEM SALES COMPANY, INC. | 15PJL48 | HP | Split System: Heat Pump with Remote Outdoor Unit-Air-Source | 15PJL48 |  | RCFL-H*6024 | 12 | 14.5 | 8.2 | Yes | Yes | 2011-01-22 |  | Below V5.0 Req.
FALSE | 15PJL48 | 56 | 3705171 | RHEEM SALES COMPANY, INC. | 15PJL48 | HP | Split System: Heat Pump with Remote Outdoor Unit-Air-Source | 15PJL48 |  | RHKL-HM6024+RCSL-H*6024 | 12.5 | 15 | 8.5 | Yes | Yes | 2011-01-22 |  | 1
TRUE | 15PJL48 | 56 | 3705172 | RHEEM SALES COMPANY, INC. | 15PJL48 | HP | Split System: Heat Pump with Remote Outdoor Unit-Air-Source | 15PJL48 |  | RHLL-HM6024+RCSL-H*6024 | 12.5 | 15 | 8.5 | Yes | Yes | 2011-01-22 |  | 1
FALSE | 15PJL60 | 3171 | 3705174 | RHEEM SALES COMPANY, INC. | 15PJL60 | HP | Split System: Heat Pump with Remote Outdoor Unit-Air-Source | 15PJL60 |  | RCFL-H*6024 | 12 | 14.5 | 8.2 | Yes | Yes | 2011-01-22 |  | Below V5.0 Req.
FALSE | 15PJL18 | 13 | 3705218 | RICHMOND | RHP15410A18J | HP | Split System: Heat Pump with Remote Outdoor Unit-Air-Source | 15PJL18 |  | RCFL-H*2417 | 12.5 | 15 | 8.2 | Yes | Yes | 2011-03-08 |  | Below V5.0 Req.
FALSE | 15PJL18 | 13 | 3705219 | RHEEM SALES COMPANY, INC. | RHP15410A18J | HP | Split System: Heat Pump with Remote Outdoor Unit-Air-Source | 15PJL18 |  | RCFL-H*2417 | 12.5 | 15 | 8.2 | Yes | Yes | 2011-03-08 |  | Below V5.0 Req.
FALSE | 15PJL18 | 13 | 3705221 | CENTURY BY HEAT CONTROLLER | HRG1518-1A | HP | Split System: Heat Pump with Remote Outdoor Unit-Air-Source | 15PJL18 |  | RCFL-H*2417 | 12.5 | 15 | 8.2 | Yes | Yes | 2011-03-08 |  | Below V5.0 Req.
FALSE | 15PJL18 | 13 | 3705222 | HEAT CONTROLLER, INC. | HRG1518-1A | HP | Split System: Heat Pump with Remote Outdoor Unit-Air-Source | 15PJL18 |  | RCFL-H*2417 | 12.5 | 15 | 8.2 | Yes | Yes | 2011-03-08 |  | Below V5.0 Req.
FALSE | 15PJL18 | 13 | 3705223 | RICHMOND | RHP15410A18J | HP | Split System: Heat Pump with Remote Outdoor Unit-Air-Source | 15PJL18 |  | RCFL-H*2417 | 12.5 | 15 | 8.2 | Yes | Yes | 2011-03-08 |  | Below V5.0 Req.
FALSE | 15PJL18 | 13 | 3705224 | RHEEM SALES COMPANY, INC. | RHP15410A18J | HP | Split System: Heat Pump with Remote Outdoor Unit-Air-Source | 15PJL18 |  | RCFL-H*2417 | 12.5 | 15 | 8.2 | Yes | Yes | 2011-03-08 |  | Below V5.0 Req.
FALSE | 15PJL18 | 13 | 3705226 | CENTURY BY HEAT CONTROLLER | HRG1518-1A | HP | Split System: Heat Pump with Remote Outdoor Unit-Air-Source | 15PJL18 |  | RHKL-HM2417+RCSL-H*2417 | 12.5 | 15 | 8.2 | Yes | Yes | 2011-03-08 |  | Below V5.0 Req.
FALSE | 15PJL18 | 13 | 3705227 | HEAT CONTROLLER, INC. | HRG1518-1A | HP | Split System: Heat Pump with Remote Outdoor Unit-Air-Source | 15PJL18 |  | RHKL-HM2417+RCSL-H*2417 | 12.5 | 15 | 8.2 | Yes | Yes | 2011-03-08 |  | Below V5.0 Req.
TRUE | 15PJL18 | 13 | 3705229 | CENTURY BY HEAT CONTROLLER | HRG1518-1A | HP | Split System: Heat Pump with Remote Outdoor Unit-Air-Source | 15PJL18 |  | RHLL-HM2417+RCSL-H*2417 | 12.5 | 15 | 8.5 | Yes | Yes | 2011-03-08 |  | 1
TRUE | 15PJL18 | 13 | 3705230 | HEAT CONTROLLER, INC. | HRG1518-1A | HP | Split System: Heat Pump with Remote Outdoor Unit-Air-Source | 15PJL18 |  | RHLL-HM2417+RCSL-H*2417 | 12.5 | 15 | 8.5 | Yes | Yes | 2011-03-08 |  | 1
TRUE | 15PJL18 | 13 | 3705231 | RICHMOND | RHP15410A18J | HP | Split System: Heat Pump with Remote Outdoor Unit-Air-Source | 15PJL18 |  | RHLL-HM2417+RCSL-H*2417 | 12.5 | 15 | 8.5 | Yes | Yes | 2011-03-08 |  | 1
TRUE | 15PJL18 | 13 | 3705232 | RHEEM SALES COMPANY, INC. | RHP15410A18J | HP | Split System: Heat Pump with Remote Outdoor Unit-Air-Source | 15PJL18 |  | RHLL-HM2417+RCSL-H*2417 | 12.5 | 15 | 8.5 | Yes | Yes | 2011-03-08 |  | 1
FALSE | 15PJL24 | 15 | 3705249 | CENTURY BY HEAT CONTROLLER | HRG1524-1A | HP | Split System: Heat Pump with Remote Outdoor Unit-Air-Source | 15PJL24 |  | RCFL-H*2417 | 12 | 14.5 | 8.2 | Yes | Yes | 2011-03-08 |  | Below V5.0 Req.
FALSE | 15PJL24 | 15 | 3705250 | HEAT CONTROLLER, INC. | HRG1524-1A | HP | Split System: Heat Pump with Remote Outdoor Unit-Air-Source | 15PJL24 |  | RCFL-H*2417 | 12 | 14.5 | 8.2 | Yes | Yes | 2011-03-08 |  | Below V5.0 Req.
FALSE | 15PJL36 | 3135 | 3705397 | RICHMOND | RHP15410A36J | HP | Split System: Heat Pump with Remote Outdoor Unit-Air-Source | 15PJL36 |  | RCFL-H*3621 | 12 | 14.5 | 8.2 | Yes | Yes | 2011-03-08 |  | Below V5.0 Req.
FALSE | 15PJL36 | 3135 | 3705398 | RHEEM SALES COMPANY, INC. | RHP15410A36J | HP | Split System: Heat Pump with Remote Outdoor Unit-Air-Source | 15PJL36 |  | RCFL-H*3621 | 12 | 14.5 | 8.2 | Yes | Yes | 2011-03-08 |  | Below V5.0 Req.
FALSE | 15PJL36 | 3135 | 3705400 | CENTURY BY HEAT CONTROLLER | HRG1536-1A | HP | Split System: Heat Pump with Remote Outdoor Unit-Air-Source | 15PJL36 |  | RCFL-H*3621 | 12.5 | 15 | 8.5 | Yes | Yes | 2011-03-08 |  | 1
FALSE | 15PJL36 | 3135 | 3705401 | HEAT CONTROLLER, INC. | HRG1536-1A | HP | Split System: Heat Pump with Remote Outdoor Unit-Air-Source | 15PJL36 |  | RCFL-H*3621 | 12.5 | 15 | 8.5 | Yes | Yes | 2011-03-08 |  | 1
FALSE | 15PJL36 | 3135 | 3705402 | RICHMOND | RHP15410A36J | HP | Split System: Heat Pump with Remote Outdoor Unit-Air-Source | 15PJL36 |  | RCFL-H*3621 | 12.5 | 15 | 8.5 | Yes | Yes | 2011-03-08 |  | 1
FALSE | 15PJL36 | 3135 | 3705403 | RHEEM SALES COMPANY, INC. | RHP15410A36J | HP | Split System: Heat Pump with Remote Outdoor Unit-Air-Source | 15PJL36 |  | RCFL-H*3621 | 12.5 | 15 | 8.5 | Yes | Yes | 2011-03-08 |  | 1
FALSE | 15PJL36 | 3135 | 3705405 | CENTURY BY HEAT CONTROLLER | HRG1536-1A | HP | Split System: Heat Pump with Remote Outdoor Unit-Air-Source | 15PJL36 |  | RCFL-H*3621 | 12.5 | 15 | 8.5 | Yes | Yes | 2011-03-08 |  | 1
FALSE | 15PJL36 | 3135 | 3705406 | HEAT CONTROLLER, INC. | HRG1536-1A | HP | Split System: Heat Pump with Remote Outdoor Unit-Air-Source | 15PJL36 |  | RCFL-H*3621 | 12.5 | 15 | 8.5 | Yes | Yes | 2011-03-08 |  | 1
FALSE | 15PJL36 | 3135 | 3705407 | RICHMOND | RHP15410A36J | HP | Split System: Heat Pump with Remote Outdoor Unit-Air-Source | 15PJL36 |  | RCFL-H*3621 | 12.5 | 15 | 8.5 | Yes | Yes | 2011-03-08 |  | 1
FALSE | 15PJL36 | 3135 | 3705408 | RHEEM SALES COMPANY, INC. | RHP15410A36J | HP | Split System: Heat Pump with Remote Outdoor Unit-Air-Source | 15PJL36 |  | RCFL-H*3621 | 12.5 | 15 | 8.5 | Yes | Yes | 2011-03-08 |  | 1
FALSE | 15PJL36 | 3135 | 3705410 | CENTURY BY HEAT CONTROLLER | HRG1536-1A | HP | Split System: Heat Pump with Remote Outdoor Unit-Air-Source | 15PJL36 |  | RHKL-HM3617+RCSL-H*3617 | 12.5 | 15 | 8.5 | Yes | Yes | 2011-03-08 |  | 1
FALSE | 15PJL36 | 3135 | 3705411 | HEAT CONTROLLER, INC. | HRG1536-1A | HP | Split System: Heat Pump with Remote Outdoor Unit-Air-Source | 15PJL36 |  | RHKL-HM3617+RCSL-H*3617 | 12.5 | 15 | 8.5 | Yes | Yes | 2011-03-08 |  | 1
TRUE | 15PJL36 | 3135 | 3705413 | CENTURY BY HEAT CONTROLLER | HRG1536-1A | HP | Split System: Heat Pump with Remote Outdoor Unit-Air-Source | 15PJL36 |  | RHLL-HM3617+RCSL-H*3617 | 12.5 | 15 | 8.5 | Yes | Yes | 2011-03-08 |  | 1
TRUE | 15PJL36 | 3135 | 3705414 | HEAT CONTROLLER, INC. | HRG1536-1A | HP | Split System: Heat Pump with Remote Outdoor Unit-Air-Source | 15PJL36 |  | RHLL-HM3617+RCSL-H*3617 | 12.5 | 15 | 8.5 | Yes | Yes | 2011-03-08 |  | 1
TRUE | 15PJL36 | 3135 | 3705415 | RICHMOND | RHP15410A36J | HP | Split System: Heat Pump with Remote Outdoor Unit-Air-Source | 15PJL36 |  | RHLL-HM3617+RCSL-H*3617 | 12.5 | 15 | 8.5 | Yes | Yes | 2011-03-08 |  | 1
FALSE | 15PJL18 | 13 | 3705571 | RUUD AIR CONDITIONING DIVISION | 15PJL18 | HP | Split System: Heat Pump with Remote Outdoor Unit-Air-Source | 15PJL18 |  | RCFL-H*2417 | 12.5 | 15 | 8.2 | Yes | Yes | 2011-03-08 |  | Below V5.0 Req.
FALSE | 15PJL18 | 13 | 3705572 | RHEEM SALES COMPANY, INC. | 15PJL18 | HP | Split System: Heat Pump with Remote Outdoor Unit-Air-Source | 15PJL18 |  | RCFL-H*2417 | 12.5 | 15 | 8.2 | Yes | Yes | 2011-03-08 |  | Below V5.0 Req.
FALSE | 15PJL18 | 13 | 3705573 | WEATHERKING AIR CONDITIONING DIVISION | 15PJL18 | HP | Split System: Heat Pump with Remote Outdoor Unit-Air-Source | 15PJL18 |  | RCFL-H*2417 | 12.5 | 15 | 8.2 | Yes | Yes | 2011-03-08 |  | Below V5.0 Req.
FALSE | 15PJL18 | 13 | 3705574 | RUUD AIR CONDITIONING DIVISION | 15PJL18 | HP | Split System: Heat Pump with Remote Outdoor Unit-Air-Source | 15PJL18 |  | RCFL-H*2417 | 12.5 | 15 | 8.2 | Yes | Yes | 2011-03-08 |  | Below V5.0 Req.
FALSE | 15PJL18 | 13 | 3705575 | RHEEM SALES COMPANY, INC. | 15PJL18 | HP | Split System: Heat Pump with Remote Outdoor Unit-Air-Source | 15PJL18 |  | RCFL-H*2417 | 12.5 | 15 | 8.2 | Yes | Yes | 2011-03-08 |  | Below V5.0 Req.
FALSE | 15PJL18 | 13 | 3705576 | WEATHERKING AIR CONDITIONING DIVISION | 15PJL18 | HP | Split System: Heat Pump with Remote Outdoor Unit-Air-Source | 15PJL18 |  | RCFL-H*2417 | 12.5 | 15 | 8.2 | Yes | Yes | 2011-03-08 |  | Below V5.0 Req.
FALSE | 15PJL18 | 13 | 3705585 | RUUD AIR CONDITIONING DIVISION | 15PJL18 | HP | Split System: Heat Pump with Remote Outdoor Unit-Air-Source | 15PJL18 |  | RCFL-H*2417 | 12.5 | 15 | 8.2 | Yes | Yes | 2011-03-08 |  | Below V5.0 Req.
FALSE | 15PJL18 | 13 | 3705586 | RHEEM SALES COMPANY, INC. | 15PJL18 | HP | Split System: Heat Pump with Remote Outdoor Unit-Air-Source | 15PJL18 |  | RCFL-H*2417 | 12.5 | 15 | 8.2 | Yes | Yes | 2011-03-08 |  | Below V5.0 Req.
FALSE | 15PJL18 | 13 | 3705587 | WEATHERKING AIR CONDITIONING DIVISION | 15PJL18 | HP | Split System: Heat Pump with Remote Outdoor Unit-Air-Source | 15PJL18 |  | RCFL-H*2417 | 12.5 | 15 | 8.2 | Yes | Yes | 2011-03-08 |  | Below V5.0 Req.
FALSE | 15PJL18 | 13 | 3705588 | RUUD AIR CONDITIONING DIVISION | 15PJL18 | HP | Split System: Heat Pump with Remote Outdoor Unit-Air-Source | 15PJL18 |  | RCFL-H*2417 | 12.5 | 15 | 8.2 | Yes | Yes | 2011-03-08 |  | Below V5.0 Req.
FALSE | 15PJL18 | 13 | 3705589 | RHEEM SALES COMPANY, INC. | 15PJL18 | HP | Split System: Heat Pump with Remote Outdoor Unit-Air-Source | 15PJL18 |  | RCFL-H*2417 | 12.5 | 15 | 8.2 | Yes | Yes | 2011-03-08 |  | Below V5.0 Req.
FALSE | 15PJL18 | 13 | 3705590 | WEATHERKING AIR CONDITIONING DIVISION | 15PJL18 | HP | Split System: Heat Pump with Remote Outdoor Unit-Air-Source | 15PJL18 |  | RCFL-H*2417 | 12.5 | 15 | 8.2 | Yes | Yes | 2011-03-08 |  | Below V5.0 Req.
FALSE | 15PJL18 | 13 | 3705591 | RUUD AIR CONDITIONING DIVISION | 15PJL18 | HP | Split System: Heat Pump with Remote Outdoor Unit-Air-Source | 15PJL18 |  | RCFL-H*2417 | 12.5 | 15 | 8.2 | Yes | Yes | 2011-03-08 |  | Below V5.0 Req.
FALSE | 15PJL18 | 13 | 3705592 | RHEEM SALES COMPANY, INC. | 15PJL18 | HP | Split System: Heat Pump with Remote Outdoor Unit-Air-Source | 15PJL18 |  | RCFL-H*2417 | 12.5 | 15 | 8.2 | Yes | Yes | 2011-03-08 |  | Below V5.0 Req.
FALSE | 15PJL18 | 13 | 3705597 | RUUD AIR CONDITIONING DIVISION | 15PJL18 | HP | Split System: Heat Pump with Remote Outdoor Unit-Air-Source | 15PJL18 |  | RCFL-H*2417 | 12.5 | 15 | 8.2 | Yes | Yes | 2011-03-08 |  | Below V5.0 Req.
FALSE | 15PJL18 | 13 | 3705598 | RHEEM SALES COMPANY, INC. | 15PJL18 | HP | Split System: Heat Pump with Remote Outdoor Unit-Air-Source | 15PJL18 |  | RCFL-H*2417 | 12.5 | 15 | 8.2 | Yes | Yes | 2011-03-08 |  | Below V5.0 Req.
FALSE | 15PJL18 | 13 | 3705599 | RUUD AIR CONDITIONING DIVISION | 15PJL18 | HP | Split System: Heat Pump with Remote Outdoor Unit-Air-Source | 15PJL18 |  | RCFL-H*2417 | 12.5 | 15 | 8.2 | Yes | Yes | 2011-03-08 |  | Below V5.0 Req.
FALSE | 15PJL18 | 13 | 3705600 | RHEEM SALES COMPANY, INC. | 15PJL18 | HP | Split System: Heat Pump with Remote Outdoor Unit-Air-Source | 15PJL18 |  | RCFL-H*2417 | 12.5 | 15 | 8.2 | Yes | Yes | 2011-03-08 |  | Below V5.0 Req.
FALSE | 15PJL24 | 15 | 3705668 | RHEEM SALES COMPANY, INC. | 15PJL24 | HP | Split System: Heat Pump with Remote Outdoor Unit-Air-Source | 15PJL24 |  | RCFL-H*2417 | 12.5 | 15 | 8.2 | Yes | Yes | 2011-03-08 |  | Below V5.0 Req.
FALSE | 15PJL24 | 15 | 3705669 | WEATHERKING AIR CONDITIONING DIVISION | 15PJL24 | HP | Split System: Heat Pump with Remote Outdoor Unit-Air-Source | 15PJL24 |  | RCFL-H*2417 | 12.5 | 15 | 8.2 | Yes | Yes | 2011-03-08 |  | Below V5.0 Req.
FALSE | 15PJL24 | 15 | 3705670 | RUUD AIR CONDITIONING DIVISION | 15PJL24 | HP | Split System: Heat Pump with Remote Outdoor Unit-Air-Source | 15PJL24 |  | RCFL-H*2417 | 12.5 | 15 | 8.2 | Yes | Yes | 2011-03-08 |  | Below V5.0 Req.
FALSE | 15PJL24 | 15 | 3705671 | RHEEM SALES COMPANY, INC. | 15PJL24 | HP | Split System: Heat Pump with Remote Outdoor Unit-Air-Source | 15PJL24 |  | RCFL-H*2417 | 12.5 | 15 | 8.2 | Yes | Yes | 2011-03-08 |  | Below V5.0 Req.
FALSE | 15PJL24 | 15 | 3705672 | WEATHERKING AIR CONDITIONING DIVISION | 15PJL24 | HP | Split System: Heat Pump with Remote Outdoor Unit-Air-Source | 15PJL24 |  | RCFL-H*2417 | 12.5 | 15 | 8.2 | Yes | Yes | 2011-03-08 |  | Below V5.0 Req.
FALSE | 15PJL24 | 15 | 3705673 | RUUD AIR CONDITIONING DIVISION | 15PJL24 | HP | Split System: Heat Pump with Remote Outdoor Unit-Air-Source | 15PJL24 |  | RCFL-H*2417 | 12.5 | 15 | 8.5 | Yes | Yes | 2011-03-08 |  | 1
FALSE | 15PJL24 | 15 | 3705674 | RHEEM SALES COMPANY, INC. | 15PJL24 | HP | Split System: Heat Pump with Remote Outdoor Unit-Air-Source | 15PJL24 |  | RCFL-H*2417 | 12.5 | 15 | 8.5 | Yes | Yes | 2011-03-08 |  | 1
FALSE | 15PJL24 | 15 | 3705679 | RUUD AIR CONDITIONING DIVISION | 15PJL24 | HP | Split System: Heat Pump with Remote Outdoor Unit-Air-Source | 15PJL24 |  | RCFL-H*2417 | 12.5 | 15 | 8.2 | Yes | Yes | 2011-03-08 |  | Below V5.0 Req.
FALSE | 15PJL24 | 15 | 3705680 | RHEEM SALES COMPANY, INC. | 15PJL24 | HP | Split System: Heat Pump with Remote Outdoor Unit-Air-Source | 15PJL24 |  | RCFL-H*2417 | 12.5 | 15 | 8.2 | Yes | Yes | 2011-03-08 |  | Below V5.0 Req.
FALSE | 15PJL24 | 15 | 3705681 | RUUD AIR CONDITIONING DIVISION | 15PJL24 | HP | Split System: Heat Pump with Remote Outdoor Unit-Air-Source | 15PJL24 |  | RCFL-H*2417 | 12.5 | 15 | 8.2 | Yes | Yes | 2011-03-08 |  | Below V5.0 Req.
FALSE | 15PJL24 | 15 | 3705682 | RHEEM SALES COMPANY, INC. | 15PJL24 | HP | Split System: Heat Pump with Remote Outdoor Unit-Air-Source | 15PJL24 |  | RCFL-H*2417 | 12.5 | 15 | 8.2 | Yes | Yes | 2011-03-08 |  | Below V5.0 Req.
FALSE | 15PJL24 | 15 | 3705691 | RUUD AIR CONDITIONING DIVISION | 15PJL24 | HP | Split System: Heat Pump with Remote Outdoor Unit-Air-Source | 15PJL24 |  | RCFL-H*2417 | 12 | 14.5 | 8.2 | Yes | Yes | 2011-03-08 |  | Below V5.0 Req.
FALSE | 15PJL24 | 15 | 3705692 | RHEEM SALES COMPANY, INC. | 15PJL24 | HP | Split System: Heat Pump with Remote Outdoor Unit-Air-Source | 15PJL24 |  | RCFL-H*2417 | 12 | 14.5 | 8.2 | Yes | Yes | 2011-03-08 |  | Below V5.0 Req.
FALSE | 15PJL24 | 15 | 3705693 | WEATHERKING AIR CONDITIONING DIVISION | 15PJL24 | HP | Split System: Heat Pump with Remote Outdoor Unit-Air-Source | 15PJL24 |  | RCFL-H*2417 | 12 | 14.5 | 8.2 | Yes | Yes | 2011-03-08 |  | Below V5.0 Req.
FALSE | 15PJL24 | 15 | 3705694 | RUUD AIR CONDITIONING DIVISION | 15PJL24 | HP | Split System: Heat Pump with Remote Outdoor Unit-Air-Source | 15PJL24 |  | RCFL-H*2417 | 12 | 14.5 | 8.2 | Yes | Yes | 2011-03-08 |  | Below V5.0 Req.
FALSE | 15PJL24 | 15 | 3705695 | RHEEM SALES COMPANY, INC. | 15PJL24 | HP | Split System: Heat Pump with Remote Outdoor Unit-Air-Source | 15PJL24 |  | RCFL-H*2417 | 12 | 14.5 | 8.2 | Yes | Yes | 2011-03-08 |  | Below V5.0 Req.
FALSE | 15PJL24 | 15 | 3705696 | WEATHERKING AIR CONDITIONING DIVISION | 15PJL24 | HP | Split System: Heat Pump with Remote Outdoor Unit-Air-Source | 15PJL24 |  | RCFL-H*2417 | 12 | 14.5 | 8.2 | Yes | Yes | 2011-03-08 |  | Below V5.0 Req.
FALSE | 15PJL24 | 15 | 3705700 | RUUD AIR CONDITIONING DIVISION | 15PJL24 | HP | Split System: Heat Pump with Remote Outdoor Unit-Air-Source | 15PJL24 |  | RCFL-H*2417 | 12.5 | 15 | 8.5 | Yes | Yes | 2011-03-08 |  | 1
FALSE | 15PJL24 | 15 | 3705701 | RHEEM SALES COMPANY, INC. | 15PJL24 | HP | Split System: Heat Pump with Remote Outdoor Unit-Air-Source | 15PJL24 |  | RCFL-H*2417 | 12.5 | 15 | 8.5 | Yes | Yes | 2011-03-08 |  | 1
FALSE | 15PJL24 | 15 | 3705702 | WEATHERKING AIR CONDITIONING DIVISION | 15PJL24 | HP | Split System: Heat Pump with Remote Outdoor Unit-Air-Source | 15PJL24 |  | RCFL-H*2417 | 12.5 | 15 | 8.5 | Yes | Yes | 2011-03-08 |  | 1
FALSE | 15PJL24 | 15 | 3705703 | RUUD AIR CONDITIONING DIVISION | 15PJL24 | HP | Split System: Heat Pump with Remote Outdoor Unit-Air-Source | 15PJL24 |  | RHKL-HM2417+RCSL-H*2417 | 12.5 | 15 | 8.5 | Yes | Yes | 2011-03-08 |  | 1
FALSE | 15PJL24 | 15 | 3705704 | RHEEM SALES COMPANY, INC. | 15PJL24 | HP | Split System: Heat Pump with Remote Outdoor Unit-Air-Source | 15PJL24 |  | RHKL-HM2417+RCSL-H*2417 | 12.5 | 15 | 8.5 | Yes | Yes | 2011-03-08 |  | 1
TRUE | 15PJL24 | 15 | 3705705 | RUUD AIR CONDITIONING DIVISION | 15PJL24 | HP | Split System: Heat Pump with Remote Outdoor Unit-Air-Source | 15PJL24 |  | RHLL-HM2417+RCSL-H*2417 | 12.5 | 15 | 8.5 | Yes | Yes | 2011-03-08 |  | 1
TRUE | 15PJL24 | 15 | 3705707 | WEATHERKING AIR CONDITIONING DIVISION | 15PJL24 | HP | Split System: Heat Pump with Remote Outdoor Unit-Air-Source | 15PJL24 |  | RHLL-HM2417+RCSL-H*2417 | 12.5 | 15 | 8.5 | Yes | Yes | 2011-03-08 |  | 1
FALSE | 15PJL30 | 23 | 3705872 | RUUD AIR CONDITIONING DIVISION | 15PJL30 | HP | Split System: Heat Pump with Remote Outdoor Unit-Air-Source | 15PJL30 |  | RCFL-H*3621 | 12 | 14.5 | 8.2 | Yes | Yes | 2011-03-08 |  | Below V5.0 Req.
FALSE | 15PJL30 | 23 | 3705873 | RHEEM SALES COMPANY, INC. | 15PJL30 | HP | Split System: Heat Pump with Remote Outdoor Unit-Air-Source | 15PJL30 |  | RCFL-H*3621 | 12 | 14.5 | 8.2 | Yes | Yes | 2011-03-08 |  | Below V5.0 Req.
FALSE | 15PJL30 | 23 | 3705874 | WEATHERKING AIR CONDITIONING DIVISION | 15PJL30 | HP | Split System: Heat Pump with Remote Outdoor Unit-Air-Source | 15PJL30 |  | RCFL-H*3621 | 12 | 14.5 | 8.2 | Yes | Yes | 2011-03-08 |  | Below V5.0 Req.
FALSE | 15PJL30 | 23 | 3705878 | RUUD AIR CONDITIONING DIVISION | 15PJL30 | HP | Split System: Heat Pump with Remote Outdoor Unit-Air-Source | 15PJL30 |  | RCFL-H*3617 | 12 | 14.5 | 8.2 | Yes | Yes | 2011-03-08 |  | Below V5.0 Req.
FALSE | 15PJL30 | 23 | 3705879 | RHEEM SALES COMPANY, INC. | 15PJL30 | HP | Split System: Heat Pump with Remote Outdoor Unit-Air-Source | 15PJL30 |  | RCFL-H*3617 | 12 | 14.5 | 8.2 | Yes | Yes | 2011-03-08 |  | Below V5.0 Req.
FALSE | 15PJL30 | 23 | 3705880 | WEATHERKING AIR CONDITIONING DIVISION | 15PJL30 | HP | Split System: Heat Pump with Remote Outdoor Unit-Air-Source | 15PJL30 |  | RCFL-H*3617 | 12 | 14.5 | 8.2 | Yes | Yes | 2011-03-08 |  | Below V5.0 Req.
FALSE | 15PJL30 | 23 | 3705881 | RUUD AIR CONDITIONING DIVISION | 15PJL30 | HP | Split System: Heat Pump with Remote Outdoor Unit-Air-Source | 15PJL30 |  | RCFL-H*3621 | 12 | 14.5 | 8.2 | Yes | Yes | 2011-03-08 |  | Below V5.0 Req.
FALSE | 15PJL30 | 23 | 3705882 | RHEEM SALES COMPANY, INC. | 15PJL30 | HP | Split System: Heat Pump with Remote Outdoor Unit-Air-Source | 15PJL30 |  | RCFL-H*3621 | 12 | 14.5 | 8.2 | Yes | Yes | 2011-03-08 |  | Below V5.0 Req.
FALSE | 15PJL30 | 23 | 3705883 | WEATHERKING AIR CONDITIONING DIVISION | 15PJL30 | HP | Split System: Heat Pump with Remote Outdoor Unit-Air-Source | 15PJL30 |  | RCFL-H*3621 | 12 | 14.5 | 8.2 | Yes | Yes | 2011-03-08 |  | Below V5.0 Req.
FALSE | 15PJL30 | 23 | 3705884 | RUUD AIR CONDITIONING DIVISION | 15PJL30 | HP | Split System: Heat Pump with Remote Outdoor Unit-Air-Source | 15PJL30 |  | RCFL-H*3621 | 12.5 | 15 | 8.5 | Yes | Yes | 2011-03-08 |  | 1
FALSE | 15PJL30 | 23 | 3705885 | RHEEM SALES COMPANY, INC. | 15PJL30 | HP | Split System: Heat Pump with Remote Outdoor Unit-Air-Source | 15PJL30 |  | RCFL-H*3621 | 12.5 | 15 | 8.5 | Yes | Yes | 2011-03-08 |  | 1
FALSE | 15PJL30 | 23 | 3705886 | WEATHERKING AIR CONDITIONING DIVISION | 15PJL30 | HP | Split System: Heat Pump with Remote Outdoor Unit-Air-Source | 15PJL30 |  | RCFL-H*3621 | 12.5 | 15 | 8.5 | Yes | Yes | 2011-03-08 |  | 1
FALSE | 15PJL30 | 23 | 3705887 | RUUD AIR CONDITIONING DIVISION | 15PJL30 | HP | Split System: Heat Pump with Remote Outdoor Unit-Air-Source | 15PJL30 |  | RCFL-H*3621 | 12 | 14.5 | 8.2 | Yes | Yes | 2011-03-08 |  | Below V5.0 Req.
FALSE | 15PJL30 | 23 | 3705888 | RHEEM SALES COMPANY, INC. | 15PJL30 | HP | Split System: Heat Pump with Remote Outdoor Unit-Air-Source | 15PJL30 |  | RCFL-H*3621 | 12 | 14.5 | 8.2 | Yes | Yes | 2011-03-08 |  | Below V5.0 Req.
FALSE | 15PJL30 | 23 | 3705889 | WEATHERKING AIR CONDITIONING DIVISION | 15PJL30 | HP | Split System: Heat Pump with Remote Outdoor Unit-Air-Source | 15PJL30 |  | RCFL-H*3621 | 12 | 14.5 | 8.2 | Yes | Yes | 2011-03-08 |  | Below V5.0 Req.
FALSE | 15PJL30 | 23 | 3705890 | RUUD AIR CONDITIONING DIVISION | 15PJL30 | HP | Split System: Heat Pump with Remote Outdoor Unit-Air-Source | 15PJL30 |  | RHKL-HM3617+RCSL-H*3617 | 12.5 | 15 | 8.5 | Yes | Yes | 2011-03-08 |  | 1
FALSE | 15PJL30 | 23 | 3705891 | RHEEM SALES COMPANY, INC. | 15PJL30 | HP | Split System: Heat Pump with Remote Outdoor Unit-Air-Source | 15PJL30 |  | RHKL-HM3617+RCSL-H*3617 | 12.5 | 15 | 8.5 | Yes | Yes | 2011-03-08 |  | 1
TRUE | 15PJL30 | 23 | 3705892 | RUUD AIR CONDITIONING DIVISION | 15PJL30 | HP | Split System: Heat Pump with Remote Outdoor Unit-Air-Source | 15PJL30 |  | RHLL-HM3617+RCSL-H*3617 | 12.5 | 15 | 8.5 | Yes | Yes | 2011-03-08 |  | 1
TRUE | 15PJL30 | 23 | 3705894 | WEATHERKING AIR CONDITIONING DIVISION | 15PJL30 | HP | Split System: Heat Pump with Remote Outdoor Unit-Air-Source | 15PJL30 |  | RHLL-HM3617+RCSL-H*3617 | 12.5 | 15 | 8.5 | Yes | Yes | 2011-03-08 |  | 1
FALSE | 15PJL36 | 3135 | 3705915 | RUUD AIR CONDITIONING DIVISION | 15PJL36 | HP | Split System: Heat Pump with Remote Outdoor Unit-Air-Source | 15PJL36 |  | RCFL-H*3621 | 12 | 14.5 | 8.2 | Yes | Yes | 2011-03-08 |  | Below V5.0 Req.
FALSE | 15PJL36 | 3135 | 3705916 | RHEEM SALES COMPANY, INC. | 15PJL36 | HP | Split System: Heat Pump with Remote Outdoor Unit-Air-Source | 15PJL36 |  | RCFL-H*3621 | 12 | 14.5 | 8.2 | Yes | Yes | 2011-03-08 |  | Below V5.0 Req.
FALSE | 15PJL36 | 3135 | 3705917 | WEATHERKING AIR CONDITIONING DIVISION | 15PJL36 | HP | Split System: Heat Pump with Remote Outdoor Unit-Air-Source | 15PJL36 |  | RCFL-H*3621 | 12 | 14.5 | 8.2 | Yes | Yes | 2011-03-08 |  | Below V5.0 Req.
FALSE | 15PJL36 | 3135 | 3705918 | RUUD AIR CONDITIONING DIVISION | 15PJL36 | HP | Split System: Heat Pump with Remote Outdoor Unit-Air-Source | 15PJL36 |  | RCFL-H*3621 | 12 | 14.5 | 8.2 | Yes | Yes | 2011-03-08 |  | Below V5.0 Req.
FALSE | 15PJL36 | 3135 | 3705919 | RHEEM SALES COMPANY, INC. | 15PJL36 | HP | Split System: Heat Pump with Remote Outdoor Unit-Air-Source | 15PJL36 |  | RCFL-H*3621 | 12 | 14.5 | 8.2 | Yes | Yes | 2011-03-08 |  | Below V5.0 Req.
FALSE | 15PJL36 | 3135 | 3705920 | WEATHERKING AIR CONDITIONING DIVISION | 15PJL36 | HP | Split System: Heat Pump with Remote Outdoor Unit-Air-Source | 15PJL36 |  | RCFL-H*3621 | 12 | 14.5 | 8.2 | Yes | Yes | 2011-03-08 |  | Below V5.0 Req.
FALSE | 15PJL42 | 44 | 3706058 | WEATHERKING AIR CONDITIONING DIVISION | 15PJL42 | HP | Split System: Heat Pump with Remote Outdoor Unit-Air-Source | 15PJL42 |  | RCFL-H*4824 | 12 | 14.5 | 8.2 | Yes | Yes | 2011-03-08 |  | Below V5.0 Req.
FALSE | 15PJL42 | 44 | 3706059 | RUUD AIR CONDITIONING DIVISION | 15PJL42 | HP | Split System: Heat Pump with Remote Outdoor Unit-Air-Source | 15PJL42 |  | RCFL-H*4821 | 12 | 14.5 | 8.2 | Yes | Yes | 2011-03-08 |  | Below V5.0 Req.
FALSE | 15PJL42 | 44 | 3706060 | RHEEM SALES COMPANY, INC. | 15PJL42 | HP | Split System: Heat Pump with Remote Outdoor Unit-Air-Source | 15PJL42 |  | RCFL-H*4821 | 12 | 14.5 | 8.2 | Yes | Yes | 2011-03-08 |  | Below V5.0 Req.
FALSE | 15PJL42 | 44 | 3706061 | RUUD AIR CONDITIONING DIVISION | 15PJL42 | HP | Split System: Heat Pump with Remote Outdoor Unit-Air-Source | 15PJL42 |  | RCFL-H*4824 | 12 | 14.5 | 8.2 | Yes | Yes | 2011-03-08 |  | Below V5.0 Req.
FALSE | 15PJL42 | 44 | 3706062 | RHEEM SALES COMPANY, INC. | 15PJL42 | HP | Split System: Heat Pump with Remote Outdoor Unit-Air-Source | 15PJL42 |  | RCFL-H*4824 | 12 | 14.5 | 8.2 | Yes | Yes | 2011-03-08 |  | Below V5.0 Req.
FALSE | 15PJL42 | 44 | 3706063 | RUUD AIR CONDITIONING DIVISION | 15PJL42 | HP | Split System: Heat Pump with Remote Outdoor Unit-Air-Source | 15PJL42 |  | RCFL-H*4824 | 12 | 14.5 | 8.2 | Yes | Yes | 2011-03-08 |  | Below V5.0 Req.
FALSE | 15PJL42 | 44 | 3706064 | RHEEM SALES COMPANY, INC. | 15PJL42 | HP | Split System: Heat Pump with Remote Outdoor Unit-Air-Source | 15PJL42 |  | RCFL-H*4824 | 12 | 14.5 | 8.2 | Yes | Yes | 2011-03-08 |  | Below V5.0 Req.
FALSE | 15PJL42 | 44 | 3706085 | RUUD AIR CONDITIONING DIVISION | 15PJL42 | HP | Split System: Heat Pump with Remote Outdoor Unit-Air-Source | 15PJL42 |  | RCFL-H*4821 | 12 | 14.5 | 8.2 | Yes | Yes | 2011-03-08 |  | Below V5.0 Req.
FALSE | 15PJL42 | 44 | 3706086 | RHEEM SALES COMPANY, INC. | 15PJL42 | HP | Split System: Heat Pump with Remote Outdoor Unit-Air-Source | 15PJL42 |  | RCFL-H*4821 | 12 | 14.5 | 8.2 | Yes | Yes | 2011-03-08 |  | Below V5.0 Req.
FALSE | 15PJL42 | 44 | 3706089 | RUUD AIR CONDITIONING DIVISION | 15PJL42 | HP | Split System: Heat Pump with Remote Outdoor Unit-Air-Source | 15PJL42 |  | RCFL-H*4821 | 12 | 14.5 | 8.2 | Yes | Yes | 2011-03-08 |  | Below V5.0 Req.
FALSE | 15PJL42 | 44 | 3706090 | RHEEM SALES COMPANY, INC. | 15PJL42 | HP | Split System: Heat Pump with Remote Outdoor Unit-Air-Source | 15PJL42 |  | RCFL-H*4821 | 12 | 14.5 | 8.2 | Yes | Yes | 2011-03-08 |  | Below V5.0 Req.
FALSE | 15PJL42 | 44 | 3706093 | RUUD AIR CONDITIONING DIVISION | 15PJL42 | HP | Split System: Heat Pump with Remote Outdoor Unit-Air-Source | 15PJL42 |  | RCFL-H*4824 | 12 | 14.5 | 8.2 | Yes | Yes | 2011-03-08 |  | Below V5.0 Req.
FALSE | 15PJL42 | 44 | 3706094 | RHEEM SALES COMPANY, INC. | 15PJL42 | HP | Split System: Heat Pump with Remote Outdoor Unit-Air-Source | 15PJL42 |  | RCFL-H*4824 | 12 | 14.5 | 8.2 | Yes | Yes | 2011-03-08 |  | Below V5.0 Req.
FALSE | 15PJL42 | 44 | 3706118 | RUUD AIR CONDITIONING DIVISION | 15PJL42 | HP | Split System: Heat Pump with Remote Outdoor Unit-Air-Source | 15PJL42 |  | RCFL-H*4821 | 12 | 14.5 | 8.2 | Yes | Yes | 2011-03-08 |  | Below V5.0 Req.
FALSE | 15PJL42 | 44 | 3706119 | RHEEM SALES COMPANY, INC. | 15PJL42 | HP | Split System: Heat Pump with Remote Outdoor Unit-Air-Source | 15PJL42 |  | RCFL-H*4821 | 12 | 14.5 | 8.2 | Yes | Yes | 2011-03-08 |  | Below V5.0 Req.
FALSE | 15PJL42 | 44 | 3706120 | WEATHERKING AIR CONDITIONING DIVISION | 15PJL42 | HP | Split System: Heat Pump with Remote Outdoor Unit-Air-Source | 15PJL42 |  | RCFL-H*4821 | 12 | 14.5 | 8.2 | Yes | Yes | 2011-03-08 |  | Below V5.0 Req.
FALSE | 15PJL42 | 44 | 3706121 | RUUD AIR CONDITIONING DIVISION | 15PJL42 | HP | Split System: Heat Pump with Remote Outdoor Unit-Air-Source | 15PJL42 |  | RCFL-H*4824 | 12 | 14.5 | 8.2 | Yes | Yes | 2011-03-08 |  | Below V5.0 Req.
FALSE | 15PJL42 | 44 | 3706122 | RHEEM SALES COMPANY, INC. | 15PJL42 | HP | Split System: Heat Pump with Remote Outdoor Unit-Air-Source | 15PJL42 |  | RCFL-H*4824 | 12 | 14.5 | 8.2 | Yes | Yes | 2011-03-08 |  | Below V5.0 Req.
FALSE | 15PJL42 | 44 | 3706123 | WEATHERKING AIR CONDITIONING DIVISION | 15PJL42 | HP | Split System: Heat Pump with Remote Outdoor Unit-Air-Source | 15PJL42 |  | RCFL-H*4824 | 12 | 14.5 | 8.2 | Yes | Yes | 2011-03-08 |  | Below V5.0 Req.
FALSE | 15PJL60 | 3171 | 3706228 | RUUD AIR CONDITIONING DIVISION | 15PJL60 | HP | Split System: Heat Pump with Remote Outdoor Unit-Air-Source | 15PJL60 |  | RCFL-H*6024 | 12 | 14.5 | 8.2 | Yes | Yes | 2011-03-08 |  | Below V5.0 Req.
FALSE | 15PJL60 | 3171 | 3706229 | RHEEM SALES COMPANY, INC. | 15PJL60 | HP | Split System: Heat Pump with Remote Outdoor Unit-Air-Source | 15PJL60 |  | RCFL-H*6024 | 12 | 14.5 | 8.2 | Yes | Yes | 2011-03-08 |  | Below V5.0 Req.
FALSE | 15PJL60 | 3171 | 3706230 | RUUD AIR CONDITIONING DIVISION | 15PJL60 | HP | Split System: Heat Pump with Remote Outdoor Unit-Air-Source | 15PJL60 |  | RCFL-H*6024 | 12 | 14.5 | 8.2 | Yes | Yes | 2011-03-08 |  | Below V5.0 Req.
FALSE | 15PJL60 | 3171 | 3706231 | RHEEM SALES COMPANY, INC. | 15PJL60 | HP | Split System: Heat Pump with Remote Outdoor Unit-Air-Source | 15PJL60 |  | RCFL-H*6024 | 12 | 14.5 | 8.2 | Yes | Yes | 2011-03-08 |  | Below V5.0 Req.
FALSE | 15PJL60 | 3171 | 3706232 | RUUD AIR CONDITIONING DIVISION | 15PJL60 | HP | Split System: Heat Pump with Remote Outdoor Unit-Air-Source | 15PJL60 |  | RCFL-H*6024 | 12 | 14.5 | 8.2 | Yes | Yes | 2011-03-08 |  | Below V5.0 Req.
FALSE | 15PJL60 | 3171 | 3706233 | RHEEM SALES COMPANY, INC. | 15PJL60 | HP | Split System: Heat Pump with Remote Outdoor Unit-Air-Source | 15PJL60 |  | RCFL-H*6024 | 12 | 14.5 | 8.2 | Yes | Yes | 2011-03-08 |  | Below V5.0 Req.
FALSE | 15PJL60 | 3171 | 3706246 | RUUD AIR CONDITIONING DIVISION | 15PJL60 | HP | Split System: Heat Pump with Remote Outdoor Unit-Air-Source | 15PJL60 |  | RCFL-H*6024 | 12 | 14.5 | 8.2 | Yes | Yes | 2011-03-08 |  | Below V5.0 Req.
FALSE | 15PJL60 | 3171 | 3706247 | RHEEM SALES COMPANY, INC. | 15PJL60 | HP | Split System: Heat Pump with Remote Outdoor Unit-Air-Source | 15PJL60 |  | RCFL-H*6024 | 12 | 14.5 | 8.2 | Yes | Yes | 2011-03-08 |  | Below V5.0 Req.
FALSE | 15PJL60 | 3171 | 3706248 | WEATHERKING AIR CONDITIONING DIVISION | 15PJL60 | HP | Split System: Heat Pump with Remote Outdoor Unit-Air-Source | 15PJL60 |  | RCFL-H*6024 | 12 | 14.5 | 8.2 | Yes | Yes | 2011-03-08 |  | Below V5.0 Req.
FALSE | 15PJL60 | 3171 | 3706249 | RUUD AIR CONDITIONING DIVISION | 15PJL60 | HP | Split System: Heat Pump with Remote Outdoor Unit-Air-Source | 15PJL60 |  | RCFL-H*6024 | 12 | 14.5 | 8.2 | Yes | Yes | 2011-03-08 |  | Below V5.0 Req.
FALSE | 15PJL60 | 3171 | 3706250 | RHEEM SALES COMPANY, INC. | 15PJL60 | HP | Split System: Heat Pump with Remote Outdoor Unit-Air-Source | 15PJL60 |  | RCFL-H*6024 | 12 | 14.5 | 8.2 | Yes | Yes | 2011-03-08 |  | Below V5.0 Req.
FALSE | 15PJL60 | 3171 | 3706251 | WEATHERKING AIR CONDITIONING DIVISION | 15PJL60 | HP | Split System: Heat Pump with Remote Outdoor Unit-Air-Source | 15PJL60 |  | RCFL-H*6024 | 12 | 14.5 | 8.2 | Yes | Yes | 2011-03-08 |  | Below V5.0 Req.
FALSE | 15PJL60 | 3171 | 3706252 | RUUD AIR CONDITIONING DIVISION | 15PJL60 | HP | Split System: Heat Pump with Remote Outdoor Unit-Air-Source | 15PJL60 |  | RHKL-HM6024+RCSL-H*6024 | 12.5 | 15 | 8.5 | Yes | Yes | 2011-03-08 |  | 1
FALSE | 15PJL60 | 3171 | 3706253 | RHEEM SALES COMPANY, INC. | 15PJL60 | HP | Split System: Heat Pump with Remote Outdoor Unit-Air-Source | 15PJL60 |  | RHKL-HM6024+RCSL-H*6024 | 12.5 | 15 | 8.5 | Yes | Yes | 2011-03-08 |  | 1
FALSE | 15PJL60 | 3171 | 3706254 | WEATHERKING AIR CONDITIONING DIVISION | 15PJL60 | HP | Split System: Heat Pump with Remote Outdoor Unit-Air-Source | 15PJL60 |  | RHKL-HM6024+RCSL-H*6024 | 12.5 | 15 | 8.5 | Yes | Yes | 2011-03-08 |  | 1
TRUE | 15PJL60 | 3171 | 3706255 | RUUD AIR CONDITIONING DIVISION | 15PJL60 | HP | Split System: Heat Pump with Remote Outdoor Unit-Air-Source | 15PJL60 |  | RHLL-HM6024+RCSL-H*6024 | 12.5 | 15 | 8.5 | Yes | Yes | 2011-03-08 |  | 1
TRUE | 15PJL60 | 3171 | 3706257 | WEATHERKING AIR CONDITIONING DIVISION | 15PJL60 | HP | Split System: Heat Pump with Remote Outdoor Unit-Air-Source | 15PJL60 |  | RHLL-HM6024+RCSL-H*6024 | 12.5 | 15 | 8.5 | Yes | Yes | 2011-03-08 |  | 1
TRUE | 289BNA036****A | 458 | 3747512 | BRYANT HEATING AND COOLING SYSTEMS | 289BNA036****A | HP | Split System: Heat Pump with Remote Outdoor Unit-Air-Source | 289BNA036****A |  | FE4ANB006+UI | 13.7 | 19 | 9.5 | Yes | Yes | 2011-01-22 |  | 2
TRUE | RPQL-056JEZ | 68 | 3766552 | RHEEM SALES COMPANY, INC. | UPQL-056JEZ | HP | Split System: Heat Pump with Remote Outdoor Unit-Air-Source | RPQL-056JEZ |  | RHLL-HM6024+RCSL-H*6024 | 12.5 | 15 | 8.5 | Yes | Yes | 2011-03-08 |  | 1
FALSE | YHJF24S41S1 | 2714 | 3796309 | YORK BY JOHNSON CONTROLS | THGF24S41S3 | HP | Split System: Heat Pump with Remote Outdoor Unit-Air-Source | THGF24S41S3 |  | AHX30+TXV | 12.5 | 15 | 8.5 | Yes | Yes | 2011-01-22 |  | 1
FALSE | YHJD18S41S7 | 2711 | 3796342 | YORK BY JOHNSON CONTROLS | THGF18S41S3 | HP | Split System: Heat Pump with Remote Outdoor Unit-Air-Source | THGF18S41S3 |  | AHX30 | 12.5 | 15 | 8.5 | Yes | Yes | 2011-01-22 |  | 1
FALSE | YHJD18S41S7 | 2711 | 3796354 | YORK BY JOHNSON CONTROLS | THGF18S41S3 | HP | Split System: Heat Pump with Remote Outdoor Unit-Air-Source | THGF18S41S3 |  | AHX30+TXV | 12.5 | 15 | 8.5 | Yes | Yes | 2011-01-22 |  | 1
FALSE | YHJF30S41S1 | 2715 | 3796384 | YORK BY JOHNSON CONTROLS | THGF30S41S3 | HP | Split System: Heat Pump with Remote Outdoor Unit-Air-Source | THGF30S41S3 |  | AHX36 | 12.5 | 15 | 9 | Yes | Yes | 2011-01-22 |  | 1
FALSE | YHJF24S41S1 | 2714 | 3796386 | YORK BY JOHNSON CONTROLS | THGF24S41S3 | HP | Split System: Heat Pump with Remote Outdoor Unit-Air-Source | THGF24S41S3 |  | F6FP030+TXV | 12 | 14.5 | 8.2 | Yes | Yes | 2011-01-22 |  | Below V5.0 Req.
FALSE | YHJF24S41S1 | 2714 | 3796387 | YORK BY JOHNSON CONTROLS | THGF24S41S3 | HP | Split System: Heat Pump with Remote Outdoor Unit-Air-Source | THGF24S41S3 |  | F6FP036+TXV | 12.5 | 15 | 8.5 | Yes | Yes | 2011-01-22 |  | 1
FALSE | YHJF24S41S1 | 2714 | 3796388 | YORK BY JOHNSON CONTROLS | THGF24S41S3 | HP | Split System: Heat Pump with Remote Outdoor Unit-Air-Source | THGF24S41S3 |  | AHX36+TXV | 12.5 | 15 | 8.5 | Yes | Yes | 2011-01-22 |  | 1
TRUE | THGF36S41S3 | 2667 | 3796422 | YORK BY JOHNSON CONTROLS | THGF36S41S3 | HP | Split System: Heat Pump with Remote Outdoor Unit-Air-Source | THGF36S41S3 |  | AHX36 | 12 | 14.5 | 8.5 | Yes | Yes | 2011-01-22 |  | 0
FALSE | YHJD18S41S7 | 2711 | 3796490 | YORK BY JOHNSON CONTROLS | THGF18S41S3 | HP | Split System: Heat Pump with Remote Outdoor Unit-Air-Source | THGF18S41S3 |  | F6FP030+TXV | 12.5 | 15 | 8.5 | Yes | Yes | 2011-01-22 |  | 1
FALSE | YHJF30S41S1 | 2715 | 3796491 | YORK BY JOHNSON CONTROLS | THGF30S41S3 | HP | Split System: Heat Pump with Remote Outdoor Unit-Air-Source | THGF30S41S3 |  | F6FP042 | 12.5 | 15 | 9 | Yes | Yes | 2011-01-22 |  | 1
FALSE | YHJD18S41S7 | 2711 | 3796492 | YORK BY JOHNSON CONTROLS | THGF18S41S3 | HP | Split System: Heat Pump with Remote Outdoor Unit-Air-Source | THGF18S41S3 |  | F6FP030 | 12.5 | 15 | 8.5 | Yes | Yes | 2011-01-22 |  | 1
FALSE | YHJF30S41S1 | 2715 | 3796493 | YORK BY JOHNSON CONTROLS | THGF30S41S3 | HP | Split System: Heat Pump with Remote Outdoor Unit-Air-Source | THGF30S41S3 |  | F6FP042+TXV | 12.5 | 15 | 9 | Yes | Yes | 2011-01-22 |  | 1
FALSE | YHJD18S41S7 | 2711 | 3828204 | COLEMAN BY JOHNSON CONTROLS | THGF18S41S3 | HP | Split System: Heat Pump with Remote Outdoor Unit-Air-Source | THGF18S41S3 |  | AHX30+TXV | 12.5 | 15 | 8.5 | Yes | Yes | 2011-02-28 |  | 1
FALSE | YHJF30S41S1 | 2715 | 3828209 | COLEMAN BY JOHNSON CONTROLS | THGF30S41S3 | HP | Split System: Heat Pump with Remote Outdoor Unit-Air-Source | THGF30S41S3 |  | AHX36 | 12.5 | 15 | 9 | Yes | Yes | 2011-02-28 |  | 1
FALSE | YHJF24S41S1 | 2714 | 3828210 | COLEMAN BY JOHNSON CONTROLS | THGF24S41S3 | HP | Split System: Heat Pump with Remote Outdoor Unit-Air-Source | THGF24S41S3 |  | AHX36+TXV | 12.5 | 15 | 8.5 | Yes | Yes | 2011-02-28 |  | 1
FALSE | YHJF24S41S1 | 2714 | 3828287 | COLEMAN BY JOHNSON CONTROLS | THGF24S41S3 | HP | Split System: Heat Pump with Remote Outdoor Unit-Air-Source | THGF24S41S3 |  | AHX30+TXV | 12.5 | 15 | 8.5 | Yes | Yes | 2011-02-28 |  | 1
FALSE | YHJF24S41S1 | 2714 | 3828619 | LUXAIRE BY JOHNSON CONTROLS | THGF24S41S3 | HP | Split System: Heat Pump with Remote Outdoor Unit-Air-Source | THGF24S41S3 |  | F6FP036 | 12.5 | 15 | 8.5 | Yes | Yes | 2011-02-28 |  | 1
FALSE | YHJF30S41S1 | 2715 | 3828622 | LUXAIRE BY JOHNSON CONTROLS | THGF30S41S3 | HP | Split System: Heat Pump with Remote Outdoor Unit-Air-Source | THGF30S41S3 |  | F6FP042 | 12.5 | 15 | 9 | Yes | Yes | 2011-02-28 |  | 1
FALSE | YHJF30S41S1 | 2715 | 3828623 | LUXAIRE BY JOHNSON CONTROLS | THGF30S41S3 | HP | Split System: Heat Pump with Remote Outdoor Unit-Air-Source | THGF30S41S3 |  | F6FP042+TXV | 12.5 | 15 | 9 | Yes | Yes | 2011-02-28 |  | 1
FALSE | YHJF30S41S1 | 2715 | 3828695 | LUXAIRE BY JOHNSON CONTROLS | THGF30S41S3 | HP | Split System: Heat Pump with Remote Outdoor Unit-Air-Source | THGF30S41S3 |  | AHX36+TXV | 12.5 | 15 | 9 | Yes | Yes | 2011-02-28 |  | 1
FALSE | YHJF24S41S1 | 2714 | 3828706 | LUXAIRE BY JOHNSON CONTROLS | THGF24S41S3 | HP | Split System: Heat Pump with Remote Outdoor Unit-Air-Source | THGF24S41S3 |  | AHX30 | 12.5 | 15 | 8.5 | Yes | Yes | 2011-02-28 |  | 1
TRUE | THGF36S41S3 | 2667 | 3829040 | FRASER-JOHNSTON BY JOHNSON CONTROLS | THGF36S41S3 | HP | Split System: Heat Pump with Remote Outdoor Unit-Air-Source | THGF36S41S3 |  | AHX36 | 12 | 14.5 | 8.5 | Yes | Yes | 2011-02-28 |  | 0
FALSE | YHJF24S41S1 | 2714 | 3829090 | FRASER-JOHNSTON BY JOHNSON CONTROLS | THGF24S41S3 | HP | Split System: Heat Pump with Remote Outdoor Unit-Air-Source | THGF24S41S3 |  | F6FP030+TXV | 12 | 14.5 | 8.2 | Yes | Yes | 2011-02-28 |  | Below V5.0 Req.
FALSE | YHJF24S41S1 | 2714 | 3829093 | FRASER-JOHNSTON BY JOHNSON CONTROLS | THGF24S41S3 | HP | Split System: Heat Pump with Remote Outdoor Unit-Air-Source | THGF24S41S3 |  | AHX36 | 12.5 | 15 | 8.5 | Yes | Yes | 2011-02-28 |  | 1
TRUE | YZE04811 | 2726 | 3830286 | COLEMAN, UNITARY PRODUCTS GROUP | HC5B048F3 | HP | Split System: Heat Pump with Remote Outdoor Unit-Air-Source | YZE04811 |  | FC/MC60D+MV20D+TXV | 12 | 15.5 | 8.8 | Yes | Yes | 2011-02-28 |  | 0
TRUE | YZE04811 | 2726 | 3830726 | LUXAIRE, UNITARY PRODUCTS GROUP | HL5B048F3 | HP | Split System: Heat Pump with Remote Outdoor Unit-Air-Source | YZE04811 |  | FC/MC60D+MV20D+TXV | 12 | 15.5 | 8.8 | Yes | Yes | 2011-02-28 |  | 0
TRUE | YZH03611 | 2724 | 3831345 | COLEMAN BY JOHNSON CONTROLS | HC8B036F3 | HP | Split System: Heat Pump with Remote Outdoor Unit-Air-Source | YZH03611 |  | FC/MC62D+MV12D+TXV | 13.35 | 17.5 | 10 | Yes | Yes | 2011-02-28 |  | 2
TRUE | XP17-024-230* | 1566 | 3839707 | LENNOX INDUSTRIES, INC. | XP17-024-230* | HP | Split System: Heat Pump with Remote Outdoor Unit-Air-Source | XP17-024-230* |  | CBX32MV-024/030*+TDR | 14.5 | 17.5 | 9.5 | Yes | Yes | 2011-01-22 |  | 2
FALSE | XP17-024-230* | 1566 | 3839708 | LENNOX INDUSTRIES, INC. | XP17-024-230* | HP | Split System: Heat Pump with Remote Outdoor Unit-Air-Source | XP17-024-230* |  | CBX32MV-036*+TDR | 14 | 17 | 9.5 | Yes | Yes | 2011-01-22 |  | 2
FALSE | XP17-024-230* | 1566 | 3839709 | LENNOX INDUSTRIES, INC. | XP17-024-230* | HP | Split System: Heat Pump with Remote Outdoor Unit-Air-Source | XP17-024-230* |  | CBX40UHV-024*+TDR | 14 | 17 | 9.5 | Yes | Yes | 2011-01-22 |  | 2
FALSE | XP17-024-230* | 1566 | 3839710 | LENNOX INDUSTRIES, INC. | XP17-024-230* | HP | Split System: Heat Pump with Remote Outdoor Unit-Air-Source | XP17-024-230* |  | CBX40UHV-030*+TDR | 14 | 17 | 9 | Yes | Yes | 2011-01-22 |  | 2
FALSE | XP17-024-230* | 1566 | 3839730 | LENNOX INDUSTRIES, INC. | XP17-024-230* | HP | Split System: Heat Pump with Remote Outdoor Unit with No Indoor Fan --Air Source | XP17-024-230* |  | C33-31+TDR+TXV | 12.7 | 15 | 8.2 | Yes | Yes | 2011-01-22 |  | Below V5.0 Req.
FALSE | XP17-024-230* | 1566 | 3839731 | LENNOX INDUSTRIES, INC. | XP17-024-230* | HP | Split System: Heat Pump with Remote Outdoor Unit-Air-Source | XP17-024-230* |  | C33-31+TDR+TXV | 14.5 | 17.2 | 9 | Yes | Yes | 2011-01-22 |  | 2
FALSE | XP17-024-230* | 1566 | 3839732 | LENNOX INDUSTRIES, INC. | XP17-024-230* | HP | Split System: Heat Pump with Remote Outdoor Unit-Air-Source | XP17-024-230* |  | C33-31+TDR+TXV | 14.5 | 17.7 | 8.7 | Yes | Yes | 2011-01-22 |  | 1
FALSE | XP17-024-230* | 1566 | 3839733 | LENNOX INDUSTRIES, INC. | XP17-024-230* | HP | Split System: Heat Pump with Remote Outdoor Unit-Air-Source | XP17-024-230* |  | C33-31+TDR+TXV | 14.2 | 17.2 | 9 | Yes | Yes | 2011-01-22 |  | 2
FALSE | XP17-024-230* | 1566 | 3839734 | LENNOX INDUSTRIES, INC. | XP17-024-230* | HP | Split System: Heat Pump with Remote Outdoor Unit-Air-Source | XP17-024-230* |  | C33-31+TDR+TXV | 14.5 | 17.2 | 9 | Yes | Yes | 2011-01-22 |  | 2
FALSE | XP17-024-230* | 1566 | 3839735 | LENNOX INDUSTRIES, INC. | XP17-024-230* | HP | Split System: Heat Pump with Remote Outdoor Unit-Air-Source | XP17-024-230* |  | C33-31+TDR+TXV | 14.5 | 17.2 | 9 | Yes | Yes | 2011-01-22 |  | 2
FALSE | XP17-024-230* | 1566 | 3839736 | LENNOX INDUSTRIES, INC. | XP17-024-230* | HP | Split System: Heat Pump with Remote Outdoor Unit-Air-Source | XP17-024-230* |  | C33-31+TDR+TXV | 14.2 | 17.2 | 9 | Yes | Yes | 2011-01-22 |  | 2
FALSE | XP17-024-230* | 1566 | 3839737 | LENNOX INDUSTRIES, INC. | XP17-024-230* | HP | Split System: Heat Pump with Remote Outdoor Unit with No Indoor Fan --Air Source | XP17-024-230* |  | C33-38+TDR+TXV | 12.5 | 15 | 8.5 | Yes | Yes | 2011-01-22 |  | 1
FALSE | XP17-024-230* | 1566 | 3839738 | LENNOX INDUSTRIES, INC. | XP17-024-230* | HP | Split System: Heat Pump with Remote Outdoor Unit-Air-Source | XP17-024-230* |  | C33-38+TDR+TXV | 14 | 17 | 9 | Yes | Yes | 2011-01-22 |  | 2
FALSE | XP17-024-230* | 1566 | 3839739 | LENNOX INDUSTRIES, INC. | XP17-024-230* | HP | Split System: Heat Pump with Remote Outdoor Unit-Air-Source | XP17-024-230* |  | C33-38+TDR+TXV | 14.2 | 17.2 | 9 | Yes | Yes | 2011-01-22 |  | 2
FALSE | XP17-024-230* | 1566 | 3839740 | LENNOX INDUSTRIES, INC. | XP17-024-230* | HP | Split System: Heat Pump with Remote Outdoor Unit-Air-Source | XP17-024-230* |  | C33-38+TDR+TXV | 14.2 | 17 | 9 | Yes | Yes | 2011-01-22 |  | 2
FALSE | XP17-024-230* | 1566 | 3839741 | LENNOX INDUSTRIES, INC. | XP17-024-230* | HP | Split System: Heat Pump with Remote Outdoor Unit-Air-Source | XP17-024-230* |  | C33-38+TDR+TXV | 14.2 | 17 | 9 | Yes | Yes | 2011-01-22 |  | 2
FALSE | XP17-024-230* | 1566 | 3839742 | LENNOX INDUSTRIES, INC. | XP17-024-230* | HP | Split System: Heat Pump with Remote Outdoor Unit-Air-Source | XP17-024-230* |  | C33-38+TDR+TXV | 14.2 | 17 | 9 | Yes | Yes | 2011-01-22 |  | 2
FALSE | XP17-024-230* | 1566 | 3839743 | LENNOX INDUSTRIES, INC. | XP17-024-230* | HP | Split System: Heat Pump with Remote Outdoor Unit-Air-Source | XP17-024-230* |  | C33-38+TDR+TXV | 14.2 | 17 | 9 | Yes | Yes | 2011-01-22 |  | 2
FALSE | XP17-024-230* | 1566 | 3839744 | LENNOX INDUSTRIES, INC. | XP17-024-230* | HP | Split System: Heat Pump with Remote Outdoor Unit with No Indoor Fan --Air Source | XP17-024-230* |  | CH33-31A+TDR+TXV | 12.5 | 15 | 8.5 | Yes | Yes | 2011-01-22 |  | 1
FALSE | XP17-024-230* | 1566 | 3839745 | LENNOX INDUSTRIES, INC. | XP17-024-230* | HP | Split System: Heat Pump with Remote Outdoor Unit-Air-Source | XP17-024-230* |  | CH33-31A+TDR+TXV | 14 | 16.7 | 9 | Yes | Yes | 2011-01-22 |  | 2
FALSE | XP17-024-230* | 1566 | 3839746 | LENNOX INDUSTRIES, INC. | XP17-024-230* | HP | Split System: Heat Pump with Remote Outdoor Unit with No Indoor Fan --Air Source | XP17-024-230* |  | CH33-31B+TDR+TXV | 12.5 | 15 | 8.2 | Yes | Yes | 2011-01-22 |  | Below V5.0 Req.
FALSE | XP17-024-230* | 1566 | 3839747 | LENNOX INDUSTRIES, INC. | XP17-024-230* | HP | Split System: Heat Pump with Remote Outdoor Unit-Air-Source | XP17-024-230* |  | CH33-31B+TDR+TXV | 14.2 | 17.2 | 9 | Yes | Yes | 2011-01-22 |  | 2
FALSE | XP17-024-230* | 1566 | 3839748 | LENNOX INDUSTRIES, INC. | XP17-024-230* | HP | Split System: Heat Pump with Remote Outdoor Unit-Air-Source | XP17-024-230* |  | CH33-31B+TDR+TXV | 14.2 | 17 | 9 | Yes | Yes | 2011-01-22 |  | 2
FALSE | XP17-024-230* | 1566 | 3839749 | LENNOX INDUSTRIES, INC. | XP17-024-230* | HP | Split System: Heat Pump with Remote Outdoor Unit-Air-Source | XP17-024-230* |  | CH33-31B+TDR+TXV | 14.2 | 17 | 9 | Yes | Yes | 2011-01-22 |  | 2
FALSE | XP17-024-230* | 1566 | 3839750 | LENNOX INDUSTRIES, INC. | XP17-024-230* | HP | Split System: Heat Pump with Remote Outdoor Unit-Air-Source | XP17-024-230* |  | CH33-31B+TDR+TXV | 14.2 | 17 | 9 | Yes | Yes | 2011-01-22 |  | 2
FALSE | XP17-024-230* | 1566 | 3839751 | LENNOX INDUSTRIES, INC. | XP17-024-230* | HP | Split System: Heat Pump with Remote Outdoor Unit-Air-Source | XP17-024-230* |  | CH33-31B+TDR+TXV | 14.2 | 17 | 9 | Yes | Yes | 2011-01-22 |  | 2
FALSE | XP17-024-230* | 1566 | 3839752 | LENNOX INDUSTRIES, INC. | XP17-024-230* | HP | Split System: Heat Pump with Remote Outdoor Unit with No Indoor Fan --Air Source | XP17-024-230* |  | CH33-42+TDR+TXV | 12.5 | 14.7 | 8.2 | Yes | Yes | 2011-01-22 |  | Below V5.0 Req.
FALSE | XP17-024-230* | 1566 | 3839753 | LENNOX INDUSTRIES, INC. | XP17-024-230* | HP | Split System: Heat Pump with Remote Outdoor Unit-Air-Source | XP17-024-230* |  | CH33-42+TDR+TXV | 14.2 | 17.2 | 9 | Yes | Yes | 2011-01-22 |  | 2
FALSE | XP17-024-230* | 1566 | 3839754 | LENNOX INDUSTRIES, INC. | XP17-024-230* | HP | Split System: Heat Pump with Remote Outdoor Unit-Air-Source | XP17-024-230* |  | CH33-42+TDR+TXV | 14.2 | 17 | 9 | Yes | Yes | 2011-01-22 |  | 2
FALSE | XP17-024-230* | 1566 | 3839755 | LENNOX INDUSTRIES, INC. | XP17-024-230* | HP | Split System: Heat Pump with Remote Outdoor Unit-Air-Source | XP17-024-230* |  | CH33-42+TDR+TXV | 14.2 | 17 | 9 | Yes | Yes | 2011-01-22 |  | 2
FALSE | XP17-024-230* | 1566 | 3839756 | LENNOX INDUSTRIES, INC. | XP17-024-230* | HP | Split System: Heat Pump with Remote Outdoor Unit-Air-Source | XP17-024-230* |  | CH33-42+TDR+TXV | 14 | 16.7 | 9 | Yes | Yes | 2011-01-22 |  | 2
FALSE | XP17-024-230* | 1566 | 3839758 | LENNOX INDUSTRIES, INC. | XP17-024-230* | HP | Split System: Heat Pump with Remote Outdoor Unit-Air-Source | XP17-024-230* |  | CR33-48+TDR+TXV | 12.5 | 15 | 8.5 | Yes | Yes | 2011-01-22 |  | 1
FALSE | XP17-024-230* | 1566 | 3839759 | LENNOX INDUSTRIES, INC. | XP17-024-230* | HP | Split System: Heat Pump with Remote Outdoor Unit-Air-Source | XP17-024-230* |  | CR33-48+TDR+TXV | 12.5 | 15 | 8.5 | Yes | Yes | 2011-01-22 |  | 1
FALSE | XP17-024-230* | 1566 | 3839760 | LENNOX INDUSTRIES, INC. | XP17-024-230* | HP | Split System: Heat Pump with Remote Outdoor Unit-Air-Source | XP17-024-230* |  | CR33-48+TDR+TXV | 12.5 | 15 | 8.5 | Yes | Yes | 2011-01-22 |  | 1
TRUE | XP17-030-230* | 1581 | 3839761 | LENNOX INDUSTRIES, INC. | XP17-030-230* | HP | Split System: Heat Pump with Remote Outdoor Unit-Air-Source | XP17-030-230* |  | CBX32MV-024/030*+TDR | 13.5 | 16.2 | 9 | Yes | Yes | 2011-01-22 |  | 2
FALSE | XP17-030-230* | 1581 | 3839762 | LENNOX INDUSTRIES, INC. | XP17-030-230* | HP | Split System: Heat Pump with Remote Outdoor Unit-Air-Source | XP17-030-230* |  | CBX32MV-036*+TDR | 13.5 | 16 | 9 | Yes | Yes | 2011-01-22 |  | 2
FALSE | XP17-030-230* | 1581 | 3839763 | LENNOX INDUSTRIES, INC. | XP17-030-230* | HP | Split System: Heat Pump with Remote Outdoor Unit-Air-Source | XP17-030-230* |  | CBX40UHV-024*+TDR | 13.5 | 16 | 9 | Yes | Yes | 2011-01-22 |  | 2
FALSE | XP17-030-230* | 1581 | 3839764 | LENNOX INDUSTRIES, INC. | XP17-030-230* | HP | Split System: Heat Pump with Remote Outdoor Unit-Air-Source | XP17-030-230* |  | CBX40UHV-030*+TDR | 13.5 | 16 | 9 | Yes | Yes | 2011-01-22 |  | 2
FALSE | XP17-030-230* | 1581 | 3839765 | LENNOX INDUSTRIES, INC. | XP17-030-230* | HP | Split System: Heat Pump with Remote Outdoor Unit-Air-Source | XP17-030-230* |  | CBX40UHV-036*+TDR | 13.5 | 16 | 9 | Yes | Yes | 2011-01-22 |  | 2
FALSE | XP17-030-230* | 1581 | 3839766 | LENNOX INDUSTRIES, INC. | XP17-030-230* | HP | Split System: Heat Pump with Remote Outdoor Unit-Air-Source | XP17-030-230* |  | CBX32M-030*+TDR | 12.7 | 15.5 | 8.7 | Yes | Yes | 2011-01-22 |  | 1
FALSE | XP17-030-230* | 1581 | 3839767 | LENNOX INDUSTRIES, INC. | XP17-030-230* | HP | Split System: Heat Pump with Remote Outdoor Unit-Air-Source | XP17-030-230* |  | CBX32M-036*+TDR | 12.7 | 15.2 | 8.7 | Yes | Yes | 2011-01-22 |  | 1
FALSE | XP17-030-230* | 1581 | 3839768 | LENNOX INDUSTRIES, INC. | XP17-030-230* | HP | Split System: Heat Pump with Remote Outdoor Unit with No Indoor Fan --Air Source | XP17-030-230* |  | CX34-31+TDR | 12.2 | 14.5 | 8.2 | Yes | Yes | 2011-01-22 |  | Below V5.0 Req.
FALSE | XP17-030-230* | 1581 | 3839769 | LENNOX INDUSTRIES, INC. | XP17-030-230* | HP | Split System: Heat Pump with Remote Outdoor Unit-Air-Source | XP17-030-230* |  | CX34-31+TDR | 13.2 | 16 | 8.5 | Yes | Yes | 2011-01-22 |  | 1
FALSE | XP17-030-230* | 1581 | 3839770 | LENNOX INDUSTRIES, INC. | XP17-030-230* | HP | Split System: Heat Pump with Remote Outdoor Unit-Air-Source | XP17-030-230* |  | CX34-31+TDR | 13.5 | 16.2 | 8.7 | Yes | Yes | 2011-01-22 |  | 1
FALSE | XP17-030-230* | 1581 | 3839771 | LENNOX INDUSTRIES, INC. | XP17-030-230* | HP | Split System: Heat Pump with Remote Outdoor Unit-Air-Source | XP17-030-230* |  | CX34-31+TDR | 13.2 | 15.7 | 8.5 | Yes | Yes | 2011-01-22 |  | 1
FALSE | XP17-030-230* | 1581 | 3839772 | LENNOX INDUSTRIES, INC. | XP17-030-230* | HP | Split System: Heat Pump with Remote Outdoor Unit-Air-Source | XP17-030-230* |  | CX34-31+TDR | 13.2 | 16 | 8.5 | Yes | Yes | 2011-01-22 |  | 1
FALSE | XP17-030-230* | 1581 | 3839773 | LENNOX INDUSTRIES, INC. | XP17-030-230* | HP | Split System: Heat Pump with Remote Outdoor Unit-Air-Source | XP17-030-230* |  | CX34-31+TDR | 13.2 | 16 | 8.5 | Yes | Yes | 2011-01-22 |  | 1
FALSE | XP17-030-230* | 1581 | 3839774 | LENNOX INDUSTRIES, INC. | XP17-030-230* | HP | Split System: Heat Pump with Remote Outdoor Unit-Air-Source | XP17-030-230* |  | CX34-31+TDR | 13.2 | 15.7 | 8.5 | Yes | Yes | 2011-01-22 |  | 1
FALSE | XP17-030-230* | 1581 | 3839775 | LENNOX INDUSTRIES, INC. | XP17-030-230* | HP | Split System: Heat Pump with Remote Outdoor Unit with No Indoor Fan --Air Source | XP17-030-230* |  | CX34-38+TDR | 12.2 | 14.7 | 8.2 | Yes | Yes | 2011-01-22 |  | Below V5.0 Req.
FALSE | XP17-030-230* | 1581 | 3839776 | LENNOX INDUSTRIES, INC. | XP17-030-230* | HP | Split System: Heat Pump with Remote Outdoor Unit-Air-Source | XP17-030-230* |  | CX34-38+TDR | 13.5 | 16.2 | 8.7 | Yes | Yes | 2011-01-22 |  | 1
FALSE | XP17-030-230* | 1581 | 3839777 | LENNOX INDUSTRIES, INC. | XP17-030-230* | HP | Split System: Heat Pump with Remote Outdoor Unit-Air-Source | XP17-030-230* |  | CX34-38+TDR | 13.7 | 16.5 | 8.7 | Yes | Yes | 2011-01-22 |  | 1
FALSE | XP17-030-230* | 1581 | 3839778 | LENNOX INDUSTRIES, INC. | XP17-030-230* | HP | Split System: Heat Pump with Remote Outdoor Unit-Air-Source | XP17-030-230* |  | CX34-38+TDR | 13.2 | 16 | 8.5 | Yes | Yes | 2011-01-22 |  | 1
FALSE | XP17-030-230* | 1581 | 3839779 | LENNOX INDUSTRIES, INC. | XP17-030-230* | HP | Split System: Heat Pump with Remote Outdoor Unit-Air-Source | XP17-030-230* |  | CX34-38+TDR | 13.2 | 16 | 8.5 | Yes | Yes | 2011-01-22 |  | 1
FALSE | XP17-030-230* | 1581 | 3839780 | LENNOX INDUSTRIES, INC. | XP17-030-230* | HP | Split System: Heat Pump with Remote Outdoor Unit-Air-Source | XP17-030-230* |  | CX34-38+TDR | 13.2 | 16 | 8.5 | Yes | Yes | 2011-01-22 |  | 1
FALSE | XP17-030-230* | 1581 | 3839781 | LENNOX INDUSTRIES, INC. | XP17-030-230* | HP | Split System: Heat Pump with Remote Outdoor Unit-Air-Source | XP17-030-230* |  | CX34-38+TDR | 13.2 | 16 | 8.5 | Yes | Yes | 2011-01-22 |  | 1
FALSE | XP17-030-230* | 1581 | 3839782 | LENNOX INDUSTRIES, INC. | XP17-030-230* | HP | Split System: Heat Pump with Remote Outdoor Unit with No Indoor Fan --Air Source | XP17-030-230* |  | CX34-43+TDR | 12.2 | 14.7 | 8.2 | Yes | Yes | 2011-01-22 |  | Below V5.0 Req.
FALSE | XP17-030-230* | 1581 | 3839802 | LENNOX INDUSTRIES, INC. | XP17-030-230* | HP | Split System: Heat Pump with Remote Outdoor Unit-Air-Source | XP17-030-230* |  | C33-38+TDR+TXV | 13.2 | 16 | 8.5 | Yes | Yes | 2011-01-22 |  | 1
FALSE | XP17-030-230* | 1581 | 3839803 | LENNOX INDUSTRIES, INC. | XP17-030-230* | HP | Split System: Heat Pump with Remote Outdoor Unit-Air-Source | XP17-030-230* |  | C33-38+TDR+TXV | 13.2 | 16 | 8.5 | Yes | Yes | 2011-01-22 |  | 1
FALSE | XP17-030-230* | 1581 | 3839804 | LENNOX INDUSTRIES, INC. | XP17-030-230* | HP | Split System: Heat Pump with Remote Outdoor Unit with No Indoor Fan --Air Source | XP17-030-230* |  | C33-43+TDR+TXV | 12.2 | 14.7 | 8.2 | Yes | Yes | 2011-01-22 |  | Below V5.0 Req.
FALSE | XP17-030-230* | 1581 | 3839805 | LENNOX INDUSTRIES, INC. | XP17-030-230* | HP | Split System: Heat Pump with Remote Outdoor Unit-Air-Source | XP17-030-230* |  | C33-43+TDR+TXV | 13.7 | 16.5 | 8.7 | Yes | Yes | 2011-01-22 |  | 1
FALSE | XP17-030-230* | 1581 | 3839806 | LENNOX INDUSTRIES, INC. | XP17-030-230* | HP | Split System: Heat Pump with Remote Outdoor Unit-Air-Source | XP17-030-230* |  | C33-43+TDR+TXV | 13.2 | 16 | 8.5 | Yes | Yes | 2011-01-22 |  | 1
FALSE | XP17-030-230* | 1581 | 3839807 | LENNOX INDUSTRIES, INC. | XP17-030-230* | HP | Split System: Heat Pump with Remote Outdoor Unit-Air-Source | XP17-030-230* |  | C33-43+TDR+TXV | 13.2 | 16 | 8.5 | Yes | Yes | 2011-01-22 |  | 1
FALSE | XP17-030-230* | 1581 | 3839808 | LENNOX INDUSTRIES, INC. | XP17-030-230* | HP | Split System: Heat Pump with Remote Outdoor Unit-Air-Source | XP17-030-230* |  | C33-43+TDR+TXV | 13.2 | 16 | 8.5 | Yes | Yes | 2011-01-22 |  | 1
FALSE | XP17-030-230* | 1581 | 3839809 | LENNOX INDUSTRIES, INC. | XP17-030-230* | HP | Split System: Heat Pump with Remote Outdoor Unit-Air-Source | XP17-030-230* |  | C33-43+TDR+TXV | 13.2 | 16 | 8.5 | Yes | Yes | 2011-01-22 |  | 1
FALSE | XP17-030-230* | 1581 | 3839810 | LENNOX INDUSTRIES, INC. | XP17-030-230* | HP | Split System: Heat Pump with Remote Outdoor Unit-Air-Source | XP17-030-230* |  | C33-43+TDR+TXV | 13.7 | 16.5 | 8.7 | Yes | Yes | 2011-01-22 |  | 1
FALSE | XP17-030-230* | 1581 | 3839811 | LENNOX INDUSTRIES, INC. | XP17-030-230* | HP | Split System: Heat Pump with Remote Outdoor Unit-Air-Source | XP17-030-230* |  | C33-43+TDR+TXV | 13.7 | 16.5 | 8.7 | Yes | Yes | 2011-01-22 |  | 1
FALSE | XP17-030-230* | 1581 | 3839812 | LENNOX INDUSTRIES, INC. | XP17-030-230* | HP | Split System: Heat Pump with Remote Outdoor Unit with No Indoor Fan --Air Source | XP17-030-230* |  | CH33-31A+TDR+TXV | 12.2 | 14.5 | 8.5 | Yes | Yes | 2011-01-22 |  | 0
FALSE | XP17-030-230* | 1581 | 3839813 | LENNOX INDUSTRIES, INC. | XP17-030-230* | HP | Split System: Heat Pump with Remote Outdoor Unit-Air-Source | XP17-030-230* |  | CH33-31A+TDR+TXV | 13.2 | 15.7 | 8.7 | Yes | Yes | 2011-01-22 |  | 1
FALSE | XP17-030-230* | 1581 | 3839814 | LENNOX INDUSTRIES, INC. | XP17-030-230* | HP | Split System: Heat Pump with Remote Outdoor Unit-Air-Source | XP17-030-230* |  | CH33-31B+TDR+TXV | 13.7 | 16.5 | 8.7 | Yes | Yes | 2011-01-22 |  | 1
FALSE | XP17-030-230* | 1581 | 3839815 | LENNOX INDUSTRIES, INC. | XP17-030-230* | HP | Split System: Heat Pump with Remote Outdoor Unit-Air-Source | XP17-030-230* |  | CH33-31B+TDR+TXV | 13.2 | 16 | 8.5 | Yes | Yes | 2011-01-22 |  | 1
FALSE | XP17-030-230* | 1581 | 3839816 | LENNOX INDUSTRIES, INC. | XP17-030-230* | HP | Split System: Heat Pump with Remote Outdoor Unit-Air-Source | XP17-030-230* |  | CH33-31B+TDR+TXV | 13.2 | 16 | 8.5 | Yes | Yes | 2011-01-22 |  | 1
FALSE | XP17-030-230* | 1581 | 3839817 | LENNOX INDUSTRIES, INC. | XP17-030-230* | HP | Split System: Heat Pump with Remote Outdoor Unit-Air-Source | XP17-030-230* |  | CH33-31B+TDR+TXV | 13.2 | 16 | 8.5 | Yes | Yes | 2011-01-22 |  | 1
FALSE | XP17-030-230* | 1581 | 3839818 | LENNOX INDUSTRIES, INC. | XP17-030-230* | HP | Split System: Heat Pump with Remote Outdoor Unit-Air-Source | XP17-030-230* |  | CH33-43+TDR+TXV | 14 | 16.7 | 9 | Yes | Yes | 2011-01-22 |  | 2
FALSE | XP17-030-230* | 1581 | 3839819 | LENNOX INDUSTRIES, INC. | XP17-030-230* | HP | Split System: Heat Pump with Remote Outdoor Unit-Air-Source | XP17-030-230* |  | CH33-43+TDR+TXV | 13.5 | 16.2 | 8.7 | Yes | Yes | 2011-01-22 |  | 1
FALSE | XP17-030-230* | 1581 | 3839839 | LENNOX INDUSTRIES, INC. | XP17-030-230* | HP | Split System: Heat Pump with Remote Outdoor Unit-Air-Source | XP17-030-230* |  | CR33-48+TDR+TXV | 12.5 | 15 | 8.5 | Yes | Yes | 2011-01-22 |  | 1
FALSE | XP17-030-230* | 1581 | 3839840 | LENNOX INDUSTRIES, INC. | XP17-030-230* | HP | Split System: Heat Pump with Remote Outdoor Unit-Air-Source | XP17-030-230* |  | CR33-48+TDR+TXV | 12.5 | 15 | 8.5 | Yes | Yes | 2011-01-22 |  | 1
FALSE | XP17-030-230* | 1581 | 3839841 | LENNOX INDUSTRIES, INC. | XP17-030-230* | HP | Split System: Heat Pump with Remote Outdoor Unit-Air-Source | XP17-030-230* |  | CBX27UH-030-230*+TDR | 13.5 | 16 | 9 | Yes | Yes | 2011-01-22 |  | 2
FALSE | XP17-030-230* | 1581 | 3839842 | LENNOX INDUSTRIES, INC. | XP17-030-230* | HP | Split System: Heat Pump with Remote Outdoor Unit-Air-Source | XP17-030-230* |  | CBX27UH-036-230*+TDR | 13.5 | 16 | 9 | Yes | Yes | 2011-01-22 |  | 2
TRUE | XP17-036-230* | 1590 | 3839843 | LENNOX INDUSTRIES, INC. | XP17-036-230* | HP | Split System: Heat Pump with Remote Outdoor Unit-Air-Source | XP17-036-230* |  | CBX32MV-048*+TDR | 13.5 | 16.5 | 9.2 | Yes | Yes | 2011-01-22 |  | 2
FALSE | XP17-036-230* | 1590 | 3839844 | LENNOX INDUSTRIES, INC. | XP17-036-230* | HP | Split System: Heat Pump with Remote Outdoor Unit-Air-Source | XP17-036-230* |  | CBX32MV-036*+TDR | 12.7 | 15.2 | 9 | Yes | Yes | 2011-01-22 |  | 1
FALSE | XP17-036-230* | 1590 | 3839845 | LENNOX INDUSTRIES, INC. | XP17-036-230* | HP | Split System: Heat Pump with Remote Outdoor Unit-Air-Source | XP17-036-230* |  | CBX40UHV-036*+TDR | 12.7 | 15.5 | 9.2 | Yes | Yes | 2011-01-22 |  | 1
FALSE | XP17-036-230* | 1590 | 3839846 | LENNOX INDUSTRIES, INC. | XP17-036-230* | HP | Split System: Heat Pump with Remote Outdoor Unit-Air-Source | XP17-036-230* |  | CBX40UHV-042*+TDR | 13 | 16 | 9 | Yes | Yes | 2011-01-22 |  | 2
FALSE | XP17-036-230* | 1590 | 3839847 | LENNOX INDUSTRIES, INC. | XP17-036-230* | HP | Split System: Heat Pump with Remote Outdoor Unit-Air-Source | XP17-036-230* |  | CBX40UHV-048*+TDR | 13.5 | 16 | 9 | Yes | Yes | 2011-01-22 |  | 2
FALSE | XP17-036-230* | 1590 | 3839848 | LENNOX INDUSTRIES, INC. | XP17-036-230* | HP | Split System: Heat Pump with Remote Outdoor Unit-Air-Source | XP17-036-230* |  | CBX27UH-036-230*+TDR | 12.7 | 15.7 | 9.2 | Yes | Yes | 2011-01-22 |  | 1
FALSE | XP17-036-230* | 1590 | 3839849 | LENNOX INDUSTRIES, INC. | XP17-036-230* | HP | Split System: Heat Pump with Remote Outdoor Unit-Air-Source | XP17-036-230* |  | CBX27UH-042-230*+TDR | 13.5 | 16 | 9 | Yes | Yes | 2011-01-22 |  | 2
FALSE | XP17-036-230* | 1590 | 3839850 | LENNOX INDUSTRIES, INC. | XP17-036-230* | HP | Split System: Heat Pump with Remote Outdoor Unit-Air-Source | XP17-036-230* |  | CBX32M-036*+TDR | 12 | 14.5 | 8.7 | Yes | Yes | 2011-01-22 |  | 0
FALSE | XP17-036-230* | 1590 | 3839851 | LENNOX INDUSTRIES, INC. | XP17-036-230* | HP | Split System: Heat Pump with Remote Outdoor Unit-Air-Source | XP17-036-230* |  | CBX32M-042*+TDR | 12 | 14.5 | 8.7 | Yes | Yes | 2011-01-22 |  | 0
FALSE | XP17-036-230* | 1590 | 3839852 | LENNOX INDUSTRIES, INC. | XP17-036-230* | HP | Split System: Heat Pump with Remote Outdoor Unit-Air-Source | XP17-036-230* |  | CBX32M-048*+TDR | 12.5 | 15 | 8.7 | Yes | Yes | 2011-01-22 |  | 1
FALSE | XP17-036-230* | 1590 | 3839853 | LENNOX INDUSTRIES, INC. | XP17-036-230* | HP | Split System: Heat Pump with Remote Outdoor Unit with No Indoor Fan --Air Source | XP17-036-230* |  | CX34-38+TDR | 12 | 14.5 | 8.2 | Yes | Yes | 2011-01-22 |  | Below V5.0 Req.
FALSE | XP17-036-230* | 1590 | 3839854 | LENNOX INDUSTRIES, INC. | XP17-036-230* | HP | Split System: Heat Pump with Remote Outdoor Unit-Air-Source | XP17-036-230* |  | CX34-38+TDR | 12.5 | 15.2 | 8.2 | Yes | Yes | 2011-01-22 |  | Below V5.0 Req.
FALSE | XP17-036-230* | 1590 | 3839855 | LENNOX INDUSTRIES, INC. | XP17-036-230* | HP | Split System: Heat Pump with Remote Outdoor Unit-Air-Source | XP17-036-230* |  | CX34-38+TDR | 13 | 15.7 | 8.2 | Yes | Yes | 2011-01-22 |  | Below V5.0 Req.
FALSE | XP17-036-230* | 1590 | 3839876 | LENNOX INDUSTRIES, INC. | XP17-036-230* | HP | Split System: Heat Pump with Remote Outdoor Unit-Air-Source | XP17-036-230* |  | CX34-44/48+TDR | 12.5 | 15.2 | 8.2 | Yes | Yes | 2011-01-22 |  | Below V5.0 Req.
FALSE | XP17-036-230* | 1590 | 3839877 | LENNOX INDUSTRIES, INC. | XP17-036-230* | HP | Split System: Heat Pump with Remote Outdoor Unit-Air-Source | XP17-036-230* |  | CX34-44/48+TDR | 12.5 | 15.2 | 8.2 | Yes | Yes | 2011-01-22 |  | Below V5.0 Req.
FALSE | XP17-036-230* | 1590 | 3839878 | LENNOX INDUSTRIES, INC. | XP17-036-230* | HP | Split System: Heat Pump with Remote Outdoor Unit-Air-Source | XP17-036-230* |  | CX34-44/48+TDR | 12.5 | 15.2 | 8.2 | Yes | Yes | 2011-01-22 |  | Below V5.0 Req.
FALSE | XP17-036-230* | 1590 | 3839879 | LENNOX INDUSTRIES, INC. | XP17-036-230* | HP | Split System: Heat Pump with Remote Outdoor Unit-Air-Source | XP17-036-230* |  | CX34-44/48+TDR | 12.5 | 15 | 8.2 | Yes | Yes | 2011-01-22 |  | Below V5.0 Req.
FALSE | XP17-036-230* | 1590 | 3839880 | LENNOX INDUSTRIES, INC. | XP17-036-230* | HP | Split System: Heat Pump with Remote Outdoor Unit-Air-Source | XP17-036-230* |  | CX34-44/48+TDR | 13 | 15.7 | 8.5 | Yes | Yes | 2011-01-22 |  | 1
FALSE | XP17-036-230* | 1590 | 3839881 | LENNOX INDUSTRIES, INC. | XP17-036-230* | HP | Split System: Heat Pump with Remote Outdoor Unit-Air-Source | XP17-036-230* |  | CX34-44/48+TDR | 12.7 | 15.5 | 8.2 | Yes | Yes | 2011-01-22 |  | Below V5.0 Req.
FALSE | XP17-036-230* | 1590 | 3839882 | LENNOX INDUSTRIES, INC. | XP17-036-230* | HP | Split System: Heat Pump with Remote Outdoor Unit-Air-Source | XP17-036-230* |  | CX34-44/48+TDR | 12.7 | 15.5 | 8.5 | Yes | Yes | 2011-01-22 |  | 1
FALSE | XP17-036-230* | 1590 | 3839883 | LENNOX INDUSTRIES, INC. | XP17-036-230* | HP | Split System: Heat Pump with Remote Outdoor Unit-Air-Source | XP17-036-230* |  | CX34-44/48+TDR | 13 | 15.7 | 8.5 | Yes | Yes | 2011-01-22 |  | 1
FALSE | XP17-036-230* | 1590 | 3839884 | LENNOX INDUSTRIES, INC. | XP17-036-230* | HP | Split System: Heat Pump with Remote Outdoor Unit-Air-Source | XP17-036-230* |  | CX34-44/48+TDR | 12.7 | 15.5 | 8.2 | Yes | Yes | 2011-01-22 |  | Below V5.0 Req.
FALSE | XP17-036-230* | 1590 | 3839885 | LENNOX INDUSTRIES, INC. | XP17-036-230* | HP | Split System: Heat Pump with Remote Outdoor Unit-Air-Source | XP17-036-230* |  | CX34-44/48+TDR | 12.7 | 15.5 | 8.5 | Yes | Yes | 2011-01-22 |  | 1
FALSE | XP17-036-230* | 1590 | 3839886 | LENNOX INDUSTRIES, INC. | XP17-036-230* | HP | Split System: Heat Pump with Remote Outdoor Unit-Air-Source | XP17-036-230* |  | CX34-44/48+TDR | 13 | 15.7 | 8.5 | Yes | Yes | 2011-01-22 |  | 1
FALSE | XP17-036-230* | 1590 | 3839887 | LENNOX INDUSTRIES, INC. | XP17-036-230* | HP | Split System: Heat Pump with Remote Outdoor Unit-Air-Source | XP17-036-230* |  | CX34-44/48+TDR | 13 | 15.7 | 8.5 | Yes | Yes | 2011-01-22 |  | 1
FALSE | XP17-036-230* | 1590 | 3839888 | LENNOX INDUSTRIES, INC. | XP17-036-230* | HP | Split System: Heat Pump with Remote Outdoor Unit with No Indoor Fan --Air Source | XP17-036-230* |  | CX34-49+TDR | 12.2 | 14.5 | 8.2 | Yes | Yes | 2011-01-22 |  | Below V5.0 Req.
FALSE | XP17-036-230* | 1590 | 3839889 | LENNOX INDUSTRIES, INC. | XP17-036-230* | HP | Split System: Heat Pump with Remote Outdoor Unit-Air-Source | XP17-036-230* |  | CX34-49+TDR | 13.2 | 16.2 | 8.7 | Yes | Yes | 2011-01-22 |  | 1
FALSE | XP17-036-230* | 1590 | 3839890 | LENNOX INDUSTRIES, INC. | XP17-036-230* | HP | Split System: Heat Pump with Remote Outdoor Unit-Air-Source | XP17-036-230* |  | CX34-49+TDR | 13 | 15.7 | 8.5 | Yes | Yes | 2011-01-22 |  | 1
FALSE | XP17-036-230* | 1590 | 3839891 | LENNOX INDUSTRIES, INC. | XP17-036-230* | HP | Split System: Heat Pump with Remote Outdoor Unit-Air-Source | XP17-036-230* |  | CX34-49+TDR | 13.2 | 16 | 8.7 | Yes | Yes | 2011-01-22 |  | 1
FALSE | XP17-036-230* | 1590 | 3839892 | LENNOX INDUSTRIES, INC. | XP17-036-230* | HP | Split System: Heat Pump with Remote Outdoor Unit-Air-Source | XP17-036-230* |  | CX34-49+TDR | 13.2 | 16 | 8.7 | Yes | Yes | 2011-01-22 |  | 1
FALSE | XP17-036-230* | 1590 | 3839912 | LENNOX INDUSTRIES, INC. | XP17-036-230* | HP | Split System: Heat Pump with Remote Outdoor Unit-Air-Source | XP17-036-230* |  | C33-38+TDR+TXV | 12.5 | 15.2 | 8.2 | Yes | Yes | 2011-01-22 |  | Below V5.0 Req.
FALSE | XP17-036-230* | 1590 | 3839913 | LENNOX INDUSTRIES, INC. | XP17-036-230* | HP | Split System: Heat Pump with Remote Outdoor Unit with No Indoor Fan --Air Source | XP17-036-230* |  | C33-43+TDR+TXV | 12 | 14.5 | 8.2 | Yes | Yes | 2011-01-22 |  | Below V5.0 Req.
FALSE | XP17-036-230* | 1590 | 3839914 | LENNOX INDUSTRIES, INC. | XP17-036-230* | HP | Split System: Heat Pump with Remote Outdoor Unit-Air-Source | XP17-036-230* |  | C33-43+TDR+TXV | 13 | 15.7 | 8.5 | Yes | Yes | 2011-01-22 |  | 1
FALSE | XP17-036-230* | 1590 | 3839915 | LENNOX INDUSTRIES, INC. | XP17-036-230* | HP | Split System: Heat Pump with Remote Outdoor Unit-Air-Source | XP17-036-230* |  | C33-43+TDR+TXV | 12.7 | 15.2 | 8.2 | Yes | Yes | 2011-01-22 |  | Below V5.0 Req.
FALSE | XP17-036-230* | 1590 | 3839916 | LENNOX INDUSTRIES, INC. | XP17-036-230* | HP | Split System: Heat Pump with Remote Outdoor Unit-Air-Source | XP17-036-230* |  | C33-43+TDR+TXV | 12.7 | 15.5 | 8.2 | Yes | Yes | 2011-01-22 |  | Below V5.0 Req.
FALSE | XP17-036-230* | 1590 | 3839917 | LENNOX INDUSTRIES, INC. | XP17-036-230* | HP | Split System: Heat Pump with Remote Outdoor Unit-Air-Source | XP17-036-230* |  | C33-43+TDR+TXV | 12.7 | 15.5 | 8.2 | Yes | Yes | 2011-01-22 |  | Below V5.0 Req.
FALSE | XP17-036-230* | 1590 | 3839918 | LENNOX INDUSTRIES, INC. | XP17-036-230* | HP | Split System: Heat Pump with Remote Outdoor Unit-Air-Source | XP17-036-230* |  | C33-43+TDR+TXV | 12.7 | 15.2 | 8.2 | Yes | Yes | 2011-01-22 |  | Below V5.0 Req.
FALSE | XP17-036-230* | 1590 | 3839919 | LENNOX INDUSTRIES, INC. | XP17-036-230* | HP | Split System: Heat Pump with Remote Outdoor Unit-Air-Source | XP17-036-230* |  | C33-43+TDR+TXV | 13.2 | 16.2 | 8.7 | Yes | Yes | 2011-01-22 |  | 1
FALSE | XP17-036-230* | 1590 | 3839920 | LENNOX INDUSTRIES, INC. | XP17-036-230* | HP | Split System: Heat Pump with Remote Outdoor Unit-Air-Source | XP17-036-230* |  | C33-43+TDR+TXV | 13 | 15.7 | 8.5 | Yes | Yes | 2011-01-22 |  | 1
FALSE | XP17-036-230* | 1590 | 3839921 | LENNOX INDUSTRIES, INC. | XP17-036-230* | HP | Split System: Heat Pump with Remote Outdoor Unit-Air-Source | XP17-036-230* |  | C33-43+TDR+TXV | 13 | 15.7 | 8.5 | Yes | Yes | 2011-01-22 |  | 1
FALSE | XP17-036-230* | 1590 | 3839922 | LENNOX INDUSTRIES, INC. | XP17-036-230* | HP | Split System: Heat Pump with Remote Outdoor Unit-Air-Source | XP17-036-230* |  | C33-43+TDR+TXV | 13 | 16 | 8.7 | Yes | Yes | 2011-01-22 |  | 1
FALSE | XP17-036-230* | 1590 | 3839923 | LENNOX INDUSTRIES, INC. | XP17-036-230* | HP | Split System: Heat Pump with Remote Outdoor Unit-Air-Source | XP17-036-230* |  | C33-43+TDR+TXV | 13 | 15.7 | 8.5 | Yes | Yes | 2011-01-22 |  | 1
FALSE | XP17-036-230* | 1590 | 3839924 | LENNOX INDUSTRIES, INC. | XP17-036-230* | HP | Split System: Heat Pump with Remote Outdoor Unit-Air-Source | XP17-036-230* |  | C33-43+TDR+TXV | 13 | 15.7 | 8.5 | Yes | Yes | 2011-01-22 |  | 1
FALSE | XP17-036-230* | 1590 | 3839925 | LENNOX INDUSTRIES, INC. | XP17-036-230* | HP | Split System: Heat Pump with Remote Outdoor Unit-Air-Source | XP17-036-230* |  | C33-43+TDR+TXV | 13 | 16 | 8.7 | Yes | Yes | 2011-01-22 |  | 1
FALSE | XP17-036-230* | 1590 | 3839926 | LENNOX INDUSTRIES, INC. | XP17-036-230* | HP | Split System: Heat Pump with Remote Outdoor Unit-Air-Source | XP17-036-230* |  | C33-43+TDR+TXV | 13 | 16 | 8.7 | Yes | Yes | 2011-01-22 |  | 1
FALSE | XP17-036-230* | 1590 | 3839928 | LENNOX INDUSTRIES, INC. | XP17-036-230* | HP | Split System: Heat Pump with Remote Outdoor Unit-Air-Source | XP17-036-230* |  | C33-48+TDR+TXV | 12.7 | 15.7 | 8.2 | Yes | Yes | 2011-01-22 |  | Below V5.0 Req.
FALSE | XP17-036-230* | 1590 | 3839929 | LENNOX INDUSTRIES, INC. | XP17-036-230* | HP | Split System: Heat Pump with Remote Outdoor Unit-Air-Source | XP17-036-230* |  | C33-48+TDR+TXV | 12.5 | 15.2 | 8.2 | Yes | Yes | 2011-01-22 |  | Below V5.0 Req.
FALSE | XP17-036-230* | 1590 | 3839949 | LENNOX INDUSTRIES, INC. | XP17-036-230* | HP | Split System: Heat Pump with Remote Outdoor Unit-Air-Source | XP17-036-230* |  | C33-49+TDR+TXV | 13.2 | 16 | 8.7 | Yes | Yes | 2011-01-22 |  | 1
FALSE | XP17-036-230* | 1590 | 3839950 | LENNOX INDUSTRIES, INC. | XP17-036-230* | HP | Split System: Heat Pump with Remote Outdoor Unit with No Indoor Fan --Air Source | XP17-036-230* |  | C33-50/60C+TDR+TXV | 12 | 14.5 | 8.2 | Yes | Yes | 2011-01-22 |  | Below V5.0 Req.
FALSE | XP17-036-230* | 1590 | 3839951 | LENNOX INDUSTRIES, INC. | XP17-036-230* | HP | Split System: Heat Pump with Remote Outdoor Unit-Air-Source | XP17-036-230* |  | C33-50/60C+TDR+TXV | 13.2 | 16 | 8.7 | Yes | Yes | 2011-01-22 |  | 1
FALSE | XP17-036-230* | 1590 | 3839952 | LENNOX INDUSTRIES, INC. | XP17-036-230* | HP | Split System: Heat Pump with Remote Outdoor Unit-Air-Source | XP17-036-230* |  | C33-50/60C+TDR+TXV | 13 | 15.7 | 8.2 | Yes | Yes | 2011-01-22 |  | Below V5.0 Req.
FALSE | XP17-036-230* | 1590 | 3839953 | LENNOX INDUSTRIES, INC. | XP17-036-230* | HP | Split System: Heat Pump with Remote Outdoor Unit-Air-Source | XP17-036-230* |  | C33-50/60C+TDR+TXV | 13 | 15.7 | 8.5 | Yes | Yes | 2011-01-22 |  | 1
FALSE | XP17-036-230* | 1590 | 3839954 | LENNOX INDUSTRIES, INC. | XP17-036-230* | HP | Split System: Heat Pump with Remote Outdoor Unit-Air-Source | XP17-036-230* |  | C33-50/60C+TDR+TXV | 13 | 15.7 | 8.5 | Yes | Yes | 2011-01-22 |  | 1
FALSE | XP17-036-230* | 1590 | 3839955 | LENNOX INDUSTRIES, INC. | XP17-036-230* | HP | Split System: Heat Pump with Remote Outdoor Unit-Air-Source | XP17-036-230* |  | C33-50/60C+TDR+TXV | 13 | 15.7 | 8.2 | Yes | Yes | 2011-01-22 |  | Below V5.0 Req.
FALSE | XP17-036-230* | 1590 | 3839956 | LENNOX INDUSTRIES, INC. | XP17-036-230* | HP | Split System: Heat Pump with Remote Outdoor Unit-Air-Source | XP17-036-230* |  | C33-50/60C+TDR+TXV | 13 | 15.7 | 8.5 | Yes | Yes | 2011-01-22 |  | 1
FALSE | XP17-036-230* | 1590 | 3839957 | LENNOX INDUSTRIES, INC. | XP17-036-230* | HP | Split System: Heat Pump with Remote Outdoor Unit-Air-Source | XP17-036-230* |  | C33-50/60C+TDR+TXV | 13 | 15.7 | 8.5 | Yes | Yes | 2011-01-22 |  | 1
FALSE | XP17-036-230* | 1590 | 3839958 | LENNOX INDUSTRIES, INC. | XP17-036-230* | HP | Split System: Heat Pump with Remote Outdoor Unit-Air-Source | XP17-036-230* |  | C33-50/60C+TDR+TXV | 13 | 15.7 | 8.5 | Yes | Yes | 2011-01-22 |  | 1
FALSE | XP17-036-230* | 1590 | 3839959 | LENNOX INDUSTRIES, INC. | XP17-036-230* | HP | Split System: Heat Pump with Remote Outdoor Unit with No Indoor Fan --Air Source | XP17-036-230* |  | CH33-43B+TDR+TXV | 12.2 | 14.7 | 8.2 | Yes | Yes | 2011-01-22 |  | Below V5.0 Req.
FALSE | XP17-036-230* | 1590 | 3839960 | LENNOX INDUSTRIES, INC. | XP17-036-230* | HP | Split System: Heat Pump with Remote Outdoor Unit-Air-Source | XP17-036-230* |  | CH33-43B+TDR+TXV | 13 | 15.7 | 8.5 | Yes | Yes | 2011-01-22 |  | 1
FALSE | XP17-036-230* | 1590 | 3839961 | LENNOX INDUSTRIES, INC. | XP17-036-230* | HP | Split System: Heat Pump with Remote Outdoor Unit-Air-Source | XP17-036-230* |  | CH33-43B+TDR+TXV | 12.7 | 15.5 | 8.2 | Yes | Yes | 2011-01-22 |  | Below V5.0 Req.
FALSE | XP17-036-230* | 1590 | 3839962 | LENNOX INDUSTRIES, INC. | XP17-036-230* | HP | Split System: Heat Pump with Remote Outdoor Unit with No Indoor Fan --Air Source | XP17-036-230* |  | CH33-43C+TDR+TXV | 12 | 14.5 | 8.2 | Yes | Yes | 2011-01-22 |  | Below V5.0 Req.
FALSE | XP17-036-230* | 1590 | 3839963 | LENNOX INDUSTRIES, INC. | XP17-036-230* | HP | Split System: Heat Pump with Remote Outdoor Unit-Air-Source | XP17-036-230* |  | CH33-43C+TDR+TXV | 13.2 | 16 | 8.7 | Yes | Yes | 2011-01-22 |  | 1
FALSE | XP17-036-230* | 1590 | 3839964 | LENNOX INDUSTRIES, INC. | XP17-036-230* | HP | Split System: Heat Pump with Remote Outdoor Unit-Air-Source | XP17-036-230* |  | CH33-43C+TDR+TXV | 13 | 15.7 | 8.5 | Yes | Yes | 2011-01-22 |  | 1
FALSE | XP17-036-230* | 1590 | 3839965 | LENNOX INDUSTRIES, INC. | XP17-036-230* | HP | Split System: Heat Pump with Remote Outdoor Unit-Air-Source | XP17-036-230* |  | CH33-43C+TDR+TXV | 13 | 15.7 | 8.5 | Yes | Yes | 2011-01-22 |  | 1
FALSE | XP17-036-230* | 1590 | 3839966 | LENNOX INDUSTRIES, INC. | XP17-036-230* | HP | Split System: Heat Pump with Remote Outdoor Unit-Air-Source | XP17-036-230* |  | CH33-43C+TDR+TXV | 13.2 | 16 | 8.7 | Yes | Yes | 2011-01-22 |  | 1
FALSE | XP17-036-230* | 1590 | 3839967 | LENNOX INDUSTRIES, INC. | XP17-036-230* | HP | Split System: Heat Pump with Remote Outdoor Unit-Air-Source | XP17-036-230* |  | CH33-43C+TDR+TXV | 13 | 15.7 | 8.5 | Yes | Yes | 2011-01-22 |  | 1
FALSE | XP17-036-230* | 1590 | 3839968 | LENNOX INDUSTRIES, INC. | XP17-036-230* | HP | Split System: Heat Pump with Remote Outdoor Unit-Air-Source | XP17-036-230* |  | CH33-43C+TDR+TXV | 13 | 15.7 | 8.5 | Yes | Yes | 2011-01-22 |  | 1
FALSE | XP17-036-230* | 1590 | 3839969 | LENNOX INDUSTRIES, INC. | XP17-036-230* | HP | Split System: Heat Pump with Remote Outdoor Unit-Air-Source | XP17-036-230* |  | CH33-43C+TDR+TXV | 13.2 | 16 | 8.7 | Yes | Yes | 2011-01-22 |  | 1
FALSE | XP17-036-230* | 1590 | 3839970 | LENNOX INDUSTRIES, INC. | XP17-036-230* | HP | Split System: Heat Pump with Remote Outdoor Unit-Air-Source | XP17-036-230* |  | CH33-43C+TDR+TXV | 13 | 15.7 | 8.7 | Yes | Yes | 2011-01-22 |  | 1
FALSE | XP17-036-230* | 1590 | 3839972 | LENNOX INDUSTRIES, INC. | XP17-036-230* | HP | Split System: Heat Pump with Remote Outdoor Unit-Air-Source | XP17-036-230* |  | CH33-42+TDR+TXV | 12.7 | 15.2 | 8.2 | Yes | Yes | 2011-01-22 |  | Below V5.0 Req.
FALSE | XP17-036-230* | 1590 | 3839973 | LENNOX INDUSTRIES, INC. | XP17-036-230* | HP | Split System: Heat Pump with Remote Outdoor Unit-Air-Source | XP17-036-230* |  | CH33-42+TDR+TXV | 12.2 | 14.7 | 8.2 | Yes | Yes | 2011-01-22 |  | Below V5.0 Req.
FALSE | XP17-036-230* | 1590 | 3839974 | LENNOX INDUSTRIES, INC. | XP17-036-230* | HP | Split System: Heat Pump with Remote Outdoor Unit-Air-Source | XP17-036-230* |  | CH33-42+TDR+TXV | 12.2 | 14.7 | 8.2 | Yes | Yes | 2011-01-22 |  | Below V5.0 Req.
FALSE | XP17-036-230* | 1590 | 3839976 | LENNOX INDUSTRIES, INC. | XP17-036-230* | HP | Split System: Heat Pump with Remote Outdoor Unit-Air-Source | XP17-036-230* |  | CH33-44/48+TDR+TXV | 12.7 | 15.5 | 8.5 | Yes | Yes | 2011-01-22 |  | 1
FALSE | XP17-036-230* | 1590 | 3839977 | LENNOX INDUSTRIES, INC. | XP17-036-230* | HP | Split System: Heat Pump with Remote Outdoor Unit-Air-Source | XP17-036-230* |  | CH33-44/48+TDR+TXV | 12.5 | 15.2 | 8.2 | Yes | Yes | 2011-01-22 |  | Below V5.0 Req.
FALSE | XP17-036-230* | 1590 | 3839978 | LENNOX INDUSTRIES, INC. | XP17-036-230* | HP | Split System: Heat Pump with Remote Outdoor Unit-Air-Source | XP17-036-230* |  | CH33-44/48+TDR+TXV | 12.5 | 15.2 | 8.2 | Yes | Yes | 2011-01-22 |  | Below V5.0 Req.
FALSE | XP17-036-230* | 1590 | 3839979 | LENNOX INDUSTRIES, INC. | XP17-036-230* | HP | Split System: Heat Pump with Remote Outdoor Unit-Air-Source | XP17-036-230* |  | CH33-44/48+TDR+TXV | 12.2 | 15 | 8.2 | Yes | Yes | 2011-01-22 |  | Below V5.0 Req.
FALSE | XP17-036-230* | 1590 | 3839980 | LENNOX INDUSTRIES, INC. | XP17-036-230* | HP | Split System: Heat Pump with Remote Outdoor Unit-Air-Source | XP17-036-230* |  | CH33-44/48+TDR+TXV | 12.5 | 15 | 8.2 | Yes | Yes | 2011-01-22 |  | Below V5.0 Req.
FALSE | XP17-036-230* | 1590 | 3839981 | LENNOX INDUSTRIES, INC. | XP17-036-230* | HP | Split System: Heat Pump with Remote Outdoor Unit with No Indoor Fan --Air Source | XP17-036-230* |  | CH33-48+TDR+TXV | 12 | 14.5 | 8.2 | Yes | Yes | 2011-01-22 |  | Below V5.0 Req.
FALSE | XP17-036-230* | 1590 | 3839982 | LENNOX INDUSTRIES, INC. | XP17-036-230* | HP | Split System: Heat Pump with Remote Outdoor Unit-Air-Source | XP17-036-230* |  | CH33-48+TDR+TXV | 13.2 | 16 | 8.7 | Yes | Yes | 2011-01-22 |  | 1
FALSE | XP17-036-230* | 1590 | 3839983 | LENNOX INDUSTRIES, INC. | XP17-036-230* | HP | Split System: Heat Pump with Remote Outdoor Unit-Air-Source | XP17-036-230* |  | CH33-48+TDR+TXV | 13 | 15.7 | 8.5 | Yes | Yes | 2011-01-22 |  | 1
FALSE | XP17-036-230* | 1590 | 3839984 | LENNOX INDUSTRIES, INC. | XP17-036-230* | HP | Split System: Heat Pump with Remote Outdoor Unit-Air-Source | XP17-036-230* |  | CH33-48+TDR+TXV | 13 | 15.7 | 8.5 | Yes | Yes | 2011-01-22 |  | 1
FALSE | XP17-036-230* | 1590 | 3839985 | LENNOX INDUSTRIES, INC. | XP17-036-230* | HP | Split System: Heat Pump with Remote Outdoor Unit-Air-Source | XP17-036-230* |  | CH33-48+TDR+TXV | 13 | 15.7 | 8.5 | Yes | Yes | 2011-01-22 |  | 1
FALSE | XP17-036-230* | 1590 | 3839986 | LENNOX INDUSTRIES, INC. | XP17-036-230* | HP | Split System: Heat Pump with Remote Outdoor Unit-Air-Source | XP17-036-230* |  | CH33-48+TDR+TXV | 13 | 15.7 | 8.5 | Yes | Yes | 2011-01-22 |  | 1
FALSE | XP17-036-230* | 1590 | 3839987 | LENNOX INDUSTRIES, INC. | XP17-036-230* | HP | Split System: Heat Pump with Remote Outdoor Unit-Air-Source | XP17-036-230* |  | CH33-48+TDR+TXV | 13 | 15.7 | 8.5 | Yes | Yes | 2011-01-22 |  | 1
FALSE | XP17-036-230* | 1590 | 3839988 | LENNOX INDUSTRIES, INC. | XP17-036-230* | HP | Split System: Heat Pump with Remote Outdoor Unit with No Indoor Fan --Air Source | XP17-036-230* |  | CH33-49+TDR+TXV | 12.2 | 14.7 | 8.2 | Yes | Yes | 2011-01-22 |  | Below V5.0 Req.
FALSE | XP17-036-230* | 1590 | 3839989 | LENNOX INDUSTRIES, INC. | XP17-036-230* | HP | Split System: Heat Pump with Remote Outdoor Unit-Air-Source | XP17-036-230* |  | CH33-49+TDR+TXV | 13.2 | 16.2 | 8.7 | Yes | Yes | 2011-01-22 |  | 1
FALSE | XP17-036-230* | 1590 | 3839990 | LENNOX INDUSTRIES, INC. | XP17-036-230* | HP | Split System: Heat Pump with Remote Outdoor Unit-Air-Source | XP17-036-230* |  | CH33-49+TDR+TXV | 13 | 16 | 8.5 | Yes | Yes | 2011-01-22 |  | 1
FALSE | XP17-036-230* | 1590 | 3839991 | LENNOX INDUSTRIES, INC. | XP17-036-230* | HP | Split System: Heat Pump with Remote Outdoor Unit-Air-Source | XP17-036-230* |  | CH33-49+TDR+TXV | 13.2 | 16 | 8.7 | Yes | Yes | 2011-01-22 |  | 1
FALSE | XP17-036-230* | 1590 | 3839992 | LENNOX INDUSTRIES, INC. | XP17-036-230* | HP | Split System: Heat Pump with Remote Outdoor Unit-Air-Source | XP17-036-230* |  | CH33-49+TDR+TXV | 13.2 | 16 | 8.7 | Yes | Yes | 2011-01-22 |  | 1
FALSE | XP17-036-230* | 1590 | 3839993 | LENNOX INDUSTRIES, INC. | XP17-036-230* | HP | Split System: Heat Pump with Remote Outdoor Unit-Air-Source | XP17-036-230* |  | CH33-49+TDR+TXV | 13 | 16 | 8.5 | Yes | Yes | 2011-01-22 |  | 1
FALSE | XP17-036-230* | 1590 | 3839994 | LENNOX INDUSTRIES, INC. | XP17-036-230* | HP | Split System: Heat Pump with Remote Outdoor Unit-Air-Source | XP17-036-230* |  | CH33-49+TDR+TXV | 13.2 | 16 | 8.7 | Yes | Yes | 2011-01-22 |  | 1
FALSE | XP17-036-230* | 1590 | 3839995 | LENNOX INDUSTRIES, INC. | XP17-036-230* | HP | Split System: Heat Pump with Remote Outdoor Unit-Air-Source | XP17-036-230* |  | CH33-49+TDR+TXV | 13.2 | 16 | 8.7 | Yes | Yes | 2011-01-22 |  | 1
FALSE | XP17-036-230* | 1590 | 3839996 | LENNOX INDUSTRIES, INC. | XP17-036-230* | HP | Split System: Heat Pump with Remote Outdoor Unit-Air-Source | XP17-036-230* |  | CH33-49+TDR+TXV | 13.2 | 16 | 8.7 | Yes | Yes | 2011-01-22 |  | 1
FALSE | XP17-036-230* | 1590 | 3839997 | LENNOX INDUSTRIES, INC. | XP17-036-230* | HP | Split System: Heat Pump with Remote Outdoor Unit with No Indoor Fan --Air Source | XP17-036-230* |  | CH33-50/60C+TDR+TXV | 12 | 14.5 | 8.2 | Yes | Yes | 2011-01-22 |  | Below V5.0 Req.
FALSE | XP17-036-230* | 1590 | 3839998 | LENNOX INDUSTRIES, INC. | XP17-036-230* | HP | Split System: Heat Pump with Remote Outdoor Unit-Air-Source | XP17-036-230* |  | CH33-50/60C+TDR+TXV | 13.2 | 16.2 | 8.7 | Yes | Yes | 2011-01-22 |  | 1
FALSE | XP17-036-230* | 1590 | 3839999 | LENNOX INDUSTRIES, INC. | XP17-036-230* | HP | Split System: Heat Pump with Remote Outdoor Unit-Air-Source | XP17-036-230* |  | CH33-50/60C+TDR+TXV | 13 | 16 | 8.5 | Yes | Yes | 2011-01-22 |  | 1
FALSE | XP17-036-230* | 1590 | 3840000 | LENNOX INDUSTRIES, INC. | XP17-036-230* | HP | Split System: Heat Pump with Remote Outdoor Unit-Air-Source | XP17-036-230* |  | CH33-50/60C+TDR+TXV | 13.2 | 16 | 8.7 | Yes | Yes | 2011-01-22 |  | 1
FALSE | XP17-036-230* | 1590 | 3840001 | LENNOX INDUSTRIES, INC. | XP17-036-230* | HP | Split System: Heat Pump with Remote Outdoor Unit-Air-Source | XP17-036-230* |  | CH33-50/60C+TDR+TXV | 13.2 | 16 | 8.7 | Yes | Yes | 2011-01-22 |  | 1
FALSE | XP17-036-230* | 1590 | 3840002 | LENNOX INDUSTRIES, INC. | XP17-036-230* | HP | Split System: Heat Pump with Remote Outdoor Unit-Air-Source | XP17-036-230* |  | CH33-50/60C+TDR+TXV | 13 | 16 | 8.5 | Yes | Yes | 2011-01-22 |  | 1
FALSE | XP17-036-230* | 1590 | 3840003 | LENNOX INDUSTRIES, INC. | XP17-036-230* | HP | Split System: Heat Pump with Remote Outdoor Unit-Air-Source | XP17-036-230* |  | CH33-50/60C+TDR+TXV | 13.2 | 16 | 8.7 | Yes | Yes | 2011-01-22 |  | 1
FALSE | XP17-036-230* | 1590 | 3840004 | LENNOX INDUSTRIES, INC. | XP17-036-230* | HP | Split System: Heat Pump with Remote Outdoor Unit-Air-Source | XP17-036-230* |  | CH33-50/60C+TDR+TXV | 13.2 | 16 | 8.7 | Yes | Yes | 2011-01-22 |  | 1
FALSE | XP17-036-230* | 1590 | 3840005 | LENNOX INDUSTRIES, INC. | XP17-036-230* | HP | Split System: Heat Pump with Remote Outdoor Unit-Air-Source | XP17-036-230* |  | CH33-50/60C+TDR+TXV | 13.2 | 16 | 8.7 | Yes | Yes | 2011-01-22 |  | 1
FALSE | XP17-036-230* | 1590 | 3840006 | LENNOX INDUSTRIES, INC. | XP17-036-230* | HP | Split System: Heat Pump with Remote Outdoor Unit with No Indoor Fan --Air Source | XP17-036-230* |  | CR33-48+TDR+TXV | 12 | 14.5 | 8.2 | Yes | Yes | 2011-01-22 |  | Below V5.0 Req.
FALSE | XP17-036-230* | 1590 | 3840007 | LENNOX INDUSTRIES, INC. | XP17-036-230* | HP | Split System: Heat Pump with Remote Outdoor Unit-Air-Source | XP17-036-230* |  | CR33-48+TDR+TXV | 12.5 | 15 | 8.5 | Yes | Yes | 2011-01-22 |  | 1
FALSE | XP17-036-230* | 1590 | 3840008 | LENNOX INDUSTRIES, INC. | XP17-036-230* | HP | Split System: Heat Pump with Remote Outdoor Unit-Air-Source | XP17-036-230* |  | CR33-48+TDR+TXV | 12.5 | 15 | 8.5 | Yes | Yes | 2011-01-22 |  | 1
FALSE | XP17-036-230* | 1590 | 3840009 | LENNOX INDUSTRIES, INC. | XP17-036-230* | HP | Split System: Heat Pump with Remote Outdoor Unit-Air-Source | XP17-036-230* |  | CR33-48+TDR+TXV | 12.5 | 15 | 8.5 | Yes | Yes | 2011-01-22 |  | 1
FALSE | XP17-036-230* | 1590 | 3840010 | LENNOX INDUSTRIES, INC. | XP17-036-230* | HP | Split System: Heat Pump with Remote Outdoor Unit-Air-Source | XP17-036-230* |  | CR33-48+TDR+TXV | 12.5 | 15 | 8.5 | Yes | Yes | 2011-01-22 |  | 1
FALSE | XP17-036-230* | 1590 | 3840011 | LENNOX INDUSTRIES, INC. | XP17-036-230* | HP | Split System: Heat Pump with Remote Outdoor Unit-Air-Source | XP17-036-230* |  | CR33-48+TDR+TXV | 12.5 | 15 | 8.5 | Yes | Yes | 2011-01-22 |  | 1
FALSE | XP17-036-230* | 1590 | 3840012 | LENNOX INDUSTRIES, INC. | XP17-036-230* | HP | Split System: Heat Pump with Remote Outdoor Unit-Air-Source | XP17-036-230* |  | CR33-48+TDR+TXV | 12.5 | 15 | 8.5 | Yes | Yes | 2011-01-22 |  | 1
FALSE | XP17-036-230* | 1590 | 3840013 | LENNOX INDUSTRIES, INC. | XP17-036-230* | HP | Split System: Heat Pump with Remote Outdoor Unit-Air-Source | XP17-036-230* |  | CR33-48+TDR+TXV | 12.5 | 15 | 8.5 | Yes | Yes | 2011-01-22 |  | 1
FALSE | XP17-036-230* | 1590 | 3840014 | LENNOX INDUSTRIES, INC. | XP17-036-230* | HP | Split System: Heat Pump with Remote Outdoor Unit-Air-Source | XP17-036-230* |  | CR33-48+TDR+TXV | 12.5 | 15 | 8.5 | Yes | Yes | 2011-01-22 |  | 1
TRUE | XP17-042-230* | 1599 | 3840015 | LENNOX INDUSTRIES, INC. | XP17-042-230* | HP | Split System: Heat Pump with Remote Outdoor Unit-Air-Source | XP17-042-230* |  | CBX32MV-048*+TDR | 12.7 | 15.7 | 9.2 | Yes | Yes | 2011-01-22 |  | 1
FALSE | XP17-042-230* | 1599 | 3840016 | LENNOX INDUSTRIES, INC. | XP17-042-230* | HP | Split System: Heat Pump with Remote Outdoor Unit-Air-Source | XP17-042-230* |  | CBX40UHV-042*+TDR | 12.7 | 15.2 | 9 | Yes | Yes | 2011-01-22 |  | 1
FALSE | XP17-042-230* | 1599 | 3840017 | LENNOX INDUSTRIES, INC. | XP17-042-230* | HP | Split System: Heat Pump with Remote Outdoor Unit-Air-Source | XP17-042-230* |  | CBX40UHV-048*+TDR | 12.7 | 15.5 | 9.2 | Yes | Yes | 2011-01-22 |  | 1
FALSE | XP17-042-230* | 1599 | 3840018 | LENNOX INDUSTRIES, INC. | XP17-042-230* | HP | Split System: Heat Pump with Remote Outdoor Unit-Air-Source | XP17-042-230* |  | CBX27UH-042-230*+TDR | 12.7 | 15.5 | 9.2 | Yes | Yes | 2011-01-22 |  | 1
FALSE | XP17-042-230* | 1599 | 3840019 | LENNOX INDUSTRIES, INC. | XP17-042-230* | HP | Split System: Heat Pump with Remote Outdoor Unit-Air-Source | XP17-042-230* |  | CBX27UH-048-230*+TDR | 12.7 | 15.2 | 9.2 | Yes | Yes | 2011-01-22 |  | 1
FALSE | XP17-042-230* | 1599 | 3840020 | LENNOX INDUSTRIES, INC. | XP17-042-230* | HP | Split System: Heat Pump with Remote Outdoor Unit-Air-Source | XP17-042-230* |  | CBX32M-048*+TDR | 12.2 | 14.7 | 9 | Yes | Yes | 2011-01-22 |  | 0
FALSE | XP17-042-230* | 1599 | 3840022 | LENNOX INDUSTRIES, INC. | XP17-042-230* | HP | Split System: Heat Pump with Remote Outdoor Unit-Air-Source | XP17-042-230* |  | CX34-38+TDR | 12.2 | 14.7 | 8.2 | Yes | Yes | 2011-01-22 |  | Below V5.0 Req.
FALSE | XP17-042-230* | 1599 | 3840026 | LENNOX INDUSTRIES, INC. | XP17-042-230* | HP | Split System: Heat Pump with Remote Outdoor Unit-Air-Source | XP17-042-230* |  | CX34-43+TDR | 12 | 14.7 | 8.5 | Yes | Yes | 2011-01-22 |  | 0
FALSE | XP17-042-230* | 1599 | 3840029 | LENNOX INDUSTRIES, INC. | XP17-042-230* | HP | Split System: Heat Pump with Remote Outdoor Unit-Air-Source | XP17-042-230* |  | CX34-43+TDR | 12.5 | 15.2 | 8.7 | Yes | Yes | 2011-01-22 |  | 1
FALSE | XP17-042-230* | 1599 | 3840030 | LENNOX INDUSTRIES, INC. | XP17-042-230* | HP | Split System: Heat Pump with Remote Outdoor Unit-Air-Source | XP17-042-230* |  | CX34-43+TDR | 12.5 | 15 | 8.7 | Yes | Yes | 2011-01-22 |  | 1
FALSE | XP17-042-230* | 1599 | 3840031 | LENNOX INDUSTRIES, INC. | XP17-042-230* | HP | Split System: Heat Pump with Remote Outdoor Unit-Air-Source | XP17-042-230* |  | CX34-43+TDR | 12.2 | 14.7 | 8.5 | Yes | Yes | 2011-01-22 |  | 0
FALSE | XP17-042-230* | 1599 | 3840032 | LENNOX INDUSTRIES, INC. | XP17-042-230* | HP | Split System: Heat Pump with Remote Outdoor Unit-Air-Source | XP17-042-230* |  | CX34-43+TDR | 12.2 | 15 | 8.5 | Yes | Yes | 2011-01-22 |  | 0
FALSE | XP17-042-230* | 1599 | 3840033 | LENNOX INDUSTRIES, INC. | XP17-042-230* | HP | Split System: Heat Pump with Remote Outdoor Unit-Air-Source | XP17-042-230* |  | CX34-43+TDR | 12.2 | 14.7 | 8.5 | Yes | Yes | 2011-01-22 |  | 0
FALSE | XP17-042-230* | 1599 | 3840034 | LENNOX INDUSTRIES, INC. | XP17-042-230* | HP | Split System: Heat Pump with Remote Outdoor Unit-Air-Source | XP17-042-230* |  | CX34-43+TDR | 12.2 | 15 | 8.5 | Yes | Yes | 2011-01-22 |  | 0
FALSE | XP17-042-230* | 1599 | 3840035 | LENNOX INDUSTRIES, INC. | XP17-042-230* | HP | Split System: Heat Pump with Remote Outdoor Unit-Air-Source | XP17-042-230* |  | CX34-43+TDR | 12.2 | 14.7 | 8.5 | Yes | Yes | 2011-01-22 |  | 0
FALSE | XP17-042-230* | 1599 | 3840036 | LENNOX INDUSTRIES, INC. | XP17-042-230* | HP | Split System: Heat Pump with Remote Outdoor Unit-Air-Source | XP17-042-230* |  | CX34-43+TDR | 12.2 | 15 | 8.5 | Yes | Yes | 2011-01-22 |  | 0
FALSE | XP17-042-230* | 1599 | 3840037 | LENNOX INDUSTRIES, INC. | XP17-042-230* | HP | Split System: Heat Pump with Remote Outdoor Unit-Air-Source | XP17-042-230* |  | CX34-43+TDR | 12.2 | 15 | 8.5 | Yes | Yes | 2011-01-22 |  | 0
FALSE | XP17-042-230* | 1599 | 3840038 | LENNOX INDUSTRIES, INC. | XP17-042-230* | HP | Split System: Heat Pump with Remote Outdoor Unit-Air-Source | XP17-042-230* |  | CX34-43+TDR | 12.2 | 15 | 8.5 | Yes | Yes | 2011-01-22 |  | 0
FALSE | XP17-042-230* | 1599 | 3840040 | LENNOX INDUSTRIES, INC. | XP17-042-230* | HP | Split System: Heat Pump with Remote Outdoor Unit-Air-Source | XP17-042-230* |  | CX34-44/48+TDR | 12 | 14.7 | 8.2 | Yes | Yes | 2011-01-22 |  | Below V5.0 Req.
FALSE | XP17-042-230* | 1599 | 3840043 | LENNOX INDUSTRIES, INC. | XP17-042-230* | HP | Split System: Heat Pump with Remote Outdoor Unit-Air-Source | XP17-042-230* |  | CX34-44/48+TDR | 12.2 | 15 | 8.2 | Yes | Yes | 2011-01-22 |  | Below V5.0 Req.
FALSE | XP17-042-230* | 1599 | 3840044 | LENNOX INDUSTRIES, INC. | XP17-042-230* | HP | Split System: Heat Pump with Remote Outdoor Unit-Air-Source | XP17-042-230* |  | CX34-44/48+TDR | 12.2 | 14.7 | 8.2 | Yes | Yes | 2011-01-22 |  | Below V5.0 Req.
FALSE | XP17-042-230* | 1599 | 3840046 | LENNOX INDUSTRIES, INC. | XP17-042-230* | HP | Split System: Heat Pump with Remote Outdoor Unit-Air-Source | XP17-042-230* |  | CX34-44/48+TDR | 12 | 14.7 | 8.2 | Yes | Yes | 2011-01-22 |  | Below V5.0 Req.
FALSE | XP17-042-230* | 1599 | 3840048 | LENNOX INDUSTRIES, INC. | XP17-042-230* | HP | Split System: Heat Pump with Remote Outdoor Unit-Air-Source | XP17-042-230* |  | CX34-44/48+TDR | 12 | 14.7 | 8.2 | Yes | Yes | 2011-01-22 |  | Below V5.0 Req.
FALSE | XP17-042-230* | 1599 | 3840049 | LENNOX INDUSTRIES, INC. | XP17-042-230* | HP | Split System: Heat Pump with Remote Outdoor Unit-Air-Source | XP17-042-230* |  | CX34-44/48+TDR | 12 | 14.5 | 8.2 | Yes | Yes | 2011-01-22 |  | Below V5.0 Req.
FALSE | XP17-042-230* | 1599 | 3840050 | LENNOX INDUSTRIES, INC. | XP17-042-230* | HP | Split System: Heat Pump with Remote Outdoor Unit-Air-Source | XP17-042-230* |  | CX34-44/48+TDR | 12 | 14.7 | 8.2 | Yes | Yes | 2011-01-22 |  | Below V5.0 Req.
FALSE | XP17-042-230* | 1599 | 3840051 | LENNOX INDUSTRIES, INC. | XP17-042-230* | HP | Split System: Heat Pump with Remote Outdoor Unit-Air-Source | XP17-042-230* |  | CX34-44/48+TDR | 12 | 14.7 | 8.2 | Yes | Yes | 2011-01-22 |  | Below V5.0 Req.
FALSE | XP17-042-230* | 1599 | 3840052 | LENNOX INDUSTRIES, INC. | XP17-042-230* | HP | Split System: Heat Pump with Remote Outdoor Unit-Air-Source | XP17-042-230* |  | CX34-44/48+TDR | 12 | 14.7 | 8.2 | Yes | Yes | 2011-01-22 |  | Below V5.0 Req.
FALSE | XP17-042-230* | 1599 | 3840054 | LENNOX INDUSTRIES, INC. | XP17-042-230* | HP | Split System: Heat Pump with Remote Outdoor Unit-Air-Source | XP17-042-230* |  | CX34-49+TDR | 12.7 | 15.5 | 8.7 | Yes | Yes | 2011-01-22 |  | 1
FALSE | XP17-042-230* | 1599 | 3840055 | LENNOX INDUSTRIES, INC. | XP17-042-230* | HP | Split System: Heat Pump with Remote Outdoor Unit-Air-Source | XP17-042-230* |  | CX34-49+TDR | 12.5 | 15.2 | 8.7 | Yes | Yes | 2011-01-22 |  | 1
FALSE | XP17-042-230* | 1599 | 3840056 | LENNOX INDUSTRIES, INC. | XP17-042-230* | HP | Split System: Heat Pump with Remote Outdoor Unit-Air-Source | XP17-042-230* |  | CX34-49+TDR | 12.2 | 15 | 8.7 | Yes | Yes | 2011-01-22 |  | 0
FALSE | XP17-042-230* | 1599 | 3840057 | LENNOX INDUSTRIES, INC. | XP17-042-230* | HP | Split System: Heat Pump with Remote Outdoor Unit-Air-Source | XP17-042-230* |  | CX34-49+TDR | 12.2 | 15 | 8.7 | Yes | Yes | 2011-01-22 |  | 0
FALSE | XP17-042-230* | 1599 | 3840058 | LENNOX INDUSTRIES, INC. | XP17-042-230* | HP | Split System: Heat Pump with Remote Outdoor Unit-Air-Source | XP17-042-230* |  | CX34-49+TDR | 12.2 | 15 | 8.7 | Yes | Yes | 2011-01-22 |  | 0
FALSE | XP17-042-230* | 1599 | 3840059 | LENNOX INDUSTRIES, INC. | XP17-042-230* | HP | Split System: Heat Pump with Remote Outdoor Unit-Air-Source | XP17-042-230* |  | CX34-49+TDR | 12.2 | 15 | 8.7 | Yes | Yes | 2011-01-22 |  | 0
FALSE | XP17-042-230* | 1599 | 3840060 | LENNOX INDUSTRIES, INC. | XP17-042-230* | HP | Split System: Heat Pump with Remote Outdoor Unit-Air-Source | XP17-042-230* |  | CX34-49+TDR | 12.2 | 15 | 8.7 | Yes | Yes | 2011-01-22 |  | 0
FALSE | XP17-042-230* | 1599 | 3840061 | LENNOX INDUSTRIES, INC. | XP17-042-230* | HP | Split System: Heat Pump with Remote Outdoor Unit-Air-Source | XP17-042-230* |  | CX34-49+TDR | 12.2 | 15.2 | 8.7 | Yes | Yes | 2011-01-22 |  | 0
FALSE | XP17-042-230* | 1599 | 3840062 | LENNOX INDUSTRIES, INC. | XP17-042-230* | HP | Split System: Heat Pump with Remote Outdoor Unit-Air-Source | XP17-042-230* |  | CX34-49+TDR | 12.2 | 15.2 | 8.7 | Yes | Yes | 2011-01-22 |  | 0
FALSE | XP17-042-230* | 1599 | 3840063 | LENNOX INDUSTRIES, INC. | XP17-042-230* | HP | Split System: Heat Pump with Remote Outdoor Unit-Air-Source | XP17-042-230* |  | CX34-49+TDR | 12.2 | 15.2 | 8.7 | Yes | Yes | 2011-01-22 |  | 0
FALSE | XP17-042-230* | 1599 | 3840065 | LENNOX INDUSTRIES, INC. | XP17-042-230* | HP | Split System: Heat Pump with Remote Outdoor Unit-Air-Source | XP17-042-230* |  | CX34-50/60C+TDR | 12.2 | 15 | 8.5 | Yes | Yes | 2011-01-22 |  | 0
FALSE | XP17-042-230* | 1599 | 3840066 | LENNOX INDUSTRIES, INC. | XP17-042-230* | HP | Split System: Heat Pump with Remote Outdoor Unit-Air-Source | XP17-042-230* |  | CX34-50/60C+TDR | 12.2 | 14.7 | 8.5 | Yes | Yes | 2011-01-22 |  | 0
FALSE | XP17-042-230* | 1599 | 3840067 | LENNOX INDUSTRIES, INC. | XP17-042-230* | HP | Split System: Heat Pump with Remote Outdoor Unit-Air-Source | XP17-042-230* |  | CX34-50/60C+TDR | 12 | 14.5 | 8.5 | Yes | Yes | 2011-01-22 |  | 0
FALSE | XP17-042-230* | 1599 | 3840068 | LENNOX INDUSTRIES, INC. | XP17-042-230* | HP | Split System: Heat Pump with Remote Outdoor Unit-Air-Source | XP17-042-230* |  | CX34-50/60C+TDR | 12 | 14.7 | 8.5 | Yes | Yes | 2011-01-22 |  | 0
FALSE | XP17-042-230* | 1599 | 3840069 | LENNOX INDUSTRIES, INC. | XP17-042-230* | HP | Split System: Heat Pump with Remote Outdoor Unit-Air-Source | XP17-042-230* |  | CX34-50/60C+TDR | 12 | 14.5 | 8.5 | Yes | Yes | 2011-01-22 |  | 0
FALSE | XP17-042-230* | 1599 | 3840070 | LENNOX INDUSTRIES, INC. | XP17-042-230* | HP | Split System: Heat Pump with Remote Outdoor Unit-Air-Source | XP17-042-230* |  | CX34-50/60C+TDR | 12 | 14.7 | 8.5 | Yes | Yes | 2011-01-22 |  | 0
FALSE | XP17-042-230* | 1599 | 3840071 | LENNOX INDUSTRIES, INC. | XP17-042-230* | HP | Split System: Heat Pump with Remote Outdoor Unit-Air-Source | XP17-042-230* |  | CX34-50/60C+TDR | 12 | 14.5 | 8.5 | Yes | Yes | 2011-01-22 |  | 0
FALSE | XP17-042-230* | 1599 | 3840072 | LENNOX INDUSTRIES, INC. | XP17-042-230* | HP | Split System: Heat Pump with Remote Outdoor Unit-Air-Source | XP17-042-230* |  | CX34-50/60C+TDR | 12 | 14.7 | 8.5 | Yes | Yes | 2011-01-22 |  | 0
FALSE | XP17-042-230* | 1599 | 3840073 | LENNOX INDUSTRIES, INC. | XP17-042-230* | HP | Split System: Heat Pump with Remote Outdoor Unit-Air-Source | XP17-042-230* |  | CX34-50/60C+TDR | 12 | 14.7 | 8.5 | Yes | Yes | 2011-01-22 |  | 0
FALSE | XP17-042-230* | 1599 | 3840074 | LENNOX INDUSTRIES, INC. | XP17-042-230* | HP | Split System: Heat Pump with Remote Outdoor Unit-Air-Source | XP17-042-230* |  | CX34-50/60C+TDR | 12 | 14.7 | 8.5 | Yes | Yes | 2011-01-22 |  | 0
FALSE | XP17-042-230* | 1599 | 3840076 | LENNOX INDUSTRIES, INC. | XP17-042-230* | HP | Split System: Heat Pump with Remote Outdoor Unit-Air-Source | XP17-042-230* |  | C33-38+TDR+TXV | 12.2 | 14.7 | 8.2 | Yes | Yes | 2011-01-22 |  | Below V5.0 Req.
FALSE | XP17-042-230* | 1599 | 3840080 | LENNOX INDUSTRIES, INC. | XP17-042-230* | HP | Split System: Heat Pump with Remote Outdoor Unit-Air-Source | XP17-042-230* |  | C33-43+TDR+TXV | 12 | 14.7 | 8.5 | Yes | Yes | 2011-01-22 |  | 0
FALSE | XP17-042-230* | 1599 | 3840083 | LENNOX INDUSTRIES, INC. | XP17-042-230* | HP | Split System: Heat Pump with Remote Outdoor Unit-Air-Source | XP17-042-230* |  | C33-43+TDR+TXV | 12.5 | 15.2 | 8.7 | Yes | Yes | 2011-01-22 |  | 1
FALSE | XP17-042-230* | 1599 | 3840084 | LENNOX INDUSTRIES, INC. | XP17-042-230* | HP | Split System: Heat Pump with Remote Outdoor Unit-Air-Source | XP17-042-230* |  | C33-43+TDR+TXV | 12.5 | 15 | 8.7 | Yes | Yes | 2011-01-22 |  | 1
FALSE | XP17-042-230* | 1599 | 3840085 | LENNOX INDUSTRIES, INC. | XP17-042-230* | HP | Split System: Heat Pump with Remote Outdoor Unit-Air-Source | XP17-042-230* |  | C33-43+TDR+TXV | 12.2 | 14.7 | 8.5 | Yes | Yes | 2011-01-22 |  | 0
FALSE | XP17-042-230* | 1599 | 3840086 | LENNOX INDUSTRIES, INC. | XP17-042-230* | HP | Split System: Heat Pump with Remote Outdoor Unit-Air-Source | XP17-042-230* |  | C33-43+TDR+TXV | 12.2 | 15 | 8.5 | Yes | Yes | 2011-01-22 |  | 0
FALSE | XP17-042-230* | 1599 | 3840087 | LENNOX INDUSTRIES, INC. | XP17-042-230* | HP | Split System: Heat Pump with Remote Outdoor Unit-Air-Source | XP17-042-230* |  | C33-43+TDR+TXV | 12.2 | 14.7 | 8.5 | Yes | Yes | 2011-01-22 |  | 0
FALSE | XP17-042-230* | 1599 | 3840088 | LENNOX INDUSTRIES, INC. | XP17-042-230* | HP | Split System: Heat Pump with Remote Outdoor Unit-Air-Source | XP17-042-230* |  | C33-43+TDR+TXV | 12.2 | 15 | 8.5 | Yes | Yes | 2011-01-22 |  | 0
FALSE | XP17-042-230* | 1599 | 3840089 | LENNOX INDUSTRIES, INC. | XP17-042-230* | HP | Split System: Heat Pump with Remote Outdoor Unit-Air-Source | XP17-042-230* |  | C33-43+TDR+TXV | 12.2 | 14.7 | 8.5 | Yes | Yes | 2011-01-22 |  | 0
FALSE | XP17-042-230* | 1599 | 3840090 | LENNOX INDUSTRIES, INC. | XP17-042-230* | HP | Split System: Heat Pump with Remote Outdoor Unit-Air-Source | XP17-042-230* |  | C33-43+TDR+TXV | 12.2 | 15 | 8.5 | Yes | Yes | 2011-01-22 |  | 0
FALSE | XP17-042-230* | 1599 | 3840091 | LENNOX INDUSTRIES, INC. | XP17-042-230* | HP | Split System: Heat Pump with Remote Outdoor Unit-Air-Source | XP17-042-230* |  | C33-43+TDR+TXV | 12.2 | 15 | 8.5 | Yes | Yes | 2011-01-22 |  | 0
FALSE | XP17-042-230* | 1599 | 3840092 | LENNOX INDUSTRIES, INC. | XP17-042-230* | HP | Split System: Heat Pump with Remote Outdoor Unit-Air-Source | XP17-042-230* |  | C33-43+TDR+TXV | 12.2 | 15 | 8.5 | Yes | Yes | 2011-01-22 |  | 0
FALSE | XP17-042-230* | 1599 | 3840119 | LENNOX INDUSTRIES, INC. | XP17-042-230* | HP | Split System: Heat Pump with Remote Outdoor Unit-Air-Source | XP17-042-230* |  | C33-50/60C+TDR+TXV | 12.2 | 15 | 8.5 | Yes | Yes | 2011-01-22 |  | 0
FALSE | XP17-042-230* | 1599 | 3840120 | LENNOX INDUSTRIES, INC. | XP17-042-230* | HP | Split System: Heat Pump with Remote Outdoor Unit-Air-Source | XP17-042-230* |  | C33-50/60C+TDR+TXV | 12.2 | 14.7 | 8.5 | Yes | Yes | 2011-01-22 |  | 0
FALSE | XP17-042-230* | 1599 | 3840121 | LENNOX INDUSTRIES, INC. | XP17-042-230* | HP | Split System: Heat Pump with Remote Outdoor Unit-Air-Source | XP17-042-230* |  | C33-50/60C+TDR+TXV | 12 | 14.5 | 8.5 | Yes | Yes | 2011-01-22 |  | 0
FALSE | XP17-042-230* | 1599 | 3840122 | LENNOX INDUSTRIES, INC. | XP17-042-230* | HP | Split System: Heat Pump with Remote Outdoor Unit-Air-Source | XP17-042-230* |  | C33-50/60C+TDR+TXV | 12 | 14.7 | 8.5 | Yes | Yes | 2011-01-22 |  | 0
FALSE | XP17-042-230* | 1599 | 3840123 | LENNOX INDUSTRIES, INC. | XP17-042-230* | HP | Split System: Heat Pump with Remote Outdoor Unit-Air-Source | XP17-042-230* |  | C33-50/60C+TDR+TXV | 12 | 14.5 | 8.5 | Yes | Yes | 2011-01-22 |  | 0
FALSE | XP17-042-230* | 1599 | 3840124 | LENNOX INDUSTRIES, INC. | XP17-042-230* | HP | Split System: Heat Pump with Remote Outdoor Unit-Air-Source | XP17-042-230* |  | C33-50/60C+TDR+TXV | 12 | 14.7 | 8.5 | Yes | Yes | 2011-01-22 |  | 0
FALSE | XP17-042-230* | 1599 | 3840125 | LENNOX INDUSTRIES, INC. | XP17-042-230* | HP | Split System: Heat Pump with Remote Outdoor Unit-Air-Source | XP17-042-230* |  | C33-50/60C+TDR+TXV | 12 | 14.5 | 8.5 | Yes | Yes | 2011-01-22 |  | 0
FALSE | XP17-042-230* | 1599 | 3840126 | LENNOX INDUSTRIES, INC. | XP17-042-230* | HP | Split System: Heat Pump with Remote Outdoor Unit-Air-Source | XP17-042-230* |  | C33-50/60C+TDR+TXV | 12 | 14.7 | 8.5 | Yes | Yes | 2011-01-22 |  | 0
FALSE | XP17-042-230* | 1599 | 3840127 | LENNOX INDUSTRIES, INC. | XP17-042-230* | HP | Split System: Heat Pump with Remote Outdoor Unit-Air-Source | XP17-042-230* |  | C33-50/60C+TDR+TXV | 12 | 14.7 | 8.5 | Yes | Yes | 2011-01-22 |  | 0
FALSE | XP17-042-230* | 1599 | 3840128 | LENNOX INDUSTRIES, INC. | XP17-042-230* | HP | Split System: Heat Pump with Remote Outdoor Unit-Air-Source | XP17-042-230* |  | C33-50/60C+TDR+TXV | 12 | 14.7 | 8.5 | Yes | Yes | 2011-01-22 |  | 0
FALSE | XP17-042-230* | 1599 | 3840130 | LENNOX INDUSTRIES, INC. | XP17-042-230* | HP | Split System: Heat Pump with Remote Outdoor Unit-Air-Source | XP17-042-230* |  | CH33-43B+TDR+TXV | 12.2 | 15 | 8.7 | Yes | Yes | 2011-01-22 |  | 0
FALSE | XP17-042-230* | 1599 | 3840134 | LENNOX INDUSTRIES, INC. | XP17-042-230* | HP | Split System: Heat Pump with Remote Outdoor Unit-Air-Source | XP17-042-230* |  | CH33-43C+TDR+TXV | 12.5 | 15.2 | 8.7 | Yes | Yes | 2011-01-22 |  | 1
FALSE | XP17-042-230* | 1599 | 3840135 | LENNOX INDUSTRIES, INC. | XP17-042-230* | HP | Split System: Heat Pump with Remote Outdoor Unit-Air-Source | XP17-042-230* |  | CH33-43C+TDR+TXV | 12.5 | 15 | 8.7 | Yes | Yes | 2011-01-22 |  | 1
FALSE | XP17-042-230* | 1599 | 3840136 | LENNOX INDUSTRIES, INC. | XP17-042-230* | HP | Split System: Heat Pump with Remote Outdoor Unit-Air-Source | XP17-042-230* |  | CH33-43C+TDR+TXV | 12.2 | 14.7 | 8.5 | Yes | Yes | 2011-01-22 |  | 0
FALSE | XP17-042-230* | 1599 | 3840137 | LENNOX INDUSTRIES, INC. | XP17-042-230* | HP | Split System: Heat Pump with Remote Outdoor Unit-Air-Source | XP17-042-230* |  | CH33-43C+TDR+TXV | 12.2 | 14.7 | 8.7 | Yes | Yes | 2011-01-22 |  | 0
FALSE | XP17-042-230* | 1599 | 3840138 | LENNOX INDUSTRIES, INC. | XP17-042-230* | HP | Split System: Heat Pump with Remote Outdoor Unit-Air-Source | XP17-042-230* |  | CH33-43C+TDR+TXV | 12.2 | 14.7 | 8.5 | Yes | Yes | 2011-01-22 |  | 0
FALSE | XP17-042-230* | 1599 | 3840139 | LENNOX INDUSTRIES, INC. | XP17-042-230* | HP | Split System: Heat Pump with Remote Outdoor Unit-Air-Source | XP17-042-230* |  | CH33-43C+TDR+TXV | 12.2 | 14.7 | 8.7 | Yes | Yes | 2011-01-22 |  | 0
FALSE | XP17-042-230* | 1599 | 3840163 | LENNOX INDUSTRIES, INC. | XP17-042-230* | HP | Split System: Heat Pump with Remote Outdoor Unit-Air-Source | XP17-042-230* |  | CH33-49+TDR+TXV | 12.2 | 15 | 8.5 | Yes | Yes | 2011-01-22 |  | 0
FALSE | XP17-042-230* | 1599 | 3840164 | LENNOX INDUSTRIES, INC. | XP17-042-230* | HP | Split System: Heat Pump with Remote Outdoor Unit-Air-Source | XP17-042-230* |  | CH33-49+TDR+TXV | 12.5 | 15.2 | 8.5 | Yes | Yes | 2011-01-22 |  | 1
FALSE | XP17-042-230* | 1599 | 3840165 | LENNOX INDUSTRIES, INC. | XP17-042-230* | HP | Split System: Heat Pump with Remote Outdoor Unit-Air-Source | XP17-042-230* |  | CH33-49+TDR+TXV | 12.2 | 15 | 8.5 | Yes | Yes | 2011-01-22 |  | 0
FALSE | XP17-042-230* | 1599 | 3840166 | LENNOX INDUSTRIES, INC. | XP17-042-230* | HP | Split System: Heat Pump with Remote Outdoor Unit-Air-Source | XP17-042-230* |  | CH33-49+TDR+TXV | 12.5 | 15.2 | 8.5 | Yes | Yes | 2011-01-22 |  | 1
FALSE | XP17-042-230* | 1599 | 3840167 | LENNOX INDUSTRIES, INC. | XP17-042-230* | HP | Split System: Heat Pump with Remote Outdoor Unit-Air-Source | XP17-042-230* |  | CH33-49+TDR+TXV | 12.5 | 15.2 | 8.5 | Yes | Yes | 2011-01-22 |  | 1
FALSE | XP17-042-230* | 1599 | 3840168 | LENNOX INDUSTRIES, INC. | XP17-042-230* | HP | Split System: Heat Pump with Remote Outdoor Unit-Air-Source | XP17-042-230* |  | CH33-49+TDR+TXV | 12.5 | 15.2 | 8.5 | Yes | Yes | 2011-01-22 |  | 1
FALSE | XP17-042-230* | 1599 | 3840170 | LENNOX INDUSTRIES, INC. | XP17-042-230* | HP | Split System: Heat Pump with Remote Outdoor Unit-Air-Source | XP17-042-230* |  | CH33-50/60C+TDR+TXV | 12.7 | 15.5 | 8.5 | Yes | Yes | 2011-01-22 |  | 1
FALSE | XP17-042-230* | 1599 | 3840171 | LENNOX INDUSTRIES, INC. | XP17-042-230* | HP | Split System: Heat Pump with Remote Outdoor Unit-Air-Source | XP17-042-230* |  | CH33-50/60C+TDR+TXV | 12.7 | 15.2 | 8.5 | Yes | Yes | 2011-01-22 |  | 1
FALSE | XP17-042-230* | 1599 | 3840172 | LENNOX INDUSTRIES, INC. | XP17-042-230* | HP | Split System: Heat Pump with Remote Outdoor Unit-Air-Source | XP17-042-230* |  | CH33-50/60C+TDR+TXV | 12.2 | 14.7 | 8.5 | Yes | Yes | 2011-01-22 |  | 0
FALSE | XP17-042-230* | 1599 | 3840173 | LENNOX INDUSTRIES, INC. | XP17-042-230* | HP | Split System: Heat Pump with Remote Outdoor Unit-Air-Source | XP17-042-230* |  | CH33-50/60C+TDR+TXV | 12.2 | 15 | 8.5 | Yes | Yes | 2011-01-22 |  | 0
FALSE | XP17-042-230* | 1599 | 3840174 | LENNOX INDUSTRIES, INC. | XP17-042-230* | HP | Split System: Heat Pump with Remote Outdoor Unit-Air-Source | XP17-042-230* |  | CH33-50/60C+TDR+TXV | 12.2 | 14.7 | 8.5 | Yes | Yes | 2011-01-22 |  | 0
FALSE | XP17-042-230* | 1599 | 3840175 | LENNOX INDUSTRIES, INC. | XP17-042-230* | HP | Split System: Heat Pump with Remote Outdoor Unit-Air-Source | XP17-042-230* |  | CH33-50/60C+TDR+TXV | 12.2 | 15 | 8.5 | Yes | Yes | 2011-01-22 |  | 0
FALSE | XP17-042-230* | 1599 | 3840176 | LENNOX INDUSTRIES, INC. | XP17-042-230* | HP | Split System: Heat Pump with Remote Outdoor Unit-Air-Source | XP17-042-230* |  | CH33-50/60C+TDR+TXV | 12.2 | 15 | 8.5 | Yes | Yes | 2011-01-22 |  | 0
FALSE | XP17-042-230* | 1599 | 3840177 | LENNOX INDUSTRIES, INC. | XP17-042-230* | HP | Split System: Heat Pump with Remote Outdoor Unit-Air-Source | XP17-042-230* |  | CH33-50/60C+TDR+TXV | 12.5 | 15.2 | 8.5 | Yes | Yes | 2011-01-22 |  | 1
FALSE | XP17-042-230* | 1599 | 3840178 | LENNOX INDUSTRIES, INC. | XP17-042-230* | HP | Split System: Heat Pump with Remote Outdoor Unit-Air-Source | XP17-042-230* |  | CH33-50/60C+TDR+TXV | 12.5 | 15.2 | 8.5 | Yes | Yes | 2011-01-22 |  | 1
FALSE | XP17-042-230* | 1599 | 3840180 | LENNOX INDUSTRIES, INC. | XP17-042-230* | HP | Split System: Heat Pump with Remote Outdoor Unit-Air-Source | XP17-042-230* |  | CR33-48+TDR+TXV | 12.2 | 14.7 | 8.7 | Yes | Yes | 2011-01-22 |  | 0
FALSE | XP17-042-230* | 1599 | 3840183 | LENNOX INDUSTRIES, INC. | XP17-042-230* | HP | Split System: Heat Pump with Remote Outdoor Unit-Air-Source | XP17-042-230* |  | CR33-48+TDR+TXV | 12.5 | 15 | 8.5 | Yes | Yes | 2011-01-22 |  | 1
FALSE | XP17-048-230* | 1616 | 3840204 | LENNOX INDUSTRIES, INC. | XP17-048-230* | HP | Split System: Heat Pump with Remote Outdoor Unit with No Indoor Fan --Air Source | XP17-048-230* |  | CX34-62C+TDR | 12 | 14.7 | 8.5 | Yes | Yes | 2011-01-22 |  | 0
FALSE | XP17-048-230* | 1616 | 3840205 | LENNOX INDUSTRIES, INC. | XP17-048-230* | HP | Split System: Heat Pump with Remote Outdoor Unit-Air-Source | XP17-048-230* |  | CX34-62C+TDR | 12.7 | 15.5 | 8.7 | Yes | Yes | 2011-01-22 |  | 1
FALSE | XP17-048-230* | 1616 | 3840206 | LENNOX INDUSTRIES, INC. | XP17-048-230* | HP | Split System: Heat Pump with Remote Outdoor Unit-Air-Source | XP17-048-230* |  | CX34-62C+TDR | 12.7 | 15.2 | 8.7 | Yes | Yes | 2011-01-22 |  | 1
FALSE | XP17-048-230* | 1616 | 3840207 | LENNOX INDUSTRIES, INC. | XP17-048-230* | HP | Split System: Heat Pump with Remote Outdoor Unit-Air-Source | XP17-048-230* |  | CX34-62C+TDR | 12.5 | 15 | 8.7 | Yes | Yes | 2011-01-22 |  | 1
FALSE | XP17-048-230* | 1616 | 3840208 | LENNOX INDUSTRIES, INC. | XP17-048-230* | HP | Split System: Heat Pump with Remote Outdoor Unit-Air-Source | XP17-048-230* |  | CX34-62C+TDR | 12.5 | 15 | 8.7 | Yes | Yes | 2011-01-22 |  | 1
FALSE | XP17-048-230* | 1616 | 3840209 | LENNOX INDUSTRIES, INC. | XP17-048-230* | HP | Split System: Heat Pump with Remote Outdoor Unit-Air-Source | XP17-048-230* |  | CX34-62C+TDR | 12.5 | 15 | 8.7 | Yes | Yes | 2011-01-22 |  | 1
FALSE | XP17-048-230* | 1616 | 3840210 | LENNOX INDUSTRIES, INC. | XP17-048-230* | HP | Split System: Heat Pump with Remote Outdoor Unit-Air-Source | XP17-048-230* |  | CX34-62C+TDR | 12.5 | 15 | 8.7 | Yes | Yes | 2011-01-22 |  | 1
FALSE | XP17-048-230* | 1616 | 3840211 | LENNOX INDUSTRIES, INC. | XP17-048-230* | HP | Split System: Heat Pump with Remote Outdoor Unit-Air-Source | XP17-048-230* |  | CX34-62C+TDR | 12.5 | 15 | 8.7 | Yes | Yes | 2011-01-22 |  | 1
FALSE | XP17-048-230* | 1616 | 3840212 | LENNOX INDUSTRIES, INC. | XP17-048-230* | HP | Split System: Heat Pump with Remote Outdoor Unit-Air-Source | XP17-048-230* |  | CX34-62C+TDR | 12.7 | 15.2 | 8.7 | Yes | Yes | 2011-01-22 |  | 1
FALSE | XP17-048-230* | 1616 | 3840213 | LENNOX INDUSTRIES, INC. | XP17-048-230* | HP | Split System: Heat Pump with Remote Outdoor Unit-Air-Source | XP17-048-230* |  | CX34-62C+TDR | 12.7 | 15.2 | 8.7 | Yes | Yes | 2011-01-22 |  | 1
FALSE | XP17-048-230* | 1616 | 3840214 | LENNOX INDUSTRIES, INC. | XP17-048-230* | HP | Split System: Heat Pump with Remote Outdoor Unit-Air-Source | XP17-048-230* |  | CX34-62C+TDR | 12.5 | 15.2 | 8.7 | Yes | Yes | 2011-01-22 |  | 1
FALSE | XP17-048-230* | 1616 | 3840216 | LENNOX INDUSTRIES, INC. | XP17-048-230* | HP | Split System: Heat Pump with Remote Outdoor Unit-Air-Source | XP17-048-230* |  | CX34-60D+TDR | 12.2 | 14.5 | 8.2 | Yes | Yes | 2011-01-22 |  | Below V5.0 Req.
FALSE | XP17-048-230* | 1616 | 3840217 | LENNOX INDUSTRIES, INC. | XP17-048-230* | HP | Split System: Heat Pump with Remote Outdoor Unit-Air-Source | XP17-048-230* |  | CX34-60D+TDR | 12.2 | 14.5 | 8.7 | Yes | Yes | 2011-01-22 |  | 0
FALSE | XP17-048-230* | 1616 | 3840218 | LENNOX INDUSTRIES, INC. | XP17-048-230* | HP | Split System: Heat Pump with Remote Outdoor Unit-Air-Source | XP17-048-230* |  | CX34-60D+TDR | 12.2 | 14.5 | 8.7 | Yes | Yes | 2011-01-22 |  | 0
FALSE | XP17-048-230* | 1616 | 3840220 | LENNOX INDUSTRIES, INC. | XP17-048-230* | HP | Split System: Heat Pump with Remote Outdoor Unit-Air-Source | XP17-048-230* |  | CX34-62D+TDR | 12.5 | 15.2 | 8.7 | Yes | Yes | 2011-01-22 |  | 1
FALSE | XP17-048-230* | 1616 | 3840221 | LENNOX INDUSTRIES, INC. | XP17-048-230* | HP | Split System: Heat Pump with Remote Outdoor Unit-Air-Source | XP17-048-230* |  | CX34-62D+TDR | 12.7 | 15.2 | 8.7 | Yes | Yes | 2011-01-22 |  | 1
FALSE | XP17-048-230* | 1616 | 3840222 | LENNOX INDUSTRIES, INC. | XP17-048-230* | HP | Split System: Heat Pump with Remote Outdoor Unit-Air-Source | XP17-048-230* |  | CX34-62D+TDR | 12.7 | 15.2 | 8.7 | Yes | Yes | 2011-01-22 |  | 1
FALSE | XP17-048-230* | 1616 | 3840244 | LENNOX INDUSTRIES, INC. | XP17-048-230* | HP | Split System: Heat Pump with Remote Outdoor Unit-Air-Source | XP17-048-230* |  | C33-60D+TDR+TXV | 12.2 | 14.5 | 8.7 | Yes | Yes | 2011-01-22 |  | 0
FALSE | XP17-048-230* | 1616 | 3840246 | LENNOX INDUSTRIES, INC. | XP17-048-230* | HP | Split System: Heat Pump with Remote Outdoor Unit-Air-Source | XP17-048-230* |  | C33-62D+TDR+TXV | 12.5 | 15.2 | 8.7 | Yes | Yes | 2011-01-22 |  | 1
FALSE | XP17-048-230* | 1616 | 3840247 | LENNOX INDUSTRIES, INC. | XP17-048-230* | HP | Split System: Heat Pump with Remote Outdoor Unit-Air-Source | XP17-048-230* |  | C33-62D+TDR+TXV | 12.7 | 15.2 | 8.7 | Yes | Yes | 2011-01-22 |  | 1
FALSE | XP17-048-230* | 1616 | 3840248 | LENNOX INDUSTRIES, INC. | XP17-048-230* | HP | Split System: Heat Pump with Remote Outdoor Unit-Air-Source | XP17-048-230* |  | C33-62D+TDR+TXV | 12.7 | 15.2 | 8.7 | Yes | Yes | 2011-01-22 |  | 1
FALSE | XP17-048-230* | 1616 | 3840250 | LENNOX INDUSTRIES, INC. | XP17-048-230* | HP | Split System: Heat Pump with Remote Outdoor Unit-Air-Source | XP17-048-230* |  | CH33-49+TDR+TXV | 12.5 | 15 | 8.7 | Yes | Yes | 2011-01-22 |  | 1
FALSE | XP17-048-230* | 1616 | 3840251 | LENNOX INDUSTRIES, INC. | XP17-048-230* | HP | Split System: Heat Pump with Remote Outdoor Unit-Air-Source | XP17-048-230* |  | CH33-49+TDR+TXV | 12.2 | 14.7 | 8.7 | Yes | Yes | 2011-01-22 |  | 0
FALSE | XP17-048-230* | 1616 | 3840252 | LENNOX INDUSTRIES, INC. | XP17-048-230* | HP | Split System: Heat Pump with Remote Outdoor Unit-Air-Source | XP17-048-230* |  | CH33-49+TDR+TXV | 12.2 | 14.7 | 8.5 | Yes | Yes | 2011-01-22 |  | 0
FALSE | XP17-048-230* | 1616 | 3840253 | LENNOX INDUSTRIES, INC. | XP17-048-230* | HP | Split System: Heat Pump with Remote Outdoor Unit-Air-Source | XP17-048-230* |  | CH33-49+TDR+TXV | 12.2 | 14.7 | 8.7 | Yes | Yes | 2011-01-22 |  | 0
FALSE | XP17-048-230* | 1616 | 3840254 | LENNOX INDUSTRIES, INC. | XP17-048-230* | HP | Split System: Heat Pump with Remote Outdoor Unit-Air-Source | XP17-048-230* |  | CH33-49+TDR+TXV | 12.2 | 14.7 | 8.5 | Yes | Yes | 2011-01-22 |  | 0
FALSE | XP17-048-230* | 1616 | 3840255 | LENNOX INDUSTRIES, INC. | XP17-048-230* | HP | Split System: Heat Pump with Remote Outdoor Unit-Air-Source | XP17-048-230* |  | CH33-49+TDR+TXV | 12.2 | 14.7 | 8.7 | Yes | Yes | 2011-01-22 |  | 0
FALSE | XP17-048-230* | 1616 | 3840256 | LENNOX INDUSTRIES, INC. | XP17-048-230* | HP | Split System: Heat Pump with Remote Outdoor Unit-Air-Source | XP17-048-230* |  | CH33-49+TDR+TXV | 12.2 | 14.7 | 8.5 | Yes | Yes | 2011-01-22 |  | 0
FALSE | XP17-048-230* | 1616 | 3840257 | LENNOX INDUSTRIES, INC. | XP17-048-230* | HP | Split System: Heat Pump with Remote Outdoor Unit-Air-Source | XP17-048-230* |  | CH33-49+TDR+TXV | 12.2 | 14.7 | 8.7 | Yes | Yes | 2011-01-22 |  | 0
FALSE | XP17-048-230* | 1616 | 3840258 | LENNOX INDUSTRIES, INC. | XP17-048-230* | HP | Split System: Heat Pump with Remote Outdoor Unit-Air-Source | XP17-048-230* |  | CH33-49+TDR+TXV | 12.2 | 14.7 | 8.7 | Yes | Yes | 2011-01-22 |  | 0
FALSE | XP17-048-230* | 1616 | 3840259 | LENNOX INDUSTRIES, INC. | XP17-048-230* | HP | Split System: Heat Pump with Remote Outdoor Unit-Air-Source | XP17-048-230* |  | CH33-49+TDR+TXV | 12.2 | 14.7 | 8.7 | Yes | Yes | 2011-01-22 |  | 0
FALSE | XP17-048-230* | 1616 | 3840261 | LENNOX INDUSTRIES, INC. | XP17-048-230* | HP | Split System: Heat Pump with Remote Outdoor Unit-Air-Source | XP17-048-230* |  | CH33-50/60C+TDR+TXV | 12.2 | 14.7 | 8.7 | Yes | Yes | 2011-01-22 |  | 0
FALSE | XP17-048-230* | 1616 | 3840262 | LENNOX INDUSTRIES, INC. | XP17-048-230* | HP | Split System: Heat Pump with Remote Outdoor Unit-Air-Source | XP17-048-230* |  | CH33-50/60C+TDR+TXV | 12.2 | 14.7 | 8.7 | Yes | Yes | 2011-01-22 |  | 0
FALSE | XP17-048-230* | 1616 | 3840263 | LENNOX INDUSTRIES, INC. | XP17-048-230* | HP | Split System: Heat Pump with Remote Outdoor Unit-Air-Source | XP17-048-230* |  | CH33-50/60C+TDR+TXV | 12 | 14.5 | 8.5 | Yes | Yes | 2011-01-22 |  | 0
FALSE | XP17-060-230* | 1620 | 3840334 | LENNOX INDUSTRIES, INC. | XP17-060-230* | HP | Split System: Heat Pump with Remote Outdoor Unit-Air-Source | XP17-060-230* |  | CBX27UH-060-230*+TDR | 12 | 14.5 | 9 | Yes | Yes | 2011-01-22 |  | 0
FALSE | XP17-060-230* | 1620 | 3840335 | LENNOX INDUSTRIES, INC. | XP17-060-230* | HP | Split System: Heat Pump with Remote Outdoor Unit-Air-Source | XP17-060-230* |  | CBX32M-060*+TDR | 12 | 14.5 | 8.7 | Yes | Yes | 2011-01-22 |  | 0
FALSE | XP17-060-230* | 1620 | 3840337 | LENNOX INDUSTRIES, INC. | XP17-060-230* | HP | Split System: Heat Pump with Remote Outdoor Unit-Air-Source | XP17-060-230* |  | CX34-62C+TDR | 12.2 | 14.7 | 8.7 | Yes | Yes | 2011-01-22 |  | 0
FALSE | XP17-060-230* | 1620 | 3840338 | LENNOX INDUSTRIES, INC. | XP17-060-230* | HP | Split System: Heat Pump with Remote Outdoor Unit-Air-Source | XP17-060-230* |  | CX34-62C+TDR | 12.2 | 14.7 | 8.7 | Yes | Yes | 2011-01-22 |  | 0
FALSE | XP17-060-230* | 1620 | 3840339 | LENNOX INDUSTRIES, INC. | XP17-060-230* | HP | Split System: Heat Pump with Remote Outdoor Unit-Air-Source | XP17-060-230* |  | CX34-62C+TDR | 12 | 14.5 | 8.5 | Yes | Yes | 2011-01-22 |  | 0
FALSE | XP17-060-230* | 1620 | 3840340 | LENNOX INDUSTRIES, INC. | XP17-060-230* | HP | Split System: Heat Pump with Remote Outdoor Unit-Air-Source | XP17-060-230* |  | CX34-62C+TDR | 12 | 14.5 | 8.5 | Yes | Yes | 2011-01-22 |  | 0
FALSE | XP17-060-230* | 1620 | 3840342 | LENNOX INDUSTRIES, INC. | XP17-060-230* | HP | Split System: Heat Pump with Remote Outdoor Unit-Air-Source | XP17-060-230* |  | CX34-62C+TDR | 12 | 14.5 | 8.5 | Yes | Yes | 2011-01-22 |  | 0
FALSE | XP17-060-230* | 1620 | 3840343 | LENNOX INDUSTRIES, INC. | XP17-060-230* | HP | Split System: Heat Pump with Remote Outdoor Unit-Air-Source | XP17-060-230* |  | CX34-62C+TDR | 12 | 14.5 | 8.5 | Yes | Yes | 2011-01-22 |  | 0
FALSE | XP17-060-230* | 1620 | 3840344 | LENNOX INDUSTRIES, INC. | XP17-060-230* | HP | Split System: Heat Pump with Remote Outdoor Unit-Air-Source | XP17-060-230* |  | CX34-62C+TDR | 12 | 14.5 | 8.5 | Yes | Yes | 2011-01-22 |  | 0
FALSE | XP17-060-230* | 1620 | 3840346 | LENNOX INDUSTRIES, INC. | XP17-060-230* | HP | Split System: Heat Pump with Remote Outdoor Unit-Air-Source | XP17-060-230* |  | CX34-62D+TDR | 12.2 | 14.7 | 8.7 | Yes | Yes | 2011-01-22 |  | 0
FALSE | XP17-060-230* | 1620 | 3840347 | LENNOX INDUSTRIES, INC. | XP17-060-230* | HP | Split System: Heat Pump with Remote Outdoor Unit-Air-Source | XP17-060-230* |  | CX34-62D+TDR | 12.2 | 14.7 | 8.7 | Yes | Yes | 2011-01-22 |  | 0
FALSE | XP17-060-230* | 1620 | 3840348 | LENNOX INDUSTRIES, INC. | XP17-060-230* | HP | Split System: Heat Pump with Remote Outdoor Unit-Air-Source | XP17-060-230* |  | CX34-62D+TDR | 12.2 | 14.7 | 8.7 | Yes | Yes | 2011-01-22 |  | 0
FALSE | XP17-060-230* | 1620 | 3840359 | LENNOX INDUSTRIES, INC. | XP17-060-230* | HP | Split System: Heat Pump with Remote Outdoor Unit-Air-Source | XP17-060-230* |  | C33-62C+TDR+TXV | 12.2 | 14.7 | 8.7 | Yes | Yes | 2011-01-22 |  | 0
FALSE | XP17-060-230* | 1620 | 3840360 | LENNOX INDUSTRIES, INC. | XP17-060-230* | HP | Split System: Heat Pump with Remote Outdoor Unit-Air-Source | XP17-060-230* |  | C33-62C+TDR+TXV | 12.2 | 14.7 | 8.7 | Yes | Yes | 2011-01-22 |  | 0
FALSE | XP17-060-230* | 1620 | 3840361 | LENNOX INDUSTRIES, INC. | XP17-060-230* | HP | Split System: Heat Pump with Remote Outdoor Unit-Air-Source | XP17-060-230* |  | C33-62C+TDR+TXV | 12 | 14.5 | 8.5 | Yes | Yes | 2011-01-22 |  | 0
FALSE | XP17-060-230* | 1620 | 3840362 | LENNOX INDUSTRIES, INC. | XP17-060-230* | HP | Split System: Heat Pump with Remote Outdoor Unit-Air-Source | XP17-060-230* |  | C33-62C+TDR+TXV | 12 | 14.5 | 8.5 | Yes | Yes | 2011-01-22 |  | 0
FALSE | XP17-060-230* | 1620 | 3840364 | LENNOX INDUSTRIES, INC. | XP17-060-230* | HP | Split System: Heat Pump with Remote Outdoor Unit-Air-Source | XP17-060-230* |  | C33-62C+TDR+TXV | 12 | 14.5 | 8.5 | Yes | Yes | 2011-01-22 |  | 0
FALSE | XP17-060-230* | 1620 | 3840365 | LENNOX INDUSTRIES, INC. | XP17-060-230* | HP | Split System: Heat Pump with Remote Outdoor Unit-Air-Source | XP17-060-230* |  | C33-62C+TDR+TXV | 12 | 14.5 | 8.5 | Yes | Yes | 2011-01-22 |  | 0
FALSE | XP17-036-230* | 1590 | 3840543 | LENNOX INDUSTRIES, INC. | XP17-036-230/* | HP | Split System: Heat Pump with Remote Outdoor Unit-Air-Source | XP17-036-230/* |  | CBX27UH-042-230*+TDR | 13.5 | 16.5 | 8.2 | Yes | Yes | 2011-01-22 |  | Below V5.0 Req.
FALSE | XP17-042-230* | 1599 | 3840730 | LENNOX INDUSTRIES, INC. | XP17-042-230/* | HP | Split System: Heat Pump with Remote Outdoor Unit-Air-Source | XP17-042-230/* |  | CX34-43+TDR | 12.2 | 15 | 8.5 | Yes | Yes | 2011-01-22 |  | 0
FALSE | XP17-042-230* | 1599 | 3840731 | LENNOX INDUSTRIES, INC. | XP17-042-230/* | HP | Split System: Heat Pump with Remote Outdoor Unit-Air-Source | XP17-042-230/* |  | CX34-43+TDR | 12.2 | 15 | 8.5 | Yes | Yes | 2011-01-22 |  | 0
FALSE | XP17-042-230* | 1599 | 3840732 | LENNOX INDUSTRIES, INC. | XP17-042-230/* | HP | Split System: Heat Pump with Remote Outdoor Unit-Air-Source | XP17-042-230/* |  | CX34-43+TDR | 12.2 | 15 | 8.5 | Yes | Yes | 2011-01-22 |  | 0
FALSE | XP17-042-230* | 1599 | 3840784 | LENNOX INDUSTRIES, INC. | XP17-042-230/* | HP | Split System: Heat Pump with Remote Outdoor Unit-Air-Source | XP17-042-230/* |  | C33-43+TDR+TXV | 12.2 | 15 | 8.5 | Yes | Yes | 2011-01-22 |  | 0
FALSE | XP17-042-230* | 1599 | 3840785 | LENNOX INDUSTRIES, INC. | XP17-042-230/* | HP | Split System: Heat Pump with Remote Outdoor Unit-Air-Source | XP17-042-230/* |  | C33-43+TDR+TXV | 12.2 | 15 | 8.5 | Yes | Yes | 2011-01-22 |  | 0
FALSE | XP17-042-230* | 1599 | 3840786 | LENNOX INDUSTRIES, INC. | XP17-042-230/* | HP | Split System: Heat Pump with Remote Outdoor Unit-Air-Source | XP17-042-230/* |  | C33-43+TDR+TXV | 12.2 | 15 | 8.5 | Yes | Yes | 2011-01-22 |  | 0
FALSE | XP17-042-230* | 1599 | 3840843 | LENNOX INDUSTRIES, INC. | XP17-042-230/* | HP | Split System: Heat Pump with Remote Outdoor Unit-Air-Source | XP17-042-230/* |  | CH33-48+TDR+TXV | 12.2 | 15 | 8.5 | Yes | Yes | 2011-01-22 |  | 0
FALSE | XP17-048-230* | 1616 | 3840889 | LENNOX INDUSTRIES, INC. | XP17-048-230/* | HP | Split System: Heat Pump with Remote Outdoor Unit-Air-Source | XP17-048-230/* |  | CBX32MV-048*+TDR | 12.5 | 15 | 8.5 | Yes | Yes | 2011-01-22 |  | 1
FALSE | XP17-048-230* | 1616 | 3840895 | LENNOX INDUSTRIES, INC. | XP17-048-230/* | HP | Split System: Heat Pump with Remote Outdoor Unit-Air-Source | XP17-048-230/* |  | CBX32M-048*+TDR | 12.2 | 14.7 | 8.5 | Yes | Yes | 2011-01-22 |  | 0
FALSE | XP17-060-230* | 1620 | 3840990 | LENNOX INDUSTRIES, INC. | XP17-060-230/* | HP | Split System: Heat Pump with Remote Outdoor Unit-Air-Source | XP17-060-230/* |  | CX34-62C+TDR | 12 | 14.5 | 8.5 | Yes | Yes | 2011-01-22 |  | 0
FALSE | XP17-060-230* | 1620 | 3840991 | LENNOX INDUSTRIES, INC. | XP17-060-230/* | HP | Split System: Heat Pump with Remote Outdoor Unit-Air-Source | XP17-060-230/* |  | CX34-62C+TDR | 12 | 14.5 | 8.5 | Yes | Yes | 2011-01-22 |  | 0
FALSE | XP17-060-230* | 1620 | 3841012 | LENNOX INDUSTRIES, INC. | XP17-060-230/* | HP | Split System: Heat Pump with Remote Outdoor Unit-Air-Source | XP17-060-230/* |  | C33-62C+TDR+TXV | 12 | 14.5 | 8.5 | Yes | Yes | 2011-01-22 |  | 0
FALSE | XP17-060-230* | 1620 | 3841013 | LENNOX INDUSTRIES, INC. | XP17-060-230/* | HP | Split System: Heat Pump with Remote Outdoor Unit-Air-Source | XP17-060-230/* |  | C33-62C+TDR+TXV | 12 | 14.5 | 8.5 | Yes | Yes | 2011-01-22 |  | 0
FALSE | 15PJL18 | 13 | 3843005 | RHEEM SALES COMPANY, INC. | 14PJM18 | HP | Split System: Heat Pump with Remote Outdoor Unit-Air-Source | 14PJM18 |  | RHBL-FR24T | 12 | 14.5 | 8.2 | Yes | Yes | 2011-01-22 |  | Below V5.0 Req.
FALSE | 14PJM24 | 3122 | 3843006 | RHEEM SALES COMPANY, INC. | 14PJM24 | HP | Split System: Heat Pump with Remote Outdoor Unit-Air-Source | 14PJM24 |  | RHBL-FR24T | 12 | 14.5 | 8.2 | Yes | Yes | 2011-01-22 |  | Below V5.0 Req.
FALSE | 14PJM30 | 27 | 3843007 | RHEEM SALES COMPANY, INC. | 14PJM30 | HP | Split System: Heat Pump with Remote Outdoor Unit-Air-Source | 14PJM30 |  | RHBL-FR36T | 12 | 14.5 | 8.5 | Yes | Yes | 2011-01-22 |  | 0
FALSE | 14PJM36 | 3141 | 3843008 | RHEEM SALES COMPANY, INC. | 14PJM36 | HP | Split System: Heat Pump with Remote Outdoor Unit-Air-Source | 14PJM36 |  | RHBL-FR36T | 12 | 14.5 | 9 | Yes | Yes | 2011-01-22 |  | 0
TRUE | T4BF-024KA | 1866 | 3867917 | FRIGIDAIRE | ET4BF-024KA | HP | Split System: Heat Pump with Remote Outdoor Unit-Air-Source | T4BF-024KA |  | B4VM-X24K-B | 13 | 16 | 9 | Yes | Yes | 2011-02-08 |  | 2
FALSE | T4BF-024KB | 1866 | 3867918 | FRIGIDAIRE | ET4BF-024KA | HP | Split System: Heat Pump with Remote Outdoor Unit-Air-Source | T4BF-024KA |  | C6B(A,H)-F42(C,U)-B+TXV-X2.0 | 13 | 15.5 | 8.8 | Yes | Yes | 2011-02-08 |  | 1
FALSE | T4BF-024KB | 1866 | 3867919 | FRIGIDAIRE | ET4BF-024KA | HP | Split System: Heat Pump with Remote Outdoor Unit-Air-Source | T4BF-024KA |  | C6B(A,H)-F42(C,U)-B+TXV-X2.0 | 13 | 15.5 | 8.8 | Yes | Yes | 2011-02-08 |  | 1
FALSE | T4BF-024KB | 1866 | 3867920 | FRIGIDAIRE | ET4BF-024KA | HP | Split System: Heat Pump with Remote Outdoor Unit-Air-Source | T4BF-024KA |  | C6B(A,H)-F42(C,U)-B+TXV-X2.0 | 13 | 15.5 | 8.8 | Yes | Yes | 2011-02-08 |  | 1
FALSE | T4BF-024KB | 1866 | 3867921 | FRIGIDAIRE | ET4BF-024KA | HP | Split System: Heat Pump with Remote Outdoor Unit-Air-Source | T4BF-024KA |  | C6B(A,H)-F42(C,U)-B+TXV-X2.0 | 13 | 15.5 | 8.8 | Yes | Yes | 2011-02-08 |  | 1
FALSE | T4BF-024KB | 1866 | 3867922 | FRIGIDAIRE | ET4BF-024KA | HP | Split System: Heat Pump with Remote Outdoor Unit-Air-Source | T4BF-024KA |  | C6B(A,H)-F42(C,U)-B+TXV-X2.0 | 13 | 15.5 | 8.8 | Yes | Yes | 2011-02-08 |  | 1
FALSE | T4BF-036KA | 1871 | 3868010 | TAPPAN | ET4BF-036KA | HP | Split System: Heat Pump with Remote Outdoor Unit-Air-Source | T4BF-036KA |  | C6B(A,H)-F48(C,U)-C+TXV-X3.0 | 12.5 | 15.7 | 8.6 | Yes | Yes | 2011-02-08 |  | 1
FALSE | T4BF-036KA | 1871 | 3868011 | TAPPAN | ET4BF-036KA | HP | Split System: Heat Pump with Remote Outdoor Unit-Air-Source | T4BF-036KA |  | C6B(A,H)-F48(C,U)-C+TXV-X3.0 | 12.5 | 15.7 | 8.6 | Yes | Yes | 2011-02-08 |  | 1
FALSE | T4BF-036KA | 1871 | 3868012 | TAPPAN | ET4BF-036KA | HP | Split System: Heat Pump with Remote Outdoor Unit-Air-Source | T4BF-036KA |  | C6B(A,H)-F48(C,U)-C+TXV-X3.0 | 12.5 | 16 | 9 | Yes | Yes | 2011-02-08 |  | 1
FALSE | T4BF-036KA | 1871 | 3868018 | TAPPAN | ET4BF-036KA | HP | Split System: Heat Pump with Remote Outdoor Unit-Air-Source | T4BF-036KA |  | C6B(A,H)-X36(C,U)-B | 12.5 | 16 | 9 | Yes | Yes | 2011-02-08 |  | 1
FALSE | T4BF-036KA | 1871 | 3868019 | TAPPAN | ET4BF-036KA | HP | Split System: Heat Pump with Remote Outdoor Unit-Air-Source | T4BF-036KA |  | C6B(A,H)-X36(C,U)-C | 12.5 | 15.7 | 8.6 | Yes | Yes | 2011-02-08 |  | 1
FALSE | T4BF-036KA | 1871 | 3868020 | TAPPAN | ET4BF-036KA | HP | Split System: Heat Pump with Remote Outdoor Unit-Air-Source | T4BF-036KA |  | C6B(A,H)-X36(C,U)-C | 12.5 | 15.7 | 8.6 | Yes | Yes | 2011-02-08 |  | 1
FALSE | T4BF-036KA | 1871 | 3868021 | TAPPAN | ET4BF-036KA | HP | Split System: Heat Pump with Remote Outdoor Unit-Air-Source | T4BF-036KA |  | C6B(A,H)-X36(C,U)-C | 12.5 | 15.7 | 8.6 | Yes | Yes | 2011-02-08 |  | 1
FALSE | T4BF-036KA | 1871 | 3868022 | TAPPAN | ET4BF-036KA | HP | Split System: Heat Pump with Remote Outdoor Unit-Air-Source | T4BF-036KA |  | C6B(A,H)-X36(C,U)-C | 12.5 | 15.7 | 8.6 | Yes | Yes | 2011-02-08 |  | 1
FALSE | T4BF-036KA | 1871 | 3868023 | TAPPAN | ET4BF-036KA | HP | Split System: Heat Pump with Remote Outdoor Unit-Air-Source | T4BF-036KA |  | C6B(A,H)-X36(C,U)-C | 12.5 | 15.7 | 8.6 | Yes | Yes | 2011-02-08 |  | 1
FALSE | T4BF-036KA | 1871 | 3868024 | TAPPAN | ET4BF-036KA | HP | Split System: Heat Pump with Remote Outdoor Unit-Air-Source | T4BF-036KA |  | C6B(A,H)-X36(C,U)-C | 12.5 | 16 | 9 | Yes | Yes | 2011-02-08 |  | 1
FALSE | T4BF-048KA | 1876 | 3868025 | TAPPAN | ET4BF-048KA | HP | Split System: Heat Pump with Remote Outdoor Unit-Air-Source | T4BF-048KA |  | B4VM-X48K-C | 12.5 | 16 | 9 | Yes | Yes | 2011-02-08 |  | 1
FALSE | T4BF-048KA | 1876 | 3868026 | TAPPAN | ET4BF-048KA | HP | Split System: Heat Pump with Remote Outdoor Unit-Air-Source | T4BF-048KA |  | C6B(A,H)-F60(C,U)-C+TXV-X4.0 | 12.5 | 15 | 8.5 | Yes | Yes | 2011-02-08 |  | 1
FALSE | T4BF-048KA | 1876 | 3868027 | TAPPAN | ET4BF-048KA | HP | Split System: Heat Pump with Remote Outdoor Unit-Air-Source | T4BF-048KA |  | C6B(A,H)-F60(C,U)-C+TXV-X4.0 | 12.5 | 15 | 8.5 | Yes | Yes | 2011-02-08 |  | 1
FALSE | T4BF-048KA | 1876 | 3868028 | TAPPAN | ET4BF-048KA | HP | Split System: Heat Pump with Remote Outdoor Unit-Air-Source | T4BF-048KA |  | C6B(A,H)-F60(C,U)-C+TXV-X4.0 | 12.5 | 15 | 8.5 | Yes | Yes | 2011-02-08 |  | 1
FALSE | T4BF-048KA | 1876 | 3868029 | TAPPAN | ET4BF-048KA | HP | Split System: Heat Pump with Remote Outdoor Unit-Air-Source | T4BF-048KA |  | C6B(A,H)-F60(C,U)-C+TXV-X4.0 | 12.5 | 15 | 8.5 | Yes | Yes | 2011-02-08 |  | 1
FALSE | T4BF-048KA | 1876 | 3868030 | TAPPAN | ET4BF-048KA | HP | Split System: Heat Pump with Remote Outdoor Unit-Air-Source | T4BF-048KA |  | C6B(A,H)-F60(C,U)-C+TXV-X4.0 | 12.5 | 15 | 8.5 | Yes | Yes | 2011-02-08 |  | 1
FALSE | T4BF-048KA | 1876 | 3868031 | TAPPAN | ET4BF-048KA | HP | Split System: Heat Pump with Remote Outdoor Unit-Air-Source | T4BF-048KA |  | C6B(A,H)-F60(C,U)-C+TXV-X4.0 | 12.5 | 16 | 9 | Yes | Yes | 2011-02-08 |  | 1
FALSE | T4BF-048KA | 1876 | 3868032 | TAPPAN | ET4BF-048KA | HP | Split System: Heat Pump with Remote Outdoor Unit-Air-Source | T4BF-048KA |  | C6B(A,H)-X48(C,U)-C | 12.5 | 15 | 8.5 | Yes | Yes | 2011-02-08 |  | 1
FALSE | T4BF-048KA | 1876 | 3868033 | TAPPAN | ET4BF-048KA | HP | Split System: Heat Pump with Remote Outdoor Unit-Air-Source | T4BF-048KA |  | C6B(A,H)-X48(C,U)-C | 12.5 | 15 | 8.5 | Yes | Yes | 2011-02-08 |  | 1
TRUE | T4BF-024KA | 1866 | 3868127 | NUTONE | ET4BF-024KA | HP | Split System: Heat Pump with Remote Outdoor Unit-Air-Source | T4BF-024KA |  | B4VM-X24K-B | 13 | 16 | 9 | Yes | Yes | 2011-02-08 |  | 2
FALSE | T4BF-024KB | 1866 | 3868128 | NUTONE | ET4BF-024KA | HP | Split System: Heat Pump with Remote Outdoor Unit-Air-Source | T4BF-024KA |  | C6B(A,H)-F42(C,U)-B+TXV-X2.0 | 13 | 15.5 | 8.8 | Yes | Yes | 2011-02-08 |  | 1
FALSE | T4BF-024KB | 1866 | 3868129 | NUTONE | ET4BF-024KA | HP | Split System: Heat Pump with Remote Outdoor Unit-Air-Source | T4BF-024KA |  | C6B(A,H)-F42(C,U)-B+TXV-X2.0 | 13 | 15.5 | 8.8 | Yes | Yes | 2011-02-08 |  | 1
FALSE | T4BF-024KB | 1866 | 3868130 | NUTONE | ET4BF-024KA | HP | Split System: Heat Pump with Remote Outdoor Unit-Air-Source | T4BF-024KA |  | C6B(A,H)-F42(C,U)-B+TXV-X2.0 | 13 | 15.5 | 8.8 | Yes | Yes | 2011-02-08 |  | 1
FALSE | T4BF-024KB | 1866 | 3868131 | NUTONE | ET4BF-024KA | HP | Split System: Heat Pump with Remote Outdoor Unit-Air-Source | T4BF-024KA |  | C6B(A,H)-F42(C,U)-B+TXV-X2.0 | 13 | 15.5 | 8.8 | Yes | Yes | 2011-02-08 |  | 1
FALSE | T4BF-024KB | 1866 | 3868132 | NUTONE | ET4BF-024KA | HP | Split System: Heat Pump with Remote Outdoor Unit-Air-Source | T4BF-024KA |  | C6B(A,H)-F42(C,U)-B+TXV-X2.0 | 13 | 15.5 | 8.8 | Yes | Yes | 2011-02-08 |  | 1
FALSE | T4BF-048KA | 1876 | 3868224 | MAYTAG | MSH4BF048KA | HP | Split System: Heat Pump with Remote Outdoor Unit-Air-Source | T4BF-048KA |  | C6B(A,H)-F60(C,U)-C+TXV-X4.0 | 12.5 | 15 | 8.5 | Yes | Yes | 2011-02-08 |  | 1
FALSE | T4BF-048KA | 1876 | 3868225 | MAYTAG | MSH4BF048KA | HP | Split System: Heat Pump with Remote Outdoor Unit-Air-Source | T4BF-048KA |  | C6B(A,H)-F60(C,U)-C+TXV-X4.0 | 12.5 | 15 | 8.5 | Yes | Yes | 2011-02-08 |  | 1
FALSE | T4BF-048KA | 1876 | 3868226 | MAYTAG | MSH4BF048KA | HP | Split System: Heat Pump with Remote Outdoor Unit-Air-Source | T4BF-048KA |  | C6B(A,H)-F60(C,U)-C+TXV-X4.0 | 12.5 | 15 | 8.5 | Yes | Yes | 2011-02-08 |  | 1
FALSE | T4BF-048KA | 1876 | 3868227 | MAYTAG | MSH4BF048KA | HP | Split System: Heat Pump with Remote Outdoor Unit-Air-Source | T4BF-048KA |  | C6B(A,H)-F60(C,U)-C+TXV-X4.0 | 12.5 | 16 | 9 | Yes | Yes | 2011-02-08 |  | 1
FALSE | T4BF-048KA | 1876 | 3868228 | MAYTAG | MSH4BF048KA | HP | Split System: Heat Pump with Remote Outdoor Unit-Air-Source | T4BF-048KA |  | C6B(A,H)-X48(C,U)-C | 12.5 | 15 | 8.5 | Yes | Yes | 2011-02-08 |  | 1
FALSE | T4BF-048KA | 1876 | 3868229 | MAYTAG | MSH4BF048KA | HP | Split System: Heat Pump with Remote Outdoor Unit-Air-Source | T4BF-048KA |  | C6B(A,H)-X48(C,U)-C | 12.5 | 15 | 8.5 | Yes | Yes | 2011-02-08 |  | 1
FALSE | T4BF-048KA | 1876 | 3868230 | MAYTAG | MSH4BF048KA | HP | Split System: Heat Pump with Remote Outdoor Unit-Air-Source | T4BF-048KA |  | C6B(A,H)-X48(C,U)-C | 12.5 | 15 | 8.5 | Yes | Yes | 2011-02-08 |  | 1
FALSE | T4BF-048KA | 1876 | 3868231 | MAYTAG | MSH4BF048KA | HP | Split System: Heat Pump with Remote Outdoor Unit-Air-Source | T4BF-048KA |  | C6B(A,H)-X48(C,U)-C | 12.5 | 16 | 9 | Yes | Yes | 2011-02-08 |  | 1
FALSE | T4BF-048KA | 1876 | 3868361 | WESTINGHOUSE | ET4BF-048KA | HP | Split System: Heat Pump with Remote Outdoor Unit-Air-Source | T4BF-048KA |  | C6B(A,H)-F60(C,U)-C+TXV-X4.0 | 12.5 | 15 | 8.5 | Yes | Yes | 2011-02-08 |  | 1
FALSE | T4BF-048KA | 1876 | 3868362 | WESTINGHOUSE | ET4BF-048KA | HP | Split System: Heat Pump with Remote Outdoor Unit-Air-Source | T4BF-048KA |  | C6B(A,H)-F60(C,U)-C+TXV-X4.0 | 12.5 | 15 | 8.5 | Yes | Yes | 2011-02-08 |  | 1
FALSE | T4BF-048KA | 1876 | 3868363 | WESTINGHOUSE | ET4BF-048KA | HP | Split System: Heat Pump with Remote Outdoor Unit-Air-Source | T4BF-048KA |  | C6B(A,H)-F60(C,U)-C+TXV-X4.0 | 12.5 | 15 | 8.5 | Yes | Yes | 2011-02-08 |  | 1
FALSE | T4BF-048KA | 1876 | 3868364 | WESTINGHOUSE | ET4BF-048KA | HP | Split System: Heat Pump with Remote Outdoor Unit-Air-Source | T4BF-048KA |  | C6B(A,H)-X48(C,U)-C | 12.5 | 15 | 8.5 | Yes | Yes | 2011-02-08 |  | 1
FALSE | T4BF-048KA | 1876 | 3868365 | WESTINGHOUSE | ET4BF-048KA | HP | Split System: Heat Pump with Remote Outdoor Unit-Air-Source | T4BF-048KA |  | C6B(A,H)-X48(C,U)-C | 12.5 | 15 | 8.5 | Yes | Yes | 2011-02-08 |  | 1
FALSE | T4BF-048KA | 1876 | 3868366 | WESTINGHOUSE | ET4BF-048KA | HP | Split System: Heat Pump with Remote Outdoor Unit-Air-Source | T4BF-048KA |  | C6B(A,H)-X48(C,U)-C | 12.5 | 15 | 8.5 | Yes | Yes | 2011-02-08 |  | 1
FALSE | 15PJL18 | 13 | 3878535 | RHEEM SALES COMPANY, INC. | 14PJM18 | HP | Split System: Heat Pump with Remote Outdoor Unit-Air-Source | 14PJM18 |  | RCFL-H*2417 | 12 | 14.5 | 8.2 | Yes | Yes | 2011-01-22 |  | Below V5.0 Req.
FALSE | 15PJL18 | 13 | 3878536 | RHEEM SALES COMPANY, INC. | 14PJM18 | HP | Split System: Heat Pump with Remote Outdoor Unit-Air-Source | 14PJM18 |  | RCFL-H*2417 | 12 | 14.5 | 8.2 | Yes | Yes | 2011-01-22 |  | Below V5.0 Req.
FALSE | 15PJL18 | 13 | 3878537 | RHEEM SALES COMPANY, INC. | 14PJM18 | HP | Split System: Heat Pump with Remote Outdoor Unit-Air-Source | 14PJM18 |  | RCFL-H*2417 | 12 | 14.5 | 8.2 | Yes | Yes | 2011-01-22 |  | Below V5.0 Req.
FALSE | 15PJL18 | 13 | 3878538 | RHEEM SALES COMPANY, INC. | 14PJM18 | HP | Split System: Heat Pump with Remote Outdoor Unit-Air-Source | 14PJM18 |  | RCFL-H*2417 | 12 | 14.5 | 8.2 | Yes | Yes | 2011-01-22 |  | Below V5.0 Req.
FALSE | 14PJM24 | 3122 | 3878623 | RUUD AIR CONDITIONING DIVISION | 14PJM24 | HP | Split System: Heat Pump with Remote Outdoor Unit-Air-Source | 14PJM24 |  | RCFL-H*2417 | 12 | 14.5 | 8.5 | Yes | Yes | 2011-03-08 |  | 0
FALSE | 14PJM24 | 3122 | 3878624 | RHEEM SALES COMPANY, INC. | 14PJM24 | HP | Split System: Heat Pump with Remote Outdoor Unit-Air-Source | 14PJM24 |  | RCFL-H*2417 | 12 | 14.5 | 8.5 | Yes | Yes | 2011-03-08 |  | 0
FALSE | 14PJM24 | 3122 | 3878625 | WEATHERKING AIR CONDITIONING DIVISION | 14PJM24 | HP | Split System: Heat Pump with Remote Outdoor Unit-Air-Source | 14PJM24 |  | RCFL-H*2417 | 12 | 14.5 | 8.5 | Yes | Yes | 2011-03-08 |  | 0
FALSE | 14PJM30 | 27 | 3878630 | RUUD AIR CONDITIONING DIVISION | 14PJM30 | HP | Split System: Heat Pump with Remote Outdoor Unit-Air-Source | 14PJM30 |  | RCFL-H*3621 | 12 | 14.5 | 9 | Yes | Yes | 2011-03-08 |  | 0
FALSE | 14PJM30 | 27 | 3878631 | RHEEM SALES COMPANY, INC. | 14PJM30 | HP | Split System: Heat Pump with Remote Outdoor Unit-Air-Source | 14PJM30 |  | RCFL-H*3621 | 12 | 14.5 | 9 | Yes | Yes | 2011-03-08 |  | 0
FALSE | 14PJM30 | 27 | 3878640 | RUUD AIR CONDITIONING DIVISION | 14PJM30 | HP | Split System: Heat Pump with Remote Outdoor Unit-Air-Source | 14PJM30 |  | RCFL-H*3621 | 12 | 14.5 | 9 | Yes | Yes | 2011-03-08 |  | 0
FALSE | 14PJM30 | 27 | 3878641 | RHEEM SALES COMPANY, INC. | 14PJM30 | HP | Split System: Heat Pump with Remote Outdoor Unit-Air-Source | 14PJM30 |  | RCFL-H*3621 | 12 | 14.5 | 9 | Yes | Yes | 2011-03-08 |  | 0
FALSE | 14PJM30 | 27 | 3878642 | RUUD AIR CONDITIONING DIVISION | 14PJM30 | HP | Split System: Heat Pump with Remote Outdoor Unit-Air-Source | 14PJM30 |  | RCFL-H*3621 | 12 | 14.5 | 8.5 | Yes | Yes | 2011-03-08 |  | 0
FALSE | 14PJM30 | 27 | 3878643 | RHEEM SALES COMPANY, INC. | 14PJM30 | HP | Split System: Heat Pump with Remote Outdoor Unit-Air-Source | 14PJM30 |  | RCFL-H*3621 | 12 | 14.5 | 8.5 | Yes | Yes | 2011-03-08 |  | 0
FALSE | 14PJM30 | 27 | 3878647 | RUUD AIR CONDITIONING DIVISION | 14PJM30 | HP | Split System: Heat Pump with Remote Outdoor Unit-Air-Source | 14PJM30 |  | RCFL-H*3621 | 12 | 14.5 | 8.5 | Yes | Yes | 2011-03-08 |  | 0
FALSE | 14PJM30 | 27 | 3878648 | RHEEM SALES COMPANY, INC. | 14PJM30 | HP | Split System: Heat Pump with Remote Outdoor Unit-Air-Source | 14PJM30 |  | RCFL-H*3621 | 12 | 14.5 | 8.5 | Yes | Yes | 2011-03-08 |  | 0
FALSE | 14PJM30 | 27 | 3878649 | WEATHERKING AIR CONDITIONING DIVISION | 14PJM30 | HP | Split System: Heat Pump with Remote Outdoor Unit-Air-Source | 14PJM30 |  | RCFL-H*3621 | 12 | 14.5 | 8.5 | Yes | Yes | 2011-03-08 |  | 0
FALSE | 14PJM30 | 27 | 3878650 | RUUD AIR CONDITIONING DIVISION | 14PJM30 | HP | Split System: Heat Pump with Remote Outdoor Unit-Air-Source | 14PJM30 |  | RCFL-H*3621 | 12 | 14.5 | 8.5 | Yes | Yes | 2011-03-08 |  | 0
FALSE | 14PJM30 | 27 | 3878651 | RHEEM SALES COMPANY, INC. | 14PJM30 | HP | Split System: Heat Pump with Remote Outdoor Unit-Air-Source | 14PJM30 |  | RCFL-H*3621 | 12 | 14.5 | 8.5 | Yes | Yes | 2011-03-08 |  | 0
FALSE | 14PJM30 | 27 | 3878652 | WEATHERKING AIR CONDITIONING DIVISION | 14PJM30 | HP | Split System: Heat Pump with Remote Outdoor Unit-Air-Source | 14PJM30 |  | RCFL-H*3621 | 12 | 14.5 | 8.5 | Yes | Yes | 2011-03-08 |  | 0
FALSE | 14PJM36 | 3141 | 3878657 | RUUD AIR CONDITIONING DIVISION | 14PJM36 | HP | Split System: Heat Pump with Remote Outdoor Unit-Air-Source | 14PJM36 |  | RCFL-H*3621 | 12 | 14.5 | 8.5 | Yes | Yes | 2011-03-08 |  | 0
FALSE | 14PJM36 | 3141 | 3878658 | RHEEM SALES COMPANY, INC. | 14PJM36 | HP | Split System: Heat Pump with Remote Outdoor Unit-Air-Source | 14PJM36 |  | RCFL-H*3621 | 12 | 14.5 | 8.5 | Yes | Yes | 2011-03-08 |  | 0
FALSE | 14PJM36 | 3141 | 3878667 | RUUD AIR CONDITIONING DIVISION | 14PJM36 | HP | Split System: Heat Pump with Remote Outdoor Unit-Air-Source | 14PJM36 |  | RCFL-H*3621 | 12 | 14.5 | 8.5 | Yes | Yes | 2011-03-08 |  | 0
FALSE | 14PJM36 | 3141 | 3878668 | RHEEM SALES COMPANY, INC. | 14PJM36 | HP | Split System: Heat Pump with Remote Outdoor Unit-Air-Source | 14PJM36 |  | RCFL-H*3621 | 12 | 14.5 | 8.5 | Yes | Yes | 2011-03-08 |  | 0
FALSE | 14PJM36 | 3141 | 3878669 | RUUD AIR CONDITIONING DIVISION | 14PJM36 | HP | Split System: Heat Pump with Remote Outdoor Unit-Air-Source | 14PJM36 |  | RCFL-H*3621 | 12 | 14.5 | 8.5 | Yes | Yes | 2011-03-08 |  | 0
FALSE | 14PJM36 | 3141 | 3878670 | RHEEM SALES COMPANY, INC. | 14PJM36 | HP | Split System: Heat Pump with Remote Outdoor Unit-Air-Source | 14PJM36 |  | RCFL-H*3621 | 12 | 14.5 | 8.5 | Yes | Yes | 2011-03-08 |  | 0
FALSE | 14PJM36 | 3141 | 3878677 | RUUD AIR CONDITIONING DIVISION | 14PJM36 | HP | Split System: Heat Pump with Remote Outdoor Unit-Air-Source | 14PJM36 |  | RCFL-H*3621 | 12 | 14.5 | 8.5 | Yes | Yes | 2011-03-08 |  | 0
FALSE | 14PJM36 | 3141 | 3878678 | RHEEM SALES COMPANY, INC. | 14PJM36 | HP | Split System: Heat Pump with Remote Outdoor Unit-Air-Source | 14PJM36 |  | RCFL-H*3621 | 12 | 14.5 | 8.5 | Yes | Yes | 2011-03-08 |  | 0
FALSE | 14PJM36 | 3141 | 3878679 | WEATHERKING AIR CONDITIONING DIVISION | 14PJM36 | HP | Split System: Heat Pump with Remote Outdoor Unit-Air-Source | 14PJM36 |  | RCFL-H*3621 | 12 | 14.5 | 8.5 | Yes | Yes | 2011-03-08 |  | 0
FALSE | YHJD36S44S4 | 2691 | 3886163 | YORK BY JOHNSON CONTROLS | YHJD36S44S4 | HP | Split System: Heat Pump with Remote Outdoor Unit-Air-Source | YHJD36S44S4 |  | F6FP042+TXV | 12 | 14.5 | 8.2 | Yes | Yes | 2011-01-22 |  | Below V5.0 Req.
FALSE | YHJD42S44S4 | 2660 | 3886180 | YORK BY JOHNSON CONTROLS | YHJD42S43S4 | HP | Split System: Heat Pump with Remote Outdoor Unit-Air-Source | YHJD42S43S4 |  | AHX48 | 12 | 14.5 | 8.2 | Yes | Yes | 2011-01-22 |  | Below V5.0 Req.
FALSE | YHJD42S44S4 | 2660 | 3886181 | YORK BY JOHNSON CONTROLS | YHJD42S43S4 | HP | Split System: Heat Pump with Remote Outdoor Unit-Air-Source | YHJD42S43S4 |  | AHX48+TXV | 12 | 14.5 | 8.2 | Yes | Yes | 2011-01-22 |  | Below V5.0 Req.