## Qualified Product List
Previously Certified ENERGY STAR Commercial Ice Makers - Version 2 Criteria
List Posted Prior to Version 3 Effective Date on January 28, 2018
PD_ID | ENERGY STAR Partner | Brand Name | Model Name | Model Number | Additional Model Information | Equipment Type | Ice Type | Harvest Rate (lbs ice/day) | Energy Use (kWh/100 lbs ice) | Refrigerant Type | Potable Water Use (gal/100 lbs ice) | Ice Hardness Factor | Connected Functionality | Communication Standard - Media/Network Layer | Communication Standard - Application Layer | Direct on-premises Open-standard Based Interconnection | Demand Response Summary | Condenser Unit Model Number (if applicable) | Date Available on Market | Date Qualified | Markets | ENERGY STAR Model Identifier
2238876 | Asbury Foodservice | BERG | Ice Maker | BC50 |  | Self Contained Unit | Batch | 50 | 12.2 |  | 13.8 | 100 | [6 empty] | 2013-01-15 | 2015-02-28 | United States, Canada | ES_1096444_BC50_05082015054816_4096580
2238879 | Asbury Foodservice | BERG | Ice Maker | BC50-O |  | Self Contained Unit | Batch | 50 | 12.2 |  | 13.8 | 100 | [6 empty] | 2013-01-15 | 2015-02-28 | United States, Canada | ES_1096444_BC50-O_05082015054834_4114356
2238877 | Asbury Foodservice | Centaur Plus | Ice Maker | CIM50 |  | Self Contained Unit | Batch | 50 | 12.2 |  | 13.8 | 100 | [6 empty] | 2013-01-15 | 2015-02-28 | United States, Canada | ES_1096444_CIM50_05082015054907_4147183
2238880 | Asbury Foodservice | Centaur Plus | Ice Maker | CIM50-O |  | Self Contained Unit | Batch | 50 | 12.2 |  | 13.8 | 100 | [6 empty] | 2013-01-15 | 2015-02-28 | United States, Canada | ES_1096444_CIM50-O_05082015054920_4160062
2238875 | Asbury Foodservice | CENTRAL RESTAURANT PRODUCTS | Ice Maker | 69K-080 |  | Self Contained Unit | Batch | 50 | 12.2 |  | 13.8 | 100 | [6 empty] | 2013-01-15 | 2015-02-28 | United States, Canada | ES_1096444_69K-080_05082015054756_4076332
2238878 | Asbury Foodservice | MAXX ICE | Ice Maker | MIM50 |  | Self Contained Unit | Batch | 50 | 12.2 |  | 13.8 | 100 | [6 empty] | 2013-01-15 | 2015-02-28 | United States, Canada | ES_1096444_MIM50_05082015054933_4173241
2238881 | Asbury Foodservice | MAXX ICE | Ice Maker | MIM50-O |  | Self Contained Unit | Batch | 50 | 12.2 |  | 13.8 | 100 | [6 empty] | 2013-01-15 | 2015-02-28 | United States, Canada | ES_1096444_MIM50-O_05082015054946_4186286
2238198 | Asbury Foodservice | MAXX ICE | Ice Maker | MIM50V |  | Self Contained Unit | Batch | 50 | 12.2 |  | 13.8 | 100 | [6 empty] | 2013-01-15 | 2015-02-28 | United States, Canada | ES_1096444_MIM50V_04292015111726_6246750
2272354 | Blaze Outdoor Products | BLAZE | Ice Maker | BLZ-ICEMKR-50GR |  | Self Contained Unit | Batch | 50 | 12.2 |  | 13.8 | 100 | [6 empty] | 2016-03-30 | 2016-07-14 | United States | ES_1130820_BLZ-ICEMKR-50GR_07142016064439_8679210
2266848 | Blue Air Commercial Refrigeration, Inc | Blue Ice | BLUI-150A | BLUI-150A |  | Self Contained Unit | Batch | 122 | 8.32 |  | 14 | 100 | [6 empty] | 2015-03-25 | 2016-05-17 | United States | ES_1062560_BLUI-150A_05172016061045_5445908
2290771 | Blue Air Commercial Refrigeration, Inc | Blue Ice | BLMI-300A | BLMI-300A |  | Ice Making Head | Batch | 242 | 6.97 |  | 13.2 | 100 | [6 empty] | 2017-04-01 | 2017-02-15 | United States | ES_1062560_BLMI-300A_02162017022600_1960807
2298764 | Blue Air Commercial Refrigeration, Inc | Blue Ice | BLUI-250A | BLUI-250A |  | Self Contained Unit | Batch | 204 | 7.76 |  | 16.7 | 100 | [6 empty] | 2017-03-31 | 2017-01-04 | United States | ES_1062560_BLUI-250A_01042017064512_2312949
2287600 | Daeyeong E&B Co., Ltd. | Daeyeong E&B | LUI-250A | LUI-250A |  | Self Contained Unit | Batch | 204 | 7.76 |  | 16.7 | 100 | [6 empty] | 2017-02-01 | 2017-01-04 | United States | ES_1113806_LUI-250A_01042017063127_1487344
2290769 | Daeyeong E&B Co., Ltd. | Daeyeong E&B | LMI-300A | LMI-300A |  | Ice Making Head | Batch | 242 | 6.97 |  | 13.2 | 100 | [6 empty] | 2017-02-01 | 2017-02-15 | United States | ES_1113806_LMI-300A_02162017014607_9567039
2301948 | Daeyeong E&B Co., Ltd. | Daeyeong E&B | LUI-150A | LUI-150A |  | Self Contained Unit | Batch | 122 | 8.32 |  | 14 | 100 | [6 empty] | 2015-03-25 | 2015-03-18 | United States | ES_1113806_LUI-150A_08092017051045_5445125
2301949 | Daeyeong E&B Co., Ltd. | Daeyeong E&B | LUI-250A | LUI-250A |  | Self Contained Unit | Batch | 204 | 7.76 |  | 16.7 | 100 | [6 empty] | 2017-03-31 | 2017-01-04 | United States | ES_1113806_LUI-250A_08092017051107_5467289
2301950 | Daeyeong E&B Co., Ltd. | Daeyeong E&B | LMI-300A | LMI-300A |  | Ice Making Head | Batch | 242 | 6.97 |  | 13.2 | 100 | [6 empty] | 2017-02-01 | 2017-02-15 | United States | ES_1113806_LMI-300A_08092017051128_5488314
2234855 | Daeyeong E&B Co., Ltd. | DAEYEONG E & B | LUI-150A | LUI-150A |  | Self Contained Unit | Batch | 122 | 8.32 |  | 14 | 100 | [6 empty] | 2015-03-25 | 2015-03-18 | United States | ES_1113806_LUI-150A_03192015045942_1182591
2209970 | Felix Storch, Inc. | Summit | Ice Maker | BIM44 G |  | Self Contained Unit | Batch | 50 | 12.2 |  | 13.8 | 100 | [6 empty] | 2013-01-15 | 2014-05-06 | United States, Canada | ES_92282_BIM44 G_05062014084817_6097241
2168544 | Follett Corporation | Follett | HCC700A | HCC700ABT | HCC700A,HCC700ABS,; HCC700A,HCC700AHS,; HCC700A,HCC700AHT,; HCC700A,HCC700AJS,; HCC700A,HCC700AVS,; HCC700A,HMC700ABS,; HCC700A,HMC700ABT,; HCC700A,HMC700AHS,; HCC700A,HMC700AHT,; HCC700A,HMC700AJS,; HCC700A,HMC700AVS, | Ice Making Head | Continuous | 474 | 5.61 |  | 12 | 87 | [5 empty] | NA | 2012-11-01 | 2013-01-11 | United States | ES_1045828_HCC700ABT_01102013085435_8519403
2168545 | Follett Corporation | Follett | HCD700A | HCD700ABT | HCD700A,HCD700ABS,; HCD700A,HCD700AHS,; HCD700A,HCD700AHT,; HCD700A,HCD700AJS,; HCD700A,HCD700AVS,; HCD700A,HMD700ABS,; HCD700A,HMD700ABT,; HCD700A,HMD700AHS,; HCD700A,HMD700AHT,; HCD700A,HMD700AJS,; HCD700A,HMD700AVS, | Ice Making Head | Continuous | 498 | 5.81 |  | 12 | 85 | [5 empty] | NA | 2012-11-01 | 2013-01-11 | United States | ES_1045828_HCD700ABT_01112013101727_3715478
2168608 | Follett Corporation | Follett | HCD1650R | HCD1650RBT | HCD1650R,HCD1650RBS,; HCD1650R,HCD1650RHS,; HCD1650R,HCD1650RHT,; HCD1650R,HCD1650RJS,; HCD1650R,HCD1650RMS,; HCD1650R,HCD1650RVS,; HCD1650R,HMD1650RBS,; HCD1650R,HMD1650RBT,; HCD1650R,HMD1650RHS,; HCD1650R,HMD1650RHT,; HCD1650R,HMD1650RJS,; HCD1650R,HMD1650RMS,; HCD1650R,HMD1650RVS, | Remote Condensing Unit | Continuous | 1284 | 5.24 |  | 12 | 90 | [5 empty] | AVA9522ZXNHN | 2012-04-01 | 2013-01-11 | United States | ES_1045828_HCD1650RBT, HCD1650RBS, HCD1650RVS, HCD1650RHT, HCD1650RHS, HCD1650RJS, HCD1650RMS, HMD1650RBT, HMD1650RBS, HMD1650RVS, HMD1650RHT, HMD1650RHS, HMD1650RJS, HMD1650RMS_01112013121032_2018243
2178806 | Follett Corporation | Follett | HCD1650N | HCD1650NBT | HCD1650N,HCD1650NBS,; HCD1650N,HCD1650NHS,; HCD1650N,HCD1650NHT,; HCD1650N,HCD1650NJS,; HCD1650N,HCD1650NMS,; HCD1650N,HCD1650NVS,; HCD1650N,HMD1650NBS,; HCD1650N,HMD1650NBT,; HCD1650N,HMD1650NHS,; HCD1650N,HMD1650NHT,; HCD1650N,HMD1650NJS,; HCD1650N,HMD1650NMS,; HCD1650N,HMD1650NVS, | Remote Condensing Unit | Continuous | 1284 | 5.24 |  | 12 | 90 | [5 empty] | AVA9522ZXNHN | 2013-04-01 | 2013-01-11 | United States | ES_1045828_HCD1650NBT_04092013105301_8392297
2190917 | Follett Corporation | Follett | HCD700RBT | HCD700RBT | ,HCD700NBS,; ,HCD700NBT,; ,HCD700NHS,; ,HCD700NHT,; ,HCD700NJS,; ,HCD700NMS,; ,HCD700NVS,; ,HCD700RBS,; ,HCD700RHS,; ,HCD700RHT,; ,HCD700RJS,; ,HCD700RMS,; ,HCD700RVS,; ,HMD700NBS,; ,HMD700NBT,; ,HMD700NHS,; ,HMD700NHT,; ,HMD700NJS,; ,HMD700NMS,; ,HMD700NVS,; ,HMD700RBS,; ,HMD700RBT,; ,HMD700RHS,; ,HMD700RHT,; ,HMD700RJS,; ,HMD700RMS,; ,HMD700RVS, | Remote Condensing Unit | Continuous | 566 | 5.44 |  | 12 | 88 | [5 empty] | AKA9470ZXDHN | 2013-03-01 | 2013-09-06 | United States | ES_1045828_HCD700RBT_09062013135832_7227136
2193895 | Follett Corporation | Follett | HCF1650RBT | HCF1650RBT | ,HCF1650RBS,; ,HCF1650RHS,; ,HCF1650RHT,; ,HCF1650RJS,; ,HCF1650RMS,; ,HCF1650RVS,; ,HMF1650RBS,; ,HMF1650RBT,; ,HMF1650RHS,; ,HMF1650RHT,; ,HMF1650RJS,; ,HMF1650RMS,; ,HMF1650RVS, | Remote Condensing Unit | Continuous | 1441 | 4.14 |  | 12 | 89 | [5 empty] | AVA9522ZXTHN | 2013-01-01 | 2013-10-22 | United States | ES_1045828_HCF1650RBT_10282013172720_2692682
2225140 | Follett Corporation | Follett | 12CI425A | 12CI425A | ,12CI425A-LI,; ,12CI425A-SI, | Self Contained Unit | Continuous | 322 | 7.06 |  | 12 | 81 | [5 empty] | NA | 2014-10-01 | 2014-10-31 | United States | ES_1045828_12CI425A_10312014114916_9132806
2225141 | Follett Corporation | Follett | MCD425A | MCD425A | ,MCD425ABS,; ,MCD425ABT,; ,MCD425AHS,; ,MCD425AHT,; ,MCD425AVS, | Ice Making Head | Continuous | 351 | 6.06 |  | 12 | 84 | [5 empty] | NA | 2014-10-01 | 2014-10-31 | United States | ES_1045828_MCD425A_10312014102231_7423364
2225689 | Follett Corporation | Follett | 25/50CI425A | 25/50CI425A | ,25CI425A-LI,; ,25CI425A-SI,; ,25HI425-SI,; ,25HI425A-SI-NDP,; ,50CI425A-LI,; ,50CI425A-SI,; ,50HI425-SI,; ,50HI425A-SI-NDP, | Self Contained Unit | Continuous | 327 | 6.85 |  | 12 | 81 | [5 empty] | NA | 2014-10-01 | 2014-10-31 | United States | ES_1045828_25/50CI425A_10312014115131_3360406
2225690 | Follett Corporation | Follett | 110CT/FB425A | 110CT/FB425A | ,110CT425A,; ,110CT425A-LI,; ,110CT425A-SI,; ,110FB425A,; ,110FB425A-LI,; ,110FB425A-SI, | Self Contained Unit | Continuous | 333 | 7.2 |  | 12 | 79 | [5 empty] | NA | 2014-10-01 | 2014-10-31 | United States | ES_1045828_110CT/FB425A_10312014115333_4398462
2239370 | Follett Corporation | Follett | UMD425A80 | UMD425A80 |  | Self Contained Unit | Continuous | 319 | 6.17 |  | 12 | 84 | [5 empty] | N/A | 2015-05-01 | 2015-05-14 | United States | ES_1045828_UMD425A80_05122015094413_9530450
2239371 | Follett Corporation | Follett | MFD425A | MFD425A |  | Ice Making Head | Continuous | 521 | 6.23 |  | 12 | 47 | [5 empty] | N/A | 2015-05-01 | 2015-05-14 | United States | ES_1045828_MFD425A_05122015094458_2811548
2243452 | Follett Corporation | Follett | UFD425A80 | UFD425A80 |  | Self Contained Unit | Continuous | 502 | 6.39 |  | 12 | 43 | [5 empty] | NA | 2015-05-01 | 2015-07-17 | United States | ES_1045828_UFD425A80_07162015135434_5318872
2263602 | Follett Corporation | Follett | HCC1010A | HCC1010A | ,HCC1010ABS,; ,HCC1010ABT,; ,HCC1010AHS,; ,HCC1010AHT,; ,HCC1010AJS,; ,HCC1010AMS,; ,HCC1010APS,; ,HCC1010AVS,; ,HMC1010ABS,; ,HMC1010ABT,; ,HMC1010AHS,; ,HMC1010AHT,; ,HMC1010AJS,; ,HMC1010AVS, | Ice Making Head | Continuous | 770 | 5.18 |  | 12 | 90.7 | [5 empty] | NA | 2016-04-15 | 2016-04-01 | United States | ES_1045828_HCC1010A_03112016151045_1100274
2263606 | Follett Corporation | Follett | HCC1410A | HCC1410A | ,HCC1410ABS,; ,HCC1410ABT,; ,HCC1410AHS,; ,HCC1410AHT,; ,HCC1410AJS,; ,HCC1410AMS,; ,HCC1410APS, HCC1410AVS,; ,HMC1410ABS, HMC1410ABT,; ,HMC1410AHS,; ,HMC1410AHT,; ,HMC1410AJS,; ,HMC1410AVS, | Ice Making Head | Continuous | 1110 | 5.24 |  | 12 | 90.03 | [5 empty] | NA | 2016-04-15 | 2016-04-01 | United States | ES_1045828_HCC1410A_03172016135044_1168176
2265581 | Follett Corporation | Follett | HCF1010RBS | HCF1010RBS | ,HCF1010RBT,; ,HCF1010RHS,; ,HCF1010RHT,; ,HCF1010RJS,; ,HCF1010RMS,; ,HCF1010RPS,; ,HCF1010RVS,; ,HMF1010RBS,; ,HMF1010RBT,; ,HMF1010RHS,; ,HMF1010RHT,; ,HMF1010RJS,; ,HMF1010RVS, | Remote Condensing Unit | Continuous | 770 | 3.88 |  | 12 | 90.2 | [5 empty] | AWA9490ZXTPN | 2016-04-28 | 2016-04-29 | United States | ES_1045828_HCF1010RBS_04282016174120_5693933
2265587 | Follett Corporation | Follett | HCD1010R | HCD1010R | ,HCD1010RBS,; ,HCD1010RBT,; ,HCD1010RHS,; ,HCD1010RHT,; ,HCD1010RJS,; ,HCD1010RMS,; ,HCD1010RPS,; ,HCD1010RVS,; ,HMD1010R,; ,HMD1010RBS,; ,HMD1010RBT,; ,HMD1010RHS,; ,HMD1010RHT,; ,HMD1010RJS,; ,HMD1010RVS, | Remote Condensing Unit | Continuous | 791 | 5.06 |  | 12 | 90.4 | [5 empty] | AJA7490ZXDPN | 2016-04-15 | 2016-04-29 | United States | ES_1045828_HCD1010R_04282016150555_5181238
2265588 | Follett Corporation | Follett | HCF1410RBS | HCF1410RBS | ,HCF1410RBT,; ,HCF1410RHS,; ,HCF1410RHT,; ,HCF1410RJS,; ,HCF1410RMS,; ,HCF1410RPS,; ,HCF1410RVS,; ,HMF1410RBS,; ,HMF1410RBT,; ,HMF1410RHS,; ,HMF1410RHT,; ,HMF1410RJS,; ,HMF1410RVS, | Remote Condensing Unit | Continuous | 1156 | 3.26 |  | 12 | 90.4 | [5 empty] | AWA9516ZXDPN | 2016-04-28 | 2016-04-29 | United States | ES_1045828_HCF1410RBS_04282016165738_8102075
2265592 | Follett Corporation | Follett | HCD1410R | HCD1410R | ,HCD1410RBS,; ,HCD1410RBT,; ,HCD1410RHS,; ,HCD1410RHT,; ,HCD1410RJS,; ,HCD1410RMS,; ,HCD1410RPS,; ,HCD1410RVS,; ,HMD1410R,; ,HMD1410RBS,; ,HMD1410RBT,; ,HMD1410RHS,; ,HMD1410RHT,; ,HMD1410RJS,; ,HMD1410RVS, | Remote Condensing Unit | Continuous | 1102 | 5.00 |  | 12 | 90.7 | [5 empty] | AWA9516ZXDPN | 2016-04-28 | 2016-04-29 | United States | ES_1045828_HCD1410R_04282016144402_8204767
2289052 | Follett Corporation | Follett | 7CI100A | 7CI100A | ,7CI100A-NW,; ,7FS100A-NW,; ,7UC100A-NW,; ,7UD100A-NW, | Self Contained Unit | Continuous | 94 | 10.57 |  | 12 | 0.69 | [5 empty] | NA | 2017-01-01 | 2017-01-20 | United States | ES_1045828_7CI100A_01132017144041_1050378
2289053 | Follett Corporation | Follett | 15CI100A | 15CI100A | ,15CI100A-NW,; ,15FS100A-NW, | Self Contained Unit | Continuous | 95 | 9.64 |  | 12 | 0.72 | [5 empty] | NA | 2017-01-01 | 2017-01-20 | United States | ES_1045828_15CI100A_01192017134731_8655511
1941400 | Hoshizaki America, Inc. | Hoshizaki | F-801MAH | F-801MAH |  | Ice Making Head | Continuous | 568 | 5.55 |  | 12 | 72.2 | [6 empty] | 2010-10-14 | 2012-09-06 | United States, Canada | ES_1003024_5020516_09062012134943_6509575
1941403 | Hoshizaki America, Inc. | Hoshizaki | F-330BAH | F-330BAH |  | Self Contained Unit | Continuous | 238 | 7.56 |  | 12 | 75.4 | [6 empty] | 2007-10-01 | 2012-09-06 | United States, Canada | ES_1003024_5020515_09062012134946_8493013
1941404 | Hoshizaki America, Inc. | Hoshizaki | F-500BAF | F-500BAF |  | Self Contained Unit | Continuous | 358 | 7.71 |  | 12 | 72.6 | [6 empty] | 2010-11-01 | 2012-09-06 | United States, Canada | ES_1003024_5020517_09062012134947_6689010
1941405 | Hoshizaki America, Inc. | Hoshizaki | F-300BAF | F-300BAF |  | Self Contained Unit | Continuous | 230 | 8.86 |  | 12 | 69.8 | [6 empty] | 2001-09-01 | 2012-09-06 | United States, Canada | ES_1003024_5020514_09062012134946_2872832
2173734 | Hoshizaki America, Inc. | Hoshizaki | KM-61BAH | KM-61BAH |  | Self Contained Unit | Batch | 50 | 10.6 |  | 20.6 | 100 | [6 empty] | 2010-12-05 | 2013-02-25 | United States, Canada | ES_1003024_02252013160422_5063503
2173739 | Hoshizaki America, Inc. | Hoshizaki | KM-101BAH | KM-101BAH |  | Self Contained Unit | Batch | 88 | 9.4 |  | 23 | 100 | [6 empty] | 2010-12-05 | 2013-02-25 | United States, Canada | ES_1003024_02252013160422_4806472
2173740 | Hoshizaki America, Inc. | Hoshizaki | KM-151BAH | KM-151BAH |  | Self Contained Unit | Batch | 121 | 8.4 |  | 17.8 | 100 | [6 empty] | 2010-12-05 | 2013-02-25 | United States, Canada | ES_1003024_02252013160422_8693971
2173741 | Hoshizaki America, Inc. | Hoshizaki | KM-201BAH | KM-201BAH |  | Self Contained Unit | Batch | 165 | 7.5 |  | 22 | 100 | [6 empty] | 2010-11-28 | 2013-02-25 | United States, Canada | ES_1003024_02252013160422_4970592
2173742 | Hoshizaki America, Inc. | Hoshizaki | KM-260BAH | KM-260BAH |  | Self Contained Unit | Batch | 200 | 7.6 |  | 20.3 | 100 | [6 empty] | 2010-11-28 | 2013-02-25 | United States, Canada | ES_1003024_02252013160422_9981290
2173743 | Hoshizaki America, Inc. | Hoshizaki | F-330BAH-C | F-330BAH-C |  | Self Contained Unit | Continuous | 222 | 7.99 |  | 12 | 84.5 | [6 empty] | 2008-02-01 | 2013-02-25 | United States, Canada | ES_1003024_02252013160422_4839251
2173745 | Hoshizaki America, Inc. | Hoshizaki | KML-451MAH | KML-451MAH |  | Ice Making Head | Batch | 349 | 6.1 |  | 18 | 100 | [6 empty] | 2009-09-10 | 2013-02-25 | United States, Canada | ES_1003024_02252013160422_4930030
2173747 | Hoshizaki America, Inc. | Hoshizaki | IM-500SAA | IM-500SAA |  | Ice Making Head | Batch | 435 | 5.45 |  | 19.8 | 100 | [6 empty] | 2012-10-02 | 2013-02-25 | United States, Canada | ES_1003024_02252013160422_1995630
2173748 | Hoshizaki America, Inc. | Hoshizaki | DKM-500BAH | DKM-500BAH |  | Self Contained Unit | Batch | 436 | 6.53 |  | 22.4 | 100 | [6 empty] | 2006-10-20 | 2013-02-25 | United States, Canada | ES_1003024_02252013160423_5651871
2173749 | Hoshizaki America, Inc. | Hoshizaki | KM-600MAH | KM-600MAH |  | Ice Making Head | Batch | 503 | 5.66 |  | 19.7 | 100 | [6 empty] | 2009-09-21 | 2013-02-25 | United States, Canada | ES_1003024_02252013160423_4337503
2173750 | Hoshizaki America, Inc. | Hoshizaki | F-801MAH-C | F-801MAH-C |  | Ice Making Head | Continuous | 531 | 5.52 |  | 12 | 80.8 | [6 empty] | 2004-02-01 | 2013-02-25 | United States, Canada | ES_1003024_02252013160423_9207048
2173751 | Hoshizaki America, Inc. | Hoshizaki | KM-650MAH | KM-650MAH |  | Ice Making Head | Batch | 562 | 5.51 |  | 18 | 100 | [6 empty] | 2010-09-17 | 2013-02-25 | United States, Canada | ES_1003024_02252013160423_6761263
2173754 | Hoshizaki America, Inc. | Hoshizaki | KM-1301SAH3 | KM-1301SAH3 |  | Ice Making Head | Batch | 1159 | 4.6 |  | 15.6 | 100 | [6 empty] | 2009-01-09 | 2013-02-25 | United States, Canada | ES_1003024_02252013160423_2865782
2173755 | Hoshizaki America, Inc. | Hoshizaki | KM-1301SRH3 | KM-1301SRH3 |  | Remote Condensing Unit | Batch | 1197 | 4.3 |  | 16 | 100 | [5 empty] | URC-14F | 2009-01-09 | 2013-02-25 | United States, Canada | ES_1003024_02252013160423_9449991
2173756 | Hoshizaki America, Inc. | Hoshizaki | KM-1301SRH | KM-1301SRH |  | Remote Condensing Unit | Batch | 1222 | 4.1 |  | 16.6 | 100 | [5 empty] | URC-14F | 2009-01-09 | 2013-02-25 | United States, Canada | ES_1003024_02252013160423_1683322
2173757 | Hoshizaki America, Inc. | Hoshizaki | KM-1340MRH | KM-1340MRH |  | Remote Condensing Unit | Batch | 1251 | 4.5 |  | 18.3 | 100 | [5 empty] | URC-14F | 2006-02-25 | 2013-02-25 | United States, Canada | ES_1003024_02252013160423_8125309
2173758 | Hoshizaki America, Inc. | Hoshizaki | KM-1601MRH3 | KM-1601MRH3 |  | Remote Condensing Unit | Batch | 1391 | 4.55 |  | 19.2 | 100 | [5 empty] | URC-22F | 2010-11-15 | 2013-02-25 | United States, Canada | ES_1003024_02252013160423_5136499
2173759 | Hoshizaki America, Inc. | Hoshizaki | KM-1900SAH | KM-1900SAH | KM-1900SAH-P,KM-1900SAH-P, | Ice Making Head | Batch | 1560 | 4.1 |  | 18.8 | 100 | [6 empty] | 2014-05-01 | 2013-02-25 | United States, Canada | ES_1003024_02252013160423_2060467
2173760 | Hoshizaki America, Inc. | Hoshizaki | KM-1900SAH3 | KM-1900SAH3 |  | Ice Making Head | Batch | 1530 | 4.1 |  | 17 | 100 | [6 empty] | 2009-02-05 | 2013-02-25 | United States, Canada | ES_1003024_02252013160423_9256436
2173761 | Hoshizaki America, Inc. | Hoshizaki | KM-1900SRH | KM-1900SRH |  | Remote Condensing Unit | Batch | 1640 | 4.09 |  | 20 | 100 | [5 empty] | URC-22F | 2011-04-02 | 2013-02-25 | United States, Canada | ES_1003024_02252013160423_7608694
2173762 | Hoshizaki America, Inc. | Hoshizaki | KMH-2000SRH | KMH-2000SRH |  | Remote Condensing Unit | Batch | 1694 | 3.8 |  | 18.1 | 100 | [5 empty] | URC-22F | 2010-08-20 | 2013-02-25 | United States, Canada | ES_1003024_02252013160423_4655193
2173763 | Hoshizaki America, Inc. | Hoshizaki | KMH-2000SRH3 | KMH-2000SRH3 |  | Remote Condensing Unit | Batch | 1675 | 3.7 |  | 16.8 | 100 | [5 empty] | URC-22F | 2010-08-20 | 2013-02-25 | United States, Canada | ES_1003024_02252013160423_4772825
2190061 | Hoshizaki America, Inc. | Hoshizaki | KMS-1122MLH | KMS-1122MLH |  | Remote Condensing Unit | Batch | 985 | 4.65 |  | 19.5 | 100 | [5 empty] | SRK-12H | 2013-04-01 | 2013-09-10 | United States, Canada | ES_1003024_09102013135501_6693807
2190062 | Hoshizaki America, Inc. | Hoshizaki | KMS-1122MLH | KMS-1122MLH |  | Remote Condensing Unit | Batch | 1000 | 4.6 |  | 19.5 | 100 | [5 empty] | SRK-12H3 | 2013-03-01 | 2013-09-10 | United States, Canada | ES_1003024_09102013135501_2073171
2206842 | Hoshizaki America, Inc. | Hoshizaki | C-101BAH | C-101BAH | C-101BAH-ADDS,C-101BAH-AD,C-101BAH-DS | Self Contained Unit | Continuous | 62 | 14.16 |  | 12 | 81.6 | [6 empty] | 2015-07-30 | 2014-03-26 | United States, Canada | ES_1003024_03262014105613_5568992
2206843 | Hoshizaki America, Inc. | Hoshizaki | C-101BAH-AD | C-101BAH-AD |  | Self Contained Unit | Continuous | 62 | 14.16 |  | 12 | 81.6 | [6 empty] | 2013-12-01 | 2014-03-26 | United States, Canada | ES_1003024_03262014105613_5884164
2206844 | Hoshizaki America, Inc. | Hoshizaki | C-101BAH-DS | C-101BAH-DS |  | Self Contained Unit | Continuous | 62 | 14.16 |  | 12 | 81.6 | [6 empty] | 2013-12-01 | 2014-03-26 | United States, Canada | ES_1003024_03262014105613_7049559
2206845 | Hoshizaki America, Inc. | Hoshizaki | C-101BAH-ADDS | C-101BAH-ADDS |  | Self Contained Unit | Continuous | 62 | 14.16 |  | 12 | 81.6 | [6 empty] | 2013-12-01 | 2014-03-26 | United States, Canada | ES_1003024_03262014105613_3621001
2206846 | Hoshizaki America, Inc. | Hoshizaki | KM-515MAH | KM-515MAH | KM-515MAH-P,KM-515MAH-P, | Ice Making Head | Batch | 450 | 5.9 |  | 18.5 | 100 | [6 empty] | 2014-05-01 | 2014-03-26 | United States, Canada | ES_1003024_03262014105613_1836627
2206847 | Hoshizaki America, Inc. | Hoshizaki | FD-650MAH-C | FD-650MAH-C |  | Ice Making Head | Continuous | 474 | 6.02 |  | 12 | 86 | [6 empty] | 2013-10-01 | 2014-03-26 | United States, Canada | ES_1003024_03262014105613_3507869
2223195 | Hoshizaki America, Inc. | Hoshizaki | KM-515MAH-P | KM-515MAH-P |  | Ice Making Head | Batch | 450 | 5.9 |  | 18.5 | 100 | [6 empty] | 2014-04-01 | 2014-10-23 | United States, Canada | ES_1003024_10232014115512_7293736
2223196 | Hoshizaki America, Inc. | Hoshizaki | FD-650MRH-C | FD-650MRH-C |  | Remote Condensing Unit | Continuous | 476 | 5.25 |  | 12 | 88 | [5 empty] | URC-5F | 2014-03-01 | 2014-10-23 | United States, Canada | ES_1003024_10232014115512_7800430
2223197 | Hoshizaki America, Inc. | Hoshizaki | FD-1001MAJ-C | FD-1001MAJ-C |  | Ice Making Head | Continuous | 677 | 5.39 |  | 12 | 85.9 | [6 empty] | 2014-10-01 | 2014-10-23 | United States, Canada | ES_1003024_10232014115512_4505594
2223198 | Hoshizaki America, Inc. | Hoshizaki | F-1001MAJ | F-1001MAJ |  | Ice Making Head | Continuous | 748 | 5.71 |  | 12 | 73.6 | [6 empty] | 2014-10-01 | 2014-10-23 | United States, Canada | ES_1003024_10232014115512_8400317
2223199 | Hoshizaki America, Inc. | Hoshizaki | F-1501MRH-C | F-1501MRH-C |  | Remote Condensing Unit | Continuous | 1064 | 5.36 |  | 12 | 76.2 | [5 empty] | URC-14F | 2014-05-01 | 2014-10-23 | United States, Canada | ES_1003024_10232014115512_4138763
2223200 | Hoshizaki America, Inc. | Hoshizaki | F-1501MAH | F-1501MAH |  | Ice Making Head | Continuous | 1110 | 5.48 |  | 12 | 66.6 | [6 empty] | 2014-05-01 | 2014-10-23 | United States, Canada | ES_1003024_10232014115512_6621498
2223201 | Hoshizaki America, Inc. | Hoshizaki | F-1501MRH | F-1501MRH |  | Remote Condensing Unit | Continuous | 1237 | 5.3 |  | 12 | 65.4 | [5 empty] | URC-14F | 2014-05-01 | 2014-10-23 | United States, Canada | ES_1003024_10232014115512_9242798
2223202 | Hoshizaki America, Inc. | Hoshizaki | KM-1900SAH-P | KM-1900SAH-P |  | Ice Making Head | Batch | 1560 | 4.1 |  | 18.8 | 100 | [6 empty] | 2014-04-01 | 2014-10-23 | United States, Canada | ES_1003024_10232014115512_5449634
2232225 | Hoshizaki America, Inc. | Hoshizaki | KMD-460MAH | KMD-460MAH |  | Ice Making Head | Batch | 387 | 5.48 |  | 18.9 | 100 | [6 empty] | 2015-01-09 | 2015-01-30 | United States, Canada | ES_1003024_01302015140107_7494890
2244438 | Hoshizaki America, Inc. | Hoshizaki | KM-340MAH | KM-340MAH |  | Ice Making Head | Batch | 325 | 5.99 |  | 20 | 100 | [6 empty] | 2015-07-30 | 2015-07-24 | United States, Canada | ES_1003024_07242015104546_4177839
2252340 | Hoshizaki America, Inc. | Hoshizaki | KML-631MAH | KML-631MAH |  | Ice Making Head | Batch | 510 | 5.7 |  | 16 | 100 | [6 empty] | 2015-11-01 | 2015-11-11 | United States, Canada | ES_1003024_11112015112221_9321436
2252341 | Hoshizaki America, Inc. | Hoshizaki | KML-631MRH | KML-631MRH |  | Remote Condensing Unit | Batch | 600 | 5.3 |  | 16 | 100 | [5 empty] | URC-9F | 2015-11-01 | 2015-11-11 | United States, Canada | ES_1003024_11112015112222_9170497
2252342 | Hoshizaki America, Inc. | Hoshizaki | IM-200BAA | IM-200BAA |  | Self Contained Unit | Batch | 160 | 8.3 |  | 23 | 100 | [6 empty] | 2015-11-01 | 2015-11-11 | United States, Canada | ES_1003024_11112015112222_7370227
2252343 | Hoshizaki America, Inc. | Hoshizaki | KM-2100SRJ3 | KM-2100SRJ3 |  | Remote Condensing Unit | Batch | 1880 | 4.16 |  | 19 | 100 | [5 empty] | URC-22F | 2015-11-01 | 2015-11-11 | United States, Canada | ES_1003024_11112015112222_9815406
2257388 | Hoshizaki America, Inc. | Hoshizaki | KMD-530MAH | KMD-530MAH |  | Ice Making Head | Batch | 462 | 5.7 |  | 17.1 | 100 | [6 empty] | 2016-01-22 | 2016-01-28 | United States, Canada | ES_1003024_01282016102622_9816119
2260158 | Hoshizaki America, Inc. | Hoshizaki | KM-1100MRH | KM-1100MRH |  | Remote Condensing Unit | Batch | 1027 | 4.66 |  | 16.4 | 100 | [5 empty] | URC-14F | 2016-01-26 | 2016-02-16 | United States, Canada | ES_1003024_02162016160316_4092863
2260722 | Hoshizaki America, Inc. | Hoshizaki | F-330BAJ | F-330BAJ |  | Self Contained Unit | Continuous | 243 | 6.98 |  | 12 | 80.6 | [6 empty] | 2016-03-01 | 2016-02-25 | United States, Canada | ES_1003024_02252016102936_1692550
2260723 | Hoshizaki America, Inc. | Hoshizaki | F-330BAJ-C | F-330BAJ-C |  | Self Contained Unit | Continuous | 214 | 8.04 |  | 12 | 88.3 | [6 empty] | 2016-03-01 | 2016-02-25 | United States, Canada | ES_1003024_02252016102937_8942210
2270176 | Hoshizaki America, Inc. | Hoshizaki | F-801MAJ | F-801MAJ |  | Ice Making Head | Continuous | 566 | 5.38 |  | 12 | 79.4 | [6 empty] | 2016-06-20 | 2016-06-20 | United States, Canada | ES_1003024_06202016175821_3207129
2270421 | Hoshizaki America, Inc. | Hoshizaki | F-801MAJ | F-801MAJ-C |  | Ice Making Head | Continuous | 532 | 5.59 |  | 12 | 86.6 | [6 empty] | 2016-06-20 | 2016-06-22 | United States, Canada | ES_1003024_06222016162041_8575042
2272390 | Hoshizaki America, Inc. | Hoshizaki | F-1501MAJ | F-1501MAJ |  | Ice Making Head | Continuous | 1154 | 4.96 |  | 12 | 75.5 | [6 empty] | 2016-07-18 | 2016-07-14 | United States, Canada | ES_1003024_07142016113315_8063396
2272391 | Hoshizaki America, Inc. | Hoshizaki | F-1501MAJ-C | F-1501MAJ-C |  | Ice Making Head | Continuous | 1020 | 5.08 |  | 12 | 88.3 | [6 empty] | 2016-07-18 | 2016-07-14 | United States, Canada | ES_1003024_07142016113315_6975985
2272392 | Hoshizaki America, Inc. | Hoshizaki | F-1501MRJ | F-1501MRJ |  | Remote Condensing Unit | Continuous | 1370 | 4.67 |  | 12 | 66.8 | [5 empty] | URC-14F | 2016-07-18 | 2016-07-14 | United States, Canada | ES_1003024_07142016113315_9160310
2272393 | Hoshizaki America, Inc. | Hoshizaki | F-1501MRJ-C | F-1501MRJ-C |  | Remote Condensing Unit | Continuous | 1125 | 4.86 |  | 12 | 86.7 | [5 empty] | URC-14F | 2016-07-18 | 2016-07-14 | United States, Canada | ES_1003024_07142016113315_7206743
2274631 | Hoshizaki America, Inc. | Hoshizaki | F-1002MRJ | F-1002MRJ |  | Remote Condensing Unit | Continuous | 722 | 5.38 |  | 12 | 79.5 | [5 empty] | URC-5F | 2016-08-10 | 2016-08-11 | United States, Canada | ES_1003024_08112016115131_5462975
2274632 | Hoshizaki America, Inc. | Hoshizaki | F-1002MRJ-C | F-1002MRJ-C |  | Remote Condensing Unit | Continuous | 680 | 5.56 |  | 12 | 85.9 | [5 empty] | URC-5F | 2016-08-10 | 2016-08-11 | United States, Canada | ES_1003024_08112016115131_2717334
2274633 | Hoshizaki America, Inc. | Hoshizaki | FD-1002MRJ-C | FD-1002MRJ-C |  | Remote Condensing Unit | Continuous | 680 | 5.56 |  | 12 | 85.9 | [5 empty] | URC-5F | 2016-08-10 | 2016-08-11 | United States, Canada | ES_1003024_08112016115131_9519023
2274634 | Hoshizaki America, Inc. | Hoshizaki | FD-1002MAJ-C | FD-1002MAJ-C |  | Ice Making Head | Continuous | 726 | 5.09 |  | 12 | 87.1 | [6 empty] | 2016-08-10 | 2016-08-11 | United States, Canada | ES_1003024_08112016115131_5727868
2274635 | Hoshizaki America, Inc. | Hoshizaki | F-1002MAJ | F-1002MAJ |  | Ice Making Head | Continuous | 758 | 5.17 |  | 12 | 80.1 | [6 empty] | 2016-08-10 | 2016-08-11 | United States, Canada | ES_1003024_08112016115131_3046138
2274636 | Hoshizaki America, Inc. | Hoshizaki | F-1002MAJ-C | F-1002MAJ-C |  | Ice Making Head | Continuous | 726 | 5.09 |  | 12 | 87.1 | [6 empty] | 2016-08-10 | 2016-08-11 | United States, Canada | ES_1003024_08112016115131_8177868
2283777 | Hoshizaki America, Inc. | Hoshizaki | KML-700MAJ | KML-700MAJ |  | Ice Making Head | Batch | 572 | 5.16 |  | 16 | 100 | [6 empty] | 2016-11-01 | 2016-11-14 | United States, Canada | ES_1003024_11142016125339_2805539
2283778 | Hoshizaki America, Inc. | Hoshizaki | KML-700MRJ | KML-700MRJ |  | Remote Condensing Unit | Batch | 643 | 4.7 |  | 16 | 100 | [5 empty] | URC-9F | 2016-11-01 | 2016-11-14 | United States, Canada | ES_1003024_11142016125339_3089548
2286659 | Hoshizaki America, Inc. | Hoshizaki | F-300BAJ | F-300BAJ |  | Self Contained Unit | Continuous | 247 | 7.89 |  | 12 | 72 | [6 empty] | 2016-12-15 | 2016-12-20 | United States, Canada | ES_1003024_12202016151956_2035350
2288899 | Hoshizaki America, Inc. | Hoshizaki | KML-500MAJ | KML-500MAJ |  | Ice Making Head | Batch | 400 | 5.55 |  | 16 | 100 | [6 empty] | 2017-01-12 | 2017-01-19 | United States, Canada | ES_1003024_01192017100743_3492077
2289196 | Hoshizaki America, Inc. | Hoshizaki | F-500BAJ | F-500BAJ |  | Self Contained Unit | Continuous | 420 | 6.62 |  | 12 | 70 | [6 empty] | 2017-01-19 | 2017-01-23 | United States, Canada | ES_1003024_01232017175108_2445095
2292615 | Hoshizaki America, Inc. | Hoshizaki | KM-2600SRJ3 | KM-2600SRJ3 |  | Remote Condensing Unit | Batch | 2580 | 3.61 |  | 16 | 100 | [5 empty] | URC-26J | 2017-03-13 | 2017-03-16 | United States, Canada | ES_1003024_03162017150156_2501859
2292616 | Hoshizaki America, Inc. | Hoshizaki | KM-1601MRJ3 | KM-1601MRJ3 |  | Remote Condensing Unit | Batch | 1550 | 4.09 |  | 18 | 100 | [5 empty] | URC-22F | 2017-03-13 | 2017-03-16 | United States, Canada | ES_1003024_03162017150156_1623707
2293132 | Hoshizaki America, Inc. | Hoshizaki | KM-1601SRJ | KM-1601SRJ |  | Remote Condensing Unit | Batch | 1600 | 3.96 |  | 17.6 | 100 | [5 empty] | URC-22F | 2017-03-21 | 2017-03-27 | United States, Canada | ES_1003024_03272017084736_4846672
2293133 | Hoshizaki America, Inc. | Hoshizaki | KM-1601SRJ3 | KM-1601SRJ3 |  | Remote Condensing Unit | Batch | 1600 | 4.14 |  | 18 | 100 | [5 empty] | URC-22F | 2017-03-21 | 2017-03-27 | United States, Canada | ES_1003024_03272017084736_1954677
2294466 | Hoshizaki America, Inc. | Hoshizaki | KM-2200SRJ3 | KM-2200SRJ3 |  | Remote Condensing Unit | Batch | 2075 | 3.75 |  | 15 | 100 | [5 empty] | URC-22F | 2017-04-06 | 2017-04-18 | United States, Canada | ES_1003024_04182017100913_1971514
2295685 | Hoshizaki America, Inc. | Hoshizaki | KM-1301SAJ3 | KM-1301SAJ3 |  | Ice Making Head | Batch | 1350 | 3.95 |  | 15.6 | 100 | [6 empty] | 2017-05-01 | 2017-05-09 | United States, Canada | ES_1003024_05092017164148_6007273
2295686 | Hoshizaki America, Inc. | Hoshizaki | KM-1301SRJ | KM-1301SRJ |  | Remote Condensing Unit | Batch | 1260 | 4.28 |  | 14 | 100 | [5 empty] | URC-14F | 2017-05-01 | 2017-05-09 | United States, Canada | ES_1003024_05092017164148_2243674
2295687 | Hoshizaki America, Inc. | Hoshizaki | KM-1301SRJ3 | KM-1301SRJ3 |  | Remote Condensing Unit | Batch | 1330 | 3.83 |  | 14 | 100 | [5 empty] | URC-14F | 2017-05-01 | 2017-05-09 | United States, Canada | ES_1003024_05092017164148_1462599
2298219 | Hoshizaki America, Inc. | Hoshizaki | DKM-500BAJ | DKM-500BAJ |  | Self Contained Unit | Batch | 534 | 5.56 |  | 16.6 | 100 | [6 empty] | 2017-06-02 | 2017-06-22 | United States, Canada | ES_1003024_06222017164932_5155547
2298220 | Hoshizaki America, Inc. | Hoshizaki | KM-80BAJ | KM-80BAJ |  | Self Contained Unit | Batch | 60 | 7.95 |  | 18.2 | 100 | [6 empty] | 2017-07-07 | 2017-06-22 | United States, Canada | ES_1003024_06222017165739_6416861
2298221 | Hoshizaki America, Inc. | Hoshizaki | KM-115BAJ | KM-115BAJ |  | Self Contained Unit | Batch | 102 | 8.1 |  | 20.6 | 100 | [6 empty] | 2017-07-07 | 2017-06-22 | United States, Canada | ES_1003024_06222017165739_2534844
2304589 | Hoshizaki America, Inc. | Hoshizaki | KM-340MAJ | KM-340MAJ |  | Ice Making Head | Batch | 315 | 5.65 |  | 17.1 | 100 | [6 empty] | 2017-10-02 | 2017-10-05 | United States, Canada | ES_1003024_10517274_10052017154213_8672023
2304590 | Hoshizaki America, Inc. | Hoshizaki | KM-515MAJ | KM-515MAJ |  | Ice Making Head | Batch | 450 | 5.3 |  | 16 | 100 | [6 empty] | 2017-10-02 | 2017-10-05 | United States, Canada | ES_1003024_10517279_10052017154213_6586126
2304591 | Hoshizaki America, Inc. | Hoshizaki | KM-650MRJ | KM-650MRJ |  | Remote Condensing Unit | Batch | 564 | 5.25 |  | 15 | 100 | [5 empty] | URC-5F | 2017-10-02 | 2017-10-05 | United States, Canada | ES_1003024_10517278_10052017154213_6346502
2304592 | Hoshizaki America, Inc. | Hoshizaki | KM-650MAJ | KM-650MAJ |  | Ice Making Head | Batch | 562 | 5.41 |  | 14.2 | 100 | [6 empty] | 2017-10-02 | 2017-10-05 | United States, Canada | ES_1003024_10517276_10052017154213_5504395
2304852 | Hoshizaki America, Inc. | Hoshizaki | KM-1900SAJ | KM-1900SAJ |  | Ice Making Head | Batch | 1675 | 3.9 |  | 19 | 100 | [6 empty] | 2017-10-11 | 2017-10-11 | United States, Canada | ES_1003024_10526006_10112017154956_2592607
2304853 | Hoshizaki America, Inc. | Hoshizaki | KM-1900SAJ3 | KM-1900SAJ3 |  | Ice Making Head | Batch | 1675 | 3.9 |  | 19 | 100 | [6 empty] | 2017-10-11 | 2017-10-11 | United States, Canada | ES_1003024_10525778_10112017154956_5817973
2304854 | Hoshizaki America, Inc. | Hoshizaki | KM-1900SRJ | KM-1900SRJ |  | Remote Condensing Unit | Batch | 1700 | 3.9 |  | 19 | 100 | [5 empty] | URC-22F | 2017-10-11 | 2017-10-11 | United States, Canada | ES_1003024_10526035_10112017154956_4464132
2304855 | Hoshizaki America, Inc. | Hoshizaki | KM-1900SRJ3 | KM-1900SRJ3 |  | Remote Condensing Unit | Batch | 1700 | 3.9 |  | 19 | 100 | [5 empty] | URC-22F | 2017-10-11 | 2017-10-11 | United States, Canada | ES_1003024_10526036_10112017154956_5315393
2304978 | Hoshizaki America, Inc. | Hoshizaki | KM-160BAJ | KM-160BAJ |  | Self Contained Unit | Batch | 130 | 8.27 |  | 22.7 | 100 | [6 empty] | 2017-06-01 | 2017-10-13 | United States, Canada | ES_1003024_10340492_10132017154922_7602556
2304979 | Hoshizaki America, Inc. | Hoshizaki | KM-230BAJ | KM-230BAJ |  | Self Contained Unit | Batch | 165 | 7.78 |  | 22.5 | 100 | [6 empty] | 2017-06-02 | 2017-10-13 | United States, Canada | ES_1003024_10340493_10132017154922_7931569
2304980 | Hoshizaki America, Inc. | Hoshizaki | KM-300BAJ | KM-300BAJ |  | Self Contained Unit | Batch | 210 | 7.02 |  | 22 | 100 | [6 empty] | 2017-06-06 | 2017-10-13 | United States, Canada | ES_1003024_10340494_10132017154922_4923006
2305982 | Hoshizaki America, Inc. | Hoshizaki | KM-901MRJ | KM-901MRJ |  | Remote Condensing Unit | Batch | 853 | 4.52 |  | 16 | 100 | [5 empty] | URC-14F | 2017-10-17 | 2017-11-02 | United States, Canada | ES_1003024_10565731_11022017170453_7233159
2308202 | Hoshizaki America, Inc. | Hoshizaki | KM-901MRJ | KM-901MRJ |  | Remote Condensing Unit | Batch | 853 | 4.52 | R-404A | 16 | 100 | No | 6LoWPAN | 6LoWPAN |  |  | URC-14F | 2017-10-17 | 2017-12-21 | United States, Canada | ES_1003024_10565731_12212017141714_2028162
2187740 | Howe Corporation | Howe | Indoor Unit 4000-RL | Indoor Unit 4000-RL | 4000-RL-404-230,4000-RL-404-230,; 4000-RL-404-230-SW,4000-RL-404-230-SW, | Remote Condensing Unit | Continuous | 3946 | 3.04 |  | 12 | 101 | [5 empty] | BDT0600L6C | 2013-02-07 | 2013-08-12 | United States, Canada | ES_1115490_Indoor Unit 4000-RL_08072013094555_8978082
2187741 | Howe Corporation | Howe | Indoor Unit 3000-RLE | Indoor Unit 3000-RLE | 3000-RLE-404-230,3000-RLE-404-230, | Remote Condensing Unit | Continuous | 2879 | 3.74 |  | 12 | 100 | [5 empty] | BZT060L6C | 2013-02-07 | 2013-08-12 | United States, Canada | ES_1115490_Indoor Unit 3000-RLE_08072013100649_1897088
2187742 | Howe Corporation | Howe | Indoor Unit 2000-RLE | Indoor Unit 2000-RLE | 2000-RLE-404-230,2000-RLE-404-230, | Remote Condensing Unit | Continuous | 1959 | 4.35 |  | 12 | 101 | [5 empty] | BHT050X6C | 2013-02-07 | 2013-08-12 | United States, Canada | ES_1115490_Indoor Unit 2000-RLE_08072013101639_1180688
2187743 | Howe Corporation | Howe | Indoor Unit 1000-RLE | Indoor Unit 1000-RLE | 1000-RLE-404-230,1000-RLE-404-230, | Remote Condensing Unit | Continuous | 1003 | 4.42 |  | 12 | 100 | [5 empty] | BHT025X6C | 2013-02-07 | 2013-08-12 | United States, Canada | ES_1115490_Indoor Unit 1000-RLE_08072013102730_9654504
2175528 | ITV Ice Makers, S.A. | ITV | SPIKA NG 125-A1H | SPIKA NG 125-A1H |  | Self Contained Unit | Batch | 107 | 8.36 |  | 15.2 | 0 | [6 empty] | 2012-12-01 | 2013-03-19 | United States | ES_1114542_SPIKA NG 125-A1H_03012013144424_484125
2175529 | ITV Ice Makers, S.A. | ITV | SPIKA NG 125-A1F | SPIKA NG 125-A1F |  | Self Contained Unit | Batch | 114 | 7.75 |  | 16.1 | 0 | [6 empty] | 2012-12-01 | 2013-03-19 | United States | ES_1114542_SPIKA NG 125-A1F_03012013140951_2087060
2175600 | ITV Ice Makers, S.A. | ITV | SPIKA MS 440-A1F | SPIKA MS 440-A1F | ,SPIKA MS 500-A1F, | Ice Making Head | Batch | 400 | 5.08 |  | 13.9 | 0 | [6 empty] | 2012-12-01 | 2013-03-21 | United States | ES_1114542_SPIKA MS 440-A1F_03012013145136_971643
2205058 | ITV Ice Makers, S.A. | ITV | SPIKA NG 215-A1F | SPIKA NG 215-A1F |  | Self Contained Unit | Batch | 174 | 8.37 |  | 15.6 | 0 | [6 empty] | 2010-10-26 | 2012-01-02 | United States | ES_1114542_SPIKA NG 215-A1F_09192013160906_3195611
2205059 | ITV Ice Makers, S.A. | ITV | SPIKA NG 175-A1F | SPIKA NG 175-A1F |  | Self Contained Unit | Batch | 146 | 8.33 |  | 15.2 | 0 | [6 empty] | 2010-01-20 | 2012-02-27 | United States | ES_1114542_SPIKA NG 175-A1F_09192013145254_3103448
2205060 | ITV Ice Makers, S.A. | ITV | SPIKA NG 175-A1H | SPIKA NG 175-A1H |  | Self Contained Unit | Batch | 155 | 7.95 |  | 14.8 | 0 | [6 empty] | 2011-03-31 | 2012-02-27 | United States | ES_1114542_SPIKA NG 175-A1H_09192013162527_6765405
2205061 | ITV Ice Makers, S.A. | ITV | SPIKA NG 285-A1F | SPIKA NG 285-A1F |  | Self Contained Unit | Batch | 247 | 7.21 |  | 12.8 | 0 | [6 empty] | 2011-03-31 | 2012-01-02 | United States | ES_1114542_SPIKA NG 285-A1F_09192013163750_4446069
2205062 | ITV Ice Makers, S.A. | ITV | SPIKA NG 215-A1H | SPIKA NG 215-A1H |  | Self Contained Unit | Batch | 199 | 7.07 |  | 20.6 | 0 | [6 empty] | 2011-01-20 | 2012-01-02 | United States | ES_1114542_SPIKA NG 215-A1H_09192013164813_6218530
2205063 | ITV Ice Makers, S.A. | ITV | SPIKA NG 285-A1H | SPIKA NG 285-A1H |  | Self Contained Unit | Batch | 249 | 6.9 |  | 19.6 | 0 | [6 empty] | 2010-04-11 | 2012-01-02 | United States | ES_1114542_SPIKA NG 285-A1H_09192013165744_8013421
2205064 | ITV Ice Makers, S.A. | ITV | SPIKA MS 880-A2H | SPIKA MS 880-A2H | ,SPIKA MS 1000-A2H., | Ice Making Head | Batch | 730 | 5.28 |  | 16.4 | 0 | [6 empty] | 2012-05-15 | 2012-12-06 | United States | ES_1114542_SPIKA MS 880-A2H_09192013171000_8959161
2212740 | ITV Ice Makers, S.A. | ITV | SPIKA MS 440-A1H | SPIKA MS 440-A1H | ,SPIKA MS 500-A1H., | Ice Making Head | Batch | 410 | 4.99 |  | 14.6 | 0 | [6 empty] | 2012-12-01 | 2013-03-21 | United States | ES_1114542_SPIKA MS 440-A1H_05302014104233_7234308
2240107 | Manitowoc Ice (A division of Welbilt) | Koolaire | Koolaire | KY0350A-161 |  | Ice Making Head | Batch | 320 | 6.2 |  | 20 | 100 | [6 empty] | 2015-05-25 | 2015-05-22 | United States, Australia, New Zealand, Switzerland, Europe, Taiwan, Japan, Canada | ES_1056511_05222015153405_5900148
2240108 | Manitowoc Ice (A division of Welbilt) | Koolaire | Koolaire | KY0350A-261 |  | Ice Making Head | Batch | 320 | 6.2 |  | 20 | 100 | [6 empty] | 2015-05-25 | 2015-05-22 | United States, Australia, New Zealand, Switzerland, Europe, Taiwan, Japan, Canada | ES_1056511_05222015153405_8742353
2240109 | Manitowoc Ice (A division of Welbilt) | Koolaire | Koolaire | KD0350A-161 |  | Ice Making Head | Batch | 300 | 6.2 |  | 20 | 100 | [6 empty] | 2015-05-25 | 2015-05-22 | United States, Australia, New Zealand, Switzerland, Europe, Taiwan, Japan, Canada | ES_1056511_05222015153405_2603570
2240110 | Manitowoc Ice (A division of Welbilt) | Koolaire | Koolaire | KD0350A-261 |  | Ice Making Head | Batch | 300 | 6.2 |  | 20 | 100 | [6 empty] | 2015-05-25 | 2015-05-22 | United States, Australia, New Zealand, Switzerland, Europe, Taiwan, Japan, Canada | ES_1056511_05222015153405_4815716
2240111 | Manitowoc Ice (A division of Welbilt) | Koolaire | Koolaire | KY0420A-161 |  | Ice Making Head | Batch | 310 | 6.8 |  | 20 | 100 | [6 empty] | 2015-05-25 | 2015-05-22 | United States, Australia, New Zealand, Switzerland, Europe, Taiwan, Japan, Canada | ES_1056511_05222015153405_8168227
2240112 | Manitowoc Ice (A division of Welbilt) | Koolaire | Koolaire | KY0420A-261 |  | Ice Making Head | Batch | 310 | 6.8 |  | 20 | 100 | [6 empty] | 2015-05-25 | 2015-05-22 | United States, Australia, New Zealand, Switzerland, Europe, Taiwan, Japan, Canada | ES_1056511_05222015153405_6465081
2240113 | Manitowoc Ice (A division of Welbilt) | Koolaire | Koolaire | KD0420A-161 |  | Ice Making Head | Batch | 305 | 6.8 |  | 20 | 100 | [6 empty] | 2015-05-25 | 2015-05-22 | United States, Australia, New Zealand, Switzerland, Europe, Taiwan, Japan, Canada | ES_1056511_05222015153405_1277144
2240114 | Manitowoc Ice (A division of Welbilt) | Koolaire | Koolaire | KD0420A-261 |  | Ice Making Head | Batch | 305 | 6.8 |  | 20 | 100 | [6 empty] | 2015-05-25 | 2015-05-22 | United States, Australia, New Zealand, Switzerland, Europe, Taiwan, Japan, Canada | ES_1056511_05222015153405_3052128
2240115 | Manitowoc Ice (A division of Welbilt) | Koolaire | Koolaire | KY0500A-161 |  | Ice Making Head | Batch | 405 | 5.8 |  | 20 | 100 | [6 empty] | 2015-05-25 | 2015-05-22 | United States, Australia, New Zealand, Switzerland, Europe, Taiwan, Japan, Canada | ES_1056511_05222015153405_5563785
2240116 | Manitowoc Ice (A division of Welbilt) | Koolaire | Koolaire | KD0500A-161 |  | Ice Making Head | Batch | 388 | 6 |  | 20 | 100 | [6 empty] | 2015-05-25 | 2015-05-22 | United States, Australia, New Zealand, Switzerland, Europe, Taiwan, Japan, Canada | ES_1056511_05222015153405_2810541
2241645 | Manitowoc Ice (A division of Welbilt) | Koolaire | Koolaire | KY0250A-161 |  | Ice Making Head | Batch | 230 | 7.5 |  | 20 | 100 | [6 empty] | 2015-05-25 | 2015-06-16 | United States, Australia, New Zealand, Switzerland, Europe, Taiwan, Japan, Canada | ES_1056511_06162015174520_3945205
2241646 | Manitowoc Ice (A division of Welbilt) | Koolaire | Koolaire | KY0250A-261 |  | Ice Making Head | Batch | 230 | 7.5 |  | 20 | 100 | [6 empty] | 2015-05-25 | 2015-06-16 | United States, Australia, New Zealand, Switzerland, Europe, Taiwan, Japan, Canada | ES_1056511_06162015174520_2668916
2241647 | Manitowoc Ice (A division of Welbilt) | Koolaire | Koolaire | KD0250A-161 |  | Ice Making Head | Batch | 222 | 7.5 |  | 20 | 100 | [6 empty] | 2015-05-25 | 2015-06-16 | United States, Australia, New Zealand, Switzerland, Europe, Taiwan, Japan, Canada | ES_1056511_06162015174520_7111168
2241648 | Manitowoc Ice (A division of Welbilt) | Koolaire | Koolaire | KD0250A-261 |  | Ice Making Head | Batch | 222 | 7.5 |  | 20 | 100 | [6 empty] | 2015-05-25 | 2015-06-16 | United States, Australia, New Zealand, Switzerland, Europe, Taiwan, Japan, Canada | ES_1056511_06162015174520_2815953
2307748 | Manitowoc Ice (A division of Welbilt) | Koolaire | Koolaire | KDT0300A-161 |  | Ice Making Head | Batch | 230 | 5.85 | R-410A | 19 | 100 | No | 6LoWPAN | 6LoWPAN |  |  |  | 2017-06-26 | 2017-12-13 | United States, Australia, New Zealand, Switzerland, Europe, Taiwan, Japan, Canada | ES_1056511_10346183_12132017201553_4712300
2307749 | Manitowoc Ice (A division of Welbilt) | Koolaire | Koolaire | KYT0300A-161 |  | Ice Making Head | Batch | 230 | 5.85 | R-410A | 19 | 100 | No | 6LoWPAN | 6LoWPAN |  |  |  | 2017-06-26 | 2017-12-13 | United States, Australia, New Zealand, Switzerland, Europe, Taiwan, Japan, Canada | ES_1056511_10346182_12132017201553_5413371
2307750 | Manitowoc Ice (A division of Welbilt) | Koolaire | Koolaire | KYT0400A-161 |  | Ice Making Head | Batch | 350 | 5.6 | R-410A | 19 | 100 | No | 6LoWPAN | 6LoWPAN |  |  |  | 2017-06-26 | 2017-12-13 | United States, Australia, New Zealand, Switzerland, Europe, Taiwan, Japan, Canada | ES_1056511_10346184_12132017201553_9897994
2307751 | Manitowoc Ice (A division of Welbilt) | Koolaire | Koolaire | KYT0400A-261 |  | Ice Making Head | Batch | 350 | 5.6 | R-410A | 19 | 100 | No | 6LoWPAN | 6LoWPAN |  |  |  | 2017-06-26 | 2017-12-13 | United States, Australia, New Zealand, Switzerland, Europe, Taiwan, Japan, Canada | ES_1056511_10346185_12132017201553_4310952
2307752 | Manitowoc Ice (A division of Welbilt) | Koolaire | Koolaire | KYT0420A-161 |  | Ice Making Head | Batch | 360 | 5.5 | R-410A | 19 | 100 | No | 6LoWPAN | 6LoWPAN |  |  |  | 2017-06-26 | 2017-12-13 | United States, Australia, New Zealand, Switzerland, Europe, Taiwan, Japan, Canada | ES_1056511_10346188_12132017201553_2453562
2307753 | Manitowoc Ice (A division of Welbilt) | Koolaire | Koolaire | KYT0420A-261 |  | Ice Making Head | Batch | 360 | 5.5 | R-410A | 19 | 100 | No | 6LoWPAN | 6LoWPAN |  |  |  | 2017-06-26 | 2017-12-13 | United States, Australia, New Zealand, Switzerland, Europe, Taiwan, Japan, Canada | ES_1056511_10346189_12132017201553_6176476
2307754 | Manitowoc Ice (A division of Welbilt) | Koolaire | Koolaire | KDT0500A-161 |  | Ice Making Head | Batch | 400 | 5.4 | R-410A | 19 | 100 | No | 6LoWPAN | 6LoWPAN |  |  |  | 2017-06-26 | 2017-12-13 | United States, Australia, New Zealand, Switzerland, Europe, Taiwan, Japan, Canada | ES_1056511_10346193_12132017201554_5899144
2307755 | Manitowoc Ice (A division of Welbilt) | Koolaire | Koolaire | KYT0500A-161 |  | Ice Making Head | Batch | 425 | 5.3 | R-410A | 19 | 100 | No | 6LoWPAN | 6LoWPAN |  |  |  | 2017-06-26 | 2017-12-13 | United States, Australia, New Zealand, Switzerland, Europe, Taiwan, Japan, Canada | ES_1056511_10346192_12132017201554_6431548
2307756 | Manitowoc Ice (A division of Welbilt) | Koolaire | Koolaire | KYT0700A-261 |  | Ice Making Head | Batch | 580 | 5.12 | R-410A | 19 | 100 | No | 6LoWPAN | 6LoWPAN |  |  |  | 2017-10-04 | 2017-12-13 | United States, Australia, New Zealand, Switzerland, Europe, Taiwan, Japan, Canada | ES_1056511_10525247_12132017201554_9045305
2307757 | Manitowoc Ice (A division of Welbilt) | Koolaire | Koolaire | KYT1700N-261 |  | Remote Condensing Unit | Batch | 1490 | 4 | R-410A | 20 | 100 | No | 6LoWPAN | 6LoWPAN |  |  | JCT1500-261 | 2017-10-04 | 2017-12-13 | United States, Australia, New Zealand, Switzerland, Europe, Taiwan, Japan, Canada | ES_1056511_10525743_12132017201554_7538370
1938122 | Manitowoc Ice (A division of Welbilt) | Manitowoc | Indigo-Series | ID-0606A-261 |  | Ice Making Head | Batch | 490 | 5.41 |  | 20 | 100 | [6 empty] | 2012-06-04 | 2012-09-06 | United States, Taiwan, Canada | ES_1056511_5440528_09062012134948_2290148
1939830 | Manitowoc Ice (A division of Welbilt) | Manitowoc | Indigo-Series | IY-0606A-261 |  | Ice Making Head | Batch | 555 | 5.29 |  | 20 | 100 | [6 empty] | 2012-06-04 | 2012-09-06 | United States, Taiwan, Canada | ES_1056511_5440529_09062012134949_9897067
1939846 | Manitowoc Ice (A division of Welbilt) | Manitowoc | Indigo-Series | ID-0686C-161 |  | Ice Making Head | Batch | 520 | 5.57 |  | 20 | 100 | [5 empty] | ICVD-0696-261 | 2012-06-04 | 2012-09-06 | United States, Taiwan, Canada | ES_1056511_5440549_09062012134949_0108253
1939847 | Manitowoc Ice (A division of Welbilt) | Manitowoc | Indigo-Series | ID-0686C-161 |  | Ice Making Head | Batch | 520 | 5.57 |  | 20 | 100 | [5 empty] | ICVD-06963-263 | 2012-06-04 | 2012-09-06 | United States, Taiwan, Canada | ES_1056511_5440550_09062012134950_2235762
1939848 | Manitowoc Ice (A division of Welbilt) | Manitowoc | Indigo-Series | IY-0686C-161 |  | Remote Condensing Unit | Batch | 530 | 5.54 |  | 20 | 100 | [5 empty] | ICVD-0696-261 | 2012-06-04 | 2012-09-06 | United States, Taiwan, Canada | ES_1056511_5440551_09062012134951_5880779
1939849 | Manitowoc Ice (A division of Welbilt) | Manitowoc | Indigo-Series | IY-0686C-161 |  | Remote Condensing Unit | Batch | 530 | 5.54 |  | 20 | 100 | [5 empty] | ICVD-06963-263 | 2012-06-04 | 2012-09-06 | United States, Taiwan, Canada | ES_1056511_5440552_09062012134951_3476351
1939850 | Manitowoc Ice (A division of Welbilt) | Manitowoc | Indigo-Series | IB-0696YC-161 |  | Remote Condensing Unit | Batch | 555 | 5.48 |  | 20 | 100 | [5 empty] | ICVD-0696-261 | 2012-06-04 | 2012-09-06 | United States, Taiwan, Canada | ES_1056511_5440553_09062012134952_8707747
1939851 | Manitowoc Ice (A division of Welbilt) | Manitowoc | Indigo-Series | IB-0696YC-161 |  | Remote Condensing Unit | Batch | 555 | 5.48 |  | 20 | 100 | [5 empty] | ICVD-06963-263 | 2012-06-04 | 2012-09-06 | United States, Taiwan, Canada | ES_1056511_5440556_09062012134953_0387008
2170995 | Manitowoc Ice (A division of Welbilt) | Manitowoc | Indigo-Series | ID-0302A-161 |  | Ice Making Head | Batch | 225 | 7.48 |  | 20 | 100 | [6 empty] | 2011-02-01 | 2013-01-31 | United States, Australia, New Zealand, Switzerland, Europe, Taiwan, Japan, Canada | ES_1056511_01312013173422_7577910
2170996 | Manitowoc Ice (A division of Welbilt) | Manitowoc | Indigo-Series | ID-0302A-261 |  | Ice Making Head | Batch | 225 | 7.48 |  | 20 | 100 | [6 empty] | 2011-02-01 | 2013-01-31 | United States, Australia, New Zealand, Switzerland, Europe, Taiwan, Japan, Canada | ES_1056511_01312013173422_2741567
2170997 | Manitowoc Ice (A division of Welbilt) | Manitowoc | Indigo-Series | IY-0304A-161 |  | Ice Making Head | Batch | 235 | 7.38 |  | 20 | 100 | [6 empty] | 2011-02-01 | 2013-01-31 | United States, Australia, New Zealand, Switzerland, Europe, Taiwan, Japan, Canada | ES_1056511_01312013173422_7168928
2170998 | Manitowoc Ice (A division of Welbilt) | Manitowoc | Indigo-Series | IY-0304A-261 |  | Ice Making Head | Batch | 235 | 7.38 |  | 20 | 100 | [6 empty] | 2011-02-01 | 2013-01-31 | United States, Australia, New Zealand, Switzerland, Europe, Taiwan, Japan, Canada | ES_1056511_01312013173422_1020687
2170999 | Manitowoc Ice (A division of Welbilt) | Manitowoc | Indigo-Series | IY-0454A-161 |  | Ice Making Head | Batch | 335 | 5.97 |  | 20 | 100 | [6 empty] | 2011-02-01 | 2013-01-31 | United States, Australia, New Zealand, Switzerland, Europe, Taiwan, Japan, Canada | ES_1056511_01312013173422_1906900
2171000 | Manitowoc Ice (A division of Welbilt) | Manitowoc | Indigo-Series | IY-0454A-261 |  | Ice Making Head | Batch | 335 | 5.97 |  | 20 | 100 | [6 empty] | 2011-02-01 | 2013-01-31 | United States, Australia, New Zealand, Switzerland, Europe, Taiwan, Japan, Canada | ES_1056511_01312013173422_7717318
2171001 | Manitowoc Ice (A division of Welbilt) | Manitowoc | Indigo-Series | ID-0452A-161 |  | Ice Making Head | Batch | 316 | 6.36 |  | 20 | 100 | [6 empty] | 2011-02-01 | 2013-01-31 | United States, Australia, New Zealand, Switzerland, Europe, Taiwan, Japan, Canada | ES_1056511_01312013173422_5297024
2171002 | Manitowoc Ice (A division of Welbilt) | Manitowoc | Indigo-Series | ID-0452A-261 |  | Ice Making Head | Batch | 316 | 6.36 |  | 20 | 100 | [6 empty] | 2011-02-01 | 2013-01-31 | United States, Australia, New Zealand, Switzerland, Europe, Taiwan, Japan, Canada | ES_1056511_01312013173422_6539052
2171003 | Manitowoc Ice (A division of Welbilt) | Manitowoc | RF-Series | RF0385A-161 |  | Self Contained Unit | Continuous | 273 | 7.93 |  | 12 | 72 | [6 empty] | 2010-08-20 | 2013-01-31 | United States, Australia, New Zealand, Switzerland, Europe, Taiwan, Japan, Canada | ES_1056511_01312013173422_4344794
2171006 | Manitowoc Ice (A division of Welbilt) | Manitowoc | RFS-Series | RFS0650A-261 |  | Ice Making Head | Continuous | 540 | 6.12 |  | 12 | 70 | [6 empty] | 2011-07-29 | 2013-01-31 | United States, Australia, New Zealand, Switzerland, Europe, Taiwan, Japan, Canada | ES_1056511_01312013173422_3879354
2171007 | Manitowoc Ice (A division of Welbilt) | Manitowoc | RFS-Series | RFS1278C-261 |  | Remote Condensing Unit | Continuous | 958 | 5.03 |  | 12 | 72 | [5 empty] | RCU1075-261 | 2012-03-16 | 2013-01-31 | United States, Australia, New Zealand, Switzerland, Europe, Taiwan, Japan, Canada | ES_1056511_01312013173422_7720997
2171008 | Manitowoc Ice (A division of Welbilt) | Manitowoc | RFS-Series | RFS2378C-261 |  | Remote Condensing Unit | Continuous | 1702 | 5.03 |  | 12 | 68 | [5 empty] | RCU2375-261 | 2012-07-26 | 2013-01-31 | United States, Australia, New Zealand, Switzerland, Europe, Taiwan, Japan, Canada | ES_1056511_01312013173422_2185040
2171009 | Manitowoc Ice (A division of Welbilt) | Manitowoc | RNS-Series | RNS0385A-161 |  | Self Contained Unit | Continuous | 248 | 7.59 |  | 12 | 86 | [6 empty] | 2012-09-01 | 2013-01-31 | United States, Australia, New Zealand, Switzerland, Europe, Taiwan, Japan, Canada | ES_1056511_01312013173422_9688582
2182592 | Manitowoc Ice (A division of Welbilt) | Manitowoc | NEO | UR0140A-161 |  | Self Contained Unit | Batch | 90 | 11.29 |  | 23.3 | 100 | [6 empty] | 2013-05-27 | 2013-06-06 | United States, Australia, New Zealand, Switzerland, Europe, Taiwan, Canada | ES_1056511_06062013103226_6446414
2182593 | Manitowoc Ice (A division of Welbilt) | Manitowoc | NEO | UY0140A-161 |  | Self Contained Unit | Batch | 95 | 11.09 |  | 24.9 | 100 | [6 empty] | 2013-05-27 | 2013-06-06 | United States, Australia, New Zealand, Switzerland, Europe, Taiwan, Canada | ES_1056511_06062013103229_6046753
2182594 | Manitowoc Ice (A division of Welbilt) | Manitowoc | NEO | UD0140A-161 |  | Self Contained Unit | Batch | 95 | 11.1 |  | 24.4 | 100 | [6 empty] | 2013-05-27 | 2013-06-06 | United States, Australia, New Zealand, Switzerland, Europe, Taiwan, Canada | ES_1056511_06062013103229_5866352
2182596 | Manitowoc Ice (A division of Welbilt) | Manitowoc | NEO | UY0190A-161 |  | Self Contained Unit | Batch | 140 | 8.34 |  | 21.6 | 100 | [6 empty] | 2013-05-13 | 2013-06-06 | United States, Australia, New Zealand, Switzerland, Europe, Taiwan, Canada | ES_1056511_06062013103229_7597829
2182597 | Manitowoc Ice (A division of Welbilt) | Manitowoc | NEO | UD0190A-161 |  | Self Contained Unit | Batch | 140 | 8.43 |  | 23.9 | 100 | [6 empty] | 2013-05-13 | 2013-06-06 | United States, Australia, New Zealand, Switzerland, Europe, Taiwan, Canada | ES_1056511_06062013103229_6564006
2182599 | Manitowoc Ice (A division of Welbilt) | Manitowoc | NEO | UY0240A-161 |  | Self Contained Unit | Batch | 160 | 8.71 |  | 21.5 | 100 | [6 empty] | 2013-05-27 | 2013-06-06 | United States, Australia, New Zealand, Switzerland, Europe, Taiwan, Canada | ES_1056511_06062013103229_6999951
2182600 | Manitowoc Ice (A division of Welbilt) | Manitowoc | NEO | UD0240A-161 |  | Self Contained Unit | Batch | 160 | 8.84 |  | 23.4 | 100 | [6 empty] | 2013-05-27 | 2013-06-06 | United States, Australia, New Zealand, Switzerland, Europe, Taiwan, Canada | ES_1056511_06062013103229_5750715
2186695 | Manitowoc Ice (A division of Welbilt) | Manitowoc | Indigo-Series | IR-0500A-161 |  | Ice Making Head | Batch | 370 | 5.94 |  | 19.9 | 100 | [6 empty] | 2011-04-21 | 2013-07-31 | United States, Australia, New Zealand, Switzerland, Europe, Taiwan, Japan, Canada | ES_1056511_07312013101940_9672435
2186696 | Manitowoc Ice (A division of Welbilt) | Manitowoc | Indigo-Series | IR-0500A-261 |  | Ice Making Head | Batch | 370 | 5.94 |  | 19.9 | 100 | [6 empty] | 2011-04-21 | 2013-07-31 | United States, Australia, New Zealand, Switzerland, Europe, Taiwan, Japan, Canada | ES_1056511_07312013101940_5067231
2186697 | Manitowoc Ice (A division of Welbilt) | Manitowoc | Indigo-Series | ID-0502A-161 |  | Ice Making Head | Batch | 390 | 5.79 |  | 19.9 | 100 | [6 empty] | 2011-04-21 | 2013-07-31 | United States, Australia, New Zealand, Switzerland, Europe, Taiwan, Japan, Canada | ES_1056511_07312013101940_6302365
2186698 | Manitowoc Ice (A division of Welbilt) | Manitowoc | Indigo-Series | ID-0502A-261 |  | Ice Making Head | Batch | 390 | 5.79 |  | 19.9 | 100 | [6 empty] | 2011-04-21 | 2013-07-31 | United States, Australia, New Zealand, Switzerland, Europe, Taiwan, Japan, Canada | ES_1056511_07312013101940_3380485
2186699 | Manitowoc Ice (A division of Welbilt) | Manitowoc | Indigo-Series | IR0906A-261 |  | Ice Making Head | Batch | 639 | 5.33 |  | 19 | 100 | [6 empty] | 2013-05-20 | 2013-07-31 | United States, Australia, New Zealand, Switzerland, Europe, Taiwan, Japan, Canada | ES_1056511_07312013101940_7832880
2186701 | Manitowoc Ice (A division of Welbilt) | Manitowoc | Indigo-Series | ID0906A-261 |  | Ice Making Head | Batch | 664 | 5.1 |  | 19 | 100 | [6 empty] | 2013-05-20 | 2013-07-31 | United States, Australia, New Zealand, Switzerland, Europe, Taiwan, Japan, Canada | ES_1056511_07312013101940_6836136
2186702 | Manitowoc Ice (A division of Welbilt) | Manitowoc | Indigo-Series | ID0906A3-263 |  | Ice Making Head | Batch | 664 | 5.1 |  | 19 | 100 | [6 empty] | 2013-05-20 | 2013-07-31 | United States, Australia, New Zealand, Switzerland, Europe, Taiwan, Japan, Canada | ES_1056511_07312013101940_5568882
2186703 | Manitowoc Ice (A division of Welbilt) | Manitowoc | Indigo-Series | IR0996N-261 |  | Remote Condensing Unit | Batch | 665 | 5.29 |  | 19 | 100 | [5 empty] | JC0995-261 | 2013-05-20 | 2013-07-31 | United States, Australia, New Zealand, Switzerland, Europe, Taiwan, Japan, Canada | ES_1056511_07312013101940_9952153
2186707 | Manitowoc Ice (A division of Welbilt) | Manitowoc | Indigo-Series | IY0906A-261 |  | Ice Making Head | Batch | 710 | 5.02 |  | 19 | 100 | [6 empty] | 2013-05-20 | 2013-07-31 | United States, Australia, New Zealand, Switzerland, Europe, Taiwan, Japan, Canada | ES_1056511_07312013101940_6370931
2186708 | Manitowoc Ice (A division of Welbilt) | Manitowoc | Indigo-Series | IY0906A3-263 |  | Ice Making Head | Batch | 710 | 5.02 |  | 19 | 100 | [6 empty] | 2013-05-20 | 2013-07-31 | United States, Australia, New Zealand, Switzerland, Europe, Taiwan, Japan, Canada | ES_1056511_07312013101940_3673191
2186709 | Manitowoc Ice (A division of Welbilt) | Manitowoc | Indigo-Series | IY0976C-161 |  | Remote Condensing Unit | Batch | 714 | 4.93 |  | 19 | 100 | [5 empty] | ICVD0996-261 | 2013-05-20 | 2013-07-31 | United States, Australia, New Zealand, Switzerland, Europe, Taiwan, Japan, Canada | ES_1056511_07312013101940_6282226
2186710 | Manitowoc Ice (A division of Welbilt) | Manitowoc | Indigo-Series | IY0976C-161 |  | Remote Condensing Unit | Batch | 714 | 4.93 |  | 19 | 100 | [5 empty] | ICVD09963-263 | 2013-05-20 | 2013-07-31 | United States, Australia, New Zealand, Switzerland, Europe, Taiwan, Japan, Canada | ES_1056511_07312013101940_1473412
2186711 | Manitowoc Ice (A division of Welbilt) | Manitowoc | Indigo-Series | ID0996N-261 |  | Remote Condensing Unit | Batch | 727 | 4.91 |  | 19 | 100 | [5 empty] | JC0995-261 | 2013-05-20 | 2013-07-31 | United States, Australia, New Zealand, Switzerland, Europe, Taiwan, Japan, Canada | ES_1056511_07312013101940_5122959
2186713 | Manitowoc Ice (A division of Welbilt) | Manitowoc | Indigo-Series | IB0894YC-161 |  | Remote Condensing Unit | Batch | 732 | 4.86 |  | 19.6 | 100 | [5 empty] | ICVD0996-261 | 2013-05-20 | 2013-07-31 | United States, Australia, New Zealand, Switzerland, Europe, Taiwan, Japan, Canada | ES_1056511_07312013101940_2517282
2186714 | Manitowoc Ice (A division of Welbilt) | Manitowoc | Indigo-Series | IB0894YC-161 |  | Remote Condensing Unit | Batch | 732 | 4.86 |  | 19.6 | 100 | [5 empty] | ICVD09963-263 | 2013-05-20 | 2013-07-31 | United States, Australia, New Zealand, Switzerland, Europe, Taiwan, Japan, Canada | ES_1056511_07312013101940_6046583
2186715 | Manitowoc Ice (A division of Welbilt) | Manitowoc | Indigo-Series | IY0996N-261 |  | Remote Condensing Unit | Batch | 752 | 4.9 |  | 19 | 100 | [5 empty] | JC0995-261 | 2013-05-20 | 2013-07-31 | United States, Australia, New Zealand, Switzerland, Europe, Taiwan, Japan, Canada | ES_1056511_07312013101940_9077588
2186716 | Manitowoc Ice (A division of Welbilt) | Manitowoc | Indigo-Series | IY0996N3-263 |  | Remote Condensing Unit | Batch | 752 | 4.9 |  | 19 | 100 | [5 empty] | JC0995-261 | 2013-05-20 | 2013-07-31 | United States, Australia, New Zealand, Switzerland, Europe, Taiwan, Japan, Canada | ES_1056511_07312013101940_2677641
2186717 | Manitowoc Ice (A division of Welbilt) | Manitowoc | Indigo-Series | IB1094YC-161 |  | Remote Condensing Unit | Batch | 910 | 4.85 |  | 20 | 100 | [5 empty] | ICVD1195-261 | 2012-11-30 | 2013-07-31 | United States, Australia, New Zealand, Switzerland, Europe, Taiwan, Japan, Canada | ES_1056511_07312013101940_8372735
2186718 | Manitowoc Ice (A division of Welbilt) | Manitowoc | Indigo-Series | IB1094YC-161 |  | Remote Condensing Unit | Batch | 910 | 4.85 |  | 20 | 100 | [5 empty] | ICVD11953-263 | 2012-11-30 | 2013-07-31 | United States, Australia, New Zealand, Switzerland, Europe, Taiwan, Japan, Canada | ES_1056511_07312013101940_8927356
2190080 | Manitowoc Ice (A division of Welbilt) | Manitowoc | NEO | UR0310A-161 |  | Self Contained Unit | Batch | 226 | 8.27 |  | 23.5 | 100 | [6 empty] | 2013-10-21 | 2013-09-11 | United States, Australia, New Zealand, Switzerland, Europe, Taiwan, Canada | ES_1056511_09112013090120_7967784
2190081 | Manitowoc Ice (A division of Welbilt) | Manitowoc | NEO | UD0310A-161 |  | Self Contained Unit | Batch | 235 | 8.27 |  | 23.5 | 100 | [6 empty] | 2013-10-21 | 2013-09-11 | United States, Australia, New Zealand, Switzerland, Europe, Taiwan, Canada | ES_1056511_09112013090120_6142649
2190082 | Manitowoc Ice (A division of Welbilt) | Manitowoc | NEO | UD0310A-261 |  | Self Contained Unit | Batch | 235 | 7.78 |  | 23.5 | 100 | [6 empty] | 2013-10-21 | 2013-09-11 | United States, Australia, New Zealand, Switzerland, Europe, Taiwan, Canada | ES_1056511_09112013090120_9052925
2190084 | Manitowoc Ice (A division of Welbilt) | Manitowoc | NEO | UY0310A-161 |  | Self Contained Unit | Batch | 235 | 8.27 |  | 23.5 | 100 | [6 empty] | 2013-10-21 | 2013-09-11 | United States, Australia, New Zealand, Switzerland, Europe, Taiwan, Canada | ES_1056511_09112013090120_1285848
2192270 | Manitowoc Ice (A division of Welbilt) | Manitowoc | NEO | UY0140A-261 |  | Self Contained Unit | Batch | 95 | 10.19 |  | 24.9 | 100 | [6 empty] | 2013-07-15 | 2013-10-01 | United States, Australia, New Zealand, Switzerland, Europe, Taiwan, Canada | ES_1056511_10012013133409_3735396
2192271 | Manitowoc Ice (A division of Welbilt) | Manitowoc | NEO | UD0140A-261 |  | Self Contained Unit | Batch | 95 | 10.78 |  | 24.4 | 100 | [6 empty] | 2013-07-15 | 2013-10-01 | United States, Australia, New Zealand, Switzerland, Europe, Taiwan, Canada | ES_1056511_10012013133409_4374681
2192273 | Manitowoc Ice (A division of Welbilt) | Manitowoc | NEO | UD0190A-261 |  | Self Contained Unit | Batch | 140 | 7.87 |  | 23.9 | 100 | [6 empty] | 2013-07-15 | 2013-10-01 | United States, Australia, New Zealand, Switzerland, Europe, Taiwan, Canada | ES_1056511_10012013133409_6222702
2192275 | Manitowoc Ice (A division of Welbilt) | Manitowoc | NEO | UY0240A-261 |  | Self Contained Unit | Batch | 160 | 7.2 |  | 21.5 | 100 | [6 empty] | 2013-07-15 | 2013-10-01 | United States, Australia, New Zealand, Switzerland, Europe, Taiwan, Canada | ES_1056511_10012013133409_1922295
2192276 | Manitowoc Ice (A division of Welbilt) | Manitowoc | NEO | UD0240A-261 |  | Self Contained Unit | Batch | 160 | 7.2 |  | 23.4 | 100 | [6 empty] | 2013-07-15 | 2013-10-01 | United States, Australia, New Zealand, Switzerland, Europe, Taiwan, Canada | ES_1056511_10012013133409_8233337
2203461 | Manitowoc Ice (A division of Welbilt) | Manitowoc | Indigo-Series | ID1472C-161 |  | Remote Condensing Unit | Batch | 1132 | 4.47 |  | 20 | 100 | [5 empty] | ICVD14963-263 | 2013-08-12 | 2014-01-28 | United States, Australia, New Zealand, Switzerland, Europe, Taiwan, Japan, Canada | ES_1056511_01282014145848_9958807
2203462 | Manitowoc Ice (A division of Welbilt) | Manitowoc | Indigo-Series | ID1472C-161 |  | Remote Condensing Unit | Batch | 1132 | 4.47 |  | 20 | 100 | [5 empty] | ICVD1496-261 | 2013-08-12 | 2014-01-28 | United States, Australia, New Zealand, Switzerland, Europe, Taiwan, Japan, Canada | ES_1056511_01282014145848_6946528
2203463 | Manitowoc Ice (A division of Welbilt) | Manitowoc | Indigo-Series | IY1474C-161 |  | Remote Condensing Unit | Batch | 1200 | 4.31 |  | 20 | 100 | [5 empty] | ICVD14963-263 | 2013-08-12 | 2014-01-28 | United States, Australia, New Zealand, Switzerland, Europe, Taiwan, Japan, Canada | ES_1056511_01282014145848_9494861
2203464 | Manitowoc Ice (A division of Welbilt) | Manitowoc | Indigo-Series | IY1474C-161 |  | Remote Condensing Unit | Batch | 1200 | 4.31 |  | 20 | 100 | [5 empty] | ICVD1496-261 | 2013-08-12 | 2014-01-28 | United States, Australia, New Zealand, Switzerland, Europe, Taiwan, Japan, Canada | ES_1056511_01282014145848_9120654
2217515 | Manitowoc Ice (A division of Welbilt) | Manitowoc | Indigo-Series | ID1106A-261 |  | Ice Making Head | Batch | 846 | 5.06 |  | 19.8 | 100 | [6 empty] | 2014-06-23 | 2014-08-15 | United States, Australia, New Zealand, Switzerland, Europe, Taiwan, Japan, Canada | ES_1056511_08152014150839_8431420
2217517 | Manitowoc Ice (A division of Welbilt) | Manitowoc | Indigo-Series | IY1106A-261 |  | Ice Making Head | Batch | 870 | 5.01 |  | 19.8 | 100 | [6 empty] | 2014-06-23 | 2014-08-15 | United States, Australia, New Zealand, Switzerland, Europe, Taiwan, Japan, Canada | ES_1056511_08152014150839_8570445
2217518 | Manitowoc Ice (A division of Welbilt) | Manitowoc | Indigo-Series | IY1106A3-263 |  | Ice Making Head | Batch | 870 | 5.01 |  | 19.8 | 100 | [6 empty] | 2014-06-23 | 2014-08-15 | United States, Australia, New Zealand, Switzerland, Europe, Taiwan, Japan, Canada | ES_1056511_08152014150839_2326458
2217519 | Manitowoc Ice (A division of Welbilt) | Manitowoc | Indigo-Series | ID1196N-261 |  | Remote Condensing Unit | Batch | 867 | 4.99 |  | 19.8 | 100 | [5 empty] | JC0995-261 | 2014-06-23 | 2014-08-15 | United States, Australia, New Zealand, Switzerland, Europe, Taiwan, Japan, Canada | ES_1056511_08152014150839_5995262
2217521 | Manitowoc Ice (A division of Welbilt) | Manitowoc | Indigo-Series | IY1196N-261 |  | Remote Condensing Unit | Batch | 922 | 4.88 |  | 19.8 | 100 | [5 empty] | JC0995-261 | 2014-06-23 | 2014-08-15 | United States, Australia, New Zealand, Switzerland, Europe, Taiwan, Japan, Canada | ES_1056511_08152014150839_7337389
2217522 | Manitowoc Ice (A division of Welbilt) | Manitowoc | Indigo-Series | IY1196N3-263 |  | Remote Condensing Unit | Batch | 922 | 4.88 |  | 19.8 | 100 | [5 empty] | JC0995-261 | 2014-06-23 | 2014-08-15 | United States, Australia, New Zealand, Switzerland, Europe, Taiwan, Japan, Canada | ES_1056511_08152014150839_1711988
2217523 | Manitowoc Ice (A division of Welbilt) | Manitowoc | Indigo-Series | ID1176C-161 |  | Remote Condensing Unit | Batch | 882 | 4.98 |  | 19.8 | 100 | [5 empty] | ICVD1195-261 | 2014-06-23 | 2014-08-15 | United States, Australia, New Zealand, Switzerland, Europe, Taiwan, Japan, Canada | ES_1056511_08152014150839_3184536
2217524 | Manitowoc Ice (A division of Welbilt) | Manitowoc | Indigo-Series | ID1176C-161 |  | Remote Condensing Unit | Batch | 882 | 4.98 |  | 19.8 | 100 | [5 empty] | ICVD11953-263 | 2014-06-23 | 2014-08-15 | United States, Australia, New Zealand, Switzerland, Europe, Taiwan, Japan, Canada | ES_1056511_08152014150839_3304678
2217525 | Manitowoc Ice (A division of Welbilt) | Manitowoc | Indigo-Series | IY1176C-161 |  | Remote Condensing Unit | Batch | 900 | 4.84 |  | 19.8 | 100 | [5 empty] | ICVD1195-261 | 2014-06-23 | 2014-08-15 | United States, Australia, New Zealand, Switzerland, Europe, Taiwan, Japan, Canada | ES_1056511_08152014150839_6190877
2217526 | Manitowoc Ice (A division of Welbilt) | Manitowoc | Indigo-Series | IY1176C-161 |  | Remote Condensing Unit | Batch | 900 | 4.84 |  | 19.8 | 100 | [5 empty] | ICVD11953-263 | 2014-06-23 | 2014-08-15 | United States, Australia, New Zealand, Switzerland, Europe, Taiwan, Japan, Canada | ES_1056511_08152014150839_3068915
2226410 | Manitowoc Ice (A division of Welbilt) | Manitowoc | RNS-Series | RNS0608A-161 |  | Ice Making Head | Continuous | 451 | 6.38 |  | 12 | 89 | [6 empty] | 2014-11-10 | 2014-12-03 | United States, Australia, New Zealand, Switzerland, Europe, Taiwan, Japan, Canada | ES_1056511_12032014165224_2037689
2226411 | Manitowoc Ice (A division of Welbilt) | Manitowoc | RNS-Series | RNS1008A-261 |  | Ice Making Head | Continuous | 825 | 5.41 |  | 12 | 88 | [6 empty] | 2014-09-16 | 2014-12-03 | United States, Australia, New Zealand, Switzerland, Europe, Taiwan, Japan, Canada | ES_1056511_12032014165224_4341713
2226412 | Manitowoc Ice (A division of Welbilt) | Manitowoc | RNS-Series | RNS1078C-161 |  | Remote Condensing Unit | Continuous | 900 | 4.92 |  | 12 | 88 | [5 empty] | RCU1098-261 | 2014-09-16 | 2014-12-03 | United States, Australia, New Zealand, Switzerland, Europe, Taiwan, Japan, Canada | ES_1056511_12032014165224_9412548
2226413 | Manitowoc Ice (A division of Welbilt) | Manitowoc | RNS-Series | RNS1078C-161 |  | Remote Condensing Unit | Continuous | 900 | 4.92 |  | 12 | 88 | [5 empty] | RCU10983-263 | 2014-09-16 | 2014-12-03 | United States, Australia, New Zealand, Switzerland, Europe, Taiwan, Japan, Canada | ES_1056511_12032014165224_2245200
2226414 | Manitowoc Ice (A division of Welbilt) | Manitowoc | RNS-Series | RNS1078C-261 |  | Remote Condensing Unit | Continuous | 900 | 4.92 |  | 12 | 88 | [5 empty] | RCU1098-261 | 2014-09-16 | 2014-12-03 | United States, Australia, New Zealand, Switzerland, Europe, Taiwan, Japan, Canada | ES_1056511_12032014165224_3561340
2226415 | Manitowoc Ice (A division of Welbilt) | Manitowoc | RNS-Series | RNS1078C-261 |  | Remote Condensing Unit | Continuous | 900 | 4.92 |  | 12 | 88 | [5 empty] | RCU10983-263 | 2014-09-16 | 2014-12-03 | United States, Australia, New Zealand, Switzerland, Europe, Taiwan, Japan, Canada | ES_1056511_12032014165224_4470908
2232227 | Manitowoc Ice (A division of Welbilt) | Manitowoc | RF-Series | RF0266A-161 |  | Self Contained Unit | Continuous | 151 | 9.56 |  | 12 | 65 | [6 empty] | 2013-03-01 | 2015-01-30 | United States, Australia, New Zealand, Switzerland, Europe, Taiwan, Japan, Canada | ES_1056511_01302015144837_6408787
2232228 | Manitowoc Ice (A division of Welbilt) | Manitowoc | RNS-Series | RNS0244A-161 |  | Self Contained Unit | Continuous | 147 | 8.77 |  | 12 | 85 | [6 empty] | 2013-03-01 | 2015-01-30 | United States, Australia, New Zealand, Switzerland, Europe, Taiwan, Japan, Canada | ES_1056511_01302015144837_2304923
2233241 | Manitowoc Ice (A division of Welbilt) | Manitowoc | Indigo-Series | IY-0504A-161 |  | Ice Making Head | Batch | 410 | 5.73 |  | 19.9 | 100 | [6 empty] | 2011-04-21 | 2015-02-18 | United States, Australia, New Zealand, Switzerland, Europe, Taiwan, Japan, Canada | ES_1056511_02182015104824_1926061
2233242 | Manitowoc Ice (A division of Welbilt) | Manitowoc | Indigo-Series | IY-0504A-261 |  | Ice Making Head | Batch | 410 | 5.73 |  | 19.9 | 100 | [6 empty] | 2011-04-21 | 2015-02-18 | United States, Australia, New Zealand, Switzerland, Europe, Taiwan, Japan, Canada | ES_1056511_02182015104824_1657452
2235175 | Manitowoc Ice (A division of Welbilt) | Manitowoc | Indigo-Series | ID1406A-261 |  | Ice Making Head | Batch | 1235 | 4.52 |  | 20 | 100 | [6 empty] | 2015-03-23 | 2015-03-26 | United States, Australia, New Zealand, Switzerland, Europe, Taiwan, Japan, Canada | ES_1056511_03262015141107_9206272
2235176 | Manitowoc Ice (A division of Welbilt) | Manitowoc | Indigo-Series | ID1406A3-263 |  | Ice Making Head | Batch | 1235 | 4.52 |  | 20 | 100 | [6 empty] | 2015-03-23 | 2015-03-26 | United States, Australia, New Zealand, Switzerland, Europe, Taiwan, Japan, Canada | ES_1056511_03262015141108_8988755
2235177 | Manitowoc Ice (A division of Welbilt) | Manitowoc | Indigo-Series | IY1406A-261 |  | Ice Making Head | Batch | 1308 | 4.32 |  | 20 | 100 | [6 empty] | 2015-03-23 | 2015-03-26 | United States, Australia, New Zealand, Switzerland, Europe, Taiwan, Japan, Canada | ES_1056511_03262015141108_7145945
2235178 | Manitowoc Ice (A division of Welbilt) | Manitowoc | Indigo-Series | IY1406A3-263 |  | Ice Making Head | Batch | 1308 | 4.32 |  | 20 | 100 | [6 empty] | 2015-03-23 | 2015-03-26 | United States, Australia, New Zealand, Switzerland, Europe, Taiwan, Japan, Canada | ES_1056511_03262015141108_8408808
2235179 | Manitowoc Ice (A division of Welbilt) | Manitowoc | Indigo-Series | ID1496N-261 |  | Remote Condensing Unit | Batch | 1295 | 4.23 |  | 20 | 100 | [5 empty] | JC1395 | 2015-03-23 | 2015-03-26 | United States, Australia, New Zealand, Switzerland, Europe, Taiwan, Japan, Canada | ES_1056511_03262015141108_7149627
2235181 | Manitowoc Ice (A division of Welbilt) | Manitowoc | Indigo-Series | IY1496N-261 |  | Remote Condensing Unit | Batch | 1305 | 4.23 |  | 20 | 100 | [5 empty] | JC1395 | 2015-03-23 | 2015-03-26 | United States, Australia, New Zealand, Switzerland, Europe, Taiwan, Japan, Canada | ES_1056511_03262015141108_6056067
2235182 | Manitowoc Ice (A division of Welbilt) | Manitowoc | Indigo-Series | IY1496N3-263 |  | Remote Condensing Unit | Batch | 1305 | 4.23 |  | 20 | 100 | [5 empty] | JC1395 | 2015-03-23 | 2015-03-26 | United States, Australia, New Zealand, Switzerland, Europe, Taiwan, Japan, Canada | ES_1056511_03262015141108_3892639
2240125 | Manitowoc Ice (A division of Welbilt) | Manitowoc | RF-Series | RF2300A-263 |  | Ice Making Head | Continuous | 1819 | 5.36 |  | 12 | 71 | [6 empty] | 2015-05-01 | 2015-05-22 | United States, Australia, New Zealand, Switzerland, Europe, Taiwan, Japan, Canada | ES_1056511_05222015144211_5303740
2307740 | Manitowoc Ice (A division of Welbilt) | Manitowoc | Indigo | IDT1500N-261 |  | Remote Condensing Unit | Batch | 1435 | 3.9 | R-410A | 20 | 100 | No | 6LoWPAN | 6LoWPAN |  |  | JCT1500-261 | 2017-11-06 | 2017-12-13 | United States, Australia, New Zealand, Switzerland, Europe, Taiwan, Japan, Canada | ES_1056511_10568272_12132017201553_8489868
2307741 | Manitowoc Ice (A division of Welbilt) | Manitowoc | Indigo | IYT1500N-261 |  | Remote Condensing Unit | Batch | 1460 | 3.9 | R-410A | 20 | 100 | No | 6LoWPAN | 6LoWPAN |  |  | JCT1500-261 | 2017-11-06 | 2017-12-13 | United States, Australia, New Zealand, Switzerland, Europe, Taiwan, Japan, Canada | ES_1056511_10568273_12132017201553_3848854
2307742 | Manitowoc Ice (A division of Welbilt) | Manitowoc | Indigo | IYT1500N-263 |  | Remote Condensing Unit | Batch | 1460 | 3.9 | R-410A | 20 | 100 | No | 6LoWPAN | 6LoWPAN |  |  | JCT1500-261 | 2017-11-06 | 2017-12-13 | United States, Australia, New Zealand, Switzerland, Europe, Taiwan, Japan, Canada | ES_1056511_10568274_12132017201553_9581253
2307743 | Manitowoc Ice (A division of Welbilt) | Manitowoc | Indigo | IRT1900N-261 |  | Remote Condensing Unit | Batch | 1530 | 4.08 | R-410A | 20 | 100 | No | 6LoWPAN | 6LoWPAN |  |  | JCT1500-261 | 2017-11-06 | 2017-12-13 | United States, Australia, New Zealand, Switzerland, Europe, Taiwan, Japan, Canada | ES_1056511_10568285_12132017201553_4370247
2307744 | Manitowoc Ice (A division of Welbilt) | Manitowoc | Indigo | IDT1900N-261 |  | Remote Condensing Unit | Batch | 1540 | 4.08 | R-410A | 20 | 100 | No | 6LoWPAN | 6LoWPAN |  |  | JCT1500-261 | 2017-11-06 | 2017-12-13 | United States, Australia, New Zealand, Switzerland, Europe, Taiwan, Japan, Canada | ES_1056511_10568286_12132017201553_8106005
2307745 | Manitowoc Ice (A division of Welbilt) | Manitowoc | Indigo | IDT1900N-263 |  | Remote Condensing Unit | Batch | 1540 | 4.08 | R-410A | 20 | 100 | No | 6LoWPAN | 6LoWPAN |  |  | JCT1500-261 | 2017-11-06 | 2017-12-13 | United States, Australia, New Zealand, Switzerland, Europe, Taiwan, Japan, Canada | ES_1056511_10568287_12132017201553_6225505
2307746 | Manitowoc Ice (A division of Welbilt) | Manitowoc | Indigo | IYT1900N-261 |  | Remote Condensing Unit | Batch | 1560 | 4.08 | R-410A | 20 | 100 | No | 6LoWPAN | 6LoWPAN |  |  | JCT1500-261 | 2017-11-06 | 2017-12-13 | United States, Australia, New Zealand, Switzerland, Europe, Taiwan, Japan, Canada | ES_1056511_10568288_12132017201553_6794667
2307747 | Manitowoc Ice (A division of Welbilt) | Manitowoc | Indigo | IYT1900N-263 |  | Remote Condensing Unit | Batch | 1560 | 4.08 | R-410A | 20 | 100 | No | 6LoWPAN | 6LoWPAN |  |  | JCT1500-261 | 2017-11-06 | 2017-12-13 | United States, Australia, New Zealand, Switzerland, Europe, Taiwan, Japan, Canada | ES_1056511_10568289_12132017201553_1513951
2210251 | Mile High Equipment LLC | Ice-O-Matic | ICE Series | ICEU220HA |  | Self Contained Unit | Batch | 175 | 8.8 |  | 25 | 100 | [6 empty] | 2013-02-01 | 2014-05-09 | United States, Canada | ES_1039024_ICEU220HA_05102014181352_5632104
2210253 | Mile High Equipment LLC | Ice-O-Matic | ICE Series | ICEU150FA |  | Self Contained Unit | Batch | 130 | 8.8 |  | 25 | 100 | [6 empty] | 2012-09-15 | 2014-05-09 | United States, Canada | ES_1039024_ICEU150FA_05102014180440_5080452
2210257 | Mile High Equipment LLC | Ice-O-Matic | ICE Series | ICEU220FA |  | Self Contained Unit | Batch | 156 | 9.46 |  | 25 | 100 | [6 empty] | 2013-02-01 | 2014-07-21 | United States, Canada | ES_1039024_ICEU220FA_05102014181327_5607793
2210260 | Mile High Equipment LLC | Ice-O-Matic | ICE Series | ICEU150HA |  | Self Contained Unit | Batch | 130 | 8.8 |  | 25 | 100 | [6 empty] | 2012-09-15 | 2014-05-09 | United States, Canada | ES_1039024_ICEU150HA_05102014180528_5128634
2210282 | Mile High Equipment LLC | Ice-O-Matic | MFI Series | MFI1256A |  | Ice Making Head | Continuous | 885 | 4.98 |  | 12 | 65 | [6 empty] | 2013-05-13 | 2014-05-12 | United States, Canada | ES_1039024_MFI1256A_05102014182553_6353926
2210283 | Mile High Equipment LLC | Ice-O-Matic | GEM Series | GEM0956R |  | Remote Condensing Unit | Continuous | 825 | 4.99 |  | 12 | 80 | [5 empty] | GRC1061 | 2013-05-13 | 2014-05-12 | United States, Canada | ES_1039024_GEM0956R_05102014182530_6330647
2210285 | Mile High Equipment LLC | Ice-O-Matic | GEM Series | GEM0650A |  | Ice Making Head | Continuous | 500 | 6.31 |  | 12 | 80 | [6 empty] | 2013-12-01 | 2014-05-12 | United States, Canada | ES_1039024_GEM0650A_05102014182438_6278712
2210288 | Mile High Equipment LLC | Ice-O-Matic | MFI Series | MFI0500A |  | Ice Making Head | Continuous | 380 | 6.22 |  | 12 | 65 | [6 empty] | 2013-05-13 | 2014-05-12 | United States, Canada | ES_1039024_MFI0500A_05102014182618_6378477
2210289 | Mile High Equipment LLC | Ice-O-Matic | MFI Series | MFI1256R |  | Remote Condensing Unit | Continuous | 950 | 5.34 |  | 12 | 60 | [5 empty] | GRC1061 | 2013-05-13 | 2014-05-12 | United States, Canada | ES_1039024_MFI1256R_05102014182647_6407220
2212332 | Mile High Equipment LLC | Ice-O-Matic | ICE Series | ICEU226FA |  | Self Contained Unit | Batch | 168 | 9.2 |  | 25 | 100 | [6 empty] | 2014-06-01 | 2014-06-03 | United States, Canada | ES_1039024_ICEU226FA_06032014205323_8803232
2212338 | Mile High Equipment LLC | Ice-O-Matic | ICE Series | ICEU300FA |  | Self Contained Unit | Batch | 205 | 8.66 |  | 25 | 100 | [6 empty] | 2014-06-15 | 2014-06-03 | United States, Canada | ES_1039024_ICEU300FA_06032014205523_8923922
2212340 | Mile High Equipment LLC | Ice-O-Matic | ICE Series | ICEU226HA |  | Self Contained Unit | Batch | 168 | 9.2 |  | 25 | 100 | [6 empty] | 2014-06-01 | 2014-06-03 | United States, Canada | ES_1039024_ICEU226HA_06032014205359_8839307
2212361 | Mile High Equipment LLC | Ice-O-Matic | ICE Series | ICEU300HA |  | Self Contained Unit | Batch | 205 | 8.66 |  | 25 | 100 | [6 empty] | 2014-06-15 | 2014-06-03 | United States, Canada | ES_1039024_ICEU300HA_06032014205435_8875487
2244941 | Mile High Equipment LLC | Ice-O-Matic | MFI Series | MFI1506A |  | Ice Making Head | Continuous | 1050 | 5.12 |  | 12 | 0.6 | [6 empty] | 2015-08-15 | 2015-08-03 | United States, Canada | ES_1039024_MFI1506A_08032015223331_1211400
2244942 | Mile High Equipment LLC | Ice-O-Matic | GEM Series | GEM1306A |  | Ice Making Head | Continuous | 1000 | 4.74 |  | 12 | 0.75 | [6 empty] | 2015-08-15 | 2015-08-03 | United States, Canada | ES_1039024_GEM1306A_08032015222843_0923108
2257260 | Mile High Equipment LLC | Ice-O-Matic | GEM Series | GEM1306R |  | Remote Condensing Unit | Continuous | 1000 | 4.99 |  | 12 | 0.75 | [5 empty] | GRC1061 | 2015-01-08 | 2016-01-22 | United States, Canada | ES_1039024_GEM1306R_01222016205752_6272495
2257261 | Mile High Equipment LLC | Ice-O-Matic | MFI Series | MFI1506R |  | Remote Condensing Unit | Continuous | 1025 | 5.01 |  | 12 | 0.67 | [5 empty] | GRC1061 | 2016-01-22 | 2016-01-22 | United States, Canada | ES_1039024_MFI1506R_01222016213810_8690632
2170098 | Qingdao Orien Commercial Equipment Co., Ltd | ORIEN | Ice Maker | FS-50IMOD |  | Self Contained Unit | Batch | 50 | 12.2 |  | 13.8 | 100 | [6 empty] | 2013-01-15 | 2012-12-24 | United States, Canada | ES_1105798_QINGDAO ORIEN COMMERCIAL EQUIPMENT CO LTD (241025) ¦ FS-50IMOD_01242013173923_9163697
2170099 | Qingdao Orien Commercial Equipment Co., Ltd | ORIEN | Ice Maker | FS-55IM |  | Self Contained Unit | Batch | 50 | 12.2 |  | 13.8 | 100 | [6 empty] | 2013-01-15 | 2012-12-24 | United States, Canada | ES_1105798_QINGDAO ORIEN COMMERCIAL EQUIPMENT CO LTD (241025) ¦ FS-55IM_01242013173955_9195188
2209969 | Robert H Peterson co. | FIREMAGIC | Ice Maker | 3593 |  | Self Contained Unit | Batch | 50 | 12.2 |  | 13.8 | 100 | [6 empty] | 2013-01-15 | 2014-05-06 | United States, Canada | ES_1122467_3593_05062014084851_6131542
2257602 | Robert H Peterson co. | FIREMAGIC | Ice Maker | 3593A |  | Self Contained Unit | Batch | 50 | 12.2 |  | 13.8 | 100 | [6 empty] | 2015-02-02 | 2015-02-01 | United States | ES_1122467_3593A_02022016025804_1884751
2174396 | Scotsman Ice Systems | Scotsman | Prodigy | CU3030MA-1# |  | Self Contained Unit | Batch | 217 | 8.5 |  | 18 | 100 | [6 empty] | 2008-08-01 | 2013-03-04 | United States, Canada | ES_1056510_03042013110940_2235078
2174397 | Scotsman Ice Systems | Scotsman | Prodigy | CU3030MA-32# |  | Self Contained Unit | Batch | 217 | 8.5 |  | 18.2 | 100 | [6 empty] | 2008-08-01 | 2013-03-04 | United States, Canada | ES_1056510_03042013110940_9655078
2174398 | Scotsman Ice Systems | Scotsman | Prodigy | CU3030SA-1# |  | Self Contained Unit | Batch | 217 | 8.5 |  | 18.2 | 100 | [6 empty] | 2008-08-01 | 2013-03-04 | United States, Canada | ES_1056510_03042013110940_2409483
2174399 | Scotsman Ice Systems | Scotsman | Prodigy | C0322SA-1# |  | Ice Making Head | Batch | 251 | 6.69 |  | 19 | 100 | [6 empty] | 2007-11-12 | 2013-03-04 | United States, Canada | ES_1056510_03042013110940_5594392
2174400 | Scotsman Ice Systems | Scotsman | Prodigy | C0330MA-1# |  | Ice Making Head | Batch | 278 | 6.2 |  | 19 | 100 | [6 empty] | 2007-11-12 | 2013-03-04 | United States, Canada | ES_1056510_03042013110940_8124711
2174401 | Scotsman Ice Systems | Scotsman | Prodigy | C0330MA-32# |  | Ice Making Head | Batch | 278 | 6.2 |  | 19 | 100 | [6 empty] | 2007-11-12 | 2013-03-04 | United States, Canada | ES_1056510_03042013110940_2215461
2174402 | Scotsman Ice Systems | Scotsman | Prodigy | C0330SA-1# |  | Ice Making Head | Batch | 278 | 6.2 |  | 19 | 100 | [6 empty] | 2007-11-12 | 2013-03-04 | United States, Canada | ES_1056510_03042013110940_2967669
2174404 | Scotsman Ice Systems | Scotsman | Prodigy | C1030SA-32# |  | Ice Making Head | Batch | 844 | 5 |  | 18.3 | 100 | [6 empty] | 2007-11-12 | 2013-03-04 | United States, Canada | ES_1056510_03042013110940_3855231
2174405 | Scotsman Ice Systems | Scotsman | Prodigy | C1030MR-32# |  | Remote Condensing Unit | Batch | 851 | 5 |  | 18.2 | 100 | [5 empty] | ERC311-32# | 2007-11-12 | 2013-03-04 | United States, Canada | ES_1056510_03042013110940_9736309
2174406 | Scotsman Ice Systems | Scotsman | Prodigy | C1448MR-32# |  | Remote Condensing Unit | Batch | 1221 | 4.6 |  | 18.7 | 100 | [5 empty] | ERC311-32# | 2010-12-01 | 2013-03-04 | United States, Canada | ES_1056510_03042013110940_1143037
2174407 | Scotsman Ice Systems | Scotsman | Prodigy | C1448SR-32# |  | Remote Condensing Unit | Batch | 1221 | 4.6 |  | 18.5 | 100 | [5 empty] | ERC311-32# | 2010-12-01 | 2013-03-04 | United States, Canada | ES_1056510_03042013110940_9287895
2174408 | Scotsman Ice Systems | Scotsman | Prodigy | C2648MR-3# |  | Remote Condensing Unit | Batch | 2208 | 4.34 |  | 17.3 | 100 | [5 empty] | PRC241-32# | 2011-01-17 | 2013-03-04 | United States, Canada | ES_1056510_03042013110940_9510367
2174409 | Scotsman Ice Systems | Scotsman | Prodigy | N0922A-32# |  | Ice Making Head | Continuous | 765 | 5.9 |  | 11.9 | 74 | [6 empty] | 2009-10-01 | 2013-03-04 | United States, Canada | ES_1056510_03042013110940_3100081
2174410 | Scotsman Ice Systems | Scotsman | Prodigy | F1222A-3# |  | Ice Making Head | Continuous | 825 | 6.1 |  | 11.9 | 55 | [6 empty] | 2009-10-01 | 2013-03-04 | United States, Canada | ES_1056510_03042013110940_5861570
2174411 | Scotsman Ice Systems | Scotsman | Prodigy | F1222A-32# |  | Ice Making Head | Continuous | 825 | 6.1 |  | 11.9 | 55 | [6 empty] | 2009-10-01 | 2013-03-04 | United States, Canada | ES_1056510_03042013110940_8352831
2174412 | Scotsman Ice Systems | Scotsman | Prodigy | N0922R-32# |  | Remote Condensing Unit | Continuous | 835 | 5 |  | 11.9 | 74 | [5 empty] | ERC311-32# | 2009-10-01 | 2013-03-04 | United States, Canada | ES_1056510_03042013110940_4171637
2174413 | Scotsman Ice Systems | Scotsman | Prodigy | N1322A-32# |  | Ice Making Head | Continuous | 950 | 5.5 |  | 11.9 | 74 | [6 empty] | 2009-10-01 | 2013-03-04 | United States, Canada | ES_1056510_03042013110940_2210921
2174414 | Scotsman Ice Systems | Scotsman | Prodigy | N1322R-32# |  | Remote Condensing Unit | Continuous | 986 | 5 |  | 11.9 | 74 | [5 empty] | ERC311-32# | 2009-10-01 | 2013-03-04 | United States, Canada | ES_1056510_03042013110940_7179579
2174415 | Scotsman Ice Systems | Scotsman | Prodigy | F1222R-3# |  | Remote Condensing Unit | Continuous | 1050 | 5 |  | 11.9 | 60 | [5 empty] | ERC311-32# | 2009-10-01 | 2013-03-04 | United States, Canada | ES_1056510_03042013110940_2202667
2174416 | Scotsman Ice Systems | Scotsman | Prodigy | F1222R-32# |  | Remote Condensing Unit | Continuous | 1050 | 5 |  | 11.9 | 60 | [5 empty] | ERC311-32# | 2009-10-01 | 2013-03-04 | United States, Canada | ES_1056510_03042013110940_8603396
2174417 | Scotsman Ice Systems | Scotsman | Prodigy | F1522A-32# |  | Ice Making Head | Continuous | 1100 | 5.5 |  | 11.9 | 58 | [6 empty] | 2009-10-01 | 2013-03-04 | United States, Canada | ES_1056510_03042013110940_9359283
2174418 | Scotsman Ice Systems | Scotsman | Scotsman | FME2404AS-32# |  | Ice Making Head | Continuous | 1400 | 6 |  | 11.9 | 57 | [6 empty] | 2005-01-01 | 2013-03-04 | United States, Canada | ES_1056510_03042013110940_4592409
2174618 | Scotsman Ice Systems | Scotsman | Prodigy | C0322MA-1# |  | Ice Making Head | Batch | 251 | 6.69 |  | 19 | 100 | [6 empty] | 2007-11-12 | 2013-03-07 | United States, Canada | ES_1056510_03072013095725_7075685
2174619 | Scotsman Ice Systems | Scotsman | Prodigy | C0322MA-32# |  | Ice Making Head | Batch | 251 | 6.69 |  | 19 | 100 | [6 empty] | 2007-11-12 | 2013-03-07 | United States, Canada | ES_1056510_03072013095725_3696506
2174620 | Scotsman Ice Systems | Scotsman | Prodigy | C0530MA-1# |  | Ice Making Head | Batch | 380 | 5.8 |  | 18 | 100 | [6 empty] | 2011-03-01 | 2013-03-07 | United States, Canada | ES_1056510_03072013095725_4103642
2174621 | Scotsman Ice Systems | Scotsman | Prodigy | C0530MA-32# |  | Ice Making Head | Batch | 380 | 5.8 |  | 18 | 100 | [6 empty] | 2011-03-01 | 2013-03-07 | United States, Canada | ES_1056510_03072013095725_7672066
2174622 | Scotsman Ice Systems | Scotsman | Prodigy | C0530SA-1# |  | Ice Making Head | Batch | 380 | 5.8 |  | 18 | 100 | [6 empty] | 2011-03-01 | 2013-03-07 | United States, Canada | ES_1056510_03072013095725_2184365
2174623 | Scotsman Ice Systems | Scotsman | Prodigy | C0530SA-32# |  | Ice Making Head | Batch | 380 | 5.8 |  | 18 | 100 | [6 empty] | 2011-03-01 | 2013-03-07 | United States, Canada | ES_1056510_03072013095725_4216720
2174625 | Scotsman Ice Systems | Scotsman | Prodigy | C0830SA-32# |  | Ice Making Head | Batch | 724 | 5.3 |  | 18.1 | 100 | [6 empty] | 2007-11-12 | 2013-03-07 | United States, Canada | ES_1056510_03072013095725_1816869
2174627 | Scotsman Ice Systems | Scotsman | Prodigy | C0830MA-32# |  | Ice Making Head | Batch | 724 | 5.3 |  | 18.3 | 100 | [6 empty] | 2007-11-12 | 2013-03-07 | United States, Canada | ES_1056510_03072013095725_2447714
2174629 | Scotsman Ice Systems | Scotsman | Prodigy | C0830MR-32# |  | Remote Condensing Unit | Batch | 780 | 4.8 |  | 18.3 | 100 | [5 empty] | ERC311-32# | 2007-11-12 | 2013-03-07 | United States, Canada | ES_1056510_03072013095725_2404466
2174631 | Scotsman Ice Systems | Scotsman | Prodigy | C1030MA-32# |  | Ice Making Head | Batch | 783 | 5 |  | 18.4 | 100 | [6 empty] | 2007-11-12 | 2013-03-07 | United States, Canada | ES_1056510_03072013095725_1818946
2174632 | Scotsman Ice Systems | Scotsman | Prodigy | C1030SR-3# |  | Remote Condensing Unit | Batch | 835 | 5.1 |  | 18.3 | 100 | [5 empty] | ERC311-32# | 2007-11-12 | 2013-03-07 | United States, Canada | ES_1056510_03072013095725_6539776
2174633 | Scotsman Ice Systems | Scotsman | Prodigy | C1030SR-32# |  | Remote Condensing Unit | Batch | 851 | 5 |  | 18.6 | 100 | [5 empty] | ERC311-32# | 2007-11-12 | 2013-03-07 | United States, Canada | ES_1056510_03072013095725_2069504
2174635 | Scotsman Ice Systems | Scotsman | Prodigy | C1848MR-32# |  | Remote Condensing Unit | Batch | 1593 | 4.29 |  | 17.9 | 100 | [5 empty] | ERC611-32# | 2007-11-12 | 2013-03-07 | United States, Canada | ES_1056510_03072013095725_7014293
2174636 | Scotsman Ice Systems | Scotsman | Prodigy | C1848SR-3# |  | Remote Condensing Unit | Batch | 1593 | 4.27 |  | 18.3 | 100 | [5 empty] | ERC611-32# | 2007-11-12 | 2013-03-07 | United States, Canada | ES_1056510_03072013095725_5296987
2174637 | Scotsman Ice Systems | Scotsman | Prodigy | C1848SR-32# |  | Remote Condensing Unit | Batch | 1593 | 4.27 |  | 18.3 | 100 | [5 empty] | ERC611-32# | 2007-11-12 | 2013-03-07 | United States, Canada | ES_1056510_03072013095725_2147705
2203452 | Scotsman Ice Systems | Scotsman | Prodigy | EH222SL-1# |  | Remote Condensing Unit | Batch | 700 | 5.22 |  | 18 | 100 | [5 empty] | ECC0800-3# | 2013-10-01 | 2014-01-28 | United States, Canada | ES_1056510_01282014141544_1346382
2203453 | Scotsman Ice Systems | Scotsman | Prodigy | EH222SL-1# |  | Remote Condensing Unit | Batch | 855 | 5.02 |  | 18 | 100 | [5 empty] | ECC1410-32# | 2013-10-01 | 2014-01-28 | United States, Canada | ES_1056510_01282014141544_7225937
2203455 | Scotsman Ice Systems | Scotsman | Prodigy | EH430SL-1# |  | Remote Condensing Unit | Batch | 1179 | 4.61 |  | 18 | 100 | [5 empty] | ECC1410-32# | 2013-10-01 | 2014-01-28 | United States, Canada | ES_1056510_01282014141544_9053604
2203456 | Scotsman Ice Systems | Scotsman | Prodigy | EH430SL-1# |  | Remote Condensing Unit | Batch | 1179 | 4.61 |  | 18 | 100 | [5 empty] | ECC1410-3# | 2013-10-01 | 2014-01-28 | United States, Canada | ES_1056510_01282014141544_9941578
2308425 | Scotsman Ice Systems | Scotsman | Prodigy | C1448SA-32E |  | Ice Making Head | Batch | 1296 | 4.25 | R-404A | 18 | 100 | No | 6LoWPAN | 6LoWPAN |  |  |  | 2017-08-01 | 2017-12-27 | Canada | ES_1056510_10445116_12272017185137_8795239
2308426 | Scotsman Ice Systems | Scotsman | Prodigy | C1448SA-3E |  | Ice Making Head | Batch | 1296 | 4.25 | R-404A | 18 | 100 | No | 6LoWPAN | 6LoWPAN |  |  |  | 2017-08-01 | 2017-12-27 | Canada | ES_1056510_10445114_12272017185138_9217377
2308427 | Scotsman Ice Systems | Scotsman | Prodigy | N1322A-32E |  | Ice Making Head | Continuous | 940 | 4.8 | R-404A | 12 | 75 | No | 6LoWPAN | 6LoWPAN |  |  |  | 2017-08-23 | 2017-12-27 | Canada | ES_1056510_10498184_12272017185138_5547783
2308428 | Scotsman Ice Systems | Scotsman | Prodigy | C0630MR-32E |  | Remote Condensing Unit | Batch | 540 | 5.35 | R-404A | 18 | 100 | No | 6LoWPAN | 6LoWPAN |  |  | ERC311-32E | 2017-04-26 | 2017-12-27 | Canada | ES_1056510_10272649_12272017185137_4682489
2308429 | Scotsman Ice Systems | Scotsman | Prodigy | C0630SR-32E |  | Remote Condensing Unit | Batch | 540 | 5.35 | R-404A | 18 | 100 | No | 6LoWPAN | 6LoWPAN |  |  | ERC311-32E | 2017-04-26 | 2017-12-27 | Canada | ES_1056510_10272974_12272017185137_2347049
2308430 | Scotsman Ice Systems | Scotsman | Prodigy | C1448MA-32E |  | Ice Making Head | Batch | 1296 | 4.25 | R-404A | 18 | 100 | No | 6LoWPAN | 6LoWPAN |  |  |  | 2017-08-01 | 2017-12-27 | Canada | ES_1056510_10445115_12272017185137_6913402
2308431 | Scotsman Ice Systems | Scotsman | Prodigy | C1448MA-3E |  | Ice Making Head | Batch | 1296 | 4.25 | R-404A | 18 | 100 | No | 6LoWPAN | 6LoWPAN |  |  |  | 2017-08-01 | 2017-12-27 | Canada | ES_1056510_10445113_12272017185137_7660413
2242893 | True Manufacturing (True Food Service Equipment) | True Refrigeration | TUI-15-L-OP-B | TUI-15-L-OP-B | ,TUI-15-L-SS-B,; ,TUI-15-R-OP-B,; ,TUI-15-R-SS-B,; TUI-15-L-OP-B,TUI-15-L-OP-B, | Self Contained Unit | Batch | 59 | 9.85 |  | 17.8 | 100 | [6 empty] | 2015-06-26 | 2015-06-26 | United States, Canada | ES_3320_TUI-15-L-OP-B_06262015192403_6643396
2209968 | Whynter LLC | Whynter | Ice Maker | UIM-501SS |  | Self Contained Unit | Batch | 50 | 12.2 |  | 13.8 | 100 | [6 empty] | 2013-01-15 | 2014-05-06 | United States, Canada | ES_1122240_UIM-501SS_05062014084939_6179358
2243206 | Whynter LLC | Whynter | Ice Maker | UIM-502SS |  | Self Contained Unit | Batch | 50 | 12.2 |  | 13.8 | 100 | [6 empty] | 2013-01-15 | 2015-07-09 | United States | ES_1122240_UIM-502SS_07132015075546_4146979
2305442 | Yindu Kitchen Equipment Co., LTD | ATOSA | YR140-AP-161 | YR140-AP-161 |  | Self Contained Unit | Batch | 101 | 7.2 |  | 14.3 | 0 | [6 empty] | 2017-10-10 | 2017-10-24 | United States | ES_1117523_YR140-AP-161_10102017140212_5973932
2305609 | Yindu Kitchen Equipment Co., LTD | ATOSA | YR280-AP-161 | YR280-AP-161 |  | Self Contained Unit | Batch | 220 | 6.5 |  | 15.1 | 0 | [6 empty] | 2017-10-10 | 2017-10-25 | United States | ES_1117523_YR280-AP-161_10102017144356_8130304
2305610 | Yindu Kitchen Equipment Co., LTD | ATOSA | YR450-AP-161 | YR450-AP-161 |  | Ice Making Head | Batch | 383 | 5.7 |  | 15.3 | 0 | [6 empty] | 2017-10-10 | 2017-10-25 | United States | ES_1117523_YR450-AP-161_10102017150632_3775903